F5_Commercial_Grocery_New_Food Preparation_Natural Gas_Range_E9 | F5 | Commercial | Grocery | New | Food Preparation | Natural Gas | Range | E9 | RIM BC Ratio | 0 | 0 | 0 | 0 | 0 | 0 | 0 | 0 | 0 | 0 | 0 | 0 | 0 | 0 | 0 | 0 | 0 | 0 | 0 | 0 | 0 | 0 | 0 | 0 | 0 | 0 | 0 | 0 | 0 | 0 | 0
F5_Commercial_Grocery_New_Food Preparation_Natural Gas_Range_E10 | F5 | Commercial | Grocery | New | Food Preparation | Natural Gas | Range | E10 | RIM BC Ratio | 0 | 0 | 0 | 0 | 0 | 0 | 0 | 0 | 0 | 0 | 0 | 0 | 0 | 0 | 0 | 0 | 0 | 0 | 0 | 0 | 0 | 0 | 0 | 0 | 0 | 0 | 0 | 0 | 0 | 0 | 0
F0_Commercial_Grocery_New_Food Preparation_Natural Gas_Steamer_E0 | F0 | Commercial | Grocery | New | Food Preparation | Natural Gas | Steamer | E0 | Economic Unit | ENERGY STAR | ENERGY STAR | ENERGY STAR | ENERGY STAR | ENERGY STAR | ENERGY STAR | ENERGY STAR | ENERGY STAR | ENERGY STAR | ENERGY STAR | ENERGY STAR | ENERGY STAR | ENERGY STAR | ENERGY STAR | ENERGY STAR | ENERGY STAR | ENERGY STAR | ENERGY STAR | ENERGY STAR | ENERGY STAR | ENERGY STAR | ENERGY STAR | ENERGY STAR | ENERGY STAR | ENERGY STAR | ENERGY STAR | ENERGY STAR | ENERGY STAR | ENERGY STAR | ENERGY STAR | ENERGY STAR
F1_Commercial_Grocery_New_Food Preparation_Natural Gas_Steamer_E1 | F1 | Commercial | Grocery | New | Food Preparation | Natural Gas | Steamer | E1 | CCE | 0 | 0 | 0 | 0 | 0 | 0 | 0 | 0 | 0 | 0 | 0 | 0 | 0 | 0 | 0 | 0 | 0 | 0 | 0 | 0 | 0 | 0 | 0 | 0 | 0 | 0 | 0 | 0 | 0 | 0 | 0
F1_Commercial_Grocery_New_Food Preparation_Natural Gas_Steamer_E2 | F1 | Commercial | Grocery | New | Food Preparation | Natural Gas | Steamer | E2 | CCE | 0.0020223 | 0.0019441 | 0.0019534 | 0 | 0 | 0 | 0 | 0 | 0 | 0 | 0 | 0 | 0 | 0 | 0 | 0 | 0 | 0 | 0 | 0 | 0 | 0 | 0 | 0 | 0 | 0 | 0 | 0 | 0 | 0 | 0
F1_Commercial_Grocery_New_Food Preparation_Natural Gas_Steamer_E3 | F1 | Commercial | Grocery | New | Food Preparation | Natural Gas | Steamer | E3 | CCE | 0 | 0 | 0 | 0 | 0 | 0 | 0 | 0 | 0 | 0 | 0 | 0 | 0 | 0 | 0 | 0 | 0 | 0 | 0 | 0 | 0 | 0 | 0 | 0 | 0 | 0 | 0 | 0 | 0 | 0 | 0
F1_Commercial_Grocery_New_Food Preparation_Natural Gas_Steamer_E4 | F1 | Commercial | Grocery | New | Food Preparation | Natural Gas | Steamer | E4 | CCE | 0 | 0 | 0 | 0 | 0 | 0 | 0 | 0 | 0 | 0 | 0 | 0 | 0 | 0 | 0 | 0 | 0 | 0 | 0 | 0 | 0 | 0 | 0 | 0 | 0 | 0 | 0 | 0 | 0 | 0 | 0
F1_Commercial_Grocery_New_Food Preparation_Natural Gas_Steamer_E5 | F1 | Commercial | Grocery | New | Food Preparation | Natural Gas | Steamer | E5 | CCE | 0 | 0 | 0 | 0 | 0 | 0 | 0 | 0 | 0 | 0 | 0 | 0 | 0 | 0 | 0 | 0 | 0 | 0 | 0 | 0 | 0 | 0 | 0 | 0 | 0 | 0 | 0 | 0 | 0 | 0 | 0
F1_Commercial_Grocery_New_Food Preparation_Natural Gas_Steamer_E6 | F1 | Commercial | Grocery | New | Food Preparation | Natural Gas | Steamer | E6 | CCE | 0 | 0 | 0 | 0 | 0 | 0 | 0 | 0 | 0 | 0 | 0 | 0 | 0 | 0 | 0 | 0 | 0 | 0 | 0 | 0 | 0 | 0 | 0 | 0 | 0 | 0 | 0 | 0 | 0 | 0 | 0
F1_Commercial_Grocery_New_Food Preparation_Natural Gas_Steamer_E7 | F1 | Commercial | Grocery | New | Food Preparation | Natural Gas | Steamer | E7 | CCE | 0 | 0 | 0 | 0 | 0 | 0 | 0 | 0 | 0 | 0 | 0 | 0 | 0 | 0 | 0 | 0 | 0 | 0 | 0 | 0 | 0 | 0 | 0 | 0 | 0 | 0 | 0 | 0 | 0 | 0 | 0
F1_Commercial_Grocery_New_Food Preparation_Natural Gas_Steamer_E8 | F1 | Commercial | Grocery | New | Food Preparation | Natural Gas | Steamer | E8 | CCE | 0 | 0 | 0 | 0 | 0 | 0 | 0 | 0 | 0 | 0 | 0 | 0 | 0 | 0 | 0 | 0 | 0 | 0 | 0 | 0 | 0 | 0 | 0 | 0 | 0 | 0 | 0 | 0 | 0 | 0 | 0
F1_Commercial_Grocery_New_Food Preparation_Natural Gas_Steamer_E9 | F1 | Commercial | Grocery | New | Food Preparation | Natural Gas | Steamer | E9 | CCE | 0 | 0 | 0 | 0 | 0 | 0 | 0 | 0 | 0 | 0 | 0 | 0 | 0 | 0 | 0 | 0 | 0 | 0 | 0 | 0 | 0 | 0 | 0 | 0 | 0 | 0 | 0 | 0 | 0 | 0 | 0
F1_Commercial_Grocery_New_Food Preparation_Natural Gas_Steamer_E10 | F1 | Commercial | Grocery | New | Food Preparation | Natural Gas | Steamer | E10 | CCE | 0 | 0 | 0 | 0 | 0 | 0 | 0 | 0 | 0 | 0 | 0 | 0 | 0 | 0 | 0 | 0 | 0 | 0 | 0 | 0 | 0 | 0 | 0 | 0 | 0 | 0 | 0 | 0 | 0 | 0 | 0
F2_Commercial_Grocery_New_Food Preparation_Natural Gas_Steamer_E1 | F2 | Commercial | Grocery | New | Food Preparation | Natural Gas | Steamer | E1 | TRC BC Ratio | 0.9 | 0.9 | 0.9 | 0 | 0 | 0 | 0 | 0 | 0 | 0 | 0 | 0 | 0 | 0 | 0 | 0 | 0 | 0 | 0 | 0 | 0 | 0 | 0 | 0 | 0 | 0 | 0 | 0 | 0 | 0 | 0
F2_Commercial_Grocery_New_Food Preparation_Natural Gas_Steamer_E2 | F2 | Commercial | Grocery | New | Food Preparation | Natural Gas | Steamer | E2 | TRC BC Ratio | 5.0195 | 5.062 | 5.0865 | 0.9 | 0.9 | 0.9 | 0.9 | 0.9 | 0.9 | 0.9 | 0.9 | 0.9 | 0.9 | 0.9 | 0.9 | 0.9 | 0.9 | 0.9 | 0.9 | 0.9 | 0.9 | 0.9 | 0.9 | 0.9 | 0.9 | 0.9 | 0.9 | 0.9 | 0.9 | 0.9 | 0.9
F2_Commercial_Grocery_New_Food Preparation_Natural Gas_Steamer_E3 | F2 | Commercial | Grocery | New | Food Preparation | Natural Gas | Steamer | E3 | TRC BC Ratio | 0 | 0 | 0 | 0 | 0 | 0 | 0 | 0 | 0 | 0 | 0 | 0 | 0 | 0 | 0 | 0 | 0 | 0 | 0 | 0 | 0 | 0 | 0 | 0 | 0 | 0 | 0 | 0 | 0 | 0 | 0
F2_Commercial_Grocery_New_Food Preparation_Natural Gas_Steamer_E4 | F2 | Commercial | Grocery | New | Food Preparation | Natural Gas | Steamer | E4 | TRC BC Ratio | 0 | 0 | 0 | 0 | 0 | 0 | 0 | 0 | 0 | 0 | 0 | 0 | 0 | 0 | 0 | 0 | 0 | 0 | 0 | 0 | 0 | 0 | 0 | 0 | 0 | 0 | 0 | 0 | 0 | 0 | 0
F2_Commercial_Grocery_New_Food Preparation_Natural Gas_Steamer_E5 | F2 | Commercial | Grocery | New | Food Preparation | Natural Gas | Steamer | E5 | TRC BC Ratio | 0 | 0 | 0 | 0 | 0 | 0 | 0 | 0 | 0 | 0 | 0 | 0 | 0 | 0 | 0 | 0 | 0 | 0 | 0 | 0 | 0 | 0 | 0 | 0 | 0 | 0 | 0 | 0 | 0 | 0 | 0
F2_Commercial_Grocery_New_Food Preparation_Natural Gas_Steamer_E6 | F2 | Commercial | Grocery | New | Food Preparation | Natural Gas | Steamer | E6 | TRC BC Ratio | 0 | 0 | 0 | 0 | 0 | 0 | 0 | 0 | 0 | 0 | 0 | 0 | 0 | 0 | 0 | 0 | 0 | 0 | 0 | 0 | 0 | 0 | 0 | 0 | 0 | 0 | 0 | 0 | 0 | 0 | 0
F2_Commercial_Grocery_New_Food Preparation_Natural Gas_Steamer_E7 | F2 | Commercial | Grocery | New | Food Preparation | Natural Gas | Steamer | E7 | TRC BC Ratio | 0 | 0 | 0 | 0 | 0 | 0 | 0 | 0 | 0 | 0 | 0 | 0 | 0 | 0 | 0 | 0 | 0 | 0 | 0 | 0 | 0 | 0 | 0 | 0 | 0 | 0 | 0 | 0 | 0 | 0 | 0
F2_Commercial_Grocery_New_Food Preparation_Natural Gas_Steamer_E8 | F2 | Commercial | Grocery | New | Food Preparation | Natural Gas | Steamer | E8 | TRC BC Ratio | 0 | 0 | 0 | 0 | 0 | 0 | 0 | 0 | 0 | 0 | 0 | 0 | 0 | 0 | 0 | 0 | 0 | 0 | 0 | 0 | 0 | 0 | 0 | 0 | 0 | 0 | 0 | 0 | 0 | 0 | 0
F2_Commercial_Grocery_New_Food Preparation_Natural Gas_Steamer_E9 | F2 | Commercial | Grocery | New | Food Preparation | Natural Gas | Steamer | E9 | TRC BC Ratio | 0 | 0 | 0 | 0 | 0 | 0 | 0 | 0 | 0 | 0 | 0 | 0 | 0 | 0 | 0 | 0 | 0 | 0 | 0 | 0 | 0 | 0 | 0 | 0 | 0 | 0 | 0 | 0 | 0 | 0 | 0
F2_Commercial_Grocery_New_Food Preparation_Natural Gas_Steamer_E10 | F2 | Commercial | Grocery | New | Food Preparation | Natural Gas | Steamer | E10 | TRC BC Ratio | 0 | 0 | 0 | 0 | 0 | 0 | 0 | 0 | 0 | 0 | 0 | 0 | 0 | 0 | 0 | 0 | 0 | 0 | 0 | 0 | 0 | 0 | 0 | 0 | 0 | 0 | 0 | 0 | 0 | 0 | 0
F3_Commercial_Grocery_New_Food Preparation_Natural Gas_Steamer_E1 | F3 | Commercial | Grocery | New | Food Preparation | Natural Gas | Steamer | E1 | PACT BC Ratio | 0.9 | 0.9 | 0.9 | 0 | 0 | 0 | 0 | 0 | 0 | 0 | 0 | 0 | 0 | 0 | 0 | 0 | 0 | 0 | 0 | 0 | 0 | 0 | 0 | 0 | 0 | 0 | 0 | 0 | 0 | 0 | 0
F3_Commercial_Grocery_New_Food Preparation_Natural Gas_Steamer_E2 | F3 | Commercial | Grocery | New | Food Preparation | Natural Gas | Steamer | E2 | PACT BC Ratio | 5.4356 | 5.4817 | 5.5082 | 0.9 | 0.9 | 0.9 | 0.9 | 0.9 | 0.9 | 0.9 | 0.9 | 0.9 | 0.9 | 0.9 | 0.9 | 0.9 | 0.9 | 0.9 | 0.9 | 0.9 | 0.9 | 0.9 | 0.9 | 0.9 | 0.9 | 0.9 | 0.9 | 0.9 | 0.9 | 0.9 | 0.9
F3_Commercial_Grocery_New_Food Preparation_Natural Gas_Steamer_E3 | F3 | Commercial | Grocery | New | Food Preparation | Natural Gas | Steamer | E3 | PACT BC Ratio | 0 | 0 | 0 | 0 | 0 | 0 | 0 | 0 | 0 | 0 | 0 | 0 | 0 | 0 | 0 | 0 | 0 | 0 | 0 | 0 | 0 | 0 | 0 | 0 | 0 | 0 | 0 | 0 | 0 | 0 | 0
F3_Commercial_Grocery_New_Food Preparation_Natural Gas_Steamer_E4 | F3 | Commercial | Grocery | New | Food Preparation | Natural Gas | Steamer | E4 | PACT BC Ratio | 0 | 0 | 0 | 0 | 0 | 0 | 0 | 0 | 0 | 0 | 0 | 0 | 0 | 0 | 0 | 0 | 0 | 0 | 0 | 0 | 0 | 0 | 0 | 0 | 0 | 0 | 0 | 0 | 0 | 0 | 0
F3_Commercial_Grocery_New_Food Preparation_Natural Gas_Steamer_E5 | F3 | Commercial | Grocery | New | Food Preparation | Natural Gas | Steamer | E5 | PACT BC Ratio | 0 | 0 | 0 | 0 | 0 | 0 | 0 | 0 | 0 | 0 | 0 | 0 | 0 | 0 | 0 | 0 | 0 | 0 | 0 | 0 | 0 | 0 | 0 | 0 | 0 | 0 | 0 | 0 | 0 | 0 | 0
F3_Commercial_Grocery_New_Food Preparation_Natural Gas_Steamer_E6 | F3 | Commercial | Grocery | New | Food Preparation | Natural Gas | Steamer | E6 | PACT BC Ratio | 0 | 0 | 0 | 0 | 0 | 0 | 0 | 0 | 0 | 0 | 0 | 0 | 0 | 0 | 0 | 0 | 0 | 0 | 0 | 0 | 0 | 0 | 0 | 0 | 0 | 0 | 0 | 0 | 0 | 0 | 0
F3_Commercial_Grocery_New_Food Preparation_Natural Gas_Steamer_E7 | F3 | Commercial | Grocery | New | Food Preparation | Natural Gas | Steamer | E7 | PACT BC Ratio | 0 | 0 | 0 | 0 | 0 | 0 | 0 | 0 | 0 | 0 | 0 | 0 | 0 | 0 | 0 | 0 | 0 | 0 | 0 | 0 | 0 | 0 | 0 | 0 | 0 | 0 | 0 | 0 | 0 | 0 | 0
F3_Commercial_Grocery_New_Food Preparation_Natural Gas_Steamer_E8 | F3 | Commercial | Grocery | New | Food Preparation | Natural Gas | Steamer | E8 | PACT BC Ratio | 0 | 0 | 0 | 0 | 0 | 0 | 0 | 0 | 0 | 0 | 0 | 0 | 0 | 0 | 0 | 0 | 0 | 0 | 0 | 0 | 0 | 0 | 0 | 0 | 0 | 0 | 0 | 0 | 0 | 0 | 0
F3_Commercial_Grocery_New_Food Preparation_Natural Gas_Steamer_E9 | F3 | Commercial | Grocery | New | Food Preparation | Natural Gas | Steamer | E9 | PACT BC Ratio | 0 | 0 | 0 | 0 | 0 | 0 | 0 | 0 | 0 | 0 | 0 | 0 | 0 | 0 | 0 | 0 | 0 | 0 | 0 | 0 | 0 | 0 | 0 | 0 | 0 | 0 | 0 | 0 | 0 | 0 | 0
F3_Commercial_Grocery_New_Food Preparation_Natural Gas_Steamer_E10 | F3 | Commercial | Grocery | New | Food Preparation | Natural Gas | Steamer | E10 | PACT BC Ratio | 0 | 0 | 0 | 0 | 0 | 0 | 0 | 0 | 0 | 0 | 0 | 0 | 0 | 0 | 0 | 0 | 0 | 0 | 0 | 0 | 0 | 0 | 0 | 0 | 0 | 0 | 0 | 0 | 0 | 0 | 0
F4_Commercial_Grocery_New_Food Preparation_Natural Gas_Steamer_E1 | F4 | Commercial | Grocery | New | Food Preparation | Natural Gas | Steamer | E1 | PCT BC Ratio | 0.9 | 0.9 | 0.9 | 0 | 0 | 0 | 0 | 0 | 0 | 0 | 0 | 0 | 0 | 0 | 0 | 0 | 0 | 0 | 0 | 0 | 0 | 0 | 0 | 0 | 0 | 0 | 0 | 0 | 0 | 0 | 0
F4_Commercial_Grocery_New_Food Preparation_Natural Gas_Steamer_E2 | F4 | Commercial | Grocery | New | Food Preparation | Natural Gas | Steamer | E2 | PCT BC Ratio | 12.4994 | 12.5981 | 12.6548 | 0.9 | 0.9 | 0.9 | 0.9 | 0.9 | 0.9 | 0.9 | 0.9 | 0.9 | 0.9 | 0.9 | 0.9 | 0.9 | 0.9 | 0.9 | 0.9 | 0.9 | 0.9 | 0.9 | 0.9 | 0.9 | 0.9 | 0.9 | 0.9 | 0.9 | 0.9 | 0.9 | 0.9
F4_Commercial_Grocery_New_Food Preparation_Natural Gas_Steamer_E3 | F4 | Commercial | Grocery | New | Food Preparation | Natural Gas | Steamer | E3 | PCT BC Ratio | 0 | 0 | 0 | 0 | 0 | 0 | 0 | 0 | 0 | 0 | 0 | 0 | 0 | 0 | 0 | 0 | 0 | 0 | 0 | 0 | 0 | 0 | 0 | 0 | 0 | 0 | 0 | 0 | 0 | 0 | 0
F4_Commercial_Grocery_New_Food Preparation_Natural Gas_Steamer_E4 | F4 | Commercial | Grocery | New | Food Preparation | Natural Gas | Steamer | E4 | PCT BC Ratio | 0 | 0 | 0 | 0 | 0 | 0 | 0 | 0 | 0 | 0 | 0 | 0 | 0 | 0 | 0 | 0 | 0 | 0 | 0 | 0 | 0 | 0 | 0 | 0 | 0 | 0 | 0 | 0 | 0 | 0 | 0
F4_Commercial_Grocery_New_Food Preparation_Natural Gas_Steamer_E5 | F4 | Commercial | Grocery | New | Food Preparation | Natural Gas | Steamer | E5 | PCT BC Ratio | 0 | 0 | 0 | 0 | 0 | 0 | 0 | 0 | 0 | 0 | 0 | 0 | 0 | 0 | 0 | 0 | 0 | 0 | 0 | 0 | 0 | 0 | 0 | 0 | 0 | 0 | 0 | 0 | 0 | 0 | 0
F4_Commercial_Grocery_New_Food Preparation_Natural Gas_Steamer_E6 | F4 | Commercial | Grocery | New | Food Preparation | Natural Gas | Steamer | E6 | PCT BC Ratio | 0 | 0 | 0 | 0 | 0 | 0 | 0 | 0 | 0 | 0 | 0 | 0 | 0 | 0 | 0 | 0 | 0 | 0 | 0 | 0 | 0 | 0 | 0 | 0 | 0 | 0 | 0 | 0 | 0 | 0 | 0
F4_Commercial_Grocery_New_Food Preparation_Natural Gas_Steamer_E7 | F4 | Commercial | Grocery | New | Food Preparation | Natural Gas | Steamer | E7 | PCT BC Ratio | 0 | 0 | 0 | 0 | 0 | 0 | 0 | 0 | 0 | 0 | 0 | 0 | 0 | 0 | 0 | 0 | 0 | 0 | 0 | 0 | 0 | 0 | 0 | 0 | 0 | 0 | 0 | 0 | 0 | 0 | 0
F4_Commercial_Grocery_New_Food Preparation_Natural Gas_Steamer_E8 | F4 | Commercial | Grocery | New | Food Preparation | Natural Gas | Steamer | E8 | PCT BC Ratio | 0 | 0 | 0 | 0 | 0 | 0 | 0 | 0 | 0 | 0 | 0 | 0 | 0 | 0 | 0 | 0 | 0 | 0 | 0 | 0 | 0 | 0 | 0 | 0 | 0 | 0 | 0 | 0 | 0 | 0 | 0
F4_Commercial_Grocery_New_Food Preparation_Natural Gas_Steamer_E9 | F4 | Commercial | Grocery | New | Food Preparation | Natural Gas | Steamer | E9 | PCT BC Ratio | 0 | 0 | 0 | 0 | 0 | 0 | 0 | 0 | 0 | 0 | 0 | 0 | 0 | 0 | 0 | 0 | 0 | 0 | 0 | 0 | 0 | 0 | 0 | 0 | 0 | 0 | 0 | 0 | 0 | 0 | 0
F4_Commercial_Grocery_New_Food Preparation_Natural Gas_Steamer_E10 | F4 | Commercial | Grocery | New | Food Preparation | Natural Gas | Steamer | E10 | PCT BC Ratio | 0 | 0 | 0 | 0 | 0 | 0 | 0 | 0 | 0 | 0 | 0 | 0 | 0 | 0 | 0 | 0 | 0 | 0 | 0 | 0 | 0 | 0 | 0 | 0 | 0 | 0 | 0 | 0 | 0 | 0 | 0
F5_Commercial_Grocery_New_Food Preparation_Natural Gas_Steamer_E1 | F5 | Commercial | Grocery | New | Food Preparation | Natural Gas | Steamer | E1 | RIM BC Ratio | 0.9 | 0.9 | 0.9 | 0 | 0 | 0 | 0 | 0 | 0 | 0 | 0 | 0 | 0 | 0 | 0 | 0 | 0 | 0 | 0 | 0 | 0 | 0 | 0 | 0 | 0 | 0 | 0 | 0 | 0 | 0 | 0
F5_Commercial_Grocery_New_Food Preparation_Natural Gas_Steamer_E2 | F5 | Commercial | Grocery | New | Food Preparation | Natural Gas | Steamer | E2 | RIM BC Ratio | 0.72357 | 0.72438 | 0.72484 | 0.9 | 0.9 | 0.9 | 0.9 | 0.9 | 0.9 | 0.9 | 0.9 | 0.9 | 0.9 | 0.9 | 0.9 | 0.9 | 0.9 | 0.9 | 0.9 | 0.9 | 0.9 | 0.9 | 0.9 | 0.9 | 0.9 | 0.9 | 0.9 | 0.9 | 0.9 | 0.9 | 0.9
F5_Commercial_Grocery_New_Food Preparation_Natural Gas_Steamer_E3 | F5 | Commercial | Grocery | New | Food Preparation | Natural Gas | Steamer | E3 | RIM BC Ratio | 0 | 0 | 0 | 0 | 0 | 0 | 0 | 0 | 0 | 0 | 0 | 0 | 0 | 0 | 0 | 0 | 0 | 0 | 0 | 0 | 0 | 0 | 0 | 0 | 0 | 0 | 0 | 0 | 0 | 0 | 0
F5_Commercial_Grocery_New_Food Preparation_Natural Gas_Steamer_E4 | F5 | Commercial | Grocery | New | Food Preparation | Natural Gas | Steamer | E4 | RIM BC Ratio | 0 | 0 | 0 | 0 | 0 | 0 | 0 | 0 | 0 | 0 | 0 | 0 | 0 | 0 | 0 | 0 | 0 | 0 | 0 | 0 | 0 | 0 | 0 | 0 | 0 | 0 | 0 | 0 | 0 | 0 | 0
F5_Commercial_Grocery_New_Food Preparation_Natural Gas_Steamer_E5 | F5 | Commercial | Grocery | New | Food Preparation | Natural Gas | Steamer | E5 | RIM BC Ratio | 0 | 0 | 0 | 0 | 0 | 0 | 0 | 0 | 0 | 0 | 0 | 0 | 0 | 0 | 0 | 0 | 0 | 0 | 0 | 0 | 0 | 0 | 0 | 0 | 0 | 0 | 0 | 0 | 0 | 0 | 0
F5_Commercial_Grocery_New_Food Preparation_Natural Gas_Steamer_E6 | F5 | Commercial | Grocery | New | Food Preparation | Natural Gas | Steamer | E6 | RIM BC Ratio | 0 | 0 | 0 | 0 | 0 | 0 | 0 | 0 | 0 | 0 | 0 | 0 | 0 | 0 | 0 | 0 | 0 | 0 | 0 | 0 | 0 | 0 | 0 | 0 | 0 | 0 | 0 | 0 | 0 | 0 | 0
F5_Commercial_Grocery_New_Food Preparation_Natural Gas_Steamer_E7 | F5 | Commercial | Grocery | New | Food Preparation | Natural Gas | Steamer | E7 | RIM BC Ratio | 0 | 0 | 0 | 0 | 0 | 0 | 0 | 0 | 0 | 0 | 0 | 0 | 0 | 0 | 0 | 0 | 0 | 0 | 0 | 0 | 0 | 0 | 0 | 0 | 0 | 0 | 0 | 0 | 0 | 0 | 0
F5_Commercial_Grocery_New_Food Preparation_Natural Gas_Steamer_E8 | F5 | Commercial | Grocery | New | Food Preparation | Natural Gas | Steamer | E8 | RIM BC Ratio | 0 | 0 | 0 | 0 | 0 | 0 | 0 | 0 | 0 | 0 | 0 | 0 | 0 | 0 | 0 | 0 | 0 | 0 | 0 | 0 | 0 | 0 | 0 | 0 | 0 | 0 | 0 | 0 | 0 | 0 | 0
F5_Commercial_Grocery_New_Food Preparation_Natural Gas_Steamer_E9 | F5 | Commercial | Grocery | New | Food Preparation | Natural Gas | Steamer | E9 | RIM BC Ratio | 0 | 0 | 0 | 0 | 0 | 0 | 0 | 0 | 0 | 0 | 0 | 0 | 0 | 0 | 0 | 0 | 0 | 0 | 0 | 0 | 0 | 0 | 0 | 0 | 0 | 0 | 0 | 0 | 0 | 0 | 0
F5_Commercial_Grocery_New_Food Preparation_Natural Gas_Steamer_E10 | F5 | Commercial | Grocery | New | Food Preparation | Natural Gas | Steamer | E10 | RIM BC Ratio | 0 | 0 | 0 | 0 | 0 | 0 | 0 | 0 | 0 | 0 | 0 | 0 | 0 | 0 | 0 | 0 | 0 | 0 | 0 | 0 | 0 | 0 | 0 | 0 | 0 | 0 | 0 | 0 | 0 | 0 | 0
F0_Commercial_Grocery_New_Food Preparation_Natural Gas_Food Prep Other_E0 | F0 | Commercial | Grocery | New | Food Preparation | Natural Gas | Food Prep Other | E0 | Economic Unit | ENERGY STAR | ENERGY STAR | ENERGY STAR | ENERGY STAR | ENERGY STAR | ENERGY STAR | ENERGY STAR | ENERGY STAR | ENERGY STAR | ENERGY STAR | ENERGY STAR | ENERGY STAR | ENERGY STAR | ENERGY STAR | ENERGY STAR | ENERGY STAR | ENERGY STAR | ENERGY STAR | ENERGY STAR | ENERGY STAR | ENERGY STAR | ENERGY STAR | ENERGY STAR | Standard | Standard | Standard | Standard | Standard | Standard | Standard | Standard
F1_Commercial_Grocery_New_Food Preparation_Natural Gas_Food Prep Other_E1 | F1 | Commercial | Grocery | New | Food Preparation | Natural Gas | Food Prep Other | E1 | CCE | 0 | 0 | 0 | 0 | 0 | 0 | 0 | 0 | 0 | 0 | 0 | 0 | 0 | 0 | 0 | 0 | 0 | 0 | 0 | 0 | 0 | 0 | 0 | 0 | 0 | 0 | 0 | 0 | 0 | 0 | 0
F1_Commercial_Grocery_New_Food Preparation_Natural Gas_Food Prep Other_E2 | F1 | Commercial | Grocery | New | Food Preparation | Natural Gas | Food Prep Other | E2 | CCE | 0.15845 | 0.15233 | 0.15306 | 0.15466 | 0.15466 | 0.15466 | 0.15466 | 0.15466 | 0.15466 | 0.15466 | 0.15466 | 0.15466 | 0.15466 | 0.15466 | 0.15466 | 0.15466 | 0.15466 | 0.15466 | 0.15466 | 0.15466 | 0.15466 | 0.15466 | 0.15466 | 0.15466 | 0.15466 | 0.15466 | 0.15466 | 0.15466 | 0.15466 | 0.15466 | 0.15466
F1_Commercial_Grocery_New_Food Preparation_Natural Gas_Food Prep Other_E3 | F1 | Commercial | Grocery | New | Food Preparation | Natural Gas | Food Prep Other | E3 | CCE | 0 | 0 | 0 | 0 | 0 | 0 | 0 | 0 | 0 | 0 | 0 | 0 | 0 | 0 | 0 | 0 | 0 | 0 | 0 | 0 | 0 | 0 | 0 | 0 | 0 | 0 | 0 | 0 | 0 | 0 | 0
F1_Commercial_Grocery_New_Food Preparation_Natural Gas_Food Prep Other_E4 | F1 | Commercial | Grocery | New | Food Preparation | Natural Gas | Food Prep Other | E4 | CCE | 0 | 0 | 0 | 0 | 0 | 0 | 0 | 0 | 0 | 0 | 0 | 0 | 0 | 0 | 0 | 0 | 0 | 0 | 0 | 0 | 0 | 0 | 0 | 0 | 0 | 0 | 0 | 0 | 0 | 0 | 0
F1_Commercial_Grocery_New_Food Preparation_Natural Gas_Food Prep Other_E5 | F1 | Commercial | Grocery | New | Food Preparation | Natural Gas | Food Prep Other | E5 | CCE | 0 | 0 | 0 | 0 | 0 | 0 | 0 | 0 | 0 | 0 | 0 | 0 | 0 | 0 | 0 | 0 | 0 | 0 | 0 | 0 | 0 | 0 | 0 | 0 | 0 | 0 | 0 | 0 | 0 | 0 | 0
F1_Commercial_Grocery_New_Food Preparation_Natural Gas_Food Prep Other_E6 | F1 | Commercial | Grocery | New | Food Preparation | Natural Gas | Food Prep Other | E6 | CCE | 0 | 0 | 0 | 0 | 0 | 0 | 0 | 0 | 0 | 0 | 0 | 0 | 0 | 0 | 0 | 0 | 0 | 0 | 0 | 0 | 0 | 0 | 0 | 0 | 0 | 0 | 0 | 0 | 0 | 0 | 0
F1_Commercial_Grocery_New_Food Preparation_Natural Gas_Food Prep Other_E7 | F1 | Commercial | Grocery | New | Food Preparation | Natural Gas | Food Prep Other | E7 | CCE | 0 | 0 | 0 | 0 | 0 | 0 | 0 | 0 | 0 | 0 | 0 | 0 | 0 | 0 | 0 | 0 | 0 | 0 | 0 | 0 | 0 | 0 | 0 | 0 | 0 | 0 | 0 | 0 | 0 | 0 | 0
F1_Commercial_Grocery_New_Food Preparation_Natural Gas_Food Prep Other_E8 | F1 | Commercial | Grocery | New | Food Preparation | Natural Gas | Food Prep Other | E8 | CCE | 0 | 0 | 0 | 0 | 0 | 0 | 0 | 0 | 0 | 0 | 0 | 0 | 0 | 0 | 0 | 0 | 0 | 0 | 0 | 0 | 0 | 0 | 0 | 0 | 0 | 0 | 0 | 0 | 0 | 0 | 0
F1_Commercial_Grocery_New_Food Preparation_Natural Gas_Food Prep Other_E9 | F1 | Commercial | Grocery | New | Food Preparation | Natural Gas | Food Prep Other | E9 | CCE | 0 | 0 | 0 | 0 | 0 | 0 | 0 | 0 | 0 | 0 | 0 | 0 | 0 | 0 | 0 | 0 | 0 | 0 | 0 | 0 | 0 | 0 | 0 | 0 | 0 | 0 | 0 | 0 | 0 | 0 | 0
F1_Commercial_Grocery_New_Food Preparation_Natural Gas_Food Prep Other_E10 | F1 | Commercial | Grocery | New | Food Preparation | Natural Gas | Food Prep Other | E10 | CCE | 0 | 0 | 0 | 0 | 0 | 0 | 0 | 0 | 0 | 0 | 0 | 0 | 0 | 0 | 0 | 0 | 0 | 0 | 0 | 0 | 0 | 0 | 0 | 0 | 0 | 0 | 0 | 0 | 0 | 0 | 0
F2_Commercial_Grocery_New_Food Preparation_Natural Gas_Food Prep Other_E1 | F2 | Commercial | Grocery | New | Food Preparation | Natural Gas | Food Prep Other | E1 | TRC BC Ratio | 0.9 | 0.9 | 0.9 | 0.9 | 0.9 | 0.9 | 0.9 | 0.9 | 0.9 | 0.9 | 0.9 | 0.9 | 0.9 | 0.9 | 0.9 | 0.9 | 0.9 | 0.9 | 0.9 | 0.9 | 0.9 | 0.9 | 0.9 | 0.9 | 0.9 | 0.9 | 0.9 | 0.9 | 0.9 | 0.9 | 0.9
F2_Commercial_Grocery_New_Food Preparation_Natural Gas_Food Prep Other_E2 | F2 | Commercial | Grocery | New | Food Preparation | Natural Gas | Food Prep Other | E2 | TRC BC Ratio | 0.064402 | 0.065679 | 0.066592 | 0.067581 | 0.069003 | 0.064649 | 0.061246 | 0.059457 | 0.058814 | 0.057827 | 0.057162 | 0.060191 | 0.053868 | 0.057577 | 0.062338 | 0.066965 | 0.067138 | 0.067459 | 0.06617 | 0.067089 | 0.067733 | 0.068601 | 0.069693 | 0.032829 | 0.032174 | 0.031561 | 0.030984 | 0.030437 | 0.029914 | 0.029412 | 0.028926
F2_Commercial_Grocery_New_Food Preparation_Natural Gas_Food Prep Other_E3 | F2 | Commercial | Grocery | New | Food Preparation | Natural Gas | Food Prep Other | E3 | TRC BC Ratio | 0 | 0 | 0 | 0 | 0 | 0 | 0 | 0 | 0 | 0 | 0 | 0 | 0 | 0 | 0 | 0 | 0 | 0 | 0 | 0 | 0 | 0 | 0 | 0 | 0 | 0 | 0 | 0 | 0 | 0 | 0
F2_Commercial_Grocery_New_Food Preparation_Natural Gas_Food Prep Other_E4 | F2 | Commercial | Grocery | New | Food Preparation | Natural Gas | Food Prep Other | E4 | TRC BC Ratio | 0 | 0 | 0 | 0 | 0 | 0 | 0 | 0 | 0 | 0 | 0 | 0 | 0 | 0 | 0 | 0 | 0 | 0 | 0 | 0 | 0 | 0 | 0 | 0 | 0 | 0 | 0 | 0 | 0 | 0 | 0
F2_Commercial_Grocery_New_Food Preparation_Natural Gas_Food Prep Other_E5 | F2 | Commercial | Grocery | New | Food Preparation | Natural Gas | Food Prep Other | E5 | TRC BC Ratio | 0 | 0 | 0 | 0 | 0 | 0 | 0 | 0 | 0 | 0 | 0 | 0 | 0 | 0 | 0 | 0 | 0 | 0 | 0 | 0 | 0 | 0 | 0 | 0 | 0 | 0 | 0 | 0 | 0 | 0 | 0
F2_Commercial_Grocery_New_Food Preparation_Natural Gas_Food Prep Other_E6 | F2 | Commercial | Grocery | New | Food Preparation | Natural Gas | Food Prep Other | E6 | TRC BC Ratio | 0 | 0 | 0 | 0 | 0 | 0 | 0 | 0 | 0 | 0 | 0 | 0 | 0 | 0 | 0 | 0 | 0 | 0 | 0 | 0 | 0 | 0 | 0 | 0 | 0 | 0 | 0 | 0 | 0 | 0 | 0
F2_Commercial_Grocery_New_Food Preparation_Natural Gas_Food Prep Other_E7 | F2 | Commercial | Grocery | New | Food Preparation | Natural Gas | Food Prep Other | E7 | TRC BC Ratio | 0 | 0 | 0 | 0 | 0 | 0 | 0 | 0 | 0 | 0 | 0 | 0 | 0 | 0 | 0 | 0 | 0 | 0 | 0 | 0 | 0 | 0 | 0 | 0 | 0 | 0 | 0 | 0 | 0 | 0 | 0
F2_Commercial_Grocery_New_Food Preparation_Natural Gas_Food Prep Other_E8 | F2 | Commercial | Grocery | New | Food Preparation | Natural Gas | Food Prep Other | E8 | TRC BC Ratio | 0 | 0 | 0 | 0 | 0 | 0 | 0 | 0 | 0 | 0 | 0 | 0 | 0 | 0 | 0 | 0 | 0 | 0 | 0 | 0 | 0 | 0 | 0 | 0 | 0 | 0 | 0 | 0 | 0 | 0 | 0
F2_Commercial_Grocery_New_Food Preparation_Natural Gas_Food Prep Other_E9 | F2 | Commercial | Grocery | New | Food Preparation | Natural Gas | Food Prep Other | E9 | TRC BC Ratio | 0 | 0 | 0 | 0 | 0 | 0 | 0 | 0 | 0 | 0 | 0 | 0 | 0 | 0 | 0 | 0 | 0 | 0 | 0 | 0 | 0 | 0 | 0 | 0 | 0 | 0 | 0 | 0 | 0 | 0 | 0
F2_Commercial_Grocery_New_Food Preparation_Natural Gas_Food Prep Other_E10 | F2 | Commercial | Grocery | New | Food Preparation | Natural Gas | Food Prep Other | E10 | TRC BC Ratio | 0 | 0 | 0 | 0 | 0 | 0 | 0 | 0 | 0 | 0 | 0 | 0 | 0 | 0 | 0 | 0 | 0 | 0 | 0 | 0 | 0 | 0 | 0 | 0 | 0 | 0 | 0 | 0 | 0 | 0 | 0
F3_Commercial_Grocery_New_Food Preparation_Natural Gas_Food Prep Other_E1 | F3 | Commercial | Grocery | New | Food Preparation | Natural Gas | Food Prep Other | E1 | PACT BC Ratio | 0.9 | 0.9 | 0.9 | 0.9 | 0.9 | 0.9 | 0.9 | 0.9 | 0.9 | 0.9 | 0.9 | 0.9 | 0.9 | 0.9 | 0.9 | 0.9 | 0.9 | 0.9 | 0.9 | 0.9 | 0.9 | 0.9 | 0.9 | 0.9 | 0.9 | 0.9 | 0.9 | 0.9 | 0.9 | 0.9 | 0.9
F3_Commercial_Grocery_New_Food Preparation_Natural Gas_Food Prep Other_E2 | F3 | Commercial | Grocery | New | Food Preparation | Natural Gas | Food Prep Other | E2 | PACT BC Ratio | 1.1369 | 1.1594 | 1.1755 | 1.193 | 1.2181 | 1.1412 | 1.0812 | 1.0496 | 1.0382 | 1.0208 | 1.0091 | 1.0625 | 0.95093 | 1.0164 | 1.1004 | 1.1821 | 1.1852 | 1.1908 | 1.1681 | 1.1843 | 1.1957 | 1.211 | 1.2303 | 0.57953 | 0.56797 | 0.55715 | 0.54696 | 0.5373 | 0.52807 | 0.5192 | 0.51063
F3_Commercial_Grocery_New_Food Preparation_Natural Gas_Food Prep Other_E3 | F3 | Commercial | Grocery | New | Food Preparation | Natural Gas | Food Prep Other | E3 | PACT BC Ratio | 0 | 0 | 0 | 0 | 0 | 0 | 0 | 0 | 0 | 0 | 0 | 0 | 0 | 0 | 0 | 0 | 0 | 0 | 0 | 0 | 0 | 0 | 0 | 0 | 0 | 0 | 0 | 0 | 0 | 0 | 0
F3_Commercial_Grocery_New_Food Preparation_Natural Gas_Food Prep Other_E4 | F3 | Commercial | Grocery | New | Food Preparation | Natural Gas | Food Prep Other | E4 | PACT BC Ratio | 0 | 0 | 0 | 0 | 0 | 0 | 0 | 0 | 0 | 0 | 0 | 0 | 0 | 0 | 0 | 0 | 0 | 0 | 0 | 0 | 0 | 0 | 0 | 0 | 0 | 0 | 0 | 0 | 0 | 0 | 0
F3_Commercial_Grocery_New_Food Preparation_Natural Gas_Food Prep Other_E5 | F3 | Commercial | Grocery | New | Food Preparation | Natural Gas | Food Prep Other | E5 | PACT BC Ratio | 0 | 0 | 0 | 0 | 0 | 0 | 0 | 0 | 0 | 0 | 0 | 0 | 0 | 0 | 0 | 0 | 0 | 0 | 0 | 0 | 0 | 0 | 0 | 0 | 0 | 0 | 0 | 0 | 0 | 0 | 0
F3_Commercial_Grocery_New_Food Preparation_Natural Gas_Food Prep Other_E6 | F3 | Commercial | Grocery | New | Food Preparation | Natural Gas | Food Prep Other | E6 | PACT BC Ratio | 0 | 0 | 0 | 0 | 0 | 0 | 0 | 0 | 0 | 0 | 0 | 0 | 0 | 0 | 0 | 0 | 0 | 0 | 0 | 0 | 0 | 0 | 0 | 0 | 0 | 0 | 0 | 0 | 0 | 0 | 0
F3_Commercial_Grocery_New_Food Preparation_Natural Gas_Food Prep Other_E7 | F3 | Commercial | Grocery | New | Food Preparation | Natural Gas | Food Prep Other | E7 | PACT BC Ratio | 0 | 0 | 0 | 0 | 0 | 0 | 0 | 0 | 0 | 0 | 0 | 0 | 0 | 0 | 0 | 0 | 0 | 0 | 0 | 0 | 0 | 0 | 0 | 0 | 0 | 0 | 0 | 0 | 0 | 0 | 0
F3_Commercial_Grocery_New_Food Preparation_Natural Gas_Food Prep Other_E8 | F3 | Commercial | Grocery | New | Food Preparation | Natural Gas | Food Prep Other | E8 | PACT BC Ratio | 0 | 0 | 0 | 0 | 0 | 0 | 0 | 0 | 0 | 0 | 0 | 0 | 0 | 0 | 0 | 0 | 0 | 0 | 0 | 0 | 0 | 0 | 0 | 0 | 0 | 0 | 0 | 0 | 0 | 0 | 0
F3_Commercial_Grocery_New_Food Preparation_Natural Gas_Food Prep Other_E9 | F3 | Commercial | Grocery | New | Food Preparation | Natural Gas | Food Prep Other | E9 | PACT BC Ratio | 0 | 0 | 0 | 0 | 0 | 0 | 0 | 0 | 0 | 0 | 0 | 0 | 0 | 0 | 0 | 0 | 0 | 0 | 0 | 0 | 0 | 0 | 0 | 0 | 0 | 0 | 0 | 0 | 0 | 0 | 0
F3_Commercial_Grocery_New_Food Preparation_Natural Gas_Food Prep Other_E10 | F3 | Commercial | Grocery | New | Food Preparation | Natural Gas | Food Prep Other | E10 | PACT BC Ratio | 0 | 0 | 0 | 0 | 0 | 0 | 0 | 0 | 0 | 0 | 0 | 0 | 0 | 0 | 0 | 0 | 0 | 0 | 0 | 0 | 0 | 0 | 0 | 0 | 0 | 0 | 0 | 0 | 0 | 0 | 0
F4_Commercial_Grocery_New_Food Preparation_Natural Gas_Food Prep Other_E1 | F4 | Commercial | Grocery | New | Food Preparation | Natural Gas | Food Prep Other | E1 | PCT BC Ratio | 0.9 | 0.9 | 0.9 | 0.9 | 0.9 | 0.9 | 0.9 | 0.9 | 0.9 | 0.9 | 0.9 | 0.9 | 0.9 | 0.9 | 0.9 | 0.9 | 0.9 | 0.9 | 0.9 | 0.9 | 0.9 | 0.9 | 0.9 | 0.9 | 0.9 | 0.9 | 0.9 | 0.9 | 0.9 | 0.9 | 0.9
F4_Commercial_Grocery_New_Food Preparation_Natural Gas_Food Prep Other_E2 | F4 | Commercial | Grocery | New | Food Preparation | Natural Gas | Food Prep Other | E2 | PCT BC Ratio | 0.10732 | 0.10889 | 0.11002 | 0.11124 | 0.113 | 0.10762 | 0.10342 | 0.10121 | 0.10042 | 0.0992 | 0.098378 | 0.10212 | 0.094311 | 0.098891 | 0.10477 | 0.11048 | 0.1107 | 0.11109 | 0.1095 | 0.11064 | 0.11143 | 0.1125 | 0.11385 | 0.068334 | 0.067525 | 0.066768 | 0.066056 | 0.06538 | 0.064735 | 0.064115 | 0.063515
F4_Commercial_Grocery_New_Food Preparation_Natural Gas_Food Prep Other_E3 | F4 | Commercial | Grocery | New | Food Preparation | Natural Gas | Food Prep Other | E3 | PCT BC Ratio | 0 | 0 | 0 | 0 | 0 | 0 | 0 | 0 | 0 | 0 | 0 | 0 | 0 | 0 | 0 | 0 | 0 | 0 | 0 | 0 | 0 | 0 | 0 | 0 | 0 | 0 | 0 | 0 | 0 | 0 | 0
F4_Commercial_Grocery_New_Food Preparation_Natural Gas_Food Prep Other_E4 | F4 | Commercial | Grocery | New | Food Preparation | Natural Gas | Food Prep Other | E4 | PCT BC Ratio | 0 | 0 | 0 | 0 | 0 | 0 | 0 | 0 | 0 | 0 | 0 | 0 | 0 | 0 | 0 | 0 | 0 | 0 | 0 | 0 | 0 | 0 | 0 | 0 | 0 | 0 | 0 | 0 | 0 | 0 | 0
F4_Commercial_Grocery_New_Food Preparation_Natural Gas_Food Prep Other_E5 | F4 | Commercial | Grocery | New | Food Preparation | Natural Gas | Food Prep Other | E5 | PCT BC Ratio | 0 | 0 | 0 | 0 | 0 | 0 | 0 | 0 | 0 | 0 | 0 | 0 | 0 | 0 | 0 | 0 | 0 | 0 | 0 | 0 | 0 | 0 | 0 | 0 | 0 | 0 | 0 | 0 | 0 | 0 | 0
F4_Commercial_Grocery_New_Food Preparation_Natural Gas_Food Prep Other_E6 | F4 | Commercial | Grocery | New | Food Preparation | Natural Gas | Food Prep Other | E6 | PCT BC Ratio | 0 | 0 | 0 | 0 | 0 | 0 | 0 | 0 | 0 | 0 | 0 | 0 | 0 | 0 | 0 | 0 | 0 | 0 | 0 | 0 | 0 | 0 | 0 | 0 | 0 | 0 | 0 | 0 | 0 | 0 | 0
F4_Commercial_Grocery_New_Food Preparation_Natural Gas_Food Prep Other_E7 | F4 | Commercial | Grocery | New | Food Preparation | Natural Gas | Food Prep Other | E7 | PCT BC Ratio | 0 | 0 | 0 | 0 | 0 | 0 | 0 | 0 | 0 | 0 | 0 | 0 | 0 | 0 | 0 | 0 | 0 | 0 | 0 | 0 | 0 | 0 | 0 | 0 | 0 | 0 | 0 | 0 | 0 | 0 | 0
F4_Commercial_Grocery_New_Food Preparation_Natural Gas_Food Prep Other_E8 | F4 | Commercial | Grocery | New | Food Preparation | Natural Gas | Food Prep Other | E8 | PCT BC Ratio | 0 | 0 | 0 | 0 | 0 | 0 | 0 | 0 | 0 | 0 | 0 | 0 | 0 | 0 | 0 | 0 | 0 | 0 | 0 | 0 | 0 | 0 | 0 | 0 | 0 | 0 | 0 | 0 | 0 | 0 | 0
F4_Commercial_Grocery_New_Food Preparation_Natural Gas_Food Prep Other_E9 | F4 | Commercial | Grocery | New | Food Preparation | Natural Gas | Food Prep Other | E9 | PCT BC Ratio | 0 | 0 | 0 | 0 | 0 | 0 | 0 | 0 | 0 | 0 | 0 | 0 | 0 | 0 | 0 | 0 | 0 | 0 | 0 | 0 | 0 | 0 | 0 | 0 | 0 | 0 | 0 | 0 | 0 | 0 | 0
F4_Commercial_Grocery_New_Food Preparation_Natural Gas_Food Prep Other_E10 | F4 | Commercial | Grocery | New | Food Preparation | Natural Gas | Food Prep Other | E10 | PCT BC Ratio | 0 | 0 | 0 | 0 | 0 | 0 | 0 | 0 | 0 | 0 | 0 | 0 | 0 | 0 | 0 | 0 | 0 | 0 | 0 | 0 | 0 | 0 | 0 | 0 | 0 | 0 | 0 | 0 | 0 | 0 | 0
F5_Commercial_Grocery_New_Food Preparation_Natural Gas_Food Prep Other_E1 | F5 | Commercial | Grocery | New | Food Preparation | Natural Gas | Food Prep Other | E1 | RIM BC Ratio | 0.9 | 0.9 | 0.9 | 0.9 | 0.9 | 0.9 | 0.9 | 0.9 | 0.9 | 0.9 | 0.9 | 0.9 | 0.9 | 0.9 | 0.9 | 0.9 | 0.9 | 0.9 | 0.9 | 0.9 | 0.9 | 0.9 | 0.9 | 0.9 | 0.9 | 0.9 | 0.9 | 0.9 | 0.9 | 0.9 | 0.9
F5_Commercial_Grocery_New_Food Preparation_Natural Gas_Food Prep Other_E2 | F5 | Commercial | Grocery | New | Food Preparation | Natural Gas | Food Prep Other | E2 | RIM BC Ratio | 0.48131 | 0.4853 | 0.48811 | 0.49109 | 0.49529 | 0.48209 | 0.47104 | 0.46494 | 0.4627 | 0.45921 | 0.45681 | 0.46746 | 0.44451 | 0.45831 | 0.47466 | 0.48924 | 0.48976 | 0.49072 | 0.48682 | 0.48961 | 0.49154 | 0.49412 | 0.49729 | 0.34204 | 0.33798 | 0.33412 | 0.33043 | 0.32688 | 0.32344 | 0.32009 | 0.31681
F5_Commercial_Grocery_New_Food Preparation_Natural Gas_Food Prep Other_E3 | F5 | Commercial | Grocery | New | Food Preparation | Natural Gas | Food Prep Other | E3 | RIM BC Ratio | 0 | 0 | 0 | 0 | 0 | 0 | 0 | 0 | 0 | 0 | 0 | 0 | 0 | 0 | 0 | 0 | 0 | 0 | 0 | 0 | 0 | 0 | 0 | 0 | 0 | 0 | 0 | 0 | 0 | 0 | 0
F5_Commercial_Grocery_New_Food Preparation_Natural Gas_Food Prep Other_E4 | F5 | Commercial | Grocery | New | Food Preparation | Natural Gas | Food Prep Other | E4 | RIM BC Ratio | 0 | 0 | 0 | 0 | 0 | 0 | 0 | 0 | 0 | 0 | 0 | 0 | 0 | 0 | 0 | 0 | 0 | 0 | 0 | 0 | 0 | 0 | 0 | 0 | 0 | 0 | 0 | 0 | 0 | 0 | 0
F5_Commercial_Grocery_New_Food Preparation_Natural Gas_Food Prep Other_E5 | F5 | Commercial | Grocery | New | Food Preparation | Natural Gas | Food Prep Other | E5 | RIM BC Ratio | 0 | 0 | 0 | 0 | 0 | 0 | 0 | 0 | 0 | 0 | 0 | 0 | 0 | 0 | 0 | 0 | 0 | 0 | 0 | 0 | 0 | 0 | 0 | 0 | 0 | 0 | 0 | 0 | 0 | 0 | 0
F5_Commercial_Grocery_New_Food Preparation_Natural Gas_Food Prep Other_E6 | F5 | Commercial | Grocery | New | Food Preparation | Natural Gas | Food Prep Other | E6 | RIM BC Ratio | 0 | 0 | 0 | 0 | 0 | 0 | 0 | 0 | 0 | 0 | 0 | 0 | 0 | 0 | 0 | 0 | 0 | 0 | 0 | 0 | 0 | 0 | 0 | 0 | 0 | 0 | 0 | 0 | 0 | 0 | 0
F5_Commercial_Grocery_New_Food Preparation_Natural Gas_Food Prep Other_E7 | F5 | Commercial | Grocery | New | Food Preparation | Natural Gas | Food Prep Other | E7 | RIM BC Ratio | 0 | 0 | 0 | 0 | 0 | 0 | 0 | 0 | 0 | 0 | 0 | 0 | 0 | 0 | 0 | 0 | 0 | 0 | 0 | 0 | 0 | 0 | 0 | 0 | 0 | 0 | 0 | 0 | 0 | 0 | 0
F5_Commercial_Grocery_New_Food Preparation_Natural Gas_Food Prep Other_E8 | F5 | Commercial | Grocery | New | Food Preparation | Natural Gas | Food Prep Other | E8 | RIM BC Ratio | 0 | 0 | 0 | 0 | 0 | 0 | 0 | 0 | 0 | 0 | 0 | 0 | 0 | 0 | 0 | 0 | 0 | 0 | 0 | 0 | 0 | 0 | 0 | 0 | 0 | 0 | 0 | 0 | 0 | 0 | 0
F5_Commercial_Grocery_New_Food Preparation_Natural Gas_Food Prep Other_E9 | F5 | Commercial | Grocery | New | Food Preparation | Natural Gas | Food Prep Other | E9 | RIM BC Ratio | 0 | 0 | 0 | 0 | 0 | 0 | 0 | 0 | 0 | 0 | 0 | 0 | 0 | 0 | 0 | 0 | 0 | 0 | 0 | 0 | 0 | 0 | 0 | 0 | 0 | 0 | 0 | 0 | 0 | 0 | 0
F5_Commercial_Grocery_New_Food Preparation_Natural Gas_Food Prep Other_E10 | F5 | Commercial | Grocery | New | Food Preparation | Natural Gas | Food Prep Other | E10 | RIM BC Ratio | 0 | 0 | 0 | 0 | 0 | 0 | 0 | 0 | 0 | 0 | 0 | 0 | 0 | 0 | 0 | 0 | 0 | 0 | 0 | 0 | 0 | 0 | 0 | 0 | 0 | 0 | 0 | 0 | 0 | 0 | 0
F0_Commercial_Grocery_New_Miscellaneous_Natural Gas_Pool Heater_E0 | F0 | Commercial | Grocery | New | Miscellaneous | Natural Gas | Pool Heater | E0 | Economic Unit | Standard (EF .78) | Standard (EF .78) | Standard (EF .78) | Standard (EF .78) | Standard (EF .78) | Standard (EF .78) | Standard (EF .78) | Standard (EF .78) | Standard (EF .78) | Standard (EF .78) | Standard (EF .78) | Standard (EF .78) | Standard (EF .78) | Standard (EF .78) | Standard (EF .78) | Standard (EF .78) | Standard (EF .78) | Standard (EF .78) | Condensing (EF .90) | Condensing (EF .90) | Condensing (EF .90) | Condensing (EF .90) | Condensing (EF .90) | Standard (EF .78) | Standard (EF .78) | Standard (EF .78) | Standard (EF .78) | Standard (EF .78) | Standard (EF .78) | Standard (EF .78) | Standard (EF .78)
F1_Commercial_Grocery_New_Miscellaneous_Natural Gas_Pool Heater_E1 | F1 | Commercial | Grocery | New | Miscellaneous | Natural Gas | Pool Heater | E1 | CCE | 0 | 0 | 0 | 0 | 0 | 0 | 0 | 0 | 0 | 0 | 0 | 0 | 0 | 0 | 0 | 0 | 0 | 0 | 0 | 0 | 0 | 0 | 0 | 0 | 0 | 0 | 0 | 0 | 0 | 0 | 0
F1_Commercial_Grocery_New_Miscellaneous_Natural Gas_Pool Heater_E2 | F1 | Commercial | Grocery | New | Miscellaneous | Natural Gas | Pool Heater | E2 | CCE | 0.017772 | 0.017086 | 0.017167 | 0.017347 | 0.017347 | 0.017347 | 0.017347 | 0.017347 | 0.017347 | 0.017347 | 0.017347 | 0.017347 | 0.017347 | 0.017347 | 0.017347 | 0.017347 | 0.017347 | 0.017347 | 0.017347 | 0.017347 | 0.017347 | 0.017347 | 0.017347 | 0.017347 | 0.017347 | 0.017347 | 0.017347 | 0.017347 | 0.017347 | 0.017347 | 0.017347
F1_Commercial_Grocery_New_Miscellaneous_Natural Gas_Pool Heater_E3 | F1 | Commercial | Grocery | New | Miscellaneous | Natural Gas | Pool Heater | E3 | CCE | 0 | 0 | 0 | 0 | 0 | 0 | 0 | 0 | 0 | 0 | 0 | 0 | 0 | 0 | 0 | 0 | 0 | 0 | 0 | 0 | 0 | 0 | 0 | 0 | 0 | 0 | 0 | 0 | 0 | 0 | 0
F1_Commercial_Grocery_New_Miscellaneous_Natural Gas_Pool Heater_E4 | F1 | Commercial | Grocery | New | Miscellaneous | Natural Gas | Pool Heater | E4 | CCE | 0 | 0 | 0 | 0 | 0 | 0 | 0 | 0 | 0 | 0 | 0 | 0 | 0 | 0 | 0 | 0 | 0 | 0 | 0 | 0 | 0 | 0 | 0 | 0 | 0 | 0 | 0 | 0 | 0 | 0 | 0
F1_Commercial_Grocery_New_Miscellaneous_Natural Gas_Pool Heater_E5 | F1 | Commercial | Grocery | New | Miscellaneous | Natural Gas | Pool Heater | E5 | CCE | 0 | 0 | 0 | 0 | 0 | 0 | 0 | 0 | 0 | 0 | 0 | 0 | 0 | 0 | 0 | 0 | 0 | 0 | 0 | 0 | 0 | 0 | 0 | 0 | 0 | 0 | 0 | 0 | 0 | 0 | 0
F1_Commercial_Grocery_New_Miscellaneous_Natural Gas_Pool Heater_E6 | F1 | Commercial | Grocery | New | Miscellaneous | Natural Gas | Pool Heater | E6 | CCE | 0 | 0 | 0 | 0 | 0 | 0 | 0 | 0 | 0 | 0 | 0 | 0 | 0 | 0 | 0 | 0 | 0 | 0 | 0 | 0 | 0 | 0 | 0 | 0 | 0 | 0 | 0 | 0 | 0 | 0 | 0
F1_Commercial_Grocery_New_Miscellaneous_Natural Gas_Pool Heater_E7 | F1 | Commercial | Grocery | New | Miscellaneous | Natural Gas | Pool Heater | E7 | CCE | 0 | 0 | 0 | 0 | 0 | 0 | 0 | 0 | 0 | 0 | 0 | 0 | 0 | 0 | 0 | 0 | 0 | 0 | 0 | 0 | 0 | 0 | 0 | 0 | 0 | 0 | 0 | 0 | 0 | 0 | 0
F1_Commercial_Grocery_New_Miscellaneous_Natural Gas_Pool Heater_E8 | F1 | Commercial | Grocery | New | Miscellaneous | Natural Gas | Pool Heater | E8 | CCE | 0 | 0 | 0 | 0 | 0 | 0 | 0 | 0 | 0 | 0 | 0 | 0 | 0 | 0 | 0 | 0 | 0 | 0 | 0 | 0 | 0 | 0 | 0 | 0 | 0 | 0 | 0 | 0 | 0 | 0 | 0
F1_Commercial_Grocery_New_Miscellaneous_Natural Gas_Pool Heater_E9 | F1 | Commercial | Grocery | New | Miscellaneous | Natural Gas | Pool Heater | E9 | CCE | 0 | 0 | 0 | 0 | 0 | 0 | 0 | 0 | 0 | 0 | 0 | 0 | 0 | 0 | 0 | 0 | 0 | 0 | 0 | 0 | 0 | 0 | 0 | 0 | 0 | 0 | 0 | 0 | 0 | 0 | 0
F1_Commercial_Grocery_New_Miscellaneous_Natural Gas_Pool Heater_E10 | F1 | Commercial | Grocery | New | Miscellaneous | Natural Gas | Pool Heater | E10 | CCE | 0 | 0 | 0 | 0 | 0 | 0 | 0 | 0 | 0 | 0 | 0 | 0 | 0 | 0 | 0 | 0 | 0 | 0 | 0 | 0 | 0 | 0 | 0 | 0 | 0 | 0 | 0 | 0 | 0 | 0 | 0
F2_Commercial_Grocery_New_Miscellaneous_Natural Gas_Pool Heater_E1 | F2 | Commercial | Grocery | New | Miscellaneous | Natural Gas | Pool Heater | E1 | TRC BC Ratio | 0.9 | 0.9 | 0.9 | 0.9 | 0.9 | 0.9 | 0.9 | 0.9 | 0.9 | 0.9 | 0.9 | 0.9 | 0.9 | 0.9 | 0.9 | 0.9 | 0.9 | 0.9 | 0.9 | 0.9 | 0.9 | 0.9 | 0.9 | 0.9 | 0.9 | 0.9 | 0.9 | 0.9 | 0.9 | 0.9 | 0.9
F2_Commercial_Grocery_New_Miscellaneous_Natural Gas_Pool Heater_E2 | F2 | Commercial | Grocery | New | Miscellaneous | Natural Gas | Pool Heater | E2 | TRC BC Ratio | 0.56913 | 0.59017 | 0.59856 | 0.60055 | 0.62327 | 0.58756 | 0.56286 | 0.56218 | 0.57879 | 0.56904 | 0.56637 | 0.56026 | 0.42036 | 0.41012 | 0.40714 | 0.46017 | 0.52551 | 0.59905 | 0.65771 | 0.754 | 0.76585 | 0.78054 | 0.79807 | 0.30114 | 0.29474 | 0.28881 | 0.28328 | 0.2781 | 0.27319 | 0.2685 | 0.264
F2_Commercial_Grocery_New_Miscellaneous_Natural Gas_Pool Heater_E3 | F2 | Commercial | Grocery | New | Miscellaneous | Natural Gas | Pool Heater | E3 | TRC BC Ratio | 0 | 0 | 0 | 0 | 0 | 0 | 0 | 0 | 0 | 0 | 0 | 0 | 0 | 0 | 0 | 0 | 0 | 0 | 0 | 0 | 0 | 0 | 0 | 0 | 0 | 0 | 0 | 0 | 0 | 0 | 0
F2_Commercial_Grocery_New_Miscellaneous_Natural Gas_Pool Heater_E4 | F2 | Commercial | Grocery | New | Miscellaneous | Natural Gas | Pool Heater | E4 | TRC BC Ratio | 0 | 0 | 0 | 0 | 0 | 0 | 0 | 0 | 0 | 0 | 0 | 0 | 0 | 0 | 0 | 0 | 0 | 0 | 0 | 0 | 0 | 0 | 0 | 0 | 0 | 0 | 0 | 0 | 0 | 0 | 0
F2_Commercial_Grocery_New_Miscellaneous_Natural Gas_Pool Heater_E5 | F2 | Commercial | Grocery | New | Miscellaneous | Natural Gas | Pool Heater | E5 | TRC BC Ratio | 0 | 0 | 0 | 0 | 0 | 0 | 0 | 0 | 0 | 0 | 0 | 0 | 0 | 0 | 0 | 0 | 0 | 0 | 0 | 0 | 0 | 0 | 0 | 0 | 0 | 0 | 0 | 0 | 0 | 0 | 0
F2_Commercial_Grocery_New_Miscellaneous_Natural Gas_Pool Heater_E6 | F2 | Commercial | Grocery | New | Miscellaneous | Natural Gas | Pool Heater | E6 | TRC BC Ratio | 0 | 0 | 0 | 0 | 0 | 0 | 0 | 0 | 0 | 0 | 0 | 0 | 0 | 0 | 0 | 0 | 0 | 0 | 0 | 0 | 0 | 0 | 0 | 0 | 0 | 0 | 0 | 0 | 0 | 0 | 0
F2_Commercial_Grocery_New_Miscellaneous_Natural Gas_Pool Heater_E7 | F2 | Commercial | Grocery | New | Miscellaneous | Natural Gas | Pool Heater | E7 | TRC BC Ratio | 0 | 0 | 0 | 0 | 0 | 0 | 0 | 0 | 0 | 0 | 0 | 0 | 0 | 0 | 0 | 0 | 0 | 0 | 0 | 0 | 0 | 0 | 0 | 0 | 0 | 0 | 0 | 0 | 0 | 0 | 0
F2_Commercial_Grocery_New_Miscellaneous_Natural Gas_Pool Heater_E8 | F2 | Commercial | Grocery | New | Miscellaneous | Natural Gas | Pool Heater | E8 | TRC BC Ratio | 0 | 0 | 0 | 0 | 0 | 0 | 0 | 0 | 0 | 0 | 0 | 0 | 0 | 0 | 0 | 0 | 0 | 0 | 0 | 0 | 0 | 0 | 0 | 0 | 0 | 0 | 0 | 0 | 0 | 0 | 0
F2_Commercial_Grocery_New_Miscellaneous_Natural Gas_Pool Heater_E9 | F2 | Commercial | Grocery | New | Miscellaneous | Natural Gas | Pool Heater | E9 | TRC BC Ratio | 0 | 0 | 0 | 0 | 0 | 0 | 0 | 0 | 0 | 0 | 0 | 0 | 0 | 0 | 0 | 0 | 0 | 0 | 0 | 0 | 0 | 0 | 0 | 0 | 0 | 0 | 0 | 0 | 0 | 0 | 0
F2_Commercial_Grocery_New_Miscellaneous_Natural Gas_Pool Heater_E10 | F2 | Commercial | Grocery | New | Miscellaneous | Natural Gas | Pool Heater | E10 | TRC BC Ratio | 0 | 0 | 0 | 0 | 0 | 0 | 0 | 0 | 0 | 0 | 0 | 0 | 0 | 0 | 0 | 0 | 0 | 0 | 0 | 0 | 0 | 0 | 0 | 0 | 0 | 0 | 0 | 0 | 0 | 0 | 0
F3_Commercial_Grocery_New_Miscellaneous_Natural Gas_Pool Heater_E1 | F3 | Commercial | Grocery | New | Miscellaneous | Natural Gas | Pool Heater | E1 | PACT BC Ratio | 0.9 | 0.9 | 0.9 | 0.9 | 0.9 | 0.9 | 0.9 | 0.9 | 0.9 | 0.9 | 0.9 | 0.9 | 0.9 | 0.9 | 0.9 | 0.9 | 0.9 | 0.9 | 0.9 | 0.9 | 0.9 | 0.9 | 0.9 | 0.9 | 0.9 | 0.9 | 0.9 | 0.9 | 0.9 | 0.9 | 0.9
F3_Commercial_Grocery_New_Miscellaneous_Natural Gas_Pool Heater_E2 | F3 | Commercial | Grocery | New | Miscellaneous | Natural Gas | Pool Heater | E2 | PACT BC Ratio | 0.80033 | 0.82991 | 0.84171 | 0.84451 | 0.87645 | 0.82624 | 0.79152 | 0.79055 | 0.81391 | 0.8002 | 0.79645 | 0.78786 | 0.59112 | 0.57672 | 0.57253 | 0.64711 | 0.73899 | 0.8424 | 0.92489 | 1.0603 | 1.077 | 1.0976 | 1.1223 | 0.42347 | 0.41447 | 0.40613 | 0.39836 | 0.39107 | 0.38417 | 0.37758 | 0.37125
F3_Commercial_Grocery_New_Miscellaneous_Natural Gas_Pool Heater_E3 | F3 | Commercial | Grocery | New | Miscellaneous | Natural Gas | Pool Heater | E3 | PACT BC Ratio | 0 | 0 | 0 | 0 | 0 | 0 | 0 | 0 | 0 | 0 | 0 | 0 | 0 | 0 | 0 | 0 | 0 | 0 | 0 | 0 | 0 | 0 | 0 | 0 | 0 | 0 | 0 | 0 | 0 | 0 | 0
F3_Commercial_Grocery_New_Miscellaneous_Natural Gas_Pool Heater_E4 | F3 | Commercial | Grocery | New | Miscellaneous | Natural Gas | Pool Heater | E4 | PACT BC Ratio | 0 | 0 | 0 | 0 | 0 | 0 | 0 | 0 | 0 | 0 | 0 | 0 | 0 | 0 | 0 | 0 | 0 | 0 | 0 | 0 | 0 | 0 | 0 | 0 | 0 | 0 | 0 | 0 | 0 | 0 | 0
F3_Commercial_Grocery_New_Miscellaneous_Natural Gas_Pool Heater_E5 | F3 | Commercial | Grocery | New | Miscellaneous | Natural Gas | Pool Heater | E5 | PACT BC Ratio | 0 | 0 | 0 | 0 | 0 | 0 | 0 | 0 | 0 | 0 | 0 | 0 | 0 | 0 | 0 | 0 | 0 | 0 | 0 | 0 | 0 | 0 | 0 | 0 | 0 | 0 | 0 | 0 | 0 | 0 | 0
F3_Commercial_Grocery_New_Miscellaneous_Natural Gas_Pool Heater_E6 | F3 | Commercial | Grocery | New | Miscellaneous | Natural Gas | Pool Heater | E6 | PACT BC Ratio | 0 | 0 | 0 | 0 | 0 | 0 | 0 | 0 | 0 | 0 | 0 | 0 | 0 | 0 | 0 | 0 | 0 | 0 | 0 | 0 | 0 | 0 | 0 | 0 | 0 | 0 | 0 | 0 | 0 | 0 | 0
F3_Commercial_Grocery_New_Miscellaneous_Natural Gas_Pool Heater_E7 | F3 | Commercial | Grocery | New | Miscellaneous | Natural Gas | Pool Heater | E7 | PACT BC Ratio | 0 | 0 | 0 | 0 | 0 | 0 | 0 | 0 | 0 | 0 | 0 | 0 | 0 | 0 | 0 | 0 | 0 | 0 | 0 | 0 | 0 | 0 | 0 | 0 | 0 | 0 | 0 | 0 | 0 | 0 | 0
F3_Commercial_Grocery_New_Miscellaneous_Natural Gas_Pool Heater_E8 | F3 | Commercial | Grocery | New | Miscellaneous | Natural Gas | Pool Heater | E8 | PACT BC Ratio | 0 | 0 | 0 | 0 | 0 | 0 | 0 | 0 | 0 | 0 | 0 | 0 | 0 | 0 | 0 | 0 | 0 | 0 | 0 | 0 | 0 | 0 | 0 | 0 | 0 | 0 | 0 | 0 | 0 | 0 | 0
F3_Commercial_Grocery_New_Miscellaneous_Natural Gas_Pool Heater_E9 | F3 | Commercial | Grocery | New | Miscellaneous | Natural Gas | Pool Heater | E9 | PACT BC Ratio | 0 | 0 | 0 | 0 | 0 | 0 | 0 | 0 | 0 | 0 | 0 | 0 | 0 | 0 | 0 | 0 | 0 | 0 | 0 | 0 | 0 | 0 | 0 | 0 | 0 | 0 | 0 | 0 | 0 | 0 | 0
F3_Commercial_Grocery_New_Miscellaneous_Natural Gas_Pool Heater_E10 | F3 | Commercial | Grocery | New | Miscellaneous | Natural Gas | Pool Heater | E10 | PACT BC Ratio | 0 | 0 | 0 | 0 | 0 | 0 | 0 | 0 | 0 | 0 | 0 | 0 | 0 | 0 | 0 | 0 | 0 | 0 | 0 | 0 | 0 | 0 | 0 | 0 | 0 | 0 | 0 | 0 | 0 | 0 | 0
F4_Commercial_Grocery_New_Miscellaneous_Natural Gas_Pool Heater_E1 | F4 | Commercial | Grocery | New | Miscellaneous | Natural Gas | Pool Heater | E1 | PCT BC Ratio | 0.9 | 0.9 | 0.9 | 0.9 | 0.9 | 0.9 | 0.9 | 0.9 | 0.9 | 0.9 | 0.9 | 0.9 | 0.9 | 0.9 | 0.9 | 0.9 | 0.9 | 0.9 | 0.9 | 0.9 | 0.9 | 0.9 | 0.9 | 0.9 | 0.9 | 0.9 | 0.9 | 0.9 | 0.9 | 0.9 | 0.9
F4_Commercial_Grocery_New_Miscellaneous_Natural Gas_Pool Heater_E2 | F4 | Commercial | Grocery | New | Miscellaneous | Natural Gas | Pool Heater | E2 | PCT BC Ratio | 1.6263 | 1.6664 | 1.6824 | 1.6862 | 1.7296 | 1.6614 | 1.6143 | 1.613 | 1.6447 | 1.6261 | 1.621 | 1.6093 | 1.3422 | 1.3227 | 1.317 | 1.4182 | 1.543 | 1.6834 | 1.7954 | 1.9792 | 2.0018 | 2.0299 | 2.0634 | 1.1146 | 1.1024 | 1.091 | 1.0805 | 1.0706 | 1.0612 | 1.0523 | 1.0437
F4_Commercial_Grocery_New_Miscellaneous_Natural Gas_Pool Heater_E3 | F4 | Commercial | Grocery | New | Miscellaneous | Natural Gas | Pool Heater | E3 | PCT BC Ratio | 0 | 0 | 0 | 0 | 0 | 0 | 0 | 0 | 0 | 0 | 0 | 0 | 0 | 0 | 0 | 0 | 0 | 0 | 0 | 0 | 0 | 0 | 0 | 0 | 0 | 0 | 0 | 0 | 0 | 0 | 0
F4_Commercial_Grocery_New_Miscellaneous_Natural Gas_Pool Heater_E4 | F4 | Commercial | Grocery | New | Miscellaneous | Natural Gas | Pool Heater | E4 | PCT BC Ratio | 0 | 0 | 0 | 0 | 0 | 0 | 0 | 0 | 0 | 0 | 0 | 0 | 0 | 0 | 0 | 0 | 0 | 0 | 0 | 0 | 0 | 0 | 0 | 0 | 0 | 0 | 0 | 0 | 0 | 0 | 0
F4_Commercial_Grocery_New_Miscellaneous_Natural Gas_Pool Heater_E5 | F4 | Commercial | Grocery | New | Miscellaneous | Natural Gas | Pool Heater | E5 | PCT BC Ratio | 0 | 0 | 0 | 0 | 0 | 0 | 0 | 0 | 0 | 0 | 0 | 0 | 0 | 0 | 0 | 0 | 0 | 0 | 0 | 0 | 0 | 0 | 0 | 0 | 0 | 0 | 0 | 0 | 0 | 0 | 0
F4_Commercial_Grocery_New_Miscellaneous_Natural Gas_Pool Heater_E6 | F4 | Commercial | Grocery | New | Miscellaneous | Natural Gas | Pool Heater | E6 | PCT BC Ratio | 0 | 0 | 0 | 0 | 0 | 0 | 0 | 0 | 0 | 0 | 0 | 0 | 0 | 0 | 0 | 0 | 0 | 0 | 0 | 0 | 0 | 0 | 0 | 0 | 0 | 0 | 0 | 0 | 0 | 0 | 0
F4_Commercial_Grocery_New_Miscellaneous_Natural Gas_Pool Heater_E7 | F4 | Commercial | Grocery | New | Miscellaneous | Natural Gas | Pool Heater | E7 | PCT BC Ratio | 0 | 0 | 0 | 0 | 0 | 0 | 0 | 0 | 0 | 0 | 0 | 0 | 0 | 0 | 0 | 0 | 0 | 0 | 0 | 0 | 0 | 0 | 0 | 0 | 0 | 0 | 0 | 0 | 0 | 0 | 0
F4_Commercial_Grocery_New_Miscellaneous_Natural Gas_Pool Heater_E8 | F4 | Commercial | Grocery | New | Miscellaneous | Natural Gas | Pool Heater | E8 | PCT BC Ratio | 0 | 0 | 0 | 0 | 0 | 0 | 0 | 0 | 0 | 0 | 0 | 0 | 0 | 0 | 0 | 0 | 0 | 0 | 0 | 0 | 0 | 0 | 0 | 0 | 0 | 0 | 0 | 0 | 0 | 0 | 0
F4_Commercial_Grocery_New_Miscellaneous_Natural Gas_Pool Heater_E9 | F4 | Commercial | Grocery | New | Miscellaneous | Natural Gas | Pool Heater | E9 | PCT BC Ratio | 0 | 0 | 0 | 0 | 0 | 0 | 0 | 0 | 0 | 0 | 0 | 0 | 0 | 0 | 0 | 0 | 0 | 0 | 0 | 0 | 0 | 0 | 0 | 0 | 0 | 0 | 0 | 0 | 0 | 0 | 0
F4_Commercial_Grocery_New_Miscellaneous_Natural Gas_Pool Heater_E10 | F4 | Commercial | Grocery | New | Miscellaneous | Natural Gas | Pool Heater | E10 | PCT BC Ratio | 0 | 0 | 0 | 0 | 0 | 0 | 0 | 0 | 0 | 0 | 0 | 0 | 0 | 0 | 0 | 0 | 0 | 0 | 0 | 0 | 0 | 0 | 0 | 0 | 0 | 0 | 0 | 0 | 0 | 0 | 0
F5_Commercial_Grocery_New_Miscellaneous_Natural Gas_Pool Heater_E1 | F5 | Commercial | Grocery | New | Miscellaneous | Natural Gas | Pool Heater | E1 | RIM BC Ratio | 0.9 | 0.9 | 0.9 | 0.9 | 0.9 | 0.9 | 0.9 | 0.9 | 0.9 | 0.9 | 0.9 | 0.9 | 0.9 | 0.9 | 0.9 | 0.9 | 0.9 | 0.9 | 0.9 | 0.9 | 0.9 | 0.9 | 0.9 | 0.9 | 0.9 | 0.9 | 0.9 | 0.9 | 0.9 | 0.9 | 0.9
F5_Commercial_Grocery_New_Miscellaneous_Natural Gas_Pool Heater_E2 | F5 | Commercial | Grocery | New | Miscellaneous | Natural Gas | Pool Heater | E2 | RIM BC Ratio | 0.40857 | 0.41614 | 0.41909 | 0.41978 | 0.42753 | 0.41522 | 0.40626 | 0.40601 | 0.41208 | 0.40854 | 0.40756 | 0.4053 | 0.34605 | 0.34106 | 0.33959 | 0.36451 | 0.39196 | 0.41926 | 0.43874 | 0.46703 | 0.47023 | 0.47413 | 0.47867 | 0.28094 | 0.27695 | 0.2732 | 0.26966 | 0.2663 | 0.26308 | 0.25997 | 0.25696
F5_Commercial_Grocery_New_Miscellaneous_Natural Gas_Pool Heater_E3 | F5 | Commercial | Grocery | New | Miscellaneous | Natural Gas | Pool Heater | E3 | RIM BC Ratio | 0 | 0 | 0 | 0 | 0 | 0 | 0 | 0 | 0 | 0 | 0 | 0 | 0 | 0 | 0 | 0 | 0 | 0 | 0 | 0 | 0 | 0 | 0 | 0 | 0 | 0 | 0 | 0 | 0 | 0 | 0
F5_Commercial_Grocery_New_Miscellaneous_Natural Gas_Pool Heater_E4 | F5 | Commercial | Grocery | New | Miscellaneous | Natural Gas | Pool Heater | E4 | RIM BC Ratio | 0 | 0 | 0 | 0 | 0 | 0 | 0 | 0 | 0 | 0 | 0 | 0 | 0 | 0 | 0 | 0 | 0 | 0 | 0 | 0 | 0 | 0 | 0 | 0 | 0 | 0 | 0 | 0 | 0 | 0 | 0
F5_Commercial_Grocery_New_Miscellaneous_Natural Gas_Pool Heater_E5 | F5 | Commercial | Grocery | New | Miscellaneous | Natural Gas | Pool Heater | E5 | RIM BC Ratio | 0 | 0 | 0 | 0 | 0 | 0 | 0 | 0 | 0 | 0 | 0 | 0 | 0 | 0 | 0 | 0 | 0 | 0 | 0 | 0 | 0 | 0 | 0 | 0 | 0 | 0 | 0 | 0 | 0 | 0 | 0
F5_Commercial_Grocery_New_Miscellaneous_Natural Gas_Pool Heater_E6 | F5 | Commercial | Grocery | New | Miscellaneous | Natural Gas | Pool Heater | E6 | RIM BC Ratio | 0 | 0 | 0 | 0 | 0 | 0 | 0 | 0 | 0 | 0 | 0 | 0 | 0 | 0 | 0 | 0 | 0 | 0 | 0 | 0 | 0 | 0 | 0 | 0 | 0 | 0 | 0 | 0 | 0 | 0 | 0
F5_Commercial_Grocery_New_Miscellaneous_Natural Gas_Pool Heater_E7 | F5 | Commercial | Grocery | New | Miscellaneous | Natural Gas | Pool Heater | E7 | RIM BC Ratio | 0 | 0 | 0 | 0 | 0 | 0 | 0 | 0 | 0 | 0 | 0 | 0 | 0 | 0 | 0 | 0 | 0 | 0 | 0 | 0 | 0 | 0 | 0 | 0 | 0 | 0 | 0 | 0 | 0 | 0 | 0
F5_Commercial_Grocery_New_Miscellaneous_Natural Gas_Pool Heater_E8 | F5 | Commercial | Grocery | New | Miscellaneous | Natural Gas | Pool Heater | E8 | RIM BC Ratio | 0 | 0 | 0 | 0 | 0 | 0 | 0 | 0 | 0 | 0 | 0 | 0 | 0 | 0 | 0 | 0 | 0 | 0 | 0 | 0 | 0 | 0 | 0 | 0 | 0 | 0 | 0 | 0 | 0 | 0 | 0
F5_Commercial_Grocery_New_Miscellaneous_Natural Gas_Pool Heater_E9 | F5 | Commercial | Grocery | New | Miscellaneous | Natural Gas | Pool Heater | E9 | RIM BC Ratio | 0 | 0 | 0 | 0 | 0 | 0 | 0 | 0 | 0 | 0 | 0 | 0 | 0 | 0 | 0 | 0 | 0 | 0 | 0 | 0 | 0 | 0 | 0 | 0 | 0 | 0 | 0 | 0 | 0 | 0 | 0
F5_Commercial_Grocery_New_Miscellaneous_Natural Gas_Pool Heater_E10 | F5 | Commercial | Grocery | New | Miscellaneous | Natural Gas | Pool Heater | E10 | RIM BC Ratio | 0 | 0 | 0 | 0 | 0 | 0 | 0 | 0 | 0 | 0 | 0 | 0 | 0 | 0 | 0 | 0 | 0 | 0 | 0 | 0 | 0 | 0 | 0 | 0 | 0 | 0 | 0 | 0 | 0 | 0 | 0
F0_Commercial_Grocery_New_Miscellaneous_Natural Gas_Miscellaneous_E0 | F0 | Commercial | Grocery | New | Miscellaneous | Natural Gas | Miscellaneous | E0 | Economic Unit | Miscellaneous | Miscellaneous | Miscellaneous | Miscellaneous | Miscellaneous | Miscellaneous | Miscellaneous | Miscellaneous | Miscellaneous | Miscellaneous | Miscellaneous | Miscellaneous | Miscellaneous | Miscellaneous | Miscellaneous | Miscellaneous | Miscellaneous | Miscellaneous | Miscellaneous | Miscellaneous | Miscellaneous | Miscellaneous | Miscellaneous | Miscellaneous | Miscellaneous | Miscellaneous | Miscellaneous | Miscellaneous | Miscellaneous | Miscellaneous | Miscellaneous
F1_Commercial_Grocery_New_Miscellaneous_Natural Gas_Miscellaneous_E1 | F1 | Commercial | Grocery | New | Miscellaneous | Natural Gas | Miscellaneous | E1 | CCE | 0 | 0 | 0 | 0 | 0 | 0 | 0 | 0 | 0 | 0 | 0 | 0 | 0 | 0 | 0 | 0 | 0 | 0 | 0 | 0 | 0 | 0 | 0 | 0 | 0 | 0 | 0 | 0 | 0 | 0 | 0
F1_Commercial_Grocery_New_Miscellaneous_Natural Gas_Miscellaneous_E2 | F1 | Commercial | Grocery | New | Miscellaneous | Natural Gas | Miscellaneous | E2 | CCE | 0 | 0 | 0 | 0 | 0 | 0 | 0 | 0 | 0 | 0 | 0 | 0 | 0 | 0 | 0 | 0 | 0 | 0 | 0 | 0 | 0 | 0 | 0 | 0 | 0 | 0 | 0 | 0 | 0 | 0 | 0
F1_Commercial_Grocery_New_Miscellaneous_Natural Gas_Miscellaneous_E3 | F1 | Commercial | Grocery | New | Miscellaneous | Natural Gas | Miscellaneous | E3 | CCE | 0 | 0 | 0 | 0 | 0 | 0 | 0 | 0 | 0 | 0 | 0 | 0 | 0 | 0 | 0 | 0 | 0 | 0 | 0 | 0 | 0 | 0 | 0 | 0 | 0 | 0 | 0 | 0 | 0 | 0 | 0
F1_Commercial_Grocery_New_Miscellaneous_Natural Gas_Miscellaneous_E4 | F1 | Commercial | Grocery | New | Miscellaneous | Natural Gas | Miscellaneous | E4 | CCE | 0 | 0 | 0 | 0 | 0 | 0 | 0 | 0 | 0 | 0 | 0 | 0 | 0 | 0 | 0 | 0 | 0 | 0 | 0 | 0 | 0 | 0 | 0 | 0 | 0 | 0 | 0 | 0 | 0 | 0 | 0
F1_Commercial_Grocery_New_Miscellaneous_Natural Gas_Miscellaneous_E5 | F1 | Commercial | Grocery | New | Miscellaneous | Natural Gas | Miscellaneous | E5 | CCE | 0 | 0 | 0 | 0 | 0 | 0 | 0 | 0 | 0 | 0 | 0 | 0 | 0 | 0 | 0 | 0 | 0 | 0 | 0 | 0 | 0 | 0 | 0 | 0 | 0 | 0 | 0 | 0 | 0 | 0 | 0
F1_Commercial_Grocery_New_Miscellaneous_Natural Gas_Miscellaneous_E6 | F1 | Commercial | Grocery | New | Miscellaneous | Natural Gas | Miscellaneous | E6 | CCE | 0 | 0 | 0 | 0 | 0 | 0 | 0 | 0 | 0 | 0 | 0 | 0 | 0 | 0 | 0 | 0 | 0 | 0 | 0 | 0 | 0 | 0 | 0 | 0 | 0 | 0 | 0 | 0 | 0 | 0 | 0
F1_Commercial_Grocery_New_Miscellaneous_Natural Gas_Miscellaneous_E7 | F1 | Commercial | Grocery | New | Miscellaneous | Natural Gas | Miscellaneous | E7 | CCE | 0 | 0 | 0 | 0 | 0 | 0 | 0 | 0 | 0 | 0 | 0 | 0 | 0 | 0 | 0 | 0 | 0 | 0 | 0 | 0 | 0 | 0 | 0 | 0 | 0 | 0 | 0 | 0 | 0 | 0 | 0
F1_Commercial_Grocery_New_Miscellaneous_Natural Gas_Miscellaneous_E8 | F1 | Commercial | Grocery | New | Miscellaneous | Natural Gas | Miscellaneous | E8 | CCE | 0 | 0 | 0 | 0 | 0 | 0 | 0 | 0 | 0 | 0 | 0 | 0 | 0 | 0 | 0 | 0 | 0 | 0 | 0 | 0 | 0 | 0 | 0 | 0 | 0 | 0 | 0 | 0 | 0 | 0 | 0
F1_Commercial_Grocery_New_Miscellaneous_Natural Gas_Miscellaneous_E9 | F1 | Commercial | Grocery | New | Miscellaneous | Natural Gas | Miscellaneous | E9 | CCE | 0 | 0 | 0 | 0 | 0 | 0 | 0 | 0 | 0 | 0 | 0 | 0 | 0 | 0 | 0 | 0 | 0 | 0 | 0 | 0 | 0 | 0 | 0 | 0 | 0 | 0 | 0 | 0 | 0 | 0 | 0
F1_Commercial_Grocery_New_Miscellaneous_Natural Gas_Miscellaneous_E10 | F1 | Commercial | Grocery | New | Miscellaneous | Natural Gas | Miscellaneous | E10 | CCE | 0 | 0 | 0 | 0 | 0 | 0 | 0 | 0 | 0 | 0 | 0 | 0 | 0 | 0 | 0 | 0 | 0 | 0 | 0 | 0 | 0 | 0 | 0 | 0 | 0 | 0 | 0 | 0 | 0 | 0 | 0
F2_Commercial_Grocery_New_Miscellaneous_Natural Gas_Miscellaneous_E1 | F2 | Commercial | Grocery | New | Miscellaneous | Natural Gas | Miscellaneous | E1 | TRC BC Ratio | 0.9 | 0.9 | 0.9 | 0.9 | 0.9 | 0.9 | 0.9 | 0.9 | 0.9 | 0.9 | 0.9 | 0.9 | 0.9 | 0.9 | 0.9 | 0.9 | 0.9 | 0.9 | 0.9 | 0.9 | 0.9 | 0.9 | 0.9 | 0.9 | 0.9 | 0.9 | 0.9 | 0.9 | 0.9 | 0.9 | 0.9
F2_Commercial_Grocery_New_Miscellaneous_Natural Gas_Miscellaneous_E2 | F2 | Commercial | Grocery | New | Miscellaneous | Natural Gas | Miscellaneous | E2 | TRC BC Ratio | 0 | 0 | 0 | 0 | 0 | 0 | 0 | 0 | 0 | 0 | 0 | 0 | 0 | 0 | 0 | 0 | 0 | 0 | 0 | 0 | 0 | 0 | 0 | 0 | 0 | 0 | 0 | 0 | 0 | 0 | 0
F2_Commercial_Grocery_New_Miscellaneous_Natural Gas_Miscellaneous_E3 | F2 | Commercial | Grocery | New | Miscellaneous | Natural Gas | Miscellaneous | E3 | TRC BC Ratio | 0 | 0 | 0 | 0 | 0 | 0 | 0 | 0 | 0 | 0 | 0 | 0 | 0 | 0 | 0 | 0 | 0 | 0 | 0 | 0 | 0 | 0 | 0 | 0 | 0 | 0 | 0 | 0 | 0 | 0 | 0
F2_Commercial_Grocery_New_Miscellaneous_Natural Gas_Miscellaneous_E4 | F2 | Commercial | Grocery | New | Miscellaneous | Natural Gas | Miscellaneous | E4 | TRC BC Ratio | 0 | 0 | 0 | 0 | 0 | 0 | 0 | 0 | 0 | 0 | 0 | 0 | 0 | 0 | 0 | 0 | 0 | 0 | 0 | 0 | 0 | 0 | 0 | 0 | 0 | 0 | 0 | 0 | 0 | 0 | 0
F2_Commercial_Grocery_New_Miscellaneous_Natural Gas_Miscellaneous_E5 | F2 | Commercial | Grocery | New | Miscellaneous | Natural Gas | Miscellaneous | E5 | TRC BC Ratio | 0 | 0 | 0 | 0 | 0 | 0 | 0 | 0 | 0 | 0 | 0 | 0 | 0 | 0 | 0 | 0 | 0 | 0 | 0 | 0 | 0 | 0 | 0 | 0 | 0 | 0 | 0 | 0 | 0 | 0 | 0
F2_Commercial_Grocery_New_Miscellaneous_Natural Gas_Miscellaneous_E6 | F2 | Commercial | Grocery | New | Miscellaneous | Natural Gas | Miscellaneous | E6 | TRC BC Ratio | 0 | 0 | 0 | 0 | 0 | 0 | 0 | 0 | 0 | 0 | 0 | 0 | 0 | 0 | 0 | 0 | 0 | 0 | 0 | 0 | 0 | 0 | 0 | 0 | 0 | 0 | 0 | 0 | 0 | 0 | 0
F2_Commercial_Grocery_New_Miscellaneous_Natural Gas_Miscellaneous_E7 | F2 | Commercial | Grocery | New | Miscellaneous | Natural Gas | Miscellaneous | E7 | TRC BC Ratio | 0 | 0 | 0 | 0 | 0 | 0 | 0 | 0 | 0 | 0 | 0 | 0 | 0 | 0 | 0 | 0 | 0 | 0 | 0 | 0 | 0 | 0 | 0 | 0 | 0 | 0 | 0 | 0 | 0 | 0 | 0
F2_Commercial_Grocery_New_Miscellaneous_Natural Gas_Miscellaneous_E8 | F2 | Commercial | Grocery | New | Miscellaneous | Natural Gas | Miscellaneous | E8 | TRC BC Ratio | 0 | 0 | 0 | 0 | 0 | 0 | 0 | 0 | 0 | 0 | 0 | 0 | 0 | 0 | 0 | 0 | 0 | 0 | 0 | 0 | 0 | 0 | 0 | 0 | 0 | 0 | 0 | 0 | 0 | 0 | 0
F2_Commercial_Grocery_New_Miscellaneous_Natural Gas_Miscellaneous_E9 | F2 | Commercial | Grocery | New | Miscellaneous | Natural Gas | Miscellaneous | E9 | TRC BC Ratio | 0 | 0 | 0 | 0 | 0 | 0 | 0 | 0 | 0 | 0 | 0 | 0 | 0 | 0 | 0 | 0 | 0 | 0 | 0 | 0 | 0 | 0 | 0 | 0 | 0 | 0 | 0 | 0 | 0 | 0 | 0
F2_Commercial_Grocery_New_Miscellaneous_Natural Gas_Miscellaneous_E10 | F2 | Commercial | Grocery | New | Miscellaneous | Natural Gas | Miscellaneous | E10 | TRC BC Ratio | 0 | 0 | 0 | 0 | 0 | 0 | 0 | 0 | 0 | 0 | 0 | 0 | 0 | 0 | 0 | 0 | 0 | 0 | 0 | 0 | 0 | 0 | 0 | 0 | 0 | 0 | 0 | 0 | 0 | 0 | 0
F3_Commercial_Grocery_New_Miscellaneous_Natural Gas_Miscellaneous_E1 | F3 | Commercial | Grocery | New | Miscellaneous | Natural Gas | Miscellaneous | E1 | PACT BC Ratio | 0.9 | 0.9 | 0.9 | 0.9 | 0.9 | 0.9 | 0.9 | 0.9 | 0.9 | 0.9 | 0.9 | 0.9 | 0.9 | 0.9 | 0.9 | 0.9 | 0.9 | 0.9 | 0.9 | 0.9 | 0.9 | 0.9 | 0.9 | 0.9 | 0.9 | 0.9 | 0.9 | 0.9 | 0.9 | 0.9 | 0.9
F3_Commercial_Grocery_New_Miscellaneous_Natural Gas_Miscellaneous_E2 | F3 | Commercial | Grocery | New | Miscellaneous | Natural Gas | Miscellaneous | E2 | PACT BC Ratio | 0 | 0 | 0 | 0 | 0 | 0 | 0 | 0 | 0 | 0 | 0 | 0 | 0 | 0 | 0 | 0 | 0 | 0 | 0 | 0 | 0 | 0 | 0 | 0 | 0 | 0 | 0 | 0 | 0 | 0 | 0
F3_Commercial_Grocery_New_Miscellaneous_Natural Gas_Miscellaneous_E3 | F3 | Commercial | Grocery | New | Miscellaneous | Natural Gas | Miscellaneous | E3 | PACT BC Ratio | 0 | 0 | 0 | 0 | 0 | 0 | 0 | 0 | 0 | 0 | 0 | 0 | 0 | 0 | 0 | 0 | 0 | 0 | 0 | 0 | 0 | 0 | 0 | 0 | 0 | 0 | 0 | 0 | 0 | 0 | 0
F3_Commercial_Grocery_New_Miscellaneous_Natural Gas_Miscellaneous_E4 | F3 | Commercial | Grocery | New | Miscellaneous | Natural Gas | Miscellaneous | E4 | PACT BC Ratio | 0 | 0 | 0 | 0 | 0 | 0 | 0 | 0 | 0 | 0 | 0 | 0 | 0 | 0 | 0 | 0 | 0 | 0 | 0 | 0 | 0 | 0 | 0 | 0 | 0 | 0 | 0 | 0 | 0 | 0 | 0
F3_Commercial_Grocery_New_Miscellaneous_Natural Gas_Miscellaneous_E5 | F3 | Commercial | Grocery | New | Miscellaneous | Natural Gas | Miscellaneous | E5 | PACT BC Ratio | 0 | 0 | 0 | 0 | 0 | 0 | 0 | 0 | 0 | 0 | 0 | 0 | 0 | 0 | 0 | 0 | 0 | 0 | 0 | 0 | 0 | 0 | 0 | 0 | 0 | 0 | 0 | 0 | 0 | 0 | 0
F3_Commercial_Grocery_New_Miscellaneous_Natural Gas_Miscellaneous_E6 | F3 | Commercial | Grocery | New | Miscellaneous | Natural Gas | Miscellaneous | E6 | PACT BC Ratio | 0 | 0 | 0 | 0 | 0 | 0 | 0 | 0 | 0 | 0 | 0 | 0 | 0 | 0 | 0 | 0 | 0 | 0 | 0 | 0 | 0 | 0 | 0 | 0 | 0 | 0 | 0 | 0 | 0 | 0 | 0
F3_Commercial_Grocery_New_Miscellaneous_Natural Gas_Miscellaneous_E7 | F3 | Commercial | Grocery | New | Miscellaneous | Natural Gas | Miscellaneous | E7 | PACT BC Ratio | 0 | 0 | 0 | 0 | 0 | 0 | 0 | 0 | 0 | 0 | 0 | 0 | 0 | 0 | 0 | 0 | 0 | 0 | 0 | 0 | 0 | 0 | 0 | 0 | 0 | 0 | 0 | 0 | 0 | 0 | 0
F3_Commercial_Grocery_New_Miscellaneous_Natural Gas_Miscellaneous_E8 | F3 | Commercial | Grocery | New | Miscellaneous | Natural Gas | Miscellaneous | E8 | PACT BC Ratio | 0 | 0 | 0 | 0 | 0 | 0 | 0 | 0 | 0 | 0 | 0 | 0 | 0 | 0 | 0 | 0 | 0 | 0 | 0 | 0 | 0 | 0 | 0 | 0 | 0 | 0 | 0 | 0 | 0 | 0 | 0
F3_Commercial_Grocery_New_Miscellaneous_Natural Gas_Miscellaneous_E9 | F3 | Commercial | Grocery | New | Miscellaneous | Natural Gas | Miscellaneous | E9 | PACT BC Ratio | 0 | 0 | 0 | 0 | 0 | 0 | 0 | 0 | 0 | 0 | 0 | 0 | 0 | 0 | 0 | 0 | 0 | 0 | 0 | 0 | 0 | 0 | 0 | 0 | 0 | 0 | 0 | 0 | 0 | 0 | 0
F3_Commercial_Grocery_New_Miscellaneous_Natural Gas_Miscellaneous_E10 | F3 | Commercial | Grocery | New | Miscellaneous | Natural Gas | Miscellaneous | E10 | PACT BC Ratio | 0 | 0 | 0 | 0 | 0 | 0 | 0 | 0 | 0 | 0 | 0 | 0 | 0 | 0 | 0 | 0 | 0 | 0 | 0 | 0 | 0 | 0 | 0 | 0 | 0 | 0 | 0 | 0 | 0 | 0 | 0
F4_Commercial_Grocery_New_Miscellaneous_Natural Gas_Miscellaneous_E1 | F4 | Commercial | Grocery | New | Miscellaneous | Natural Gas | Miscellaneous | E1 | PCT BC Ratio | 0.9 | 0.9 | 0.9 | 0.9 | 0.9 | 0.9 | 0.9 | 0.9 | 0.9 | 0.9 | 0.9 | 0.9 | 0.9 | 0.9 | 0.9 | 0.9 | 0.9 | 0.9 | 0.9 | 0.9 | 0.9 | 0.9 | 0.9 | 0.9 | 0.9 | 0.9 | 0.9 | 0.9 | 0.9 | 0.9 | 0.9
F4_Commercial_Grocery_New_Miscellaneous_Natural Gas_Miscellaneous_E2 | F4 | Commercial | Grocery | New | Miscellaneous | Natural Gas | Miscellaneous | E2 | PCT BC Ratio | 0 | 0 | 0 | 0 | 0 | 0 | 0 | 0 | 0 | 0 | 0 | 0 | 0 | 0 | 0 | 0 | 0 | 0 | 0 | 0 | 0 | 0 | 0 | 0 | 0 | 0 | 0 | 0 | 0 | 0 | 0
F4_Commercial_Grocery_New_Miscellaneous_Natural Gas_Miscellaneous_E3 | F4 | Commercial | Grocery | New | Miscellaneous | Natural Gas | Miscellaneous | E3 | PCT BC Ratio | 0 | 0 | 0 | 0 | 0 | 0 | 0 | 0 | 0 | 0 | 0 | 0 | 0 | 0 | 0 | 0 | 0 | 0 | 0 | 0 | 0 | 0 | 0 | 0 | 0 | 0 | 0 | 0 | 0 | 0 | 0
F4_Commercial_Grocery_New_Miscellaneous_Natural Gas_Miscellaneous_E4 | F4 | Commercial | Grocery | New | Miscellaneous | Natural Gas | Miscellaneous | E4 | PCT BC Ratio | 0 | 0 | 0 | 0 | 0 | 0 | 0 | 0 | 0 | 0 | 0 | 0 | 0 | 0 | 0 | 0 | 0 | 0 | 0 | 0 | 0 | 0 | 0 | 0 | 0 | 0 | 0 | 0 | 0 | 0 | 0
F4_Commercial_Grocery_New_Miscellaneous_Natural Gas_Miscellaneous_E5 | F4 | Commercial | Grocery | New | Miscellaneous | Natural Gas | Miscellaneous | E5 | PCT BC Ratio | 0 | 0 | 0 | 0 | 0 | 0 | 0 | 0 | 0 | 0 | 0 | 0 | 0 | 0 | 0 | 0 | 0 | 0 | 0 | 0 | 0 | 0 | 0 | 0 | 0 | 0 | 0 | 0 | 0 | 0 | 0
F4_Commercial_Grocery_New_Miscellaneous_Natural Gas_Miscellaneous_E6 | F4 | Commercial | Grocery | New | Miscellaneous | Natural Gas | Miscellaneous | E6 | PCT BC Ratio | 0 | 0 | 0 | 0 | 0 | 0 | 0 | 0 | 0 | 0 | 0 | 0 | 0 | 0 | 0 | 0 | 0 | 0 | 0 | 0 | 0 | 0 | 0 | 0 | 0 | 0 | 0 | 0 | 0 | 0 | 0
F4_Commercial_Grocery_New_Miscellaneous_Natural Gas_Miscellaneous_E7 | F4 | Commercial | Grocery | New | Miscellaneous | Natural Gas | Miscellaneous | E7 | PCT BC Ratio | 0 | 0 | 0 | 0 | 0 | 0 | 0 | 0 | 0 | 0 | 0 | 0 | 0 | 0 | 0 | 0 | 0 | 0 | 0 | 0 | 0 | 0 | 0 | 0 | 0 | 0 | 0 | 0 | 0 | 0 | 0
F4_Commercial_Grocery_New_Miscellaneous_Natural Gas_Miscellaneous_E8 | F4 | Commercial | Grocery | New | Miscellaneous | Natural Gas | Miscellaneous | E8 | PCT BC Ratio | 0 | 0 | 0 | 0 | 0 | 0 | 0 | 0 | 0 | 0 | 0 | 0 | 0 | 0 | 0 | 0 | 0 | 0 | 0 | 0 | 0 | 0 | 0 | 0 | 0 | 0 | 0 | 0 | 0 | 0 | 0
F4_Commercial_Grocery_New_Miscellaneous_Natural Gas_Miscellaneous_E9 | F4 | Commercial | Grocery | New | Miscellaneous | Natural Gas | Miscellaneous | E9 | PCT BC Ratio | 0 | 0 | 0 | 0 | 0 | 0 | 0 | 0 | 0 | 0 | 0 | 0 | 0 | 0 | 0 | 0 | 0 | 0 | 0 | 0 | 0 | 0 | 0 | 0 | 0 | 0 | 0 | 0 | 0 | 0 | 0
F4_Commercial_Grocery_New_Miscellaneous_Natural Gas_Miscellaneous_E10 | F4 | Commercial | Grocery | New | Miscellaneous | Natural Gas | Miscellaneous | E10 | PCT BC Ratio | 0 | 0 | 0 | 0 | 0 | 0 | 0 | 0 | 0 | 0 | 0 | 0 | 0 | 0 | 0 | 0 | 0 | 0 | 0 | 0 | 0 | 0 | 0 | 0 | 0 | 0 | 0 | 0 | 0 | 0 | 0
F5_Commercial_Grocery_New_Miscellaneous_Natural Gas_Miscellaneous_E1 | F5 | Commercial | Grocery | New | Miscellaneous | Natural Gas | Miscellaneous | E1 | RIM BC Ratio | 0.9 | 0.9 | 0.9 | 0.9 | 0.9 | 0.9 | 0.9 | 0.9 | 0.9 | 0.9 | 0.9 | 0.9 | 0.9 | 0.9 | 0.9 | 0.9 | 0.9 | 0.9 | 0.9 | 0.9 | 0.9 | 0.9 | 0.9 | 0.9 | 0.9 | 0.9 | 0.9 | 0.9 | 0.9 | 0.9 | 0.9
F5_Commercial_Grocery_New_Miscellaneous_Natural Gas_Miscellaneous_E2 | F5 | Commercial | Grocery | New | Miscellaneous | Natural Gas | Miscellaneous | E2 | RIM BC Ratio | 0 | 0 | 0 | 0 | 0 | 0 | 0 | 0 | 0 | 0 | 0 | 0 | 0 | 0 | 0 | 0 | 0 | 0 | 0 | 0 | 0 | 0 | 0 | 0 | 0 | 0 | 0 | 0 | 0 | 0 | 0
F5_Commercial_Grocery_New_Miscellaneous_Natural Gas_Miscellaneous_E3 | F5 | Commercial | Grocery | New | Miscellaneous | Natural Gas | Miscellaneous | E3 | RIM BC Ratio | 0 | 0 | 0 | 0 | 0 | 0 | 0 | 0 | 0 | 0 | 0 | 0 | 0 | 0 | 0 | 0 | 0 | 0 | 0 | 0 | 0 | 0 | 0 | 0 | 0 | 0 | 0 | 0 | 0 | 0 | 0
F5_Commercial_Grocery_New_Miscellaneous_Natural Gas_Miscellaneous_E4 | F5 | Commercial | Grocery | New | Miscellaneous | Natural Gas | Miscellaneous | E4 | RIM BC Ratio | 0 | 0 | 0 | 0 | 0 | 0 | 0 | 0 | 0 | 0 | 0 | 0 | 0 | 0 | 0 | 0 | 0 | 0 | 0 | 0 | 0 | 0 | 0 | 0 | 0 | 0 | 0 | 0 | 0 | 0 | 0
F5_Commercial_Grocery_New_Miscellaneous_Natural Gas_Miscellaneous_E5 | F5 | Commercial | Grocery | New | Miscellaneous | Natural Gas | Miscellaneous | E5 | RIM BC Ratio | 0 | 0 | 0 | 0 | 0 | 0 | 0 | 0 | 0 | 0 | 0 | 0 | 0 | 0 | 0 | 0 | 0 | 0 | 0 | 0 | 0 | 0 | 0 | 0 | 0 | 0 | 0 | 0 | 0 | 0 | 0
F5_Commercial_Grocery_New_Miscellaneous_Natural Gas_Miscellaneous_E6 | F5 | Commercial | Grocery | New | Miscellaneous | Natural Gas | Miscellaneous | E6 | RIM BC Ratio | 0 | 0 | 0 | 0 | 0 | 0 | 0 | 0 | 0 | 0 | 0 | 0 | 0 | 0 | 0 | 0 | 0 | 0 | 0 | 0 | 0 | 0 | 0 | 0 | 0 | 0 | 0 | 0 | 0 | 0 | 0
F5_Commercial_Grocery_New_Miscellaneous_Natural Gas_Miscellaneous_E7 | F5 | Commercial | Grocery | New | Miscellaneous | Natural Gas | Miscellaneous | E7 | RIM BC Ratio | 0 | 0 | 0 | 0 | 0 | 0 | 0 | 0 | 0 | 0 | 0 | 0 | 0 | 0 | 0 | 0 | 0 | 0 | 0 | 0 | 0 | 0 | 0 | 0 | 0 | 0 | 0 | 0 | 0 | 0 | 0
F5_Commercial_Grocery_New_Miscellaneous_Natural Gas_Miscellaneous_E8 | F5 | Commercial | Grocery | New | Miscellaneous | Natural Gas | Miscellaneous | E8 | RIM BC Ratio | 0 | 0 | 0 | 0 | 0 | 0 | 0 | 0 | 0 | 0 | 0 | 0 | 0 | 0 | 0 | 0 | 0 | 0 | 0 | 0 | 0 | 0 | 0 | 0 | 0 | 0 | 0 | 0 | 0 | 0 | 0
F5_Commercial_Grocery_New_Miscellaneous_Natural Gas_Miscellaneous_E9 | F5 | Commercial | Grocery | New | Miscellaneous | Natural Gas | Miscellaneous | E9 | RIM BC Ratio | 0 | 0 | 0 | 0 | 0 | 0 | 0 | 0 | 0 | 0 | 0 | 0 | 0 | 0 | 0 | 0 | 0 | 0 | 0 | 0 | 0 | 0 | 0 | 0 | 0 | 0 | 0 | 0 | 0 | 0 | 0
F5_Commercial_Grocery_New_Miscellaneous_Natural Gas_Miscellaneous_E10 | F5 | Commercial | Grocery | New | Miscellaneous | Natural Gas | Miscellaneous | E10 | RIM BC Ratio | 0 | 0 | 0 | 0 | 0 | 0 | 0 | 0 | 0 | 0 | 0 | 0 | 0 | 0 | 0 | 0 | 0 | 0 | 0 | 0 | 0 | 0 | 0 | 0 | 0 | 0 | 0 | 0 | 0 | 0 | 0
F0_Commercial_Education_Existing_Space Heating_Natural Gas_Furnace_E0 | F0 | Commercial | Education | Existing | Space Heating | Natural Gas | Furnace | E0 | Economic Unit | AFUE 80% (Standard) | AFUE 80% (Standard) | AFUE 80% (Standard) | AFUE 80% (Standard) | AFUE 80% (Standard) | AFUE 96% | AFUE 96% | AFUE 96% | AFUE 96% | AFUE 96% | AFUE 96% | AFUE 96% | AFUE 96% | AFUE 96% | AFUE 96% | AFUE 96% | AFUE 96% | AFUE 96% | AFUE 96% | AFUE 96% | AFUE 96% | AFUE 96% | AFUE 96% | AFUE 96% | AFUE 96% | AFUE 96% | AFUE 96% | AFUE 96% | AFUE 96% | AFUE 96% | AFUE 96%
F1_Commercial_Education_Existing_Space Heating_Natural Gas_Furnace_E1 | F1 | Commercial | Education | Existing | Space Heating | Natural Gas | Furnace | E1 | CCE | 0 | 0 | 0 | 0 | 0 | 0 | 0 | 0 | 0 | 0 | 0 | 0 | 0 | 0 | 0 | 0 | 0 | 0 | 0 | 0 | 0 | 0 | 0 | 0 | 0 | 0 | 0 | 0 | 0 | 0 | 0
F1_Commercial_Education_Existing_Space Heating_Natural Gas_Furnace_E2 | F1 | Commercial | Education | Existing | Space Heating | Natural Gas | Furnace | E2 | CCE | 0.22639 | 0.21764 | 0.21868 | 0.22096 | 0.22096 | 0 | 0 | 0 | 0 | 0 | 0 | 0 | 0 | 0 | 0 | 0 | 0 | 0 | 0 | 0 | 0 | 0 | 0 | 0 | 0 | 0 | 0 | 0 | 0 | 0 | 0
F1_Commercial_Education_Existing_Space Heating_Natural Gas_Furnace_E3 | F1 | Commercial | Education | Existing | Space Heating | Natural Gas | Furnace | E3 | CCE | 0.04822 | 0.046356 | 0.046577 | 0.047064 | 0.047064 | 0 | 0 | 0 | 0 | 0 | 0 | 0 | 0 | 0 | 0 | 0 | 0 | 0 | 0 | 0 | 0 | 0 | 0 | 0 | 0 | 0 | 0 | 0 | 0 | 0 | 0
F1_Commercial_Education_Existing_Space Heating_Natural Gas_Furnace_E4 | F1 | Commercial | Education | Existing | Space Heating | Natural Gas | Furnace | E4 | CCE | 0.016598 | 0.015957 | 0.016033 | 0.0162 | 0.0162 | -0.065281 | -0.065281 | -0.065281 | -0.065281 | -0.065281 | -0.065281 | -0.065281 | -0.065281 | -0.065281 | -0.065281 | -0.065281 | -0.065281 | -0.065281 | -0.065281 | -0.065281 | -0.065281 | -0.065281 | -0.065281 | -0.065281 | -0.065281 | -0.065281 | -0.065281 | -0.065281 | -0.065281 | -0.065281 | -0.065281
F1_Commercial_Education_Existing_Space Heating_Natural Gas_Furnace_E5 | F1 | Commercial | Education | Existing | Space Heating | Natural Gas | Furnace | E5 | CCE | 0 | 0 | 0 | 0 | 0 | 0 | 0 | 0.38598 | 0.38598 | 0.38598 | 0.38598 | 0.38598 | 0.38598 | 0.38598 | 0.38598 | 0.38598 | 0.38598 | 0.38598 | 0.38598 | 0.38598 | 0.38598 | 0.38598 | 0.38598 | 0.38598 | 0.38598 | 0.38598 | 0.38598 | 0.38598 | 0.38598 | 0.38598 | 0.38598
F1_Commercial_Education_Existing_Space Heating_Natural Gas_Furnace_E6 | F1 | Commercial | Education | Existing | Space Heating | Natural Gas | Furnace | E6 | CCE | 0 | 0 | 0 | 0 | 0 | 0 | 0 | 0 | 0 | 0 | 0 | 0 | 0 | 0 | 0 | 0 | 0 | 0 | 0 | 0 | 0 | 0 | 0 | 0 | 0 | 0 | 0 | 0 | 0 | 0 | 0
F1_Commercial_Education_Existing_Space Heating_Natural Gas_Furnace_E7 | F1 | Commercial | Education | Existing | Space Heating | Natural Gas | Furnace | E7 | CCE | 0 | 0 | 0 | 0 | 0 | 0 | 0 | 0 | 0 | 0 | 0 | 0 | 0 | 0 | 0 | 0 | 0 | 0 | 0 | 0 | 0 | 0 | 0 | 0 | 0 | 0 | 0 | 0 | 0 | 0 | 0
F1_Commercial_Education_Existing_Space Heating_Natural Gas_Furnace_E8 | F1 | Commercial | Education | Existing | Space Heating | Natural Gas | Furnace | E8 | CCE | 0 | 0 | 0 | 0 | 0 | 0 | 0 | 0 | 0 | 0 | 0 | 0 | 0 | 0 | 0 | 0 | 0 | 0 | 0 | 0 | 0 | 0 | 0 | 0 | 0 | 0 | 0 | 0 | 0 | 0 | 0
F1_Commercial_Education_Existing_Space Heating_Natural Gas_Furnace_E9 | F1 | Commercial | Education | Existing | Space Heating | Natural Gas | Furnace | E9 | CCE | 0 | 0 | 0 | 0 | 0 | 0 | 0 | 0 | 0 | 0 | 0 | 0 | 0 | 0 | 0 | 0 | 0 | 0 | 0 | 0 | 0 | 0 | 0 | 0 | 0 | 0 | 0 | 0 | 0 | 0 | 0
F1_Commercial_Education_Existing_Space Heating_Natural Gas_Furnace_E10 | F1 | Commercial | Education | Existing | Space Heating | Natural Gas | Furnace | E10 | CCE | 0 | 0 | 0 | 0 | 0 | 0 | 0 | 0 | 0 | 0 | 0 | 0 | 0 | 0 | 0 | 0 | 0 | 0 | 0 | 0 | 0 | 0 | 0 | 0 | 0 | 0 | 0 | 0 | 0 | 0 | 0
F2_Commercial_Education_Existing_Space Heating_Natural Gas_Furnace_E1 | F2 | Commercial | Education | Existing | Space Heating | Natural Gas | Furnace | E1 | TRC BC Ratio | 0.9 | 0.9 | 0.9 | 0.9 | 0.9 | 0 | 0 | 0 | 0 | 0 | 0 | 0 | 0 | 0 | 0 | 0 | 0 | 0 | 0 | 0 | 0 | 0 | 0 | 0 | 0 | 0 | 0 | 0 | 0 | 0 | 0
F2_Commercial_Education_Existing_Space Heating_Natural Gas_Furnace_E2 | F2 | Commercial | Education | Existing | Space Heating | Natural Gas | Furnace | E2 | TRC BC Ratio | 0.04391 | 0.044193 | 0.044349 | 0.04454 | 0.044934 | 0 | 0 | 0 | 0 | 0 | 0 | 0 | 0 | 0 | 0 | 0 | 0 | 0 | 0 | 0 | 0 | 0 | 0 | 0 | 0 | 0 | 0 | 0 | 0 | 0 | 0
F2_Commercial_Education_Existing_Space Heating_Natural Gas_Furnace_E3 | F2 | Commercial | Education | Existing | Space Heating | Natural Gas | Furnace | E3 | TRC BC Ratio | 0.20615 | 0.20748 | 0.20822 | 0.20911 | 0.21096 | 0.9 | 0.9 | 0.9 | 0.9 | 0.9 | 0.9 | 0.9 | 0.9 | 0.9 | 0.9 | 0.9 | 0.9 | 0.9 | 0.9 | 0.9 | 0.9 | 0.9 | 0.9 | 0.9 | 0.9 | 0.9 | 0.9 | 0.9 | 0.9 | 0.9 | 0.9
F2_Commercial_Education_Existing_Space Heating_Natural Gas_Furnace_E4 | F2 | Commercial | Education | Existing | Space Heating | Natural Gas | Furnace | E4 | TRC BC Ratio | 0.59891 | 0.60276 | 0.6049 | 0.6075 | 0.61287 | 0.9 | 0.9 | 0.9 | 0.9 | 0.9 | 0.9 | 0.9 | 0.9 | 0.9 | 0.9 | 0.9 | 0.9 | 0.9 | 0.9 | 0.9 | 0.9 | 0.9 | 0.9 | 0.9 | 0.9 | 0.9 | 0.9 | 0.9 | 0.9 | 0.9 | 0.9
F2_Commercial_Education_Existing_Space Heating_Natural Gas_Furnace_E5 | F2 | Commercial | Education | Existing | Space Heating | Natural Gas | Furnace | E5 | TRC BC Ratio | 0 | 0 | 0 | 0 | 0 | 0 | 0 | 0.023988 | 0.023844 | 0.023639 | 0.023527 | 0.023373 | 0.02098 | 0.02081 | 0.020789 | 0.020633 | 0.020578 | 0.020561 | 0.020178 | 0.020307 | 0.020362 | 0.020457 | 0.02059 | 0.011979 | 0.01168 | 0.011373 | 0.011055 | 0.010723 | 0.010373 | 0.010004 | 0.0096112
F2_Commercial_Education_Existing_Space Heating_Natural Gas_Furnace_E6 | F2 | Commercial | Education | Existing | Space Heating | Natural Gas | Furnace | E6 | TRC BC Ratio | 0 | 0 | 0 | 0 | 0 | 0 | 0 | 0 | 0 | 0 | 0 | 0 | 0 | 0 | 0 | 0 | 0 | 0 | 0 | 0 | 0 | 0 | 0 | 0 | 0 | 0 | 0 | 0 | 0 | 0 | 0
F2_Commercial_Education_Existing_Space Heating_Natural Gas_Furnace_E7 | F2 | Commercial | Education | Existing | Space Heating | Natural Gas | Furnace | E7 | TRC BC Ratio | 0 | 0 | 0 | 0 | 0 | 0 | 0 | 0 | 0 | 0 | 0 | 0 | 0 | 0 | 0 | 0 | 0 | 0 | 0 | 0 | 0 | 0 | 0 | 0 | 0 | 0 | 0 | 0 | 0 | 0 | 0
F2_Commercial_Education_Existing_Space Heating_Natural Gas_Furnace_E8 | F2 | Commercial | Education | Existing | Space Heating | Natural Gas | Furnace | E8 | TRC BC Ratio | 0 | 0 | 0 | 0 | 0 | 0 | 0 | 0 | 0 | 0 | 0 | 0 | 0 | 0 | 0 | 0 | 0 | 0 | 0 | 0 | 0 | 0 | 0 | 0 | 0 | 0 | 0 | 0 | 0 | 0 | 0
F2_Commercial_Education_Existing_Space Heating_Natural Gas_Furnace_E9 | F2 | Commercial | Education | Existing | Space Heating | Natural Gas | Furnace | E9 | TRC BC Ratio | 0 | 0 | 0 | 0 | 0 | 0 | 0 | 0 | 0 | 0 | 0 | 0 | 0 | 0 | 0 | 0 | 0 | 0 | 0 | 0 | 0 | 0 | 0 | 0 | 0 | 0 | 0 | 0 | 0 | 0 | 0
F2_Commercial_Education_Existing_Space Heating_Natural Gas_Furnace_E10 | F2 | Commercial | Education | Existing | Space Heating | Natural Gas | Furnace | E10 | TRC BC Ratio | 0 | 0 | 0 | 0 | 0 | 0 | 0 | 0 | 0 | 0 | 0 | 0 | 0 | 0 | 0 | 0 | 0 | 0 | 0 | 0 | 0 | 0 | 0 | 0 | 0 | 0 | 0 | 0 | 0 | 0 | 0
F3_Commercial_Education_Existing_Space Heating_Natural Gas_Furnace_E1 | F3 | Commercial | Education | Existing | Space Heating | Natural Gas | Furnace | E1 | PACT BC Ratio | 0.9 | 0.9 | 0.9 | 0.9 | 0.9 | 0 | 0 | 0 | 0 | 0 | 0 | 0 | 0 | 0 | 0 | 0 | 0 | 0 | 0 | 0 | 0 | 0 | 0 | 0 | 0 | 0 | 0 | 0 | 0 | 0 | 0
F3_Commercial_Education_Existing_Space Heating_Natural Gas_Furnace_E2 | F3 | Commercial | Education | Existing | Space Heating | Natural Gas | Furnace | E2 | PACT BC Ratio | 0.04391 | 0.044193 | 0.044349 | 0.04454 | 0.044934 | 0 | 0 | 0 | 0 | 0 | 0 | 0 | 0 | 0 | 0 | 0 | 0 | 0 | 0 | 0 | 0 | 0 | 0 | 0 | 0 | 0 | 0 | 0 | 0 | 0 | 0
F3_Commercial_Education_Existing_Space Heating_Natural Gas_Furnace_E3 | F3 | Commercial | Education | Existing | Space Heating | Natural Gas | Furnace | E3 | PACT BC Ratio | 0.20615 | 0.20748 | 0.20822 | 0.20911 | 0.21096 | 0.9 | 0.9 | 0.9 | 0.9 | 0.9 | 0.9 | 0.9 | 0.9 | 0.9 | 0.9 | 0.9 | 0.9 | 0.9 | 0.9 | 0.9 | 0.9 | 0.9 | 0.9 | 0.9 | 0.9 | 0.9 | 0.9 | 0.9 | 0.9 | 0.9 | 0.9
F3_Commercial_Education_Existing_Space Heating_Natural Gas_Furnace_E4 | F3 | Commercial | Education | Existing | Space Heating | Natural Gas | Furnace | E4 | PACT BC Ratio | 0.59891 | 0.60276 | 0.6049 | 0.6075 | 0.61287 | 0.9 | 0.9 | 0.9 | 0.9 | 0.9 | 0.9 | 0.9 | 0.9 | 0.9 | 0.9 | 0.9 | 0.9 | 0.9 | 0.9 | 0.9 | 0.9 | 0.9 | 0.9 | 0.9 | 0.9 | 0.9 | 0.9 | 0.9 | 0.9 | 0.9 | 0.9
F3_Commercial_Education_Existing_Space Heating_Natural Gas_Furnace_E5 | F3 | Commercial | Education | Existing | Space Heating | Natural Gas | Furnace | E5 | PACT BC Ratio | 0 | 0 | 0 | 0 | 0 | 0 | 0 | 0.023988 | 0.023844 | 0.023639 | 0.023527 | 0.023373 | 0.02098 | 0.02081 | 0.020789 | 0.020633 | 0.020578 | 0.020561 | 0.020178 | 0.020307 | 0.020362 | 0.020457 | 0.02059 | 0.011979 | 0.01168 | 0.011373 | 0.011055 | 0.010723 | 0.010373 | 0.010004 | 0.0096112
F3_Commercial_Education_Existing_Space Heating_Natural Gas_Furnace_E6 | F3 | Commercial | Education | Existing | Space Heating | Natural Gas | Furnace | E6 | PACT BC Ratio | 0 | 0 | 0 | 0 | 0 | 0 | 0 | 0 | 0 | 0 | 0 | 0 | 0 | 0 | 0 | 0 | 0 | 0 | 0 | 0 | 0 | 0 | 0 | 0 | 0 | 0 | 0 | 0 | 0 | 0 | 0
F3_Commercial_Education_Existing_Space Heating_Natural Gas_Furnace_E7 | F3 | Commercial | Education | Existing | Space Heating | Natural Gas | Furnace | E7 | PACT BC Ratio | 0 | 0 | 0 | 0 | 0 | 0 | 0 | 0 | 0 | 0 | 0 | 0 | 0 | 0 | 0 | 0 | 0 | 0 | 0 | 0 | 0 | 0 | 0 | 0 | 0 | 0 | 0 | 0 | 0 | 0 | 0
F3_Commercial_Education_Existing_Space Heating_Natural Gas_Furnace_E8 | F3 | Commercial | Education | Existing | Space Heating | Natural Gas | Furnace | E8 | PACT BC Ratio | 0 | 0 | 0 | 0 | 0 | 0 | 0 | 0 | 0 | 0 | 0 | 0 | 0 | 0 | 0 | 0 | 0 | 0 | 0 | 0 | 0 | 0 | 0 | 0 | 0 | 0 | 0 | 0 | 0 | 0 | 0
F3_Commercial_Education_Existing_Space Heating_Natural Gas_Furnace_E9 | F3 | Commercial | Education | Existing | Space Heating | Natural Gas | Furnace | E9 | PACT BC Ratio | 0 | 0 | 0 | 0 | 0 | 0 | 0 | 0 | 0 | 0 | 0 | 0 | 0 | 0 | 0 | 0 | 0 | 0 | 0 | 0 | 0 | 0 | 0 | 0 | 0 | 0 | 0 | 0 | 0 | 0 | 0
F3_Commercial_Education_Existing_Space Heating_Natural Gas_Furnace_E10 | F3 | Commercial | Education | Existing | Space Heating | Natural Gas | Furnace | E10 | PACT BC Ratio | 0 | 0 | 0 | 0 | 0 | 0 | 0 | 0 | 0 | 0 | 0 | 0 | 0 | 0 | 0 | 0 | 0 | 0 | 0 | 0 | 0 | 0 | 0 | 0 | 0 | 0 | 0 | 0 | 0 | 0 | 0
F4_Commercial_Education_Existing_Space Heating_Natural Gas_Furnace_E1 | F4 | Commercial | Education | Existing | Space Heating | Natural Gas | Furnace | E1 | PCT BC Ratio | 0.9 | 0.9 | 0.9 | 0.9 | 0.9 | 0 | 0 | 0 | 0 | 0 | 0 | 0 | 0 | 0 | 0 | 0 | 0 | 0 | 0 | 0 | 0 | 0 | 0 | 0 | 0 | 0 | 0 | 0 | 0 | 0 | 0
F4_Commercial_Education_Existing_Space Heating_Natural Gas_Furnace_E2 | F4 | Commercial | Education | Existing | Space Heating | Natural Gas | Furnace | E2 | PCT BC Ratio | 1.1105 | 1.1112 | 1.1116 | 1.1121 | 1.113 | 0 | 0 | 0 | 0 | 0 | 0 | 0 | 0 | 0 | 0 | 0 | 0 | 0 | 0 | 0 | 0 | 0 | 0 | 0 | 0 | 0 | 0 | 0 | 0 | 0 | 0
F4_Commercial_Education_Existing_Space Heating_Natural Gas_Furnace_E3 | F4 | Commercial | Education | Existing | Space Heating | Natural Gas | Furnace | E3 | PCT BC Ratio | 1.5187 | 1.522 | 1.5239 | 1.5261 | 1.5308 | 0.9 | 0.9 | 0.9 | 0.9 | 0.9 | 0.9 | 0.9 | 0.9 | 0.9 | 0.9 | 0.9 | 0.9 | 0.9 | 0.9 | 0.9 | 0.9 | 0.9 | 0.9 | 0.9 | 0.9 | 0.9 | 0.9 | 0.9 | 0.9 | 0.9 | 0.9
F4_Commercial_Education_Existing_Space Heating_Natural Gas_Furnace_E4 | F4 | Commercial | Education | Existing | Space Heating | Natural Gas | Furnace | E4 | PCT BC Ratio | 2.5068 | 2.5165 | 2.5219 | 2.5284 | 2.5419 | 0.9 | 0.9 | 0.9 | 0.9 | 0.9 | 0.9 | 0.9 | 0.9 | 0.9 | 0.9 | 0.9 | 0.9 | 0.9 | 0.9 | 0.9 | 0.9 | 0.9 | 0.9 | 0.9 | 0.9 | 0.9 | 0.9 | 0.9 | 0.9 | 0.9 | 0.9
F4_Commercial_Education_Existing_Space Heating_Natural Gas_Furnace_E5 | F4 | Commercial | Education | Existing | Space Heating | Natural Gas | Furnace | E5 | PCT BC Ratio | 0 | 0 | 0 | 0 | 0 | 0 | 0 | 1.0604 | 1.06 | 1.0595 | 1.0592 | 1.0588 | 1.0528 | 1.0524 | 1.0523 | 1.0519 | 1.0518 | 1.0517 | 1.0508 | 1.0511 | 1.0512 | 1.0515 | 1.0518 | 1.0301 | 1.0294 | 1.0286 | 1.0278 | 1.027 | 1.0261 | 1.0252 | 1.0242
F4_Commercial_Education_Existing_Space Heating_Natural Gas_Furnace_E6 | F4 | Commercial | Education | Existing | Space Heating | Natural Gas | Furnace | E6 | PCT BC Ratio | 0 | 0 | 0 | 0 | 0 | 0 | 0 | 0 | 0 | 0 | 0 | 0 | 0 | 0 | 0 | 0 | 0 | 0 | 0 | 0 | 0 | 0 | 0 | 0 | 0 | 0 | 0 | 0 | 0 | 0 | 0
F4_Commercial_Education_Existing_Space Heating_Natural Gas_Furnace_E7 | F4 | Commercial | Education | Existing | Space Heating | Natural Gas | Furnace | E7 | PCT BC Ratio | 0 | 0 | 0 | 0 | 0 | 0 | 0 | 0 | 0 | 0 | 0 | 0 | 0 | 0 | 0 | 0 | 0 | 0 | 0 | 0 | 0 | 0 | 0 | 0 | 0 | 0 | 0 | 0 | 0 | 0 | 0
F4_Commercial_Education_Existing_Space Heating_Natural Gas_Furnace_E8 | F4 | Commercial | Education | Existing | Space Heating | Natural Gas | Furnace | E8 | PCT BC Ratio | 0 | 0 | 0 | 0 | 0 | 0 | 0 | 0 | 0 | 0 | 0 | 0 | 0 | 0 | 0 | 0 | 0 | 0 | 0 | 0 | 0 | 0 | 0 | 0 | 0 | 0 | 0 | 0 | 0 | 0 | 0
F4_Commercial_Education_Existing_Space Heating_Natural Gas_Furnace_E9 | F4 | Commercial | Education | Existing | Space Heating | Natural Gas | Furnace | E9 | PCT BC Ratio | 0 | 0 | 0 | 0 | 0 | 0 | 0 | 0 | 0 | 0 | 0 | 0 | 0 | 0 | 0 | 0 | 0 | 0 | 0 | 0 | 0 | 0 | 0 | 0 | 0 | 0 | 0 | 0 | 0 | 0 | 0
F4_Commercial_Education_Existing_Space Heating_Natural Gas_Furnace_E10 | F4 | Commercial | Education | Existing | Space Heating | Natural Gas | Furnace | E10 | PCT BC Ratio | 0 | 0 | 0 | 0 | 0 | 0 | 0 | 0 | 0 | 0 | 0 | 0 | 0 | 0 | 0 | 0 | 0 | 0 | 0 | 0 | 0 | 0 | 0 | 0 | 0 | 0 | 0 | 0 | 0 | 0 | 0
F5_Commercial_Education_Existing_Space Heating_Natural Gas_Furnace_E1 | F5 | Commercial | Education | Existing | Space Heating | Natural Gas | Furnace | E1 | RIM BC Ratio | 0.9 | 0.9 | 0.9 | 0.9 | 0.9 | 0 | 0 | 0 | 0 | 0 | 0 | 0 | 0 | 0 | 0 | 0 | 0 | 0 | 0 | 0 | 0 | 0 | 0 | 0 | 0 | 0 | 0 | 0 | 0 | 0 | 0
F5_Commercial_Education_Existing_Space Heating_Natural Gas_Furnace_E2 | F5 | Commercial | Education | Existing | Space Heating | Natural Gas | Furnace | E2 | RIM BC Ratio | 0.041715 | 0.04197 | 0.042112 | 0.042284 | 0.042638 | 0 | 0 | 0 | 0 | 0 | 0 | 0 | 0 | 0 | 0 | 0 | 0 | 0 | 0 | 0 | 0 | 0 | 0 | 0 | 0 | 0 | 0 | 0 | 0 | 0 | 0
F5_Commercial_Education_Existing_Space Heating_Natural Gas_Furnace_E3 | F5 | Commercial | Education | Existing | Space Heating | Natural Gas | Furnace | E3 | RIM BC Ratio | 0.16532 | 0.16617 | 0.16665 | 0.16722 | 0.1684 | 0.9 | 0.9 | 0.9 | 0.9 | 0.9 | 0.9 | 0.9 | 0.9 | 0.9 | 0.9 | 0.9 | 0.9 | 0.9 | 0.9 | 0.9 | 0.9 | 0.9 | 0.9 | 0.9 | 0.9 | 0.9 | 0.9 | 0.9 | 0.9 | 0.9 | 0.9
F5_Commercial_Education_Existing_Space Heating_Natural Gas_Furnace_E4 | F5 | Commercial | Education | Existing | Space Heating | Natural Gas | Furnace | E4 | RIM BC Ratio | 0.3487 | 0.35001 | 0.35073 | 0.3516 | 0.35339 | 0.9 | 0.9 | 0.9 | 0.9 | 0.9 | 0.9 | 0.9 | 0.9 | 0.9 | 0.9 | 0.9 | 0.9 | 0.9 | 0.9 | 0.9 | 0.9 | 0.9 | 0.9 | 0.9 | 0.9 | 0.9 | 0.9 | 0.9 | 0.9 | 0.9 | 0.9
F5_Commercial_Education_Existing_Space Heating_Natural Gas_Furnace_E5 | F5 | Commercial | Education | Existing | Space Heating | Natural Gas | Furnace | E5 | RIM BC Ratio | 0 | 0 | 0 | 0 | 0 | 0 | 0 | 0.023318 | 0.023182 | 0.022988 | 0.022882 | 0.022737 | 0.020465 | 0.020304 | 0.020284 | 0.020135 | 0.020082 | 0.020067 | 0.019702 | 0.019824 | 0.019877 | 0.019967 | 0.020094 | 0.011809 | 0.011519 | 0.01122 | 0.01091 | 0.010587 | 0.010246 | 0.0098853 | 0.0095018
F5_Commercial_Education_Existing_Space Heating_Natural Gas_Furnace_E6 | F5 | Commercial | Education | Existing | Space Heating | Natural Gas | Furnace | E6 | RIM BC Ratio | 0 | 0 | 0 | 0 | 0 | 0 | 0 | 0 | 0 | 0 | 0 | 0 | 0 | 0 | 0 | 0 | 0 | 0 | 0 | 0 | 0 | 0 | 0 | 0 | 0 | 0 | 0 | 0 | 0 | 0 | 0
F5_Commercial_Education_Existing_Space Heating_Natural Gas_Furnace_E7 | F5 | Commercial | Education | Existing | Space Heating | Natural Gas | Furnace | E7 | RIM BC Ratio | 0 | 0 | 0 | 0 | 0 | 0 | 0 | 0 | 0 | 0 | 0 | 0 | 0 | 0 | 0 | 0 | 0 | 0 | 0 | 0 | 0 | 0 | 0 | 0 | 0 | 0 | 0 | 0 | 0 | 0 | 0
F5_Commercial_Education_Existing_Space Heating_Natural Gas_Furnace_E8 | F5 | Commercial | Education | Existing | Space Heating | Natural Gas | Furnace | E8 | RIM BC Ratio | 0 | 0 | 0 | 0 | 0 | 0 | 0 | 0 | 0 | 0 | 0 | 0 | 0 | 0 | 0 | 0 | 0 | 0 | 0 | 0 | 0 | 0 | 0 | 0 | 0 | 0 | 0 | 0 | 0 | 0 | 0
F5_Commercial_Education_Existing_Space Heating_Natural Gas_Furnace_E9 | F5 | Commercial | Education | Existing | Space Heating | Natural Gas | Furnace | E9 | RIM BC Ratio | 0 | 0 | 0 | 0 | 0 | 0 | 0 | 0 | 0 | 0 | 0 | 0 | 0 | 0 | 0 | 0 | 0 | 0 | 0 | 0 | 0 | 0 | 0 | 0 | 0 | 0 | 0 | 0 | 0 | 0 | 0
F5_Commercial_Education_Existing_Space Heating_Natural Gas_Furnace_E10 | F5 | Commercial | Education | Existing | Space Heating | Natural Gas | Furnace | E10 | RIM BC Ratio | 0 | 0 | 0 | 0 | 0 | 0 | 0 | 0 | 0 | 0 | 0 | 0 | 0 | 0 | 0 | 0 | 0 | 0 | 0 | 0 | 0 | 0 | 0 | 0 | 0 | 0 | 0 | 0 | 0 | 0 | 0
F0_Commercial_Education_Existing_Space Heating_Natural Gas_Boiler_E0 | F0 | Commercial | Education | Existing | Space Heating | Natural Gas | Boiler | E0 | Economic Unit | TE 84% (2023 Standard) | TE 84% (2023 Standard) | TE 84% (2023 Standard) | TE 84% (2023 Standard) | TE 84% (2023 Standard) | TE 94% (ENERGY STAR 1.0) | TE 94% (ENERGY STAR 1.0) | TE 94% (ENERGY STAR 1.0) | TE 94% (ENERGY STAR 1.0) | TE 94% (ENERGY STAR 1.0) | TE 94% (ENERGY STAR 1.0) | TE 94% (ENERGY STAR 1.0) | TE 94% (ENERGY STAR 1.0) | TE 94% (ENERGY STAR 1.0) | TE 94% (ENERGY STAR 1.0) | TE 94% (ENERGY STAR 1.0) | TE 94% (ENERGY STAR 1.0) | TE 94% (ENERGY STAR 1.0) | TE 94% (ENERGY STAR 1.0) | TE 94% (ENERGY STAR 1.0) | TE 94% (ENERGY STAR 1.0) | TE 94% (ENERGY STAR 1.0) | TE 94% (ENERGY STAR 1.0) | TE 94% (ENERGY STAR 1.0) | TE 94% (ENERGY STAR 1.0) | TE 94% (ENERGY STAR 1.0) | TE 94% (ENERGY STAR 1.0) | TE 94% (ENERGY STAR 1.0) | TE 94% (ENERGY STAR 1.0) | TE 94% (ENERGY STAR 1.0) | TE 94% (ENERGY STAR 1.0)
F1_Commercial_Education_Existing_Space Heating_Natural Gas_Boiler_E1 | F1 | Commercial | Education | Existing | Space Heating | Natural Gas | Boiler | E1 | CCE | 0 | 0 | 0 | 0 | 0 | 0 | 0 | 0 | 0 | 0 | 0 | 0 | 0 | 0 | 0 | 0 | 0 | 0 | 0 | 0 | 0 | 0 | 0 | 0 | 0 | 0 | 0 | 0 | 0 | 0 | 0
F1_Commercial_Education_Existing_Space Heating_Natural Gas_Boiler_E2 | F1 | Commercial | Education | Existing | Space Heating | Natural Gas | Boiler | E2 | CCE | 0.005004 | 0.0048106 | 0.0048335 | 0.0048841 | 0.0048841 | 0 | 0 | 0 | 0 | 0 | 0 | 0 | 0 | 0 | 0 | 0 | 0 | 0 | 0 | 0 | 0 | 0 | 0 | 0 | 0 | 0 | 0 | 0 | 0 | 0 | 0
F1_Commercial_Education_Existing_Space Heating_Natural Gas_Boiler_E3 | F1 | Commercial | Education | Existing | Space Heating | Natural Gas | Boiler | E3 | CCE | 0.029645 | 0.0285 | 0.028636 | 0.028935 | 0.028935 | 0 | 0 | 0 | 0 | 0 | 0 | 0 | 0 | 0 | 0 | 0 | 0 | 0 | 0 | 0 | 0 | 0 | 0 | 0 | 0 | 0 | 0 | 0 | 0 | 0 | 0
F1_Commercial_Education_Existing_Space Heating_Natural Gas_Boiler_E4 | F1 | Commercial | Education | Existing | Space Heating | Natural Gas | Boiler | E4 | CCE | 0.029893 | 0.028738 | 0.028875 | 0.029176 | 0.029176 | 0.030211 | 0.030211 | 0.030211 | 0.030211 | 0.030211 | 0.030211 | 0.030211 | 0.030211 | 0.030211 | 0.030211 | 0.030211 | 0.030211 | 0.030211 | 0.030211 | 0.030211 | 0.030211 | 0.030211 | 0.030211 | 0.030211 | 0.030211 | 0.030211 | 0.030211 | 0.030211 | 0.030211 | 0.030211 | 0.030211
F1_Commercial_Education_Existing_Space Heating_Natural Gas_Boiler_E5 | F1 | Commercial | Education | Existing | Space Heating | Natural Gas | Boiler | E5 | CCE | 0.089094 | 0.085652 | 0.08606 | 0.086959 | 0.086959 | 0.12363 | 0.12363 | 0.12363 | 0.12363 | 0.12363 | 0.12363 | 0.12363 | 0.12363 | 0.12363 | 0.12363 | 0.12363 | 0.12363 | 0.12363 | 0.12363 | 0.12363 | 0.12363 | 0.12363 | 0.12363 | 0.12363 | 0.12363 | 0.12363 | 0.12363 | 0.12363 | 0.12363 | 0.12363 | 0.12363
F1_Commercial_Education_Existing_Space Heating_Natural Gas_Boiler_E6 | F1 | Commercial | Education | Existing | Space Heating | Natural Gas | Boiler | E6 | CCE | 0 | 0 | 0 | 0 | 0 | 0 | 0 | 0 | 0 | 0 | 0 | 0 | 0 | 0 | 0 | 0 | 0 | 0 | 0 | 0 | 0 | 0 | 0 | 0 | 0 | 0 | 0 | 0 | 0 | 0 | 0
F1_Commercial_Education_Existing_Space Heating_Natural Gas_Boiler_E7 | F1 | Commercial | Education | Existing | Space Heating | Natural Gas | Boiler | E7 | CCE | 0 | 0 | 0 | 0 | 0 | 0 | 0 | 0 | 0 | 0 | 0 | 0 | 0 | 0 | 0 | 0 | 0 | 0 | 0 | 0 | 0 | 0 | 0 | 0 | 0 | 0 | 0 | 0 | 0 | 0 | 0
F1_Commercial_Education_Existing_Space Heating_Natural Gas_Boiler_E8 | F1 | Commercial | Education | Existing | Space Heating | Natural Gas | Boiler | E8 | CCE | 0 | 0 | 0 | 0 | 0 | 0 | 0 | 0 | 0 | 0 | 0 | 0 | 0 | 0 | 0 | 0 | 0 | 0 | 0 | 0 | 0 | 0 | 0 | 0 | 0 | 0 | 0 | 0 | 0 | 0 | 0
F1_Commercial_Education_Existing_Space Heating_Natural Gas_Boiler_E9 | F1 | Commercial | Education | Existing | Space Heating | Natural Gas | Boiler | E9 | CCE | 0 | 0 | 0 | 0 | 0 | 0 | 0 | 0 | 0 | 0 | 0 | 0 | 0 | 0 | 0 | 0 | 0 | 0 | 0 | 0 | 0 | 0 | 0 | 0 | 0 | 0 | 0 | 0 | 0 | 0 | 0
F1_Commercial_Education_Existing_Space Heating_Natural Gas_Boiler_E10 | F1 | Commercial | Education | Existing | Space Heating | Natural Gas | Boiler | E10 | CCE | 0 | 0 | 0 | 0 | 0 | 0 | 0 | 0 | 0 | 0 | 0 | 0 | 0 | 0 | 0 | 0 | 0 | 0 | 0 | 0 | 0 | 0 | 0 | 0 | 0 | 0 | 0 | 0 | 0 | 0 | 0
F2_Commercial_Education_Existing_Space Heating_Natural Gas_Boiler_E1 | F2 | Commercial | Education | Existing | Space Heating | Natural Gas | Boiler | E1 | TRC BC Ratio | 0.9 | 0.9 | 0.9 | 0.9 | 0.9 | 0 | 0 | 0 | 0 | 0 | 0 | 0 | 0 | 0 | 0 | 0 | 0 | 0 | 0 | 0 | 0 | 0 | 0 | 0 | 0 | 0 | 0 | 0 | 0 | 0 | 0
F2_Commercial_Education_Existing_Space Heating_Natural Gas_Boiler_E2 | F2 | Commercial | Education | Existing | Space Heating | Natural Gas | Boiler | E2 | TRC BC Ratio | 1.9853 | 1.9972 | 2.0047 | 2.0137 | 2.0317 | 0 | 0 | 0 | 0 | 0 | 0 | 0 | 0 | 0 | 0 | 0 | 0 | 0 | 0 | 0 | 0 | 0 | 0 | 0 | 0 | 0 | 0 | 0 | 0 | 0 | 0
F2_Commercial_Education_Existing_Space Heating_Natural Gas_Boiler_E3 | F2 | Commercial | Education | Existing | Space Heating | Natural Gas | Boiler | E3 | TRC BC Ratio | 0.33511 | 0.33711 | 0.33839 | 0.3399 | 0.34294 | 0.9 | 0.9 | 0.9 | 0.9 | 0.9 | 0.9 | 0.9 | 0.9 | 0.9 | 0.9 | 0.9 | 0.9 | 0.9 | 0.9 | 0.9 | 0.9 | 0.9 | 0.9 | 0.9 | 0.9 | 0.9 | 0.9 | 0.9 | 0.9 | 0.9 | 0.9
F2_Commercial_Education_Existing_Space Heating_Natural Gas_Boiler_E4 | F2 | Commercial | Education | Existing | Space Heating | Natural Gas | Boiler | E4 | TRC BC Ratio | 0.33234 | 0.33432 | 0.33559 | 0.33709 | 0.34011 | 0.31594 | 0.30581 | 0.30038 | 0.29849 | 0.29586 | 0.29438 | 0.29238 | 0.263 | 0.26083 | 0.26047 | 0.25845 | 0.25768 | 0.25738 | 0.25247 | 0.25365 | 0.25393 | 0.25469 | 0.2559 | 0.15014 | 0.14605 | 0.14185 | 0.13749 | 0.13295 | 0.12819 | 0.12316 | 0.11784
F2_Commercial_Education_Existing_Space Heating_Natural Gas_Boiler_E5 | F2 | Commercial | Education | Existing | Space Heating | Natural Gas | Boiler | E5 | TRC BC Ratio | 0.11151 | 0.11217 | 0.1126 | 0.1131 | 0.11411 | 0.077205 | 0.074731 | 0.073404 | 0.072942 | 0.072299 | 0.071938 | 0.07145 | 0.064269 | 0.063738 | 0.06365 | 0.063158 | 0.062969 | 0.062897 | 0.061695 | 0.061985 | 0.062052 | 0.062238 | 0.062535 | 0.036691 | 0.03569 | 0.034663 | 0.033599 | 0.03249 | 0.031326 | 0.030097 | 0.028795
F2_Commercial_Education_Existing_Space Heating_Natural Gas_Boiler_E6 | F2 | Commercial | Education | Existing | Space Heating | Natural Gas | Boiler | E6 | TRC BC Ratio | 0 | 0 | 0 | 0 | 0 | 0 | 0 | 0 | 0 | 0 | 0 | 0 | 0 | 0 | 0 | 0 | 0 | 0 | 0 | 0 | 0 | 0 | 0 | 0 | 0 | 0 | 0 | 0 | 0 | 0 | 0
F2_Commercial_Education_Existing_Space Heating_Natural Gas_Boiler_E7 | F2 | Commercial | Education | Existing | Space Heating | Natural Gas | Boiler | E7 | TRC BC Ratio | 0 | 0 | 0 | 0 | 0 | 0 | 0 | 0 | 0 | 0 | 0 | 0 | 0 | 0 | 0 | 0 | 0 | 0 | 0 | 0 | 0 | 0 | 0 | 0 | 0 | 0 | 0 | 0 | 0 | 0 | 0
F2_Commercial_Education_Existing_Space Heating_Natural Gas_Boiler_E8 | F2 | Commercial | Education | Existing | Space Heating | Natural Gas | Boiler | E8 | TRC BC Ratio | 0 | 0 | 0 | 0 | 0 | 0 | 0 | 0 | 0 | 0 | 0 | 0 | 0 | 0 | 0 | 0 | 0 | 0 | 0 | 0 | 0 | 0 | 0 | 0 | 0 | 0 | 0 | 0 | 0 | 0 | 0
F2_Commercial_Education_Existing_Space Heating_Natural Gas_Boiler_E9 | F2 | Commercial | Education | Existing | Space Heating | Natural Gas | Boiler | E9 | TRC BC Ratio | 0 | 0 | 0 | 0 | 0 | 0 | 0 | 0 | 0 | 0 | 0 | 0 | 0 | 0 | 0 | 0 | 0 | 0 | 0 | 0 | 0 | 0 | 0 | 0 | 0 | 0 | 0 | 0 | 0 | 0 | 0
F2_Commercial_Education_Existing_Space Heating_Natural Gas_Boiler_E10 | F2 | Commercial | Education | Existing | Space Heating | Natural Gas | Boiler | E10 | TRC BC Ratio | 0 | 0 | 0 | 0 | 0 | 0 | 0 | 0 | 0 | 0 | 0 | 0 | 0 | 0 | 0 | 0 | 0 | 0 | 0 | 0 | 0 | 0 | 0 | 0 | 0 | 0 | 0 | 0 | 0 | 0 | 0
F3_Commercial_Education_Existing_Space Heating_Natural Gas_Boiler_E1 | F3 | Commercial | Education | Existing | Space Heating | Natural Gas | Boiler | E1 | PACT BC Ratio | 0.9 | 0.9 | 0.9 | 0.9 | 0.9 | 0 | 0 | 0 | 0 | 0 | 0 | 0 | 0 | 0 | 0 | 0 | 0 | 0 | 0 | 0 | 0 | 0 | 0 | 0 | 0 | 0 | 0 | 0 | 0 | 0 | 0
F3_Commercial_Education_Existing_Space Heating_Natural Gas_Boiler_E2 | F3 | Commercial | Education | Existing | Space Heating | Natural Gas | Boiler | E2 | PACT BC Ratio | 5.066 | 5.0962 | 5.1155 | 5.1384 | 5.1844 | 0 | 0 | 0 | 0 | 0 | 0 | 0 | 0 | 0 | 0 | 0 | 0 | 0 | 0 | 0 | 0 | 0 | 0 | 0 | 0 | 0 | 0 | 0 | 0 | 0 | 0
F3_Commercial_Education_Existing_Space Heating_Natural Gas_Boiler_E3 | F3 | Commercial | Education | Existing | Space Heating | Natural Gas | Boiler | E3 | PACT BC Ratio | 0.85511 | 0.86021 | 0.86346 | 0.86733 | 0.87509 | 0.9 | 0.9 | 0.9 | 0.9 | 0.9 | 0.9 | 0.9 | 0.9 | 0.9 | 0.9 | 0.9 | 0.9 | 0.9 | 0.9 | 0.9 | 0.9 | 0.9 | 0.9 | 0.9 | 0.9 | 0.9 | 0.9 | 0.9 | 0.9 | 0.9 | 0.9
F3_Commercial_Education_Existing_Space Heating_Natural Gas_Boiler_E4 | F3 | Commercial | Education | Existing | Space Heating | Natural Gas | Boiler | E4 | PACT BC Ratio | 0.84804 | 0.8531 | 0.85632 | 0.86015 | 0.86785 | 0.80618 | 0.78035 | 0.76648 | 0.76166 | 0.75495 | 0.75118 | 0.74608 | 0.6711 | 0.66555 | 0.66464 | 0.65949 | 0.65753 | 0.65677 | 0.64422 | 0.64724 | 0.64795 | 0.64989 | 0.65299 | 0.38312 | 0.37268 | 0.36195 | 0.35084 | 0.33926 | 0.3271 | 0.31427 | 0.30068
F3_Commercial_Education_Existing_Space Heating_Natural Gas_Boiler_E5 | F3 | Commercial | Education | Existing | Space Heating | Natural Gas | Boiler | E5 | PACT BC Ratio | 0.28453 | 0.28623 | 0.28731 | 0.2886 | 0.29118 | 0.197 | 0.19069 | 0.18731 | 0.18613 | 0.18449 | 0.18356 | 0.18232 | 0.164 | 0.16264 | 0.16242 | 0.16116 | 0.16068 | 0.16049 | 0.15743 | 0.15817 | 0.15834 | 0.15881 | 0.15957 | 0.093624 | 0.091071 | 0.08845 | 0.085736 | 0.082905 | 0.079934 | 0.076799 | 0.073478
F3_Commercial_Education_Existing_Space Heating_Natural Gas_Boiler_E6 | F3 | Commercial | Education | Existing | Space Heating | Natural Gas | Boiler | E6 | PACT BC Ratio | 0 | 0 | 0 | 0 | 0 | 0 | 0 | 0 | 0 | 0 | 0 | 0 | 0 | 0 | 0 | 0 | 0 | 0 | 0 | 0 | 0 | 0 | 0 | 0 | 0 | 0 | 0 | 0 | 0 | 0 | 0
F3_Commercial_Education_Existing_Space Heating_Natural Gas_Boiler_E7 | F3 | Commercial | Education | Existing | Space Heating | Natural Gas | Boiler | E7 | PACT BC Ratio | 0 | 0 | 0 | 0 | 0 | 0 | 0 | 0 | 0 | 0 | 0 | 0 | 0 | 0 | 0 | 0 | 0 | 0 | 0 | 0 | 0 | 0 | 0 | 0 | 0 | 0 | 0 | 0 | 0 | 0 | 0
F3_Commercial_Education_Existing_Space Heating_Natural Gas_Boiler_E8 | F3 | Commercial | Education | Existing | Space Heating | Natural Gas | Boiler | E8 | PACT BC Ratio | 0 | 0 | 0 | 0 | 0 | 0 | 0 | 0 | 0 | 0 | 0 | 0 | 0 | 0 | 0 | 0 | 0 | 0 | 0 | 0 | 0 | 0 | 0 | 0 | 0 | 0 | 0 | 0 | 0 | 0 | 0
F3_Commercial_Education_Existing_Space Heating_Natural Gas_Boiler_E9 | F3 | Commercial | Education | Existing | Space Heating | Natural Gas | Boiler | E9 | PACT BC Ratio | 0 | 0 | 0 | 0 | 0 | 0 | 0 | 0 | 0 | 0 | 0 | 0 | 0 | 0 | 0 | 0 | 0 | 0 | 0 | 0 | 0 | 0 | 0 | 0 | 0 | 0 | 0 | 0 | 0 | 0 | 0
F3_Commercial_Education_Existing_Space Heating_Natural Gas_Boiler_E10 | F3 | Commercial | Education | Existing | Space Heating | Natural Gas | Boiler | E10 | PACT BC Ratio | 0 | 0 | 0 | 0 | 0 | 0 | 0 | 0 | 0 | 0 | 0 | 0 | 0 | 0 | 0 | 0 | 0 | 0 | 0 | 0 | 0 | 0 | 0 | 0 | 0 | 0 | 0 | 0 | 0 | 0 | 0
F4_Commercial_Education_Existing_Space Heating_Natural Gas_Boiler_E1 | F4 | Commercial | Education | Existing | Space Heating | Natural Gas | Boiler | E1 | PCT BC Ratio | 0.9 | 0.9 | 0.9 | 0.9 | 0.9 | 0 | 0 | 0 | 0 | 0 | 0 | 0 | 0 | 0 | 0 | 0 | 0 | 0 | 0 | 0 | 0 | 0 | 0 | 0 | 0 | 0 | 0 | 0 | 0 | 0 | 0
F4_Commercial_Education_Existing_Space Heating_Natural Gas_Boiler_E2 | F4 | Commercial | Education | Existing | Space Heating | Natural Gas | Boiler | E2 | PCT BC Ratio | 3.2278 | 3.2456 | 3.257 | 3.2705 | 3.2977 | 0 | 0 | 0 | 0 | 0 | 0 | 0 | 0 | 0 | 0 | 0 | 0 | 0 | 0 | 0 | 0 | 0 | 0 | 0 | 0 | 0 | 0 | 0 | 0 | 0 | 0
F4_Commercial_Education_Existing_Space Heating_Natural Gas_Boiler_E3 | F4 | Commercial | Education | Existing | Space Heating | Natural Gas | Boiler | E3 | PCT BC Ratio | 0.74001 | 0.74303 | 0.74494 | 0.74723 | 0.75181 | 0.9 | 0.9 | 0.9 | 0.9 | 0.9 | 0.9 | 0.9 | 0.9 | 0.9 | 0.9 | 0.9 | 0.9 | 0.9 | 0.9 | 0.9 | 0.9 | 0.9 | 0.9 | 0.9 | 0.9 | 0.9 | 0.9 | 0.9 | 0.9 | 0.9 | 0.9
F4_Commercial_Education_Existing_Space Heating_Natural Gas_Boiler_E4 | F4 | Commercial | Education | Existing | Space Heating | Natural Gas | Boiler | E4 | PCT BC Ratio | 0.73583 | 0.73882 | 0.74073 | 0.74299 | 0.74754 | 0.7111 | 0.69584 | 0.68765 | 0.6848 | 0.68084 | 0.67861 | 0.6756 | 0.6313 | 0.62802 | 0.62748 | 0.62444 | 0.62328 | 0.62283 | 0.61542 | 0.61721 | 0.61762 | 0.61877 | 0.6206 | 0.46117 | 0.45499 | 0.44866 | 0.44209 | 0.43525 | 0.42807 | 0.42049 | 0.41246
F4_Commercial_Education_Existing_Space Heating_Natural Gas_Boiler_E5 | F4 | Commercial | Education | Existing | Space Heating | Natural Gas | Boiler | E5 | PCT BC Ratio | 0.40292 | 0.40392 | 0.40456 | 0.40532 | 0.40685 | 0.35121 | 0.34748 | 0.34548 | 0.34478 | 0.34381 | 0.34327 | 0.34253 | 0.33171 | 0.33091 | 0.33077 | 0.33003 | 0.32975 | 0.32964 | 0.32783 | 0.32826 | 0.32836 | 0.32864 | 0.32909 | 0.29013 | 0.28862 | 0.28707 | 0.28547 | 0.2838 | 0.28204 | 0.28019 | 0.27823
F4_Commercial_Education_Existing_Space Heating_Natural Gas_Boiler_E6 | F4 | Commercial | Education | Existing | Space Heating | Natural Gas | Boiler | E6 | PCT BC Ratio | 0 | 0 | 0 | 0 | 0 | 0 | 0 | 0 | 0 | 0 | 0 | 0 | 0 | 0 | 0 | 0 | 0 | 0 | 0 | 0 | 0 | 0 | 0 | 0 | 0 | 0 | 0 | 0 | 0 | 0 | 0
F4_Commercial_Education_Existing_Space Heating_Natural Gas_Boiler_E7 | F4 | Commercial | Education | Existing | Space Heating | Natural Gas | Boiler | E7 | PCT BC Ratio | 0 | 0 | 0 | 0 | 0 | 0 | 0 | 0 | 0 | 0 | 0 | 0 | 0 | 0 | 0 | 0 | 0 | 0 | 0 | 0 | 0 | 0 | 0 | 0 | 0 | 0 | 0 | 0 | 0 | 0 | 0
F4_Commercial_Education_Existing_Space Heating_Natural Gas_Boiler_E8 | F4 | Commercial | Education | Existing | Space Heating | Natural Gas | Boiler | E8 | PCT BC Ratio | 0 | 0 | 0 | 0 | 0 | 0 | 0 | 0 | 0 | 0 | 0 | 0 | 0 | 0 | 0 | 0 | 0 | 0 | 0 | 0 | 0 | 0 | 0 | 0 | 0 | 0 | 0 | 0 | 0 | 0 | 0
F4_Commercial_Education_Existing_Space Heating_Natural Gas_Boiler_E9 | F4 | Commercial | Education | Existing | Space Heating | Natural Gas | Boiler | E9 | PCT BC Ratio | 0 | 0 | 0 | 0 | 0 | 0 | 0 | 0 | 0 | 0 | 0 | 0 | 0 | 0 | 0 | 0 | 0 | 0 | 0 | 0 | 0 | 0 | 0 | 0 | 0 | 0 | 0 | 0 | 0 | 0 | 0
F4_Commercial_Education_Existing_Space Heating_Natural Gas_Boiler_E10 | F4 | Commercial | Education | Existing | Space Heating | Natural Gas | Boiler | E10 | PCT BC Ratio | 0 | 0 | 0 | 0 | 0 | 0 | 0 | 0 | 0 | 0 | 0 | 0 | 0 | 0 | 0 | 0 | 0 | 0 | 0 | 0 | 0 | 0 | 0 | 0 | 0 | 0 | 0 | 0 | 0 | 0 | 0
F5_Commercial_Education_Existing_Space Heating_Natural Gas_Boiler_E1 | F5 | Commercial | Education | Existing | Space Heating | Natural Gas | Boiler | E1 | RIM BC Ratio | 0.9 | 0.9 | 0.9 | 0.9 | 0.9 | 0 | 0 | 0 | 0 | 0 | 0 | 0 | 0 | 0 | 0 | 0 | 0 | 0 | 0 | 0 | 0 | 0 | 0 | 0 | 0 | 0 | 0 | 0 | 0 | 0 | 0
F5_Commercial_Education_Existing_Space Heating_Natural Gas_Boiler_E2 | F5 | Commercial | Education | Existing | Space Heating | Natural Gas | Boiler | E2 | RIM BC Ratio | 0.71661 | 0.71721 | 0.71759 | 0.71804 | 0.71893 | 0 | 0 | 0 | 0 | 0 | 0 | 0 | 0 | 0 | 0 | 0 | 0 | 0 | 0 | 0 | 0 | 0 | 0 | 0 | 0 | 0 | 0 | 0 | 0 | 0 | 0
F5_Commercial_Education_Existing_Space Heating_Natural Gas_Boiler_E3 | F5 | Commercial | Education | Existing | Space Heating | Natural Gas | Boiler | E3 | RIM BC Ratio | 0.42239 | 0.42363 | 0.42441 | 0.42534 | 0.4272 | 0.9 | 0.9 | 0.9 | 0.9 | 0.9 | 0.9 | 0.9 | 0.9 | 0.9 | 0.9 | 0.9 | 0.9 | 0.9 | 0.9 | 0.9 | 0.9 | 0.9 | 0.9 | 0.9 | 0.9 | 0.9 | 0.9 | 0.9 | 0.9 | 0.9 | 0.9
F5_Commercial_Education_Existing_Space Heating_Natural Gas_Boiler_E4 | F5 | Commercial | Education | Existing | Space Heating | Natural Gas | Boiler | E4 | RIM BC Ratio | 0.42065 | 0.42189 | 0.42268 | 0.42361 | 0.42547 | 0.41009 | 0.4033 | 0.39956 | 0.39825 | 0.39641 | 0.39536 | 0.39395 | 0.372 | 0.37029 | 0.37001 | 0.36841 | 0.36779 | 0.36756 | 0.36359 | 0.36455 | 0.36478 | 0.36539 | 0.36637 | 0.26259 | 0.25764 | 0.25247 | 0.24702 | 0.24122 | 0.23501 | 0.22831 | 0.22105
F5_Commercial_Education_Existing_Space Heating_Natural Gas_Boiler_E5 | F5 | Commercial | Education | Existing | Space Heating | Natural Gas | Boiler | E5 | RIM BC Ratio | 0.2122 | 0.21314 | 0.21374 | 0.21445 | 0.21587 | 0.15939 | 0.15523 | 0.15298 | 0.15219 | 0.15109 | 0.15047 | 0.14963 | 0.13707 | 0.13612 | 0.13596 | 0.13508 | 0.13474 | 0.13461 | 0.13245 | 0.13297 | 0.13309 | 0.13343 | 0.13396 | 0.084182 | 0.082112 | 0.079975 | 0.07775 | 0.075414 | 0.072948 | 0.070328 | 0.067533
F5_Commercial_Education_Existing_Space Heating_Natural Gas_Boiler_E6 | F5 | Commercial | Education | Existing | Space Heating | Natural Gas | Boiler | E6 | RIM BC Ratio | 0 | 0 | 0 | 0 | 0 | 0 | 0 | 0 | 0 | 0 | 0 | 0 | 0 | 0 | 0 | 0 | 0 | 0 | 0 | 0 | 0 | 0 | 0 | 0 | 0 | 0 | 0 | 0 | 0 | 0 | 0
F5_Commercial_Education_Existing_Space Heating_Natural Gas_Boiler_E7 | F5 | Commercial | Education | Existing | Space Heating | Natural Gas | Boiler | E7 | RIM BC Ratio | 0 | 0 | 0 | 0 | 0 | 0 | 0 | 0 | 0 | 0 | 0 | 0 | 0 | 0 | 0 | 0 | 0 | 0 | 0 | 0 | 0 | 0 | 0 | 0 | 0 | 0 | 0 | 0 | 0 | 0 | 0
F5_Commercial_Education_Existing_Space Heating_Natural Gas_Boiler_E8 | F5 | Commercial | Education | Existing | Space Heating | Natural Gas | Boiler | E8 | RIM BC Ratio | 0 | 0 | 0 | 0 | 0 | 0 | 0 | 0 | 0 | 0 | 0 | 0 | 0 | 0 | 0 | 0 | 0 | 0 | 0 | 0 | 0 | 0 | 0 | 0 | 0 | 0 | 0 | 0 | 0 | 0 | 0
F5_Commercial_Education_Existing_Space Heating_Natural Gas_Boiler_E9 | F5 | Commercial | Education | Existing | Space Heating | Natural Gas | Boiler | E9 | RIM BC Ratio | 0 | 0 | 0 | 0 | 0 | 0 | 0 | 0 | 0 | 0 | 0 | 0 | 0 | 0 | 0 | 0 | 0 | 0 | 0 | 0 | 0 | 0 | 0 | 0 | 0 | 0 | 0 | 0 | 0 | 0 | 0
F5_Commercial_Education_Existing_Space Heating_Natural Gas_Boiler_E10 | F5 | Commercial | Education | Existing | Space Heating | Natural Gas | Boiler | E10 | RIM BC Ratio | 0 | 0 | 0 | 0 | 0 | 0 | 0 | 0 | 0 | 0 | 0 | 0 | 0 | 0 | 0 | 0 | 0 | 0 | 0 | 0 | 0 | 0 | 0 | 0 | 0 | 0 | 0 | 0 | 0 | 0 | 0
F0_Commercial_Education_Existing_Space Heating_Natural Gas_Unit Heater_E0 | F0 | Commercial | Education | Existing | Space Heating | Natural Gas | Unit Heater | E0 | Economic Unit | Infrared Radiant | Infrared Radiant | Infrared Radiant | Infrared Radiant | Infrared Radiant | Infrared Radiant | Infrared Radiant | Infrared Radiant | Infrared Radiant | Infrared Radiant | Infrared Radiant | Infrared Radiant | Infrared Radiant | Infrared Radiant | Infrared Radiant | Infrared Radiant | Infrared Radiant | Infrared Radiant | Infrared Radiant | Infrared Radiant | Infrared Radiant | Infrared Radiant | Infrared Radiant | Infrared Radiant | Infrared Radiant | Infrared Radiant | Infrared Radiant | Infrared Radiant | Infrared Radiant | Infrared Radiant | Infrared Radiant
F1_Commercial_Education_Existing_Space Heating_Natural Gas_Unit Heater_E1 | F1 | Commercial | Education | Existing | Space Heating | Natural Gas | Unit Heater | E1 | CCE | 0 | 0 | 0 | 0 | 0 | 0 | 0 | 0 | 0 | 0 | 0 | 0 | 0 | 0 | 0 | 0 | 0 | 0 | 0 | 0 | 0 | 0 | 0 | 0 | 0 | 0 | 0 | 0 | 0 | 0 | 0
F1_Commercial_Education_Existing_Space Heating_Natural Gas_Unit Heater_E2 | F1 | Commercial | Education | Existing | Space Heating | Natural Gas | Unit Heater | E2 | CCE | 0.052358 | 0.050335 | 0.050575 | 0.051103 | 0.051103 | 0 | 0 | 0 | 0 | 0 | 0 | 0 | 0 | 0 | 0 | 0 | 0 | 0 | 0 | 0 | 0 | 0 | 0 | 0 | 0 | 0 | 0 | 0 | 0 | 0 | 0
F1_Commercial_Education_Existing_Space Heating_Natural Gas_Unit Heater_E3 | F1 | Commercial | Education | Existing | Space Heating | Natural Gas | Unit Heater | E3 | CCE | 0.0040821 | 0.0039244 | 0.0039431 | 0.0039843 | 0.0039843 | -0.03446 | -0.03446 | -0.03446 | -0.03446 | -0.03446 | -0.03446 | -0.03446 | -0.03446 | -0.03446 | -0.03446 | -0.03446 | -0.03446 | -0.03446 | -0.03446 | -0.03446 | -0.03446 | -0.03446 | -0.03446 | -0.03446 | -0.03446 | -0.03446 | -0.03446 | -0.03446 | -0.03446 | -0.03446 | -0.03446
F1_Commercial_Education_Existing_Space Heating_Natural Gas_Unit Heater_E4 | F1 | Commercial | Education | Existing | Space Heating | Natural Gas | Unit Heater | E4 | CCE | 0 | 0 | 0 | 0 | 0 | 0 | 0 | 0 | 0 | 0 | 0 | 0 | 0 | 0 | 0 | 0 | 0 | 0 | 0 | 0 | 0 | 0 | 0 | 0 | 0 | 0 | 0 | 0 | 0 | 0 | 0
F1_Commercial_Education_Existing_Space Heating_Natural Gas_Unit Heater_E5 | F1 | Commercial | Education | Existing | Space Heating | Natural Gas | Unit Heater | E5 | CCE | 0 | 0 | 0 | 0 | 0 | 0 | 0 | 0 | 0 | 0 | 0 | 0 | 0 | 0 | 0 | 0 | 0 | 0 | 0 | 0 | 0 | 0 | 0 | 0 | 0 | 0 | 0 | 0 | 0 | 0 | 0
F1_Commercial_Education_Existing_Space Heating_Natural Gas_Unit Heater_E6 | F1 | Commercial | Education | Existing | Space Heating | Natural Gas | Unit Heater | E6 | CCE | 0 | 0 | 0 | 0 | 0 | 0 | 0 | 0 | 0 | 0 | 0 | 0 | 0 | 0 | 0 | 0 | 0 | 0 | 0 | 0 | 0 | 0 | 0 | 0 | 0 | 0 | 0 | 0 | 0 | 0 | 0
F1_Commercial_Education_Existing_Space Heating_Natural Gas_Unit Heater_E7 | F1 | Commercial | Education | Existing | Space Heating | Natural Gas | Unit Heater | E7 | CCE | 0 | 0 | 0 | 0 | 0 | 0 | 0 | 0 | 0 | 0 | 0 | 0 | 0 | 0 | 0 | 0 | 0 | 0 | 0 | 0 | 0 | 0 | 0 | 0 | 0 | 0 | 0 | 0 | 0 | 0 | 0
F1_Commercial_Education_Existing_Space Heating_Natural Gas_Unit Heater_E8 | F1 | Commercial | Education | Existing | Space Heating | Natural Gas | Unit Heater | E8 | CCE | 0 | 0 | 0 | 0 | 0 | 0 | 0 | 0 | 0 | 0 | 0 | 0 | 0 | 0 | 0 | 0 | 0 | 0 | 0 | 0 | 0 | 0 | 0 | 0 | 0 | 0 | 0 | 0 | 0 | 0 | 0
F1_Commercial_Education_Existing_Space Heating_Natural Gas_Unit Heater_E9 | F1 | Commercial | Education | Existing | Space Heating | Natural Gas | Unit Heater | E9 | CCE | 0 | 0 | 0 | 0 | 0 | 0 | 0 | 0 | 0 | 0 | 0 | 0 | 0 | 0 | 0 | 0 | 0 | 0 | 0 | 0 | 0 | 0 | 0 | 0 | 0 | 0 | 0 | 0 | 0 | 0 | 0
F1_Commercial_Education_Existing_Space Heating_Natural Gas_Unit Heater_E10 | F1 | Commercial | Education | Existing | Space Heating | Natural Gas | Unit Heater | E10 | CCE | 0 | 0 | 0 | 0 | 0 | 0 | 0 | 0 | 0 | 0 | 0 | 0 | 0 | 0 | 0 | 0 | 0 | 0 | 0 | 0 | 0 | 0 | 0 | 0 | 0 | 0 | 0 | 0 | 0 | 0 | 0
F2_Commercial_Education_Existing_Space Heating_Natural Gas_Unit Heater_E1 | F2 | Commercial | Education | Existing | Space Heating | Natural Gas | Unit Heater | E1 | TRC BC Ratio | 0.9 | 0.9 | 0.9 | 0.9 | 0.9 | 0 | 0 | 0 | 0 | 0 | 0 | 0 | 0 | 0 | 0 | 0 | 0 | 0 | 0 | 0 | 0 | 0 | 0 | 0 | 0 | 0 | 0 | 0 | 0 | 0 | 0
F2_Commercial_Education_Existing_Space Heating_Natural Gas_Unit Heater_E2 | F2 | Commercial | Education | Existing | Space Heating | Natural Gas | Unit Heater | E2 | TRC BC Ratio | 0.19512 | 0.19722 | 0.19849 | 0.20003 | 0.20009 | 0.9 | 0.9 | 0.9 | 0.9 | 0.9 | 0.9 | 0.9 | 0.9 | 0.9 | 0.9 | 0.9 | 0.9 | 0.9 | 0.9 | 0.9 | 0.9 | 0.9 | 0.9 | 0.9 | 0.9 | 0.9 | 0.9 | 0.9 | 0.9 | 0.9 | 0.9
F2_Commercial_Education_Existing_Space Heating_Natural Gas_Unit Heater_E3 | F2 | Commercial | Education | Existing | Space Heating | Natural Gas | Unit Heater | E3 | TRC BC Ratio | 2.5027 | 2.5296 | 2.546 | 2.5657 | 2.5665 | 0.9 | 0.9 | 0.9 | 0.9 | 0.9 | 0.9 | 0.9 | 0.9 | 0.9 | 0.9 | 0.9 | 0.9 | 0.9 | 0.9 | 0.9 | 0.9 | 0.9 | 0.9 | 0.9 | 0.9 | 0.9 | 0.9 | 0.9 | 0.9 | 0.9 | 0.9
F2_Commercial_Education_Existing_Space Heating_Natural Gas_Unit Heater_E4 | F2 | Commercial | Education | Existing | Space Heating | Natural Gas | Unit Heater | E4 | TRC BC Ratio | 0 | 0 | 0 | 0 | 0 | 0 | 0 | 0 | 0 | 0 | 0 | 0 | 0 | 0 | 0 | 0 | 0 | 0 | 0 | 0 | 0 | 0 | 0 | 0 | 0 | 0 | 0 | 0 | 0 | 0 | 0
F2_Commercial_Education_Existing_Space Heating_Natural Gas_Unit Heater_E5 | F2 | Commercial | Education | Existing | Space Heating | Natural Gas | Unit Heater | E5 | TRC BC Ratio | 0 | 0 | 0 | 0 | 0 | 0 | 0 | 0 | 0 | 0 | 0 | 0 | 0 | 0 | 0 | 0 | 0 | 0 | 0 | 0 | 0 | 0 | 0 | 0 | 0 | 0 | 0 | 0 | 0 | 0 | 0
F2_Commercial_Education_Existing_Space Heating_Natural Gas_Unit Heater_E6 | F2 | Commercial | Education | Existing | Space Heating | Natural Gas | Unit Heater | E6 | TRC BC Ratio | 0 | 0 | 0 | 0 | 0 | 0 | 0 | 0 | 0 | 0 | 0 | 0 | 0 | 0 | 0 | 0 | 0 | 0 | 0 | 0 | 0 | 0 | 0 | 0 | 0 | 0 | 0 | 0 | 0 | 0 | 0
F2_Commercial_Education_Existing_Space Heating_Natural Gas_Unit Heater_E7 | F2 | Commercial | Education | Existing | Space Heating | Natural Gas | Unit Heater | E7 | TRC BC Ratio | 0 | 0 | 0 | 0 | 0 | 0 | 0 | 0 | 0 | 0 | 0 | 0 | 0 | 0 | 0 | 0 | 0 | 0 | 0 | 0 | 0 | 0 | 0 | 0 | 0 | 0 | 0 | 0 | 0 | 0 | 0
F2_Commercial_Education_Existing_Space Heating_Natural Gas_Unit Heater_E8 | F2 | Commercial | Education | Existing | Space Heating | Natural Gas | Unit Heater | E8 | TRC BC Ratio | 0 | 0 | 0 | 0 | 0 | 0 | 0 | 0 | 0 | 0 | 0 | 0 | 0 | 0 | 0 | 0 | 0 | 0 | 0 | 0 | 0 | 0 | 0 | 0 | 0 | 0 | 0 | 0 | 0 | 0 | 0
F2_Commercial_Education_Existing_Space Heating_Natural Gas_Unit Heater_E9 | F2 | Commercial | Education | Existing | Space Heating | Natural Gas | Unit Heater | E9 | TRC BC Ratio | 0 | 0 | 0 | 0 | 0 | 0 | 0 | 0 | 0 | 0 | 0 | 0 | 0 | 0 | 0 | 0 | 0 | 0 | 0 | 0 | 0 | 0 | 0 | 0 | 0 | 0 | 0 | 0 | 0 | 0 | 0
F2_Commercial_Education_Existing_Space Heating_Natural Gas_Unit Heater_E10 | F2 | Commercial | Education | Existing | Space Heating | Natural Gas | Unit Heater | E10 | TRC BC Ratio | 0 | 0 | 0 | 0 | 0 | 0 | 0 | 0 | 0 | 0 | 0 | 0 | 0 | 0 | 0 | 0 | 0 | 0 | 0 | 0 | 0 | 0 | 0 | 0 | 0 | 0 | 0 | 0 | 0 | 0 | 0
F3_Commercial_Education_Existing_Space Heating_Natural Gas_Unit Heater_E1 | F3 | Commercial | Education | Existing | Space Heating | Natural Gas | Unit Heater | E1 | PACT BC Ratio | 0.9 | 0.9 | 0.9 | 0.9 | 0.9 | 0 | 0 | 0 | 0 | 0 | 0 | 0 | 0 | 0 | 0 | 0 | 0 | 0 | 0 | 0 | 0 | 0 | 0 | 0 | 0 | 0 | 0 | 0 | 0 | 0 | 0
F3_Commercial_Education_Existing_Space Heating_Natural Gas_Unit Heater_E2 | F3 | Commercial | Education | Existing | Space Heating | Natural Gas | Unit Heater | E2 | PACT BC Ratio | 0.19512 | 0.19722 | 0.19849 | 0.20003 | 0.20009 | 0.9 | 0.9 | 0.9 | 0.9 | 0.9 | 0.9 | 0.9 | 0.9 | 0.9 | 0.9 | 0.9 | 0.9 | 0.9 | 0.9 | 0.9 | 0.9 | 0.9 | 0.9 | 0.9 | 0.9 | 0.9 | 0.9 | 0.9 | 0.9 | 0.9 | 0.9
F3_Commercial_Education_Existing_Space Heating_Natural Gas_Unit Heater_E3 | F3 | Commercial | Education | Existing | Space Heating | Natural Gas | Unit Heater | E3 | PACT BC Ratio | 2.5027 | 2.5296 | 2.546 | 2.5657 | 2.5665 | 0.9 | 0.9 | 0.9 | 0.9 | 0.9 | 0.9 | 0.9 | 0.9 | 0.9 | 0.9 | 0.9 | 0.9 | 0.9 | 0.9 | 0.9 | 0.9 | 0.9 | 0.9 | 0.9 | 0.9 | 0.9 | 0.9 | 0.9 | 0.9 | 0.9 | 0.9
F3_Commercial_Education_Existing_Space Heating_Natural Gas_Unit Heater_E4 | F3 | Commercial | Education | Existing | Space Heating | Natural Gas | Unit Heater | E4 | PACT BC Ratio | 0 | 0 | 0 | 0 | 0 | 0 | 0 | 0 | 0 | 0 | 0 | 0 | 0 | 0 | 0 | 0 | 0 | 0 | 0 | 0 | 0 | 0 | 0 | 0 | 0 | 0 | 0 | 0 | 0 | 0 | 0
F3_Commercial_Education_Existing_Space Heating_Natural Gas_Unit Heater_E5 | F3 | Commercial | Education | Existing | Space Heating | Natural Gas | Unit Heater | E5 | PACT BC Ratio | 0 | 0 | 0 | 0 | 0 | 0 | 0 | 0 | 0 | 0 | 0 | 0 | 0 | 0 | 0 | 0 | 0 | 0 | 0 | 0 | 0 | 0 | 0 | 0 | 0 | 0 | 0 | 0 | 0 | 0 | 0
F3_Commercial_Education_Existing_Space Heating_Natural Gas_Unit Heater_E6 | F3 | Commercial | Education | Existing | Space Heating | Natural Gas | Unit Heater | E6 | PACT BC Ratio | 0 | 0 | 0 | 0 | 0 | 0 | 0 | 0 | 0 | 0 | 0 | 0 | 0 | 0 | 0 | 0 | 0 | 0 | 0 | 0 | 0 | 0 | 0 | 0 | 0 | 0 | 0 | 0 | 0 | 0 | 0
F3_Commercial_Education_Existing_Space Heating_Natural Gas_Unit Heater_E7 | F3 | Commercial | Education | Existing | Space Heating | Natural Gas | Unit Heater | E7 | PACT BC Ratio | 0 | 0 | 0 | 0 | 0 | 0 | 0 | 0 | 0 | 0 | 0 | 0 | 0 | 0 | 0 | 0 | 0 | 0 | 0 | 0 | 0 | 0 | 0 | 0 | 0 | 0 | 0 | 0 | 0 | 0 | 0
F3_Commercial_Education_Existing_Space Heating_Natural Gas_Unit Heater_E8 | F3 | Commercial | Education | Existing | Space Heating | Natural Gas | Unit Heater | E8 | PACT BC Ratio | 0 | 0 | 0 | 0 | 0 | 0 | 0 | 0 | 0 | 0 | 0 | 0 | 0 | 0 | 0 | 0 | 0 | 0 | 0 | 0 | 0 | 0 | 0 | 0 | 0 | 0 | 0 | 0 | 0 | 0 | 0
F3_Commercial_Education_Existing_Space Heating_Natural Gas_Unit Heater_E9 | F3 | Commercial | Education | Existing | Space Heating | Natural Gas | Unit Heater | E9 | PACT BC Ratio | 0 | 0 | 0 | 0 | 0 | 0 | 0 | 0 | 0 | 0 | 0 | 0 | 0 | 0 | 0 | 0 | 0 | 0 | 0 | 0 | 0 | 0 | 0 | 0 | 0 | 0 | 0 | 0 | 0 | 0 | 0
F3_Commercial_Education_Existing_Space Heating_Natural Gas_Unit Heater_E10 | F3 | Commercial | Education | Existing | Space Heating | Natural Gas | Unit Heater | E10 | PACT BC Ratio | 0 | 0 | 0 | 0 | 0 | 0 | 0 | 0 | 0 | 0 | 0 | 0 | 0 | 0 | 0 | 0 | 0 | 0 | 0 | 0 | 0 | 0 | 0 | 0 | 0 | 0 | 0 | 0 | 0 | 0 | 0
F4_Commercial_Education_Existing_Space Heating_Natural Gas_Unit Heater_E1 | F4 | Commercial | Education | Existing | Space Heating | Natural Gas | Unit Heater | E1 | PCT BC Ratio | 0.9 | 0.9 | 0.9 | 0.9 | 0.9 | 0 | 0 | 0 | 0 | 0 | 0 | 0 | 0 | 0 | 0 | 0 | 0 | 0 | 0 | 0 | 0 | 0 | 0 | 0 | 0 | 0 | 0 | 0 | 0 | 0 | 0
F4_Commercial_Education_Existing_Space Heating_Natural Gas_Unit Heater_E2 | F4 | Commercial | Education | Existing | Space Heating | Natural Gas | Unit Heater | E2 | PCT BC Ratio | 1.4909 | 1.4962 | 1.4994 | 1.5033 | 1.5034 | 0.9 | 0.9 | 0.9 | 0.9 | 0.9 | 0.9 | 0.9 | 0.9 | 0.9 | 0.9 | 0.9 | 0.9 | 0.9 | 0.9 | 0.9 | 0.9 | 0.9 | 0.9 | 0.9 | 0.9 | 0.9 | 0.9 | 0.9 | 0.9 | 0.9 | 0.9
F4_Commercial_Education_Existing_Space Heating_Natural Gas_Unit Heater_E3 | F4 | Commercial | Education | Existing | Space Heating | Natural Gas | Unit Heater | E3 | PCT BC Ratio | 7.2966 | 7.3643 | 7.4055 | 7.455 | 7.4571 | 0.9 | 0.9 | 0.9 | 0.9 | 0.9 | 0.9 | 0.9 | 0.9 | 0.9 | 0.9 | 0.9 | 0.9 | 0.9 | 0.9 | 0.9 | 0.9 | 0.9 | 0.9 | 0.9 | 0.9 | 0.9 | 0.9 | 0.9 | 0.9 | 0.9 | 0.9
F4_Commercial_Education_Existing_Space Heating_Natural Gas_Unit Heater_E4 | F4 | Commercial | Education | Existing | Space Heating | Natural Gas | Unit Heater | E4 | PCT BC Ratio | 0 | 0 | 0 | 0 | 0 | 0 | 0 | 0 | 0 | 0 | 0 | 0 | 0 | 0 | 0 | 0 | 0 | 0 | 0 | 0 | 0 | 0 | 0 | 0 | 0 | 0 | 0 | 0 | 0 | 0 | 0
F4_Commercial_Education_Existing_Space Heating_Natural Gas_Unit Heater_E5 | F4 | Commercial | Education | Existing | Space Heating | Natural Gas | Unit Heater | E5 | PCT BC Ratio | 0 | 0 | 0 | 0 | 0 | 0 | 0 | 0 | 0 | 0 | 0 | 0 | 0 | 0 | 0 | 0 | 0 | 0 | 0 | 0 | 0 | 0 | 0 | 0 | 0 | 0 | 0 | 0 | 0 | 0 | 0
F4_Commercial_Education_Existing_Space Heating_Natural Gas_Unit Heater_E6 | F4 | Commercial | Education | Existing | Space Heating | Natural Gas | Unit Heater | E6 | PCT BC Ratio | 0 | 0 | 0 | 0 | 0 | 0 | 0 | 0 | 0 | 0 | 0 | 0 | 0 | 0 | 0 | 0 | 0 | 0 | 0 | 0 | 0 | 0 | 0 | 0 | 0 | 0 | 0 | 0 | 0 | 0 | 0
F4_Commercial_Education_Existing_Space Heating_Natural Gas_Unit Heater_E7 | F4 | Commercial | Education | Existing | Space Heating | Natural Gas | Unit Heater | E7 | PCT BC Ratio | 0 | 0 | 0 | 0 | 0 | 0 | 0 | 0 | 0 | 0 | 0 | 0 | 0 | 0 | 0 | 0 | 0 | 0 | 0 | 0 | 0 | 0 | 0 | 0 | 0 | 0 | 0 | 0 | 0 | 0 | 0
F4_Commercial_Education_Existing_Space Heating_Natural Gas_Unit Heater_E8 | F4 | Commercial | Education | Existing | Space Heating | Natural Gas | Unit Heater | E8 | PCT BC Ratio | 0 | 0 | 0 | 0 | 0 | 0 | 0 | 0 | 0 | 0 | 0 | 0 | 0 | 0 | 0 | 0 | 0 | 0 | 0 | 0 | 0 | 0 | 0 | 0 | 0 | 0 | 0 | 0 | 0 | 0 | 0
F4_Commercial_Education_Existing_Space Heating_Natural Gas_Unit Heater_E9 | F4 | Commercial | Education | Existing | Space Heating | Natural Gas | Unit Heater | E9 | PCT BC Ratio | 0 | 0 | 0 | 0 | 0 | 0 | 0 | 0 | 0 | 0 | 0 | 0 | 0 | 0 | 0 | 0 | 0 | 0 | 0 | 0 | 0 | 0 | 0 | 0 | 0 | 0 | 0 | 0 | 0 | 0 | 0
F4_Commercial_Education_Existing_Space Heating_Natural Gas_Unit Heater_E10 | F4 | Commercial | Education | Existing | Space Heating | Natural Gas | Unit Heater | E10 | PCT BC Ratio | 0 | 0 | 0 | 0 | 0 | 0 | 0 | 0 | 0 | 0 | 0 | 0 | 0 | 0 | 0 | 0 | 0 | 0 | 0 | 0 | 0 | 0 | 0 | 0 | 0 | 0 | 0 | 0 | 0 | 0 | 0
F5_Commercial_Education_Existing_Space Heating_Natural Gas_Unit Heater_E1 | F5 | Commercial | Education | Existing | Space Heating | Natural Gas | Unit Heater | E1 | RIM BC Ratio | 0.9 | 0.9 | 0.9 | 0.9 | 0.9 | 0 | 0 | 0 | 0 | 0 | 0 | 0 | 0 | 0 | 0 | 0 | 0 | 0 | 0 | 0 | 0 | 0 | 0 | 0 | 0 | 0 | 0 | 0 | 0 | 0 | 0
F5_Commercial_Education_Existing_Space Heating_Natural Gas_Unit Heater_E2 | F5 | Commercial | Education | Existing | Space Heating | Natural Gas | Unit Heater | E2 | RIM BC Ratio | 0.15815 | 0.15953 | 0.16036 | 0.16136 | 0.1614 | 0.9 | 0.9 | 0.9 | 0.9 | 0.9 | 0.9 | 0.9 | 0.9 | 0.9 | 0.9 | 0.9 | 0.9 | 0.9 | 0.9 | 0.9 | 0.9 | 0.9 | 0.9 | 0.9 | 0.9 | 0.9 | 0.9 | 0.9 | 0.9 | 0.9 | 0.9
F5_Commercial_Education_Existing_Space Heating_Natural Gas_Unit Heater_E3 | F5 | Commercial | Education | Existing | Space Heating | Natural Gas | Unit Heater | E3 | RIM BC Ratio | 0.62593 | 0.62759 | 0.6286 | 0.62979 | 0.62984 | 0.9 | 0.9 | 0.9 | 0.9 | 0.9 | 0.9 | 0.9 | 0.9 | 0.9 | 0.9 | 0.9 | 0.9 | 0.9 | 0.9 | 0.9 | 0.9 | 0.9 | 0.9 | 0.9 | 0.9 | 0.9 | 0.9 | 0.9 | 0.9 | 0.9 | 0.9
F5_Commercial_Education_Existing_Space Heating_Natural Gas_Unit Heater_E4 | F5 | Commercial | Education | Existing | Space Heating | Natural Gas | Unit Heater | E4 | RIM BC Ratio | 0 | 0 | 0 | 0 | 0 | 0 | 0 | 0 | 0 | 0 | 0 | 0 | 0 | 0 | 0 | 0 | 0 | 0 | 0 | 0 | 0 | 0 | 0 | 0 | 0 | 0 | 0 | 0 | 0 | 0 | 0
F5_Commercial_Education_Existing_Space Heating_Natural Gas_Unit Heater_E5 | F5 | Commercial | Education | Existing | Space Heating | Natural Gas | Unit Heater | E5 | RIM BC Ratio | 0 | 0 | 0 | 0 | 0 | 0 | 0 | 0 | 0 | 0 | 0 | 0 | 0 | 0 | 0 | 0 | 0 | 0 | 0 | 0 | 0 | 0 | 0 | 0 | 0 | 0 | 0 | 0 | 0 | 0 | 0
F5_Commercial_Education_Existing_Space Heating_Natural Gas_Unit Heater_E6 | F5 | Commercial | Education | Existing | Space Heating | Natural Gas | Unit Heater | E6 | RIM BC Ratio | 0 | 0 | 0 | 0 | 0 | 0 | 0 | 0 | 0 | 0 | 0 | 0 | 0 | 0 | 0 | 0 | 0 | 0 | 0 | 0 | 0 | 0 | 0 | 0 | 0 | 0 | 0 | 0 | 0 | 0 | 0
F5_Commercial_Education_Existing_Space Heating_Natural Gas_Unit Heater_E7 | F5 | Commercial | Education | Existing | Space Heating | Natural Gas | Unit Heater | E7 | RIM BC Ratio | 0 | 0 | 0 | 0 | 0 | 0 | 0 | 0 | 0 | 0 | 0 | 0 | 0 | 0 | 0 | 0 | 0 | 0 | 0 | 0 | 0 | 0 | 0 | 0 | 0 | 0 | 0 | 0 | 0 | 0 | 0
F5_Commercial_Education_Existing_Space Heating_Natural Gas_Unit Heater_E8 | F5 | Commercial | Education | Existing | Space Heating | Natural Gas | Unit Heater | E8 | RIM BC Ratio | 0 | 0 | 0 | 0 | 0 | 0 | 0 | 0 | 0 | 0 | 0 | 0 | 0 | 0 | 0 | 0 | 0 | 0 | 0 | 0 | 0 | 0 | 0 | 0 | 0 | 0 | 0 | 0 | 0 | 0 | 0
F5_Commercial_Education_Existing_Space Heating_Natural Gas_Unit Heater_E9 | F5 | Commercial | Education | Existing | Space Heating | Natural Gas | Unit Heater | E9 | RIM BC Ratio | 0 | 0 | 0 | 0 | 0 | 0 | 0 | 0 | 0 | 0 | 0 | 0 | 0 | 0 | 0 | 0 | 0 | 0 | 0 | 0 | 0 | 0 | 0 | 0 | 0 | 0 | 0 | 0 | 0 | 0 | 0
F5_Commercial_Education_Existing_Space Heating_Natural Gas_Unit Heater_E10 | F5 | Commercial | Education | Existing | Space Heating | Natural Gas | Unit Heater | E10 | RIM BC Ratio | 0 | 0 | 0 | 0 | 0 | 0 | 0 | 0 | 0 | 0 | 0 | 0 | 0 | 0 | 0 | 0 | 0 | 0 | 0 | 0 | 0 | 0 | 0 | 0 | 0 | 0 | 0 | 0 | 0 | 0 | 0
F0_Commercial_Education_Existing_Water Heating_Natural Gas_Water Heater_E0 | F0 | Commercial | Education | Existing | Water Heating | Natural Gas | Water Heater | E0 | Economic Unit | TE 96% (Instantaneous) | TE 96% (Instantaneous) | TE 96% (Instantaneous) | TE 96% (Instantaneous) | TE 96% (Instantaneous) | TE 96% (Instantaneous) | TE 96% (Instantaneous) | UEF 1.0+ (Gas-Fired HPWH) | UEF 1.0+ (Gas-Fired HPWH) | UEF 1.0+ (Gas-Fired HPWH) | UEF 1.0+ (Gas-Fired HPWH) | UEF 1.0+ (Gas-Fired HPWH) | UEF 1.0+ (Gas-Fired HPWH) | UEF 1.0+ (Gas-Fired HPWH) | UEF 1.0+ (Gas-Fired HPWH) | UEF 1.0+ (Gas-Fired HPWH) | UEF 1.0+ (Gas-Fired HPWH) | UEF 1.0+ (Gas-Fired HPWH) | UEF 1.0+ (Gas-Fired HPWH) | UEF 1.0+ (Gas-Fired HPWH) | UEF 1.0+ (Gas-Fired HPWH) | UEF 1.0+ (Gas-Fired HPWH) | UEF 1.0+ (Gas-Fired HPWH) | UEF 1.0+ (Gas-Fired HPWH) | UEF 1.0+ (Gas-Fired HPWH) | UEF 1.0+ (Gas-Fired HPWH) | UEF 1.0+ (Gas-Fired HPWH) | UEF 1.0+ (Gas-Fired HPWH) | UEF 1.0+ (Gas-Fired HPWH) | UEF 1.0+ (Gas-Fired HPWH) | UEF 1.0+ (Gas-Fired HPWH)
F1_Commercial_Education_Existing_Water Heating_Natural Gas_Water Heater_E1 | F1 | Commercial | Education | Existing | Water Heating | Natural Gas | Water Heater | E1 | CCE | 0 | 0 | 0 | 0 | 0 | 0 | 0 | 0 | 0 | 0 | 0 | 0 | 0 | 0 | 0 | 0 | 0 | 0 | 0 | 0 | 0 | 0 | 0 | 0 | 0 | 0 | 0 | 0 | 0 | 0 | 0
F1_Commercial_Education_Existing_Water Heating_Natural Gas_Water Heater_E2 | F1 | Commercial | Education | Existing | Water Heating | Natural Gas | Water Heater | E2 | CCE | 0.0018244 | 0.0017539 | 0.0017622 | 0.0017807 | 0.0017807 | 0.0017807 | 0.0017807 | 0.0017807 | 0.0017807 | 0.0017807 | 0.0017807 | 0.0017807 | 0.0017807 | 0.0017807 | 0.0017807 | 0.0017807 | 0.0017807 | 0.0017807 | 0.0017807 | 0.0017807 | 0.0017807 | 0.0017807 | 0.0017807 | 0.0017807 | 0.0017807 | 0.0017807 | 0.0017807 | 0.0017807 | 0.0017807 | 0.0017807 | 0.0017807
F1_Commercial_Education_Existing_Water Heating_Natural Gas_Water Heater_E3 | F1 | Commercial | Education | Existing | Water Heating | Natural Gas | Water Heater | E3 | CCE | 0.0013372 | 0.0012856 | 0.0012917 | 0.0013052 | 0.0013052 | 0.0013052 | 0.0013052 | 0.0013052 | 0.0013052 | 0.0013052 | 0.0013052 | 0.0013052 | 0.0013052 | 0.0013052 | 0.0013052 | 0.0013052 | 0.0013052 | 0.0013052 | 0.0013052 | 0.0013052 | 0.0013052 | 0.0013052 | 0.0013052 | 0.0013052 | 0.0013052 | 0.0013052 | 0.0013052 | 0.0013052 | 0.0013052 | 0.0013052 | 0.0013052
F1_Commercial_Education_Existing_Water Heating_Natural Gas_Water Heater_E4 | F1 | Commercial | Education | Existing | Water Heating | Natural Gas | Water Heater | E4 | CCE | 0 | 0 | 0 | 0 | 0 | 0 | 0 | 0.002923 | 0.002923 | 0.002923 | 0.002923 | 0.002923 | 0.002923 | 0.002923 | 0.002923 | 0.002923 | 0.002923 | 0.002923 | 0.002923 | 0.002923 | 0.002923 | 0.002923 | 0.002923 | 0.002923 | 0.002923 | 0.002923 | 0.002923 | 0.002923 | 0.002923 | 0.002923 | 0.002923
F1_Commercial_Education_Existing_Water Heating_Natural Gas_Water Heater_E5 | F1 | Commercial | Education | Existing | Water Heating | Natural Gas | Water Heater | E5 | CCE | 0 | 0 | 0 | 0 | 0 | 0 | 0 | 0 | 0 | 0 | 0 | 0 | 0 | 0 | 0 | 0 | 0 | 0 | 0 | 0 | 0 | 0 | 0 | 0 | 0 | 0 | 0 | 0 | 0 | 0 | 0
F1_Commercial_Education_Existing_Water Heating_Natural Gas_Water Heater_E6 | F1 | Commercial | Education | Existing | Water Heating | Natural Gas | Water Heater | E6 | CCE | 0 | 0 | 0 | 0 | 0 | 0 | 0 | 0 | 0 | 0 | 0 | 0 | 0 | 0 | 0 | 0 | 0 | 0 | 0 | 0 | 0 | 0 | 0 | 0 | 0 | 0 | 0 | 0 | 0 | 0 | 0
F1_Commercial_Education_Existing_Water Heating_Natural Gas_Water Heater_E7 | F1 | Commercial | Education | Existing | Water Heating | Natural Gas | Water Heater | E7 | CCE | 0 | 0 | 0 | 0 | 0 | 0 | 0 | 0 | 0 | 0 | 0 | 0 | 0 | 0 | 0 | 0 | 0 | 0 | 0 | 0 | 0 | 0 | 0 | 0 | 0 | 0 | 0 | 0 | 0 | 0 | 0
F1_Commercial_Education_Existing_Water Heating_Natural Gas_Water Heater_E8 | F1 | Commercial | Education | Existing | Water Heating | Natural Gas | Water Heater | E8 | CCE | 0 | 0 | 0 | 0 | 0 | 0 | 0 | 0 | 0 | 0 | 0 | 0 | 0 | 0 | 0 | 0 | 0 | 0 | 0 | 0 | 0 | 0 | 0 | 0 | 0 | 0 | 0 | 0 | 0 | 0 | 0
F1_Commercial_Education_Existing_Water Heating_Natural Gas_Water Heater_E9 | F1 | Commercial | Education | Existing | Water Heating | Natural Gas | Water Heater | E9 | CCE | 0 | 0 | 0 | 0 | 0 | 0 | 0 | 0 | 0 | 0 | 0 | 0 | 0 | 0 | 0 | 0 | 0 | 0 | 0 | 0 | 0 | 0 | 0 | 0 | 0 | 0 | 0 | 0 | 0 | 0 | 0
F1_Commercial_Education_Existing_Water Heating_Natural Gas_Water Heater_E10 | F1 | Commercial | Education | Existing | Water Heating | Natural Gas | Water Heater | E10 | CCE | 0 | 0 | 0 | 0 | 0 | 0 | 0 | 0 | 0 | 0 | 0 | 0 | 0 | 0 | 0 | 0 | 0 | 0 | 0 | 0 | 0 | 0 | 0 | 0 | 0 | 0 | 0 | 0 | 0 | 0 | 0
F2_Commercial_Education_Existing_Water Heating_Natural Gas_Water Heater_E1 | F2 | Commercial | Education | Existing | Water Heating | Natural Gas | Water Heater | E1 | TRC BC Ratio | 0.9 | 0.9 | 0.9 | 0.9 | 0.9 | 0.9 | 0.9 | 0.9 | 0.9 | 0.9 | 0.9 | 0.9 | 0.9 | 0.9 | 0.9 | 0.9 | 0.9 | 0.9 | 0.9 | 0.9 | 0.9 | 0.9 | 0.9 | 0.9 | 0.9 | 0.9 | 0.9 | 0.9 | 0.9 | 0.9 | 0.9
F2_Commercial_Education_Existing_Water Heating_Natural Gas_Water Heater_E2 | F2 | Commercial | Education | Existing | Water Heating | Natural Gas | Water Heater | E2 | TRC BC Ratio | 5.5936 | 5.7045 | 5.7838 | 5.8697 | 5.9932 | 5.615 | 5.3195 | 5.1641 | 5.1082 | 5.0226 | 4.9647 | 5.2278 | 4.6787 | 5.0008 | 5.4143 | 5.8162 | 5.8312 | 5.8591 | 5.7471 | 5.827 | 5.8829 | 5.9583 | 6.0532 | 2.8513 | 2.7944 | 2.7412 | 2.6911 | 2.6436 | 2.5982 | 2.5545 | 2.5124
F2_Commercial_Education_Existing_Water Heating_Natural Gas_Water Heater_E3 | F2 | Commercial | Education | Existing | Water Heating | Natural Gas | Water Heater | E3 | TRC BC Ratio | 7.6312 | 7.7825 | 7.8907 | 8.0079 | 8.1764 | 7.6605 | 7.2572 | 7.0452 | 6.969 | 6.8522 | 6.7733 | 7.1322 | 6.383 | 6.8225 | 7.3866 | 7.9349 | 7.9554 | 7.9934 | 7.8406 | 7.9496 | 8.0259 | 8.1288 | 8.2582 | 3.89 | 3.8124 | 3.7398 | 3.6714 | 3.6065 | 3.5446 | 3.4851 | 3.4275
F2_Commercial_Education_Existing_Water Heating_Natural Gas_Water Heater_E4 | F2 | Commercial | Education | Existing | Water Heating | Natural Gas | Water Heater | E4 | TRC BC Ratio | 0 | 0 | 0 | 0 | 0 | 0 | 0 | 3.0879 | 2.9612 | 2.7991 | 2.6474 | 2.9159 | 2.5518 | 2.9974 | 3.534 | 4.0825 | 4.1042 | 4.1354 | 4.0559 | 4.1271 | 4.1791 | 4.2462 | 4.3283 | 1.8117 | 1.7739 | 1.7388 | 1.706 | 1.6751 | 1.6458 | 1.6177 | 1.5966
F2_Commercial_Education_Existing_Water Heating_Natural Gas_Water Heater_E5 | F2 | Commercial | Education | Existing | Water Heating | Natural Gas | Water Heater | E5 | TRC BC Ratio | 0 | 0 | 0 | 0 | 0 | 0 | 0 | 0 | 0 | 0 | 0 | 0 | 0 | 0 | 0 | 0 | 0 | 0 | 0 | 0 | 0 | 0 | 0 | 0 | 0 | 0 | 0 | 0 | 0 | 0 | 0
F2_Commercial_Education_Existing_Water Heating_Natural Gas_Water Heater_E6 | F2 | Commercial | Education | Existing | Water Heating | Natural Gas | Water Heater | E6 | TRC BC Ratio | 0 | 0 | 0 | 0 | 0 | 0 | 0 | 0 | 0 | 0 | 0 | 0 | 0 | 0 | 0 | 0 | 0 | 0 | 0 | 0 | 0 | 0 | 0 | 0 | 0 | 0 | 0 | 0 | 0 | 0 | 0
F2_Commercial_Education_Existing_Water Heating_Natural Gas_Water Heater_E7 | F2 | Commercial | Education | Existing | Water Heating | Natural Gas | Water Heater | E7 | TRC BC Ratio | 0 | 0 | 0 | 0 | 0 | 0 | 0 | 0 | 0 | 0 | 0 | 0 | 0 | 0 | 0 | 0 | 0 | 0 | 0 | 0 | 0 | 0 | 0 | 0 | 0 | 0 | 0 | 0 | 0 | 0 | 0
F2_Commercial_Education_Existing_Water Heating_Natural Gas_Water Heater_E8 | F2 | Commercial | Education | Existing | Water Heating | Natural Gas | Water Heater | E8 | TRC BC Ratio | 0 | 0 | 0 | 0 | 0 | 0 | 0 | 0 | 0 | 0 | 0 | 0 | 0 | 0 | 0 | 0 | 0 | 0 | 0 | 0 | 0 | 0 | 0 | 0 | 0 | 0 | 0 | 0 | 0 | 0 | 0
F2_Commercial_Education_Existing_Water Heating_Natural Gas_Water Heater_E9 | F2 | Commercial | Education | Existing | Water Heating | Natural Gas | Water Heater | E9 | TRC BC Ratio | 0 | 0 | 0 | 0 | 0 | 0 | 0 | 0 | 0 | 0 | 0 | 0 | 0 | 0 | 0 | 0 | 0 | 0 | 0 | 0 | 0 | 0 | 0 | 0 | 0 | 0 | 0 | 0 | 0 | 0 | 0
F2_Commercial_Education_Existing_Water Heating_Natural Gas_Water Heater_E10 | F2 | Commercial | Education | Existing | Water Heating | Natural Gas | Water Heater | E10 | TRC BC Ratio | 0 | 0 | 0 | 0 | 0 | 0 | 0 | 0 | 0 | 0 | 0 | 0 | 0 | 0 | 0 | 0 | 0 | 0 | 0 | 0 | 0 | 0 | 0 | 0 | 0 | 0 | 0 | 0 | 0 | 0 | 0
F3_Commercial_Education_Existing_Water Heating_Natural Gas_Water Heater_E1 | F3 | Commercial | Education | Existing | Water Heating | Natural Gas | Water Heater | E1 | PACT BC Ratio | 0.9 | 0.9 | 0.9 | 0.9 | 0.9 | 0.9 | 0.9 | 0.9 | 0.9 | 0.9 | 0.9 | 0.9 | 0.9 | 0.9 | 0.9 | 0.9 | 0.9 | 0.9 | 0.9 | 0.9 | 0.9 | 0.9 | 0.9 | 0.9 | 0.9 | 0.9 | 0.9 | 0.9 | 0.9 | 0.9 | 0.9
F3_Commercial_Education_Existing_Water Heating_Natural Gas_Water Heater_E2 | F3 | Commercial | Education | Existing | Water Heating | Natural Gas | Water Heater | E2 | PACT BC Ratio | 9.147 | 9.3283 | 9.458 | 9.5985 | 9.8004 | 9.182 | 8.6987 | 8.4446 | 8.3533 | 8.2132 | 8.1186 | 8.5488 | 7.6508 | 8.1777 | 8.8538 | 9.511 | 9.5356 | 9.5811 | 9.398 | 9.5286 | 9.62 | 9.7434 | 9.8985 | 4.6627 | 4.5696 | 4.4826 | 4.4006 | 4.3229 | 4.2487 | 4.1773 | 4.1084
F3_Commercial_Education_Existing_Water Heating_Natural Gas_Water Heater_E3 | F3 | Commercial | Education | Existing | Water Heating | Natural Gas | Water Heater | E3 | PACT BC Ratio | 12.479 | 12.7264 | 12.9033 | 13.095 | 13.3705 | 12.5268 | 11.8675 | 11.5207 | 11.3962 | 11.205 | 11.0761 | 11.6629 | 10.4378 | 11.1566 | 12.079 | 12.9757 | 13.0091 | 13.0712 | 12.8215 | 12.9997 | 13.1244 | 13.2927 | 13.5042 | 6.3612 | 6.2342 | 6.1155 | 6.0037 | 5.8976 | 5.7964 | 5.699 | 5.6049
F3_Commercial_Education_Existing_Water Heating_Natural Gas_Water Heater_E4 | F3 | Commercial | Education | Existing | Water Heating | Natural Gas | Water Heater | E4 | PACT BC Ratio | 0 | 0 | 0 | 0 | 0 | 0 | 0 | 5.0494 | 4.8423 | 4.5773 | 4.3292 | 4.7683 | 4.1729 | 4.9015 | 5.779 | 6.676 | 6.7115 | 6.7625 | 6.6324 | 6.7489 | 6.8339 | 6.9436 | 7.0779 | 2.9626 | 2.9007 | 2.8433 | 2.7897 | 2.7392 | 2.6912 | 2.6453 | 2.6109
F3_Commercial_Education_Existing_Water Heating_Natural Gas_Water Heater_E5 | F3 | Commercial | Education | Existing | Water Heating | Natural Gas | Water Heater | E5 | PACT BC Ratio | 0 | 0 | 0 | 0 | 0 | 0 | 0 | 0 | 0 | 0 | 0 | 0 | 0 | 0 | 0 | 0 | 0 | 0 | 0 | 0 | 0 | 0 | 0 | 0 | 0 | 0 | 0 | 0 | 0 | 0 | 0
F3_Commercial_Education_Existing_Water Heating_Natural Gas_Water Heater_E6 | F3 | Commercial | Education | Existing | Water Heating | Natural Gas | Water Heater | E6 | PACT BC Ratio | 0 | 0 | 0 | 0 | 0 | 0 | 0 | 0 | 0 | 0 | 0 | 0 | 0 | 0 | 0 | 0 | 0 | 0 | 0 | 0 | 0 | 0 | 0 | 0 | 0 | 0 | 0 | 0 | 0 | 0 | 0
F3_Commercial_Education_Existing_Water Heating_Natural Gas_Water Heater_E7 | F3 | Commercial | Education | Existing | Water Heating | Natural Gas | Water Heater | E7 | PACT BC Ratio | 0 | 0 | 0 | 0 | 0 | 0 | 0 | 0 | 0 | 0 | 0 | 0 | 0 | 0 | 0 | 0 | 0 | 0 | 0 | 0 | 0 | 0 | 0 | 0 | 0 | 0 | 0 | 0 | 0 | 0 | 0
F3_Commercial_Education_Existing_Water Heating_Natural Gas_Water Heater_E8 | F3 | Commercial | Education | Existing | Water Heating | Natural Gas | Water Heater | E8 | PACT BC Ratio | 0 | 0 | 0 | 0 | 0 | 0 | 0 | 0 | 0 | 0 | 0 | 0 | 0 | 0 | 0 | 0 | 0 | 0 | 0 | 0 | 0 | 0 | 0 | 0 | 0 | 0 | 0 | 0 | 0 | 0 | 0
F3_Commercial_Education_Existing_Water Heating_Natural Gas_Water Heater_E9 | F3 | Commercial | Education | Existing | Water Heating | Natural Gas | Water Heater | E9 | PACT BC Ratio | 0 | 0 | 0 | 0 | 0 | 0 | 0 | 0 | 0 | 0 | 0 | 0 | 0 | 0 | 0 | 0 | 0 | 0 | 0 | 0 | 0 | 0 | 0 | 0 | 0 | 0 | 0 | 0 | 0 | 0 | 0
F3_Commercial_Education_Existing_Water Heating_Natural Gas_Water Heater_E10 | F3 | Commercial | Education | Existing | Water Heating | Natural Gas | Water Heater | E10 | PACT BC Ratio | 0 | 0 | 0 | 0 | 0 | 0 | 0 | 0 | 0 | 0 | 0 | 0 | 0 | 0 | 0 | 0 | 0 | 0 | 0 | 0 | 0 | 0 | 0 | 0 | 0 | 0 | 0 | 0 | 0 | 0 | 0
F4_Commercial_Education_Existing_Water Heating_Natural Gas_Water Heater_E1 | F4 | Commercial | Education | Existing | Water Heating | Natural Gas | Water Heater | E1 | PCT BC Ratio | 0.9 | 0.9 | 0.9 | 0.9 | 0.9 | 0.9 | 0.9 | 0.9 | 0.9 | 0.9 | 0.9 | 0.9 | 0.9 | 0.9 | 0.9 | 0.9 | 0.9 | 0.9 | 0.9 | 0.9 | 0.9 | 0.9 | 0.9 | 0.9 | 0.9 | 0.9 | 0.9 | 0.9 | 0.9 | 0.9 | 0.9
F4_Commercial_Education_Existing_Water Heating_Natural Gas_Water Heater_E2 | F4 | Commercial | Education | Existing | Water Heating | Natural Gas | Water Heater | E2 | PCT BC Ratio | 10.2883 | 10.4837 | 10.6235 | 10.775 | 10.9927 | 10.3261 | 9.8051 | 9.5311 | 9.4327 | 9.2817 | 9.1798 | 9.6435 | 8.6755 | 9.2434 | 9.9722 | 10.6807 | 10.7071 | 10.7562 | 10.5589 | 10.6997 | 10.7982 | 10.9312 | 11.0983 | 5.4545 | 5.3542 | 5.2604 | 5.172 | 5.0882 | 5.0082 | 4.9313 | 4.857
F4_Commercial_Education_Existing_Water Heating_Natural Gas_Water Heater_E3 | F4 | Commercial | Education | Existing | Water Heating | Natural Gas | Water Heater | E3 | PCT BC Ratio | 13.88 | 14.1466 | 14.3373 | 14.544 | 14.8409 | 13.9315 | 13.2208 | 12.847 | 12.7127 | 12.5067 | 12.3677 | 13.0003 | 11.6797 | 12.4545 | 13.4488 | 14.4153 | 14.4514 | 14.5184 | 14.2491 | 14.4412 | 14.5756 | 14.7571 | 14.9851 | 7.2853 | 7.1485 | 7.0205 | 6.9 | 6.7857 | 6.6765 | 6.5716 | 6.4702
F4_Commercial_Education_Existing_Water Heating_Natural Gas_Water Heater_E4 | F4 | Commercial | Education | Existing | Water Heating | Natural Gas | Water Heater | E4 | PCT BC Ratio | 0 | 0 | 0 | 0 | 0 | 0 | 0 | 5.8714 | 5.6481 | 5.3625 | 5.095 | 5.5683 | 4.9265 | 5.712 | 6.6578 | 7.6247 | 7.663 | 7.7179 | 7.5777 | 7.7033 | 7.7949 | 7.9132 | 8.058 | 3.6219 | 3.5552 | 3.4933 | 3.4356 | 3.3811 | 3.3294 | 3.2799 | 3.2428
F4_Commercial_Education_Existing_Water Heating_Natural Gas_Water Heater_E5 | F4 | Commercial | Education | Existing | Water Heating | Natural Gas | Water Heater | E5 | PCT BC Ratio | 0 | 0 | 0 | 0 | 0 | 0 | 0 | 0 | 0 | 0 | 0 | 0 | 0 | 0 | 0 | 0 | 0 | 0 | 0 | 0 | 0 | 0 | 0 | 0 | 0 | 0 | 0 | 0 | 0 | 0 | 0
F4_Commercial_Education_Existing_Water Heating_Natural Gas_Water Heater_E6 | F4 | Commercial | Education | Existing | Water Heating | Natural Gas | Water Heater | E6 | PCT BC Ratio | 0 | 0 | 0 | 0 | 0 | 0 | 0 | 0 | 0 | 0 | 0 | 0 | 0 | 0 | 0 | 0 | 0 | 0 | 0 | 0 | 0 | 0 | 0 | 0 | 0 | 0 | 0 | 0 | 0 | 0 | 0
F4_Commercial_Education_Existing_Water Heating_Natural Gas_Water Heater_E7 | F4 | Commercial | Education | Existing | Water Heating | Natural Gas | Water Heater | E7 | PCT BC Ratio | 0 | 0 | 0 | 0 | 0 | 0 | 0 | 0 | 0 | 0 | 0 | 0 | 0 | 0 | 0 | 0 | 0 | 0 | 0 | 0 | 0 | 0 | 0 | 0 | 0 | 0 | 0 | 0 | 0 | 0 | 0
F4_Commercial_Education_Existing_Water Heating_Natural Gas_Water Heater_E8 | F4 | Commercial | Education | Existing | Water Heating | Natural Gas | Water Heater | E8 | PCT BC Ratio | 0 | 0 | 0 | 0 | 0 | 0 | 0 | 0 | 0 | 0 | 0 | 0 | 0 | 0 | 0 | 0 | 0 | 0 | 0 | 0 | 0 | 0 | 0 | 0 | 0 | 0 | 0 | 0 | 0 | 0 | 0
F4_Commercial_Education_Existing_Water Heating_Natural Gas_Water Heater_E9 | F4 | Commercial | Education | Existing | Water Heating | Natural Gas | Water Heater | E9 | PCT BC Ratio | 0 | 0 | 0 | 0 | 0 | 0 | 0 | 0 | 0 | 0 | 0 | 0 | 0 | 0 | 0 | 0 | 0 | 0 | 0 | 0 | 0 | 0 | 0 | 0 | 0 | 0 | 0 | 0 | 0 | 0 | 0
F4_Commercial_Education_Existing_Water Heating_Natural Gas_Water Heater_E10 | F4 | Commercial | Education | Existing | Water Heating | Natural Gas | Water Heater | E10 | PCT BC Ratio | 0 | 0 | 0 | 0 | 0 | 0 | 0 | 0 | 0 | 0 | 0 | 0 | 0 | 0 | 0 | 0 | 0 | 0 | 0 | 0 | 0 | 0 | 0 | 0 | 0 | 0 | 0 | 0 | 0 | 0 | 0
F5_Commercial_Education_Existing_Water Heating_Natural Gas_Water Heater_E1 | F5 | Commercial | Education | Existing | Water Heating | Natural Gas | Water Heater | E1 | RIM BC Ratio | 0.9 | 0.9 | 0.9 | 0.9 | 0.9 | 0.9 | 0.9 | 0.9 | 0.9 | 0.9 | 0.9 | 0.9 | 0.9 | 0.9 | 0.9 | 0.9 | 0.9 | 0.9 | 0.9 | 0.9 | 0.9 | 0.9 | 0.9 | 0.9 | 0.9 | 0.9 | 0.9 | 0.9 | 0.9 | 0.9 | 0.9
F5_Commercial_Education_Existing_Water Heating_Natural Gas_Water Heater_E2 | F5 | Commercial | Education | Existing | Water Heating | Natural Gas | Water Heater | E2 | RIM BC Ratio | 0.76488 | 0.76613 | 0.76699 | 0.7679 | 0.76917 | 0.76513 | 0.7616 | 0.7596 | 0.75885 | 0.75768 | 0.75687 | 0.76043 | 0.75258 | 0.75738 | 0.76277 | 0.76734 | 0.7675 | 0.76779 | 0.76659 | 0.76745 | 0.76804 | 0.76882 | 0.76977 | 0.70795 | 0.70577 | 0.70366 | 0.7016 | 0.6996 | 0.69763 | 0.69567 | 0.69374
F5_Commercial_Education_Existing_Water Heating_Natural Gas_Water Heater_E3 | F5 | Commercial | Education | Existing | Water Heating | Natural Gas | Water Heater | E3 | RIM BC Ratio | 0.78235 | 0.7833 | 0.78397 | 0.78466 | 0.78563 | 0.78254 | 0.77983 | 0.77829 | 0.77772 | 0.77681 | 0.77619 | 0.77893 | 0.77287 | 0.77658 | 0.78073 | 0.78423 | 0.78435 | 0.78458 | 0.78366 | 0.78432 | 0.78477 | 0.78536 | 0.78609 | 0.73786 | 0.73612 | 0.73444 | 0.7328 | 0.73119 | 0.72961 | 0.72805 | 0.72649
F5_Commercial_Education_Existing_Water Heating_Natural Gas_Water Heater_E4 | F5 | Commercial | Education | Existing | Water Heating | Natural Gas | Water Heater | E4 | RIM BC Ratio | 0 | 0 | 0 | 0 | 0 | 0 | 0 | 0.71628 | 0.71196 | 0.70595 | 0.69976 | 0.71034 | 0.69555 | 0.71322 | 0.72934 | 0.74192 | 0.74236 | 0.74297 | 0.74138 | 0.74281 | 0.74383 | 0.74511 | 0.74663 | 0.65121 | 0.64817 | 0.64526 | 0.64246 | 0.63974 | 0.63709 | 0.63448 | 0.63248
F5_Commercial_Education_Existing_Water Heating_Natural Gas_Water Heater_E5 | F5 | Commercial | Education | Existing | Water Heating | Natural Gas | Water Heater | E5 | RIM BC Ratio | 0 | 0 | 0 | 0 | 0 | 0 | 0 | 0 | 0 | 0 | 0 | 0 | 0 | 0 | 0 | 0 | 0 | 0 | 0 | 0 | 0 | 0 | 0 | 0 | 0 | 0 | 0 | 0 | 0 | 0 | 0
F5_Commercial_Education_Existing_Water Heating_Natural Gas_Water Heater_E6 | F5 | Commercial | Education | Existing | Water Heating | Natural Gas | Water Heater | E6 | RIM BC Ratio | 0 | 0 | 0 | 0 | 0 | 0 | 0 | 0 | 0 | 0 | 0 | 0 | 0 | 0 | 0 | 0 | 0 | 0 | 0 | 0 | 0 | 0 | 0 | 0 | 0 | 0 | 0 | 0 | 0 | 0 | 0
F5_Commercial_Education_Existing_Water Heating_Natural Gas_Water Heater_E7 | F5 | Commercial | Education | Existing | Water Heating | Natural Gas | Water Heater | E7 | RIM BC Ratio | 0 | 0 | 0 | 0 | 0 | 0 | 0 | 0 | 0 | 0 | 0 | 0 | 0 | 0 | 0 | 0 | 0 | 0 | 0 | 0 | 0 | 0 | 0 | 0 | 0 | 0 | 0 | 0 | 0 | 0 | 0
F5_Commercial_Education_Existing_Water Heating_Natural Gas_Water Heater_E8 | F5 | Commercial | Education | Existing | Water Heating | Natural Gas | Water Heater | E8 | RIM BC Ratio | 0 | 0 | 0 | 0 | 0 | 0 | 0 | 0 | 0 | 0 | 0 | 0 | 0 | 0 | 0 | 0 | 0 | 0 | 0 | 0 | 0 | 0 | 0 | 0 | 0 | 0 | 0 | 0 | 0 | 0 | 0
F5_Commercial_Education_Existing_Water Heating_Natural Gas_Water Heater_E9 | F5 | Commercial | Education | Existing | Water Heating | Natural Gas | Water Heater | E9 | RIM BC Ratio | 0 | 0 | 0 | 0 | 0 | 0 | 0 | 0 | 0 | 0 | 0 | 0 | 0 | 0 | 0 | 0 | 0 | 0 | 0 | 0 | 0 | 0 | 0 | 0 | 0 | 0 | 0 | 0 | 0 | 0 | 0
F5_Commercial_Education_Existing_Water Heating_Natural Gas_Water Heater_E10 | F5 | Commercial | Education | Existing | Water Heating | Natural Gas | Water Heater | E10 | RIM BC Ratio | 0 | 0 | 0 | 0 | 0 | 0 | 0 | 0 | 0 | 0 | 0 | 0 | 0 | 0 | 0 | 0 | 0 | 0 | 0 | 0 | 0 | 0 | 0 | 0 | 0 | 0 | 0 | 0 | 0 | 0 | 0
F0_Commercial_Education_Existing_Food Preparation_Natural Gas_Oven_E0 | F0 | Commercial | Education | Existing | Food Preparation | Natural Gas | Oven | E0 | Economic Unit | ENERGY STAR (3.0) | ENERGY STAR (3.0) | ENERGY STAR (3.0) | ENERGY STAR (3.0) | ENERGY STAR (3.0) | ENERGY STAR (3.0) | ENERGY STAR (3.0) | ENERGY STAR (3.0) | ENERGY STAR (3.0) | ENERGY STAR (3.0) | ENERGY STAR (3.0) | ENERGY STAR (3.0) | ENERGY STAR (3.0) | ENERGY STAR (3.0) | ENERGY STAR (3.0) | ENERGY STAR (3.0) | ENERGY STAR (3.0) | ENERGY STAR (3.0) | ENERGY STAR (3.0) | ENERGY STAR (3.0) | ENERGY STAR (3.0) | ENERGY STAR (3.0) | ENERGY STAR (3.0) | Standard | Standard | Standard | Standard | Standard | Standard | Standard | Standard
F1_Commercial_Education_Existing_Food Preparation_Natural Gas_Oven_E1 | F1 | Commercial | Education | Existing | Food Preparation | Natural Gas | Oven | E1 | CCE | 0 | 0 | 0 | 0 | 0 | 0 | 0 | 0 | 0 | 0 | 0 | 0 | 0 | 0 | 0 | 0 | 0 | 0 | 0 | 0 | 0 | 0 | 0 | 0 | 0 | 0 | 0 | 0 | 0 | 0 | 0
F1_Commercial_Education_Existing_Food Preparation_Natural Gas_Oven_E2 | F1 | Commercial | Education | Existing | Food Preparation | Natural Gas | Oven | E2 | CCE | 0.0062008 | 0.0059612 | 0.0059896 | 0.0060522 | 0.0060522 | 0.0060522 | 0.0060522 | 0.0060522 | 0.0060522 | 0.0060522 | 0.0060522 | 0.0060522 | 0.0060522 | 0.0060522 | 0.0060522 | 0.0060522 | 0.0060522 | 0.0060522 | 0.0060522 | 0.0060522 | 0.0060522 | 0.0060522 | 0.0060522 | 0.0060522 | 0.0060522 | 0.0060522 | 0.0060522 | 0.0060522 | 0.0060522 | 0.0060522 | 0.0060522
F1_Commercial_Education_Existing_Food Preparation_Natural Gas_Oven_E3 | F1 | Commercial | Education | Existing | Food Preparation | Natural Gas | Oven | E3 | CCE | 0 | 0 | 0 | 0 | 0 | 0 | 0 | 0 | 0 | 0 | 0 | 0 | 0 | 0 | 0 | 0 | 0 | 0 | 0 | 0 | 0 | 0 | 0 | 0 | 0 | 0 | 0 | 0 | 0 | 0 | 0
F1_Commercial_Education_Existing_Food Preparation_Natural Gas_Oven_E4 | F1 | Commercial | Education | Existing | Food Preparation | Natural Gas | Oven | E4 | CCE | 0 | 0 | 0 | 0 | 0 | 0 | 0 | 0 | 0 | 0 | 0 | 0 | 0 | 0 | 0 | 0 | 0 | 0 | 0 | 0 | 0 | 0 | 0 | 0 | 0 | 0 | 0 | 0 | 0 | 0 | 0
F1_Commercial_Education_Existing_Food Preparation_Natural Gas_Oven_E5 | F1 | Commercial | Education | Existing | Food Preparation | Natural Gas | Oven | E5 | CCE | 0 | 0 | 0 | 0 | 0 | 0 | 0 | 0 | 0 | 0 | 0 | 0 | 0 | 0 | 0 | 0 | 0 | 0 | 0 | 0 | 0 | 0 | 0 | 0 | 0 | 0 | 0 | 0 | 0 | 0 | 0
F1_Commercial_Education_Existing_Food Preparation_Natural Gas_Oven_E6 | F1 | Commercial | Education | Existing | Food Preparation | Natural Gas | Oven | E6 | CCE | 0 | 0 | 0 | 0 | 0 | 0 | 0 | 0 | 0 | 0 | 0 | 0 | 0 | 0 | 0 | 0 | 0 | 0 | 0 | 0 | 0 | 0 | 0 | 0 | 0 | 0 | 0 | 0 | 0 | 0 | 0
F1_Commercial_Education_Existing_Food Preparation_Natural Gas_Oven_E7 | F1 | Commercial | Education | Existing | Food Preparation | Natural Gas | Oven | E7 | CCE | 0 | 0 | 0 | 0 | 0 | 0 | 0 | 0 | 0 | 0 | 0 | 0 | 0 | 0 | 0 | 0 | 0 | 0 | 0 | 0 | 0 | 0 | 0 | 0 | 0 | 0 | 0 | 0 | 0 | 0 | 0
F1_Commercial_Education_Existing_Food Preparation_Natural Gas_Oven_E8 | F1 | Commercial | Education | Existing | Food Preparation | Natural Gas | Oven | E8 | CCE | 0 | 0 | 0 | 0 | 0 | 0 | 0 | 0 | 0 | 0 | 0 | 0 | 0 | 0 | 0 | 0 | 0 | 0 | 0 | 0 | 0 | 0 | 0 | 0 | 0 | 0 | 0 | 0 | 0 | 0 | 0
F1_Commercial_Education_Existing_Food Preparation_Natural Gas_Oven_E9 | F1 | Commercial | Education | Existing | Food Preparation | Natural Gas | Oven | E9 | CCE | 0 | 0 | 0 | 0 | 0 | 0 | 0 | 0 | 0 | 0 | 0 | 0 | 0 | 0 | 0 | 0 | 0 | 0 | 0 | 0 | 0 | 0 | 0 | 0 | 0 | 0 | 0 | 0 | 0 | 0 | 0
F1_Commercial_Education_Existing_Food Preparation_Natural Gas_Oven_E10 | F1 | Commercial | Education | Existing | Food Preparation | Natural Gas | Oven | E10 | CCE | 0 | 0 | 0 | 0 | 0 | 0 | 0 | 0 | 0 | 0 | 0 | 0 | 0 | 0 | 0 | 0 | 0 | 0 | 0 | 0 | 0 | 0 | 0 | 0 | 0 | 0 | 0 | 0 | 0 | 0 | 0
F2_Commercial_Education_Existing_Food Preparation_Natural Gas_Oven_E1 | F2 | Commercial | Education | Existing | Food Preparation | Natural Gas | Oven | E1 | TRC BC Ratio | 0.9 | 0.9 | 0.9 | 0.9 | 0.9 | 0.9 | 0.9 | 0.9 | 0.9 | 0.9 | 0.9 | 0.9 | 0.9 | 0.9 | 0.9 | 0.9 | 0.9 | 0.9 | 0.9 | 0.9 | 0.9 | 0.9 | 0.9 | 0.9 | 0.9 | 0.9 | 0.9 | 0.9 | 0.9 | 0.9 | 0.9
F2_Commercial_Education_Existing_Food Preparation_Natural Gas_Oven_E2 | F2 | Commercial | Education | Existing | Food Preparation | Natural Gas | Oven | E2 | TRC BC Ratio | 1.651 | 1.6761 | 1.6937 | 1.7118 | 1.7402 | 1.6356 | 1.5492 | 1.5033 | 1.4856 | 1.4593 | 1.5232 | 1.584 | 1.4129 | 1.4871 | 1.5856 | 1.6788 | 1.6824 | 1.6897 | 1.6574 | 1.6795 | 1.6949 | 1.7158 | 1.7422 | 0.83439 | 0.81785 | 0.80234 | 0.78773 | 0.77386 | 0.7606 | 0.74785 | 0.73552
F2_Commercial_Education_Existing_Food Preparation_Natural Gas_Oven_E3 | F2 | Commercial | Education | Existing | Food Preparation | Natural Gas | Oven | E3 | TRC BC Ratio | 0 | 0 | 0 | 0 | 0 | 0 | 0 | 0 | 0 | 0 | 0 | 0 | 0 | 0 | 0 | 0 | 0 | 0 | 0 | 0 | 0 | 0 | 0 | 0 | 0 | 0 | 0 | 0 | 0 | 0 | 0
F2_Commercial_Education_Existing_Food Preparation_Natural Gas_Oven_E4 | F2 | Commercial | Education | Existing | Food Preparation | Natural Gas | Oven | E4 | TRC BC Ratio | 0 | 0 | 0 | 0 | 0 | 0 | 0 | 0 | 0 | 0 | 0 | 0 | 0 | 0 | 0 | 0 | 0 | 0 | 0 | 0 | 0 | 0 | 0 | 0 | 0 | 0 | 0 | 0 | 0 | 0 | 0
F2_Commercial_Education_Existing_Food Preparation_Natural Gas_Oven_E5 | F2 | Commercial | Education | Existing | Food Preparation | Natural Gas | Oven | E5 | TRC BC Ratio | 0 | 0 | 0 | 0 | 0 | 0 | 0 | 0 | 0 | 0 | 0 | 0 | 0 | 0 | 0 | 0 | 0 | 0 | 0 | 0 | 0 | 0 | 0 | 0 | 0 | 0 | 0 | 0 | 0 | 0 | 0
F2_Commercial_Education_Existing_Food Preparation_Natural Gas_Oven_E6 | F2 | Commercial | Education | Existing | Food Preparation | Natural Gas | Oven | E6 | TRC BC Ratio | 0 | 0 | 0 | 0 | 0 | 0 | 0 | 0 | 0 | 0 | 0 | 0 | 0 | 0 | 0 | 0 | 0 | 0 | 0 | 0 | 0 | 0 | 0 | 0 | 0 | 0 | 0 | 0 | 0 | 0 | 0
F2_Commercial_Education_Existing_Food Preparation_Natural Gas_Oven_E7 | F2 | Commercial | Education | Existing | Food Preparation | Natural Gas | Oven | E7 | TRC BC Ratio | 0 | 0 | 0 | 0 | 0 | 0 | 0 | 0 | 0 | 0 | 0 | 0 | 0 | 0 | 0 | 0 | 0 | 0 | 0 | 0 | 0 | 0 | 0 | 0 | 0 | 0 | 0 | 0 | 0 | 0 | 0
F2_Commercial_Education_Existing_Food Preparation_Natural Gas_Oven_E8 | F2 | Commercial | Education | Existing | Food Preparation | Natural Gas | Oven | E8 | TRC BC Ratio | 0 | 0 | 0 | 0 | 0 | 0 | 0 | 0 | 0 | 0 | 0 | 0 | 0 | 0 | 0 | 0 | 0 | 0 | 0 | 0 | 0 | 0 | 0 | 0 | 0 | 0 | 0 | 0 | 0 | 0 | 0
F2_Commercial_Education_Existing_Food Preparation_Natural Gas_Oven_E9 | F2 | Commercial | Education | Existing | Food Preparation | Natural Gas | Oven | E9 | TRC BC Ratio | 0 | 0 | 0 | 0 | 0 | 0 | 0 | 0 | 0 | 0 | 0 | 0 | 0 | 0 | 0 | 0 | 0 | 0 | 0 | 0 | 0 | 0 | 0 | 0 | 0 | 0 | 0 | 0 | 0 | 0 | 0
F2_Commercial_Education_Existing_Food Preparation_Natural Gas_Oven_E10 | F2 | Commercial | Education | Existing | Food Preparation | Natural Gas | Oven | E10 | TRC BC Ratio | 0 | 0 | 0 | 0 | 0 | 0 | 0 | 0 | 0 | 0 | 0 | 0 | 0 | 0 | 0 | 0 | 0 | 0 | 0 | 0 | 0 | 0 | 0 | 0 | 0 | 0 | 0 | 0 | 0 | 0 | 0
F3_Commercial_Education_Existing_Food Preparation_Natural Gas_Oven_E1 | F3 | Commercial | Education | Existing | Food Preparation | Natural Gas | Oven | E1 | PACT BC Ratio | 0.9 | 0.9 | 0.9 | 0.9 | 0.9 | 0.9 | 0.9 | 0.9 | 0.9 | 0.9 | 0.9 | 0.9 | 0.9 | 0.9 | 0.9 | 0.9 | 0.9 | 0.9 | 0.9 | 0.9 | 0.9 | 0.9 | 0.9 | 0.9 | 0.9 | 0.9 | 0.9 | 0.9 | 0.9 | 0.9 | 0.9
F3_Commercial_Education_Existing_Food Preparation_Natural Gas_Oven_E2 | F3 | Commercial | Education | Existing | Food Preparation | Natural Gas | Oven | E2 | PACT BC Ratio | 1.651 | 1.6761 | 1.6937 | 1.7118 | 1.7402 | 1.6356 | 1.5492 | 1.5033 | 1.4856 | 1.4593 | 1.5232 | 1.584 | 1.4129 | 1.4871 | 1.5856 | 1.6788 | 1.6824 | 1.6897 | 1.6574 | 1.6795 | 1.6949 | 1.7158 | 1.7422 | 0.83439 | 0.81785 | 0.80234 | 0.78773 | 0.77386 | 0.7606 | 0.74785 | 0.73552
F3_Commercial_Education_Existing_Food Preparation_Natural Gas_Oven_E3 | F3 | Commercial | Education | Existing | Food Preparation | Natural Gas | Oven | E3 | PACT BC Ratio | 0 | 0 | 0 | 0 | 0 | 0 | 0 | 0 | 0 | 0 | 0 | 0 | 0 | 0 | 0 | 0 | 0 | 0 | 0 | 0 | 0 | 0 | 0 | 0 | 0 | 0 | 0 | 0 | 0 | 0 | 0
F3_Commercial_Education_Existing_Food Preparation_Natural Gas_Oven_E4 | F3 | Commercial | Education | Existing | Food Preparation | Natural Gas | Oven | E4 | PACT BC Ratio | 0 | 0 | 0 | 0 | 0 | 0 | 0 | 0 | 0 | 0 | 0 | 0 | 0 | 0 | 0 | 0 | 0 | 0 | 0 | 0 | 0 | 0 | 0 | 0 | 0 | 0 | 0 | 0 | 0 | 0 | 0
F3_Commercial_Education_Existing_Food Preparation_Natural Gas_Oven_E5 | F3 | Commercial | Education | Existing | Food Preparation | Natural Gas | Oven | E5 | PACT BC Ratio | 0 | 0 | 0 | 0 | 0 | 0 | 0 | 0 | 0 | 0 | 0 | 0 | 0 | 0 | 0 | 0 | 0 | 0 | 0 | 0 | 0 | 0 | 0 | 0 | 0 | 0 | 0 | 0 | 0 | 0 | 0
F3_Commercial_Education_Existing_Food Preparation_Natural Gas_Oven_E6 | F3 | Commercial | Education | Existing | Food Preparation | Natural Gas | Oven | E6 | PACT BC Ratio | 0 | 0 | 0 | 0 | 0 | 0 | 0 | 0 | 0 | 0 | 0 | 0 | 0 | 0 | 0 | 0 | 0 | 0 | 0 | 0 | 0 | 0 | 0 | 0 | 0 | 0 | 0 | 0 | 0 | 0 | 0
F3_Commercial_Education_Existing_Food Preparation_Natural Gas_Oven_E7 | F3 | Commercial | Education | Existing | Food Preparation | Natural Gas | Oven | E7 | PACT BC Ratio | 0 | 0 | 0 | 0 | 0 | 0 | 0 | 0 | 0 | 0 | 0 | 0 | 0 | 0 | 0 | 0 | 0 | 0 | 0 | 0 | 0 | 0 | 0 | 0 | 0 | 0 | 0 | 0 | 0 | 0 | 0
F3_Commercial_Education_Existing_Food Preparation_Natural Gas_Oven_E8 | F3 | Commercial | Education | Existing | Food Preparation | Natural Gas | Oven | E8 | PACT BC Ratio | 0 | 0 | 0 | 0 | 0 | 0 | 0 | 0 | 0 | 0 | 0 | 0 | 0 | 0 | 0 | 0 | 0 | 0 | 0 | 0 | 0 | 0 | 0 | 0 | 0 | 0 | 0 | 0 | 0 | 0 | 0
F3_Commercial_Education_Existing_Food Preparation_Natural Gas_Oven_E9 | F3 | Commercial | Education | Existing | Food Preparation | Natural Gas | Oven | E9 | PACT BC Ratio | 0 | 0 | 0 | 0 | 0 | 0 | 0 | 0 | 0 | 0 | 0 | 0 | 0 | 0 | 0 | 0 | 0 | 0 | 0 | 0 | 0 | 0 | 0 | 0 | 0 | 0 | 0 | 0 | 0 | 0 | 0
F3_Commercial_Education_Existing_Food Preparation_Natural Gas_Oven_E10 | F3 | Commercial | Education | Existing | Food Preparation | Natural Gas | Oven | E10 | PACT BC Ratio | 0 | 0 | 0 | 0 | 0 | 0 | 0 | 0 | 0 | 0 | 0 | 0 | 0 | 0 | 0 | 0 | 0 | 0 | 0 | 0 | 0 | 0 | 0 | 0 | 0 | 0 | 0 | 0 | 0 | 0 | 0
F4_Commercial_Education_Existing_Food Preparation_Natural Gas_Oven_E1 | F4 | Commercial | Education | Existing | Food Preparation | Natural Gas | Oven | E1 | PCT BC Ratio | 0.9 | 0.9 | 0.9 | 0.9 | 0.9 | 0.9 | 0.9 | 0.9 | 0.9 | 0.9 | 0.9 | 0.9 | 0.9 | 0.9 | 0.9 | 0.9 | 0.9 | 0.9 | 0.9 | 0.9 | 0.9 | 0.9 | 0.9 | 0.9 | 0.9 | 0.9 | 0.9 | 0.9 | 0.9 | 0.9 | 0.9
F4_Commercial_Education_Existing_Food Preparation_Natural Gas_Oven_E2 | F4 | Commercial | Education | Existing | Food Preparation | Natural Gas | Oven | E2 | PCT BC Ratio | 5.1538 | 5.2169 | 5.2611 | 5.3069 | 5.3783 | 5.115 | 4.8976 | 4.7822 | 4.7376 | 4.6715 | 4.8323 | 4.9851 | 4.5547 | 4.7415 | 4.9892 | 5.2237 | 5.2328 | 5.2512 | 5.1699 | 5.2256 | 5.2642 | 5.3168 | 5.3833 | 3.0993 | 3.0576 | 3.0186 | 2.9819 | 2.947 | 2.9136 | 2.8815 | 2.8505
F4_Commercial_Education_Existing_Food Preparation_Natural Gas_Oven_E3 | F4 | Commercial | Education | Existing | Food Preparation | Natural Gas | Oven | E3 | PCT BC Ratio | 0 | 0 | 0 | 0 | 0 | 0 | 0 | 0 | 0 | 0 | 0 | 0 | 0 | 0 | 0 | 0 | 0 | 0 | 0 | 0 | 0 | 0 | 0 | 0 | 0 | 0 | 0 | 0 | 0 | 0 | 0
F4_Commercial_Education_Existing_Food Preparation_Natural Gas_Oven_E4 | F4 | Commercial | Education | Existing | Food Preparation | Natural Gas | Oven | E4 | PCT BC Ratio | 0 | 0 | 0 | 0 | 0 | 0 | 0 | 0 | 0 | 0 | 0 | 0 | 0 | 0 | 0 | 0 | 0 | 0 | 0 | 0 | 0 | 0 | 0 | 0 | 0 | 0 | 0 | 0 | 0 | 0 | 0
F4_Commercial_Education_Existing_Food Preparation_Natural Gas_Oven_E5 | F4 | Commercial | Education | Existing | Food Preparation | Natural Gas | Oven | E5 | PCT BC Ratio | 0 | 0 | 0 | 0 | 0 | 0 | 0 | 0 | 0 | 0 | 0 | 0 | 0 | 0 | 0 | 0 | 0 | 0 | 0 | 0 | 0 | 0 | 0 | 0 | 0 | 0 | 0 | 0 | 0 | 0 | 0
F4_Commercial_Education_Existing_Food Preparation_Natural Gas_Oven_E6 | F4 | Commercial | Education | Existing | Food Preparation | Natural Gas | Oven | E6 | PCT BC Ratio | 0 | 0 | 0 | 0 | 0 | 0 | 0 | 0 | 0 | 0 | 0 | 0 | 0 | 0 | 0 | 0 | 0 | 0 | 0 | 0 | 0 | 0 | 0 | 0 | 0 | 0 | 0 | 0 | 0 | 0 | 0
F4_Commercial_Education_Existing_Food Preparation_Natural Gas_Oven_E7 | F4 | Commercial | Education | Existing | Food Preparation | Natural Gas | Oven | E7 | PCT BC Ratio | 0 | 0 | 0 | 0 | 0 | 0 | 0 | 0 | 0 | 0 | 0 | 0 | 0 | 0 | 0 | 0 | 0 | 0 | 0 | 0 | 0 | 0 | 0 | 0 | 0 | 0 | 0 | 0 | 0 | 0 | 0
F4_Commercial_Education_Existing_Food Preparation_Natural Gas_Oven_E8 | F4 | Commercial | Education | Existing | Food Preparation | Natural Gas | Oven | E8 | PCT BC Ratio | 0 | 0 | 0 | 0 | 0 | 0 | 0 | 0 | 0 | 0 | 0 | 0 | 0 | 0 | 0 | 0 | 0 | 0 | 0 | 0 | 0 | 0 | 0 | 0 | 0 | 0 | 0 | 0 | 0 | 0 | 0
F4_Commercial_Education_Existing_Food Preparation_Natural Gas_Oven_E9 | F4 | Commercial | Education | Existing | Food Preparation | Natural Gas | Oven | E9 | PCT BC Ratio | 0 | 0 | 0 | 0 | 0 | 0 | 0 | 0 | 0 | 0 | 0 | 0 | 0 | 0 | 0 | 0 | 0 | 0 | 0 | 0 | 0 | 0 | 0 | 0 | 0 | 0 | 0 | 0 | 0 | 0 | 0
F4_Commercial_Education_Existing_Food Preparation_Natural Gas_Oven_E10 | F4 | Commercial | Education | Existing | Food Preparation | Natural Gas | Oven | E10 | PCT BC Ratio | 0 | 0 | 0 | 0 | 0 | 0 | 0 | 0 | 0 | 0 | 0 | 0 | 0 | 0 | 0 | 0 | 0 | 0 | 0 | 0 | 0 | 0 | 0 | 0 | 0 | 0 | 0 | 0 | 0 | 0 | 0
F5_Commercial_Education_Existing_Food Preparation_Natural Gas_Oven_E1 | F5 | Commercial | Education | Existing | Food Preparation | Natural Gas | Oven | E1 | RIM BC Ratio | 0.9 | 0.9 | 0.9 | 0.9 | 0.9 | 0.9 | 0.9 | 0.9 | 0.9 | 0.9 | 0.9 | 0.9 | 0.9 | 0.9 | 0.9 | 0.9 | 0.9 | 0.9 | 0.9 | 0.9 | 0.9 | 0.9 | 0.9 | 0.9 | 0.9 | 0.9 | 0.9 | 0.9 | 0.9 | 0.9 | 0.9
F5_Commercial_Education_Existing_Food Preparation_Natural Gas_Oven_E2 | F5 | Commercial | Education | Existing | Food Preparation | Natural Gas | Oven | E2 | RIM BC Ratio | 0.5544 | 0.5572 | 0.55913 | 0.56109 | 0.56411 | 0.55265 | 0.54242 | 0.53669 | 0.53442 | 0.53097 | 0.53921 | 0.54663 | 0.5247 | 0.53462 | 0.54682 | 0.5575 | 0.55789 | 0.55869 | 0.55512 | 0.55758 | 0.55926 | 0.56152 | 0.56432 | 0.41727 | 0.41309 | 0.4091 | 0.40526 | 0.40156 | 0.39796 | 0.39444 | 0.39099
F5_Commercial_Education_Existing_Food Preparation_Natural Gas_Oven_E3 | F5 | Commercial | Education | Existing | Food Preparation | Natural Gas | Oven | E3 | RIM BC Ratio | 0 | 0 | 0 | 0 | 0 | 0 | 0 | 0 | 0 | 0 | 0 | 0 | 0 | 0 | 0 | 0 | 0 | 0 | 0 | 0 | 0 | 0 | 0 | 0 | 0 | 0 | 0 | 0 | 0 | 0 | 0
F5_Commercial_Education_Existing_Food Preparation_Natural Gas_Oven_E4 | F5 | Commercial | Education | Existing | Food Preparation | Natural Gas | Oven | E4 | RIM BC Ratio | 0 | 0 | 0 | 0 | 0 | 0 | 0 | 0 | 0 | 0 | 0 | 0 | 0 | 0 | 0 | 0 | 0 | 0 | 0 | 0 | 0 | 0 | 0 | 0 | 0 | 0 | 0 | 0 | 0 | 0 | 0
F5_Commercial_Education_Existing_Food Preparation_Natural Gas_Oven_E5 | F5 | Commercial | Education | Existing | Food Preparation | Natural Gas | Oven | E5 | RIM BC Ratio | 0 | 0 | 0 | 0 | 0 | 0 | 0 | 0 | 0 | 0 | 0 | 0 | 0 | 0 | 0 | 0 | 0 | 0 | 0 | 0 | 0 | 0 | 0 | 0 | 0 | 0 | 0 | 0 | 0 | 0 | 0
F5_Commercial_Education_Existing_Food Preparation_Natural Gas_Oven_E6 | F5 | Commercial | Education | Existing | Food Preparation | Natural Gas | Oven | E6 | RIM BC Ratio | 0 | 0 | 0 | 0 | 0 | 0 | 0 | 0 | 0 | 0 | 0 | 0 | 0 | 0 | 0 | 0 | 0 | 0 | 0 | 0 | 0 | 0 | 0 | 0 | 0 | 0 | 0 | 0 | 0 | 0 | 0
F5_Commercial_Education_Existing_Food Preparation_Natural Gas_Oven_E7 | F5 | Commercial | Education | Existing | Food Preparation | Natural Gas | Oven | E7 | RIM BC Ratio | 0 | 0 | 0 | 0 | 0 | 0 | 0 | 0 | 0 | 0 | 0 | 0 | 0 | 0 | 0 | 0 | 0 | 0 | 0 | 0 | 0 | 0 | 0 | 0 | 0 | 0 | 0 | 0 | 0 | 0 | 0
F5_Commercial_Education_Existing_Food Preparation_Natural Gas_Oven_E8 | F5 | Commercial | Education | Existing | Food Preparation | Natural Gas | Oven | E8 | RIM BC Ratio | 0 | 0 | 0 | 0 | 0 | 0 | 0 | 0 | 0 | 0 | 0 | 0 | 0 | 0 | 0 | 0 | 0 | 0 | 0 | 0 | 0 | 0 | 0 | 0 | 0 | 0 | 0 | 0 | 0 | 0 | 0
F5_Commercial_Education_Existing_Food Preparation_Natural Gas_Oven_E9 | F5 | Commercial | Education | Existing | Food Preparation | Natural Gas | Oven | E9 | RIM BC Ratio | 0 | 0 | 0 | 0 | 0 | 0 | 0 | 0 | 0 | 0 | 0 | 0 | 0 | 0 | 0 | 0 | 0 | 0 | 0 | 0 | 0 | 0 | 0 | 0 | 0 | 0 | 0 | 0 | 0 | 0 | 0
F5_Commercial_Education_Existing_Food Preparation_Natural Gas_Oven_E10 | F5 | Commercial | Education | Existing | Food Preparation | Natural Gas | Oven | E10 | RIM BC Ratio | 0 | 0 | 0 | 0 | 0 | 0 | 0 | 0 | 0 | 0 | 0 | 0 | 0 | 0 | 0 | 0 | 0 | 0 | 0 | 0 | 0 | 0 | 0 | 0 | 0 | 0 | 0 | 0 | 0 | 0 | 0
F0_Commercial_Education_Existing_Food Preparation_Natural Gas_Conveyor Oven_E0 | F0 | Commercial | Education | Existing | Food Preparation | Natural Gas | Conveyor Oven | E0 | Economic Unit | Efficient (>44% Baking Efficiency) | Efficient (>44% Baking Efficiency) | Efficient (>44% Baking Efficiency) | Efficient (>44% Baking Efficiency) | Efficient (>44% Baking Efficiency) | Efficient (>44% Baking Efficiency) | Efficient (>44% Baking Efficiency) | Efficient (>44% Baking Efficiency) | Efficient (>44% Baking Efficiency) | Efficient (>44% Baking Efficiency) | Efficient (>44% Baking Efficiency) | Efficient (>44% Baking Efficiency) | Efficient (>44% Baking Efficiency) | Efficient (>44% Baking Efficiency) | Efficient (>44% Baking Efficiency) | Efficient (>44% Baking Efficiency) | Efficient (>44% Baking Efficiency) | Efficient (>44% Baking Efficiency) | Efficient (>44% Baking Efficiency) | Efficient (>44% Baking Efficiency) | Efficient (>44% Baking Efficiency) | Efficient (>44% Baking Efficiency) | Efficient (>44% Baking Efficiency) | Efficient (>44% Baking Efficiency) | Efficient (>44% Baking Efficiency) | Efficient (>44% Baking Efficiency) | Efficient (>44% Baking Efficiency) | Efficient (>44% Baking Efficiency) | Efficient (>44% Baking Efficiency) | Efficient (>44% Baking Efficiency) | Efficient (>44% Baking Efficiency)
F1_Commercial_Education_Existing_Food Preparation_Natural Gas_Conveyor Oven_E1 | F1 | Commercial | Education | Existing | Food Preparation | Natural Gas | Conveyor Oven | E1 | CCE | 0 | 0 | 0 | 0 | 0 | 0 | 0 | 0 | 0 | 0 | 0 | 0 | 0 | 0 | 0 | 0 | 0 | 0 | 0 | 0 | 0 | 0 | 0 | 0 | 0 | 0 | 0 | 0 | 0 | 0 | 0
F1_Commercial_Education_Existing_Food Preparation_Natural Gas_Conveyor Oven_E2 | F1 | Commercial | Education | Existing | Food Preparation | Natural Gas | Conveyor Oven | E2 | CCE | 0.0038084 | 0.0036613 | 0.0036787 | 0.0037172 | 0.0037172 | 0.0037172 | 0.0037172 | 0.0037172 | 0.0037172 | 0.0037172 | 0.0037172 | 0.0037172 | 0.0037172 | 0.0037172 | 0.0037172 | 0.0037172 | 0.0037172 | 0.0037172 | 0.0037172 | 0.0037172 | 0.0037172 | 0.0037172 | 0.0037172 | 0.0037172 | 0.0037172 | 0.0037172 | 0.0037172 | 0.0037172 | 0.0037172 | 0.0037172 | 0.0037172
F1_Commercial_Education_Existing_Food Preparation_Natural Gas_Conveyor Oven_E3 | F1 | Commercial | Education | Existing | Food Preparation | Natural Gas | Conveyor Oven | E3 | CCE | 0 | 0 | 0 | 0 | 0 | 0 | 0 | 0 | 0 | 0 | 0 | 0 | 0 | 0 | 0 | 0 | 0 | 0 | 0 | 0 | 0 | 0 | 0 | 0 | 0 | 0 | 0 | 0 | 0 | 0 | 0
F1_Commercial_Education_Existing_Food Preparation_Natural Gas_Conveyor Oven_E4 | F1 | Commercial | Education | Existing | Food Preparation | Natural Gas | Conveyor Oven | E4 | CCE | 0 | 0 | 0 | 0 | 0 | 0 | 0 | 0 | 0 | 0 | 0 | 0 | 0 | 0 | 0 | 0 | 0 | 0 | 0 | 0 | 0 | 0 | 0 | 0 | 0 | 0 | 0 | 0 | 0 | 0 | 0
F1_Commercial_Education_Existing_Food Preparation_Natural Gas_Conveyor Oven_E5 | F1 | Commercial | Education | Existing | Food Preparation | Natural Gas | Conveyor Oven | E5 | CCE | 0 | 0 | 0 | 0 | 0 | 0 | 0 | 0 | 0 | 0 | 0 | 0 | 0 | 0 | 0 | 0 | 0 | 0 | 0 | 0 | 0 | 0 | 0 | 0 | 0 | 0 | 0 | 0 | 0 | 0 | 0
F1_Commercial_Education_Existing_Food Preparation_Natural Gas_Conveyor Oven_E6 | F1 | Commercial | Education | Existing | Food Preparation | Natural Gas | Conveyor Oven | E6 | CCE | 0 | 0 | 0 | 0 | 0 | 0 | 0 | 0 | 0 | 0 | 0 | 0 | 0 | 0 | 0 | 0 | 0 | 0 | 0 | 0 | 0 | 0 | 0 | 0 | 0 | 0 | 0 | 0 | 0 | 0 | 0
F1_Commercial_Education_Existing_Food Preparation_Natural Gas_Conveyor Oven_E7 | F1 | Commercial | Education | Existing | Food Preparation | Natural Gas | Conveyor Oven | E7 | CCE | 0 | 0 | 0 | 0 | 0 | 0 | 0 | 0 | 0 | 0 | 0 | 0 | 0 | 0 | 0 | 0 | 0 | 0 | 0 | 0 | 0 | 0 | 0 | 0 | 0 | 0 | 0 | 0 | 0 | 0 | 0
F1_Commercial_Education_Existing_Food Preparation_Natural Gas_Conveyor Oven_E8 | F1 | Commercial | Education | Existing | Food Preparation | Natural Gas | Conveyor Oven | E8 | CCE | 0 | 0 | 0 | 0 | 0 | 0 | 0 | 0 | 0 | 0 | 0 | 0 | 0 | 0 | 0 | 0 | 0 | 0 | 0 | 0 | 0 | 0 | 0 | 0 | 0 | 0 | 0 | 0 | 0 | 0 | 0
F1_Commercial_Education_Existing_Food Preparation_Natural Gas_Conveyor Oven_E9 | F1 | Commercial | Education | Existing | Food Preparation | Natural Gas | Conveyor Oven | E9 | CCE | 0 | 0 | 0 | 0 | 0 | 0 | 0 | 0 | 0 | 0 | 0 | 0 | 0 | 0 | 0 | 0 | 0 | 0 | 0 | 0 | 0 | 0 | 0 | 0 | 0 | 0 | 0 | 0 | 0 | 0 | 0
F1_Commercial_Education_Existing_Food Preparation_Natural Gas_Conveyor Oven_E10 | F1 | Commercial | Education | Existing | Food Preparation | Natural Gas | Conveyor Oven | E10 | CCE | 0 | 0 | 0 | 0 | 0 | 0 | 0 | 0 | 0 | 0 | 0 | 0 | 0 | 0 | 0 | 0 | 0 | 0 | 0 | 0 | 0 | 0 | 0 | 0 | 0 | 0 | 0 | 0 | 0 | 0 | 0
F2_Commercial_Education_Existing_Food Preparation_Natural Gas_Conveyor Oven_E1 | F2 | Commercial | Education | Existing | Food Preparation | Natural Gas | Conveyor Oven | E1 | TRC BC Ratio | 0.9 | 0.9 | 0.9 | 0.9 | 0.9 | 0.9 | 0.9 | 0.9 | 0.9 | 0.9 | 0.9 | 0.9 | 0.9 | 0.9 | 0.9 | 0.9 | 0.9 | 0.9 | 0.9 | 0.9 | 0.9 | 0.9 | 0.9 | 0.9 | 0.9 | 0.9 | 0.9 | 0.9 | 0.9 | 0.9 | 0.9
F2_Commercial_Education_Existing_Food Preparation_Natural Gas_Conveyor Oven_E2 | F2 | Commercial | Education | Existing | Food Preparation | Natural Gas | Conveyor Oven | E2 | TRC BC Ratio | 2.6175 | 2.6105 | 2.5926 | 2.5726 | 2.643 | 2.5958 | 2.5803 | 2.6208 | 2.7065 | 2.6859 | 2.6766 | 2.6618 | 2.3689 | 2.3519 | 2.3531 | 2.3373 | 2.3341 | 2.3356 | 2.2915 | 2.3108 | 2.3225 | 2.3409 | 2.3658 | 1.3075 | 1.2829 | 1.2596 | 1.2374 | 1.2162 | 1.1958 | 1.1761 | 1.1502
F2_Commercial_Education_Existing_Food Preparation_Natural Gas_Conveyor Oven_E3 | F2 | Commercial | Education | Existing | Food Preparation | Natural Gas | Conveyor Oven | E3 | TRC BC Ratio | 0 | 0 | 0 | 0 | 0 | 0 | 0 | 0 | 0 | 0 | 0 | 0 | 0 | 0 | 0 | 0 | 0 | 0 | 0 | 0 | 0 | 0 | 0 | 0 | 0 | 0 | 0 | 0 | 0 | 0 | 0
F2_Commercial_Education_Existing_Food Preparation_Natural Gas_Conveyor Oven_E4 | F2 | Commercial | Education | Existing | Food Preparation | Natural Gas | Conveyor Oven | E4 | TRC BC Ratio | 0 | 0 | 0 | 0 | 0 | 0 | 0 | 0 | 0 | 0 | 0 | 0 | 0 | 0 | 0 | 0 | 0 | 0 | 0 | 0 | 0 | 0 | 0 | 0 | 0 | 0 | 0 | 0 | 0 | 0 | 0
F2_Commercial_Education_Existing_Food Preparation_Natural Gas_Conveyor Oven_E5 | F2 | Commercial | Education | Existing | Food Preparation | Natural Gas | Conveyor Oven | E5 | TRC BC Ratio | 0 | 0 | 0 | 0 | 0 | 0 | 0 | 0 | 0 | 0 | 0 | 0 | 0 | 0 | 0 | 0 | 0 | 0 | 0 | 0 | 0 | 0 | 0 | 0 | 0 | 0 | 0 | 0 | 0 | 0 | 0
F2_Commercial_Education_Existing_Food Preparation_Natural Gas_Conveyor Oven_E6 | F2 | Commercial | Education | Existing | Food Preparation | Natural Gas | Conveyor Oven | E6 | TRC BC Ratio | 0 | 0 | 0 | 0 | 0 | 0 | 0 | 0 | 0 | 0 | 0 | 0 | 0 | 0 | 0 | 0 | 0 | 0 | 0 | 0 | 0 | 0 | 0 | 0 | 0 | 0 | 0 | 0 | 0 | 0 | 0
F2_Commercial_Education_Existing_Food Preparation_Natural Gas_Conveyor Oven_E7 | F2 | Commercial | Education | Existing | Food Preparation | Natural Gas | Conveyor Oven | E7 | TRC BC Ratio | 0 | 0 | 0 | 0 | 0 | 0 | 0 | 0 | 0 | 0 | 0 | 0 | 0 | 0 | 0 | 0 | 0 | 0 | 0 | 0 | 0 | 0 | 0 | 0 | 0 | 0 | 0 | 0 | 0 | 0 | 0
F2_Commercial_Education_Existing_Food Preparation_Natural Gas_Conveyor Oven_E8 | F2 | Commercial | Education | Existing | Food Preparation | Natural Gas | Conveyor Oven | E8 | TRC BC Ratio | 0 | 0 | 0 | 0 | 0 | 0 | 0 | 0 | 0 | 0 | 0 | 0 | 0 | 0 | 0 | 0 | 0 | 0 | 0 | 0 | 0 | 0 | 0 | 0 | 0 | 0 | 0 | 0 | 0 | 0 | 0
F2_Commercial_Education_Existing_Food Preparation_Natural Gas_Conveyor Oven_E9 | F2 | Commercial | Education | Existing | Food Preparation | Natural Gas | Conveyor Oven | E9 | TRC BC Ratio | 0 | 0 | 0 | 0 | 0 | 0 | 0 | 0 | 0 | 0 | 0 | 0 | 0 | 0 | 0 | 0 | 0 | 0 | 0 | 0 | 0 | 0 | 0 | 0 | 0 | 0 | 0 | 0 | 0 | 0 | 0
F2_Commercial_Education_Existing_Food Preparation_Natural Gas_Conveyor Oven_E10 | F2 | Commercial | Education | Existing | Food Preparation | Natural Gas | Conveyor Oven | E10 | TRC BC Ratio | 0 | 0 | 0 | 0 | 0 | 0 | 0 | 0 | 0 | 0 | 0 | 0 | 0 | 0 | 0 | 0 | 0 | 0 | 0 | 0 | 0 | 0 | 0 | 0 | 0 | 0 | 0 | 0 | 0 | 0 | 0
F3_Commercial_Education_Existing_Food Preparation_Natural Gas_Conveyor Oven_E1 | F3 | Commercial | Education | Existing | Food Preparation | Natural Gas | Conveyor Oven | E1 | PACT BC Ratio | 0.9 | 0.9 | 0.9 | 0.9 | 0.9 | 0.9 | 0.9 | 0.9 | 0.9 | 0.9 | 0.9 | 0.9 | 0.9 | 0.9 | 0.9 | 0.9 | 0.9 | 0.9 | 0.9 | 0.9 | 0.9 | 0.9 | 0.9 | 0.9 | 0.9 | 0.9 | 0.9 | 0.9 | 0.9 | 0.9 | 0.9
F3_Commercial_Education_Existing_Food Preparation_Natural Gas_Conveyor Oven_E2 | F3 | Commercial | Education | Existing | Food Preparation | Natural Gas | Conveyor Oven | E2 | PACT BC Ratio | 7.5479 | 7.5277 | 7.476 | 7.4185 | 7.6214 | 7.4852 | 7.4407 | 7.5574 | 7.8046 | 7.7451 | 7.7184 | 7.6756 | 6.831 | 6.7818 | 6.7853 | 6.7399 | 6.7306 | 6.7348 | 6.6078 | 6.6635 | 6.6972 | 6.7501 | 6.8219 | 3.7704 | 3.6993 | 3.6321 | 3.5682 | 3.507 | 3.4482 | 3.3914 | 3.3167
F3_Commercial_Education_Existing_Food Preparation_Natural Gas_Conveyor Oven_E3 | F3 | Commercial | Education | Existing | Food Preparation | Natural Gas | Conveyor Oven | E3 | PACT BC Ratio | 0 | 0 | 0 | 0 | 0 | 0 | 0 | 0 | 0 | 0 | 0 | 0 | 0 | 0 | 0 | 0 | 0 | 0 | 0 | 0 | 0 | 0 | 0 | 0 | 0 | 0 | 0 | 0 | 0 | 0 | 0
F3_Commercial_Education_Existing_Food Preparation_Natural Gas_Conveyor Oven_E4 | F3 | Commercial | Education | Existing | Food Preparation | Natural Gas | Conveyor Oven | E4 | PACT BC Ratio | 0 | 0 | 0 | 0 | 0 | 0 | 0 | 0 | 0 | 0 | 0 | 0 | 0 | 0 | 0 | 0 | 0 | 0 | 0 | 0 | 0 | 0 | 0 | 0 | 0 | 0 | 0 | 0 | 0 | 0 | 0
F3_Commercial_Education_Existing_Food Preparation_Natural Gas_Conveyor Oven_E5 | F3 | Commercial | Education | Existing | Food Preparation | Natural Gas | Conveyor Oven | E5 | PACT BC Ratio | 0 | 0 | 0 | 0 | 0 | 0 | 0 | 0 | 0 | 0 | 0 | 0 | 0 | 0 | 0 | 0 | 0 | 0 | 0 | 0 | 0 | 0 | 0 | 0 | 0 | 0 | 0 | 0 | 0 | 0 | 0
F3_Commercial_Education_Existing_Food Preparation_Natural Gas_Conveyor Oven_E6 | F3 | Commercial | Education | Existing | Food Preparation | Natural Gas | Conveyor Oven | E6 | PACT BC Ratio | 0 | 0 | 0 | 0 | 0 | 0 | 0 | 0 | 0 | 0 | 0 | 0 | 0 | 0 | 0 | 0 | 0 | 0 | 0 | 0 | 0 | 0 | 0 | 0 | 0 | 0 | 0 | 0 | 0 | 0 | 0
F3_Commercial_Education_Existing_Food Preparation_Natural Gas_Conveyor Oven_E7 | F3 | Commercial | Education | Existing | Food Preparation | Natural Gas | Conveyor Oven | E7 | PACT BC Ratio | 0 | 0 | 0 | 0 | 0 | 0 | 0 | 0 | 0 | 0 | 0 | 0 | 0 | 0 | 0 | 0 | 0 | 0 | 0 | 0 | 0 | 0 | 0 | 0 | 0 | 0 | 0 | 0 | 0 | 0 | 0
F3_Commercial_Education_Existing_Food Preparation_Natural Gas_Conveyor Oven_E8 | F3 | Commercial | Education | Existing | Food Preparation | Natural Gas | Conveyor Oven | E8 | PACT BC Ratio | 0 | 0 | 0 | 0 | 0 | 0 | 0 | 0 | 0 | 0 | 0 | 0 | 0 | 0 | 0 | 0 | 0 | 0 | 0 | 0 | 0 | 0 | 0 | 0 | 0 | 0 | 0 | 0 | 0 | 0 | 0
F3_Commercial_Education_Existing_Food Preparation_Natural Gas_Conveyor Oven_E9 | F3 | Commercial | Education | Existing | Food Preparation | Natural Gas | Conveyor Oven | E9 | PACT BC Ratio | 0 | 0 | 0 | 0 | 0 | 0 | 0 | 0 | 0 | 0 | 0 | 0 | 0 | 0 | 0 | 0 | 0 | 0 | 0 | 0 | 0 | 0 | 0 | 0 | 0 | 0 | 0 | 0 | 0 | 0 | 0
F3_Commercial_Education_Existing_Food Preparation_Natural Gas_Conveyor Oven_E10 | F3 | Commercial | Education | Existing | Food Preparation | Natural Gas | Conveyor Oven | E10 | PACT BC Ratio | 0 | 0 | 0 | 0 | 0 | 0 | 0 | 0 | 0 | 0 | 0 | 0 | 0 | 0 | 0 | 0 | 0 | 0 | 0 | 0 | 0 | 0 | 0 | 0 | 0 | 0 | 0 | 0 | 0 | 0 | 0
F4_Commercial_Education_Existing_Food Preparation_Natural Gas_Conveyor Oven_E1 | F4 | Commercial | Education | Existing | Food Preparation | Natural Gas | Conveyor Oven | E1 | PCT BC Ratio | 0.9 | 0.9 | 0.9 | 0.9 | 0.9 | 0.9 | 0.9 | 0.9 | 0.9 | 0.9 | 0.9 | 0.9 | 0.9 | 0.9 | 0.9 | 0.9 | 0.9 | 0.9 | 0.9 | 0.9 | 0.9 | 0.9 | 0.9 | 0.9 | 0.9 | 0.9 | 0.9 | 0.9 | 0.9 | 0.9 | 0.9
F4_Commercial_Education_Existing_Food Preparation_Natural Gas_Conveyor Oven_E2 | F4 | Commercial | Education | Existing | Food Preparation | Natural Gas | Conveyor Oven | E2 | PCT BC Ratio | 4.0339 | 4.0236 | 3.9973 | 3.9682 | 4.0712 | 4.002 | 3.9794 | 4.0387 | 4.1642 | 4.134 | 4.1204 | 4.0987 | 3.6699 | 3.6449 | 3.6467 | 3.6237 | 3.6189 | 3.6211 | 3.5566 | 3.5848 | 3.602 | 3.6288 | 3.6653 | 2.116 | 2.0799 | 2.0458 | 2.0134 | 1.9823 | 1.9525 | 1.9236 | 1.8857
F4_Commercial_Education_Existing_Food Preparation_Natural Gas_Conveyor Oven_E3 | F4 | Commercial | Education | Existing | Food Preparation | Natural Gas | Conveyor Oven | E3 | PCT BC Ratio | 0 | 0 | 0 | 0 | 0 | 0 | 0 | 0 | 0 | 0 | 0 | 0 | 0 | 0 | 0 | 0 | 0 | 0 | 0 | 0 | 0 | 0 | 0 | 0 | 0 | 0 | 0 | 0 | 0 | 0 | 0
F4_Commercial_Education_Existing_Food Preparation_Natural Gas_Conveyor Oven_E4 | F4 | Commercial | Education | Existing | Food Preparation | Natural Gas | Conveyor Oven | E4 | PCT BC Ratio | 0 | 0 | 0 | 0 | 0 | 0 | 0 | 0 | 0 | 0 | 0 | 0 | 0 | 0 | 0 | 0 | 0 | 0 | 0 | 0 | 0 | 0 | 0 | 0 | 0 | 0 | 0 | 0 | 0 | 0 | 0
F4_Commercial_Education_Existing_Food Preparation_Natural Gas_Conveyor Oven_E5 | F4 | Commercial | Education | Existing | Food Preparation | Natural Gas | Conveyor Oven | E5 | PCT BC Ratio | 0 | 0 | 0 | 0 | 0 | 0 | 0 | 0 | 0 | 0 | 0 | 0 | 0 | 0 | 0 | 0 | 0 | 0 | 0 | 0 | 0 | 0 | 0 | 0 | 0 | 0 | 0 | 0 | 0 | 0 | 0
F4_Commercial_Education_Existing_Food Preparation_Natural Gas_Conveyor Oven_E6 | F4 | Commercial | Education | Existing | Food Preparation | Natural Gas | Conveyor Oven | E6 | PCT BC Ratio | 0 | 0 | 0 | 0 | 0 | 0 | 0 | 0 | 0 | 0 | 0 | 0 | 0 | 0 | 0 | 0 | 0 | 0 | 0 | 0 | 0 | 0 | 0 | 0 | 0 | 0 | 0 | 0 | 0 | 0 | 0
F4_Commercial_Education_Existing_Food Preparation_Natural Gas_Conveyor Oven_E7 | F4 | Commercial | Education | Existing | Food Preparation | Natural Gas | Conveyor Oven | E7 | PCT BC Ratio | 0 | 0 | 0 | 0 | 0 | 0 | 0 | 0 | 0 | 0 | 0 | 0 | 0 | 0 | 0 | 0 | 0 | 0 | 0 | 0 | 0 | 0 | 0 | 0 | 0 | 0 | 0 | 0 | 0 | 0 | 0
F4_Commercial_Education_Existing_Food Preparation_Natural Gas_Conveyor Oven_E8 | F4 | Commercial | Education | Existing | Food Preparation | Natural Gas | Conveyor Oven | E8 | PCT BC Ratio | 0 | 0 | 0 | 0 | 0 | 0 | 0 | 0 | 0 | 0 | 0 | 0 | 0 | 0 | 0 | 0 | 0 | 0 | 0 | 0 | 0 | 0 | 0 | 0 | 0 | 0 | 0 | 0 | 0 | 0 | 0
F4_Commercial_Education_Existing_Food Preparation_Natural Gas_Conveyor Oven_E9 | F4 | Commercial | Education | Existing | Food Preparation | Natural Gas | Conveyor Oven | E9 | PCT BC Ratio | 0 | 0 | 0 | 0 | 0 | 0 | 0 | 0 | 0 | 0 | 0 | 0 | 0 | 0 | 0 | 0 | 0 | 0 | 0 | 0 | 0 | 0 | 0 | 0 | 0 | 0 | 0 | 0 | 0 | 0 | 0
F4_Commercial_Education_Existing_Food Preparation_Natural Gas_Conveyor Oven_E10 | F4 | Commercial | Education | Existing | Food Preparation | Natural Gas | Conveyor Oven | E10 | PCT BC Ratio | 0 | 0 | 0 | 0 | 0 | 0 | 0 | 0 | 0 | 0 | 0 | 0 | 0 | 0 | 0 | 0 | 0 | 0 | 0 | 0 | 0 | 0 | 0 | 0 | 0 | 0 | 0 | 0 | 0 | 0 | 0
F5_Commercial_Education_Existing_Food Preparation_Natural Gas_Conveyor Oven_E1 | F5 | Commercial | Education | Existing | Food Preparation | Natural Gas | Conveyor Oven | E1 | RIM BC Ratio | 0.9 | 0.9 | 0.9 | 0.9 | 0.9 | 0.9 | 0.9 | 0.9 | 0.9 | 0.9 | 0.9 | 0.9 | 0.9 | 0.9 | 0.9 | 0.9 | 0.9 | 0.9 | 0.9 | 0.9 | 0.9 | 0.9 | 0.9 | 0.9 | 0.9 | 0.9 | 0.9 | 0.9 | 0.9 | 0.9 | 0.9
F5_Commercial_Education_Existing_Food Preparation_Natural Gas_Conveyor Oven_E2 | F5 | Commercial | Education | Existing | Food Preparation | Natural Gas | Conveyor Oven | E2 | RIM BC Ratio | 0.75157 | 0.75137 | 0.75085 | 0.75026 | 0.75229 | 0.75094 | 0.75049 | 0.75166 | 0.75404 | 0.75348 | 0.75322 | 0.75281 | 0.74379 | 0.74321 | 0.74325 | 0.7427 | 0.74259 | 0.74264 | 0.74107 | 0.74176 | 0.74218 | 0.74283 | 0.74369 | 0.68339 | 0.68102 | 0.67871 | 0.67644 | 0.67421 | 0.67201 | 0.66982 | 0.66686
F5_Commercial_Education_Existing_Food Preparation_Natural Gas_Conveyor Oven_E3 | F5 | Commercial | Education | Existing | Food Preparation | Natural Gas | Conveyor Oven | E3 | RIM BC Ratio | 0 | 0 | 0 | 0 | 0 | 0 | 0 | 0 | 0 | 0 | 0 | 0 | 0 | 0 | 0 | 0 | 0 | 0 | 0 | 0 | 0 | 0 | 0 | 0 | 0 | 0 | 0 | 0 | 0 | 0 | 0
F5_Commercial_Education_Existing_Food Preparation_Natural Gas_Conveyor Oven_E4 | F5 | Commercial | Education | Existing | Food Preparation | Natural Gas | Conveyor Oven | E4 | RIM BC Ratio | 0 | 0 | 0 | 0 | 0 | 0 | 0 | 0 | 0 | 0 | 0 | 0 | 0 | 0 | 0 | 0 | 0 | 0 | 0 | 0 | 0 | 0 | 0 | 0 | 0 | 0 | 0 | 0 | 0 | 0 | 0
F5_Commercial_Education_Existing_Food Preparation_Natural Gas_Conveyor Oven_E5 | F5 | Commercial | Education | Existing | Food Preparation | Natural Gas | Conveyor Oven | E5 | RIM BC Ratio | 0 | 0 | 0 | 0 | 0 | 0 | 0 | 0 | 0 | 0 | 0 | 0 | 0 | 0 | 0 | 0 | 0 | 0 | 0 | 0 | 0 | 0 | 0 | 0 | 0 | 0 | 0 | 0 | 0 | 0 | 0
F5_Commercial_Education_Existing_Food Preparation_Natural Gas_Conveyor Oven_E6 | F5 | Commercial | Education | Existing | Food Preparation | Natural Gas | Conveyor Oven | E6 | RIM BC Ratio | 0 | 0 | 0 | 0 | 0 | 0 | 0 | 0 | 0 | 0 | 0 | 0 | 0 | 0 | 0 | 0 | 0 | 0 | 0 | 0 | 0 | 0 | 0 | 0 | 0 | 0 | 0 | 0 | 0 | 0 | 0
F5_Commercial_Education_Existing_Food Preparation_Natural Gas_Conveyor Oven_E7 | F5 | Commercial | Education | Existing | Food Preparation | Natural Gas | Conveyor Oven | E7 | RIM BC Ratio | 0 | 0 | 0 | 0 | 0 | 0 | 0 | 0 | 0 | 0 | 0 | 0 | 0 | 0 | 0 | 0 | 0 | 0 | 0 | 0 | 0 | 0 | 0 | 0 | 0 | 0 | 0 | 0 | 0 | 0 | 0
F5_Commercial_Education_Existing_Food Preparation_Natural Gas_Conveyor Oven_E8 | F5 | Commercial | Education | Existing | Food Preparation | Natural Gas | Conveyor Oven | E8 | RIM BC Ratio | 0 | 0 | 0 | 0 | 0 | 0 | 0 | 0 | 0 | 0 | 0 | 0 | 0 | 0 | 0 | 0 | 0 | 0 | 0 | 0 | 0 | 0 | 0 | 0 | 0 | 0 | 0 | 0 | 0 | 0 | 0
F5_Commercial_Education_Existing_Food Preparation_Natural Gas_Conveyor Oven_E9 | F5 | Commercial | Education | Existing | Food Preparation | Natural Gas | Conveyor Oven | E9 | RIM BC Ratio | 0 | 0 | 0 | 0 | 0 | 0 | 0 | 0 | 0 | 0 | 0 | 0 | 0 | 0 | 0 | 0 | 0 | 0 | 0 | 0 | 0 | 0 | 0 | 0 | 0 | 0 | 0 | 0 | 0 | 0 | 0
F5_Commercial_Education_Existing_Food Preparation_Natural Gas_Conveyor Oven_E10 | F5 | Commercial | Education | Existing | Food Preparation | Natural Gas | Conveyor Oven | E10 | RIM BC Ratio | 0 | 0 | 0 | 0 | 0 | 0 | 0 | 0 | 0 | 0 | 0 | 0 | 0 | 0 | 0 | 0 | 0 | 0 | 0 | 0 | 0 | 0 | 0 | 0 | 0 | 0 | 0 | 0 | 0 | 0 | 0
F0_Commercial_Education_Existing_Food Preparation_Natural Gas_Double Rack Oven_E0 | F0 | Commercial | Education | Existing | Food Preparation | Natural Gas | Double Rack Oven | E0 | Economic Unit | FTSC Qualified (>50% Cooking Efficiency) | FTSC Qualified (>50% Cooking Efficiency) | FTSC Qualified (>50% Cooking Efficiency) | FTSC Qualified (>50% Cooking Efficiency) | FTSC Qualified (>50% Cooking Efficiency) | FTSC Qualified (>50% Cooking Efficiency) | FTSC Qualified (>50% Cooking Efficiency) | FTSC Qualified (>50% Cooking Efficiency) | FTSC Qualified (>50% Cooking Efficiency) | FTSC Qualified (>50% Cooking Efficiency) | FTSC Qualified (>50% Cooking Efficiency) | FTSC Qualified (>50% Cooking Efficiency) | FTSC Qualified (>50% Cooking Efficiency) | FTSC Qualified (>50% Cooking Efficiency) | FTSC Qualified (>50% Cooking Efficiency) | FTSC Qualified (>50% Cooking Efficiency) | FTSC Qualified (>50% Cooking Efficiency) | FTSC Qualified (>50% Cooking Efficiency) | FTSC Qualified (>50% Cooking Efficiency) | FTSC Qualified (>50% Cooking Efficiency) | FTSC Qualified (>50% Cooking Efficiency) | FTSC Qualified (>50% Cooking Efficiency) | FTSC Qualified (>50% Cooking Efficiency) | FTSC Qualified (>50% Cooking Efficiency) | FTSC Qualified (>50% Cooking Efficiency) | FTSC Qualified (>50% Cooking Efficiency) | FTSC Qualified (>50% Cooking Efficiency) | FTSC Qualified (>50% Cooking Efficiency) | FTSC Qualified (>50% Cooking Efficiency) | FTSC Qualified (>50% Cooking Efficiency) | FTSC Qualified (>50% Cooking Efficiency)
F1_Commercial_Education_Existing_Food Preparation_Natural Gas_Double Rack Oven_E1 | F1 | Commercial | Education | Existing | Food Preparation | Natural Gas | Double Rack Oven | E1 | CCE | 0 | 0 | 0 | 0 | 0 | 0 | 0 | 0 | 0 | 0 | 0 | 0 | 0 | 0 | 0 | 0 | 0 | 0 | 0 | 0 | 0 | 0 | 0 | 0 | 0 | 0 | 0 | 0 | 0 | 0 | 0
F1_Commercial_Education_Existing_Food Preparation_Natural Gas_Double Rack Oven_E2 | F1 | Commercial | Education | Existing | Food Preparation | Natural Gas | Double Rack Oven | E2 | CCE | 0.004326 | 0.0041588 | 0.0041786 | 0.0042223 | 0.0042223 | 0.0042223 | 0.0042223 | 0.0042223 | 0.0042223 | 0.0042223 | 0.0042223 | 0.0042223 | 0.0042223 | 0.0042223 | 0.0042223 | 0.0042223 | 0.0042223 | 0.0042223 | 0.0042223 | 0.0042223 | 0.0042223 | 0.0042223 | 0.0042223 | 0.0042223 | 0.0042223 | 0.0042223 | 0.0042223 | 0.0042223 | 0.0042223 | 0.0042223 | 0.0042223
F1_Commercial_Education_Existing_Food Preparation_Natural Gas_Double Rack Oven_E3 | F1 | Commercial | Education | Existing | Food Preparation | Natural Gas | Double Rack Oven | E3 | CCE | 0 | 0 | 0 | 0 | 0 | 0 | 0 | 0 | 0 | 0 | 0 | 0 | 0 | 0 | 0 | 0 | 0 | 0 | 0 | 0 | 0 | 0 | 0 | 0 | 0 | 0 | 0 | 0 | 0 | 0 | 0
F1_Commercial_Education_Existing_Food Preparation_Natural Gas_Double Rack Oven_E4 | F1 | Commercial | Education | Existing | Food Preparation | Natural Gas | Double Rack Oven | E4 | CCE | 0 | 0 | 0 | 0 | 0 | 0 | 0 | 0 | 0 | 0 | 0 | 0 | 0 | 0 | 0 | 0 | 0 | 0 | 0 | 0 | 0 | 0 | 0 | 0 | 0 | 0 | 0 | 0 | 0 | 0 | 0
F1_Commercial_Education_Existing_Food Preparation_Natural Gas_Double Rack Oven_E5 | F1 | Commercial | Education | Existing | Food Preparation | Natural Gas | Double Rack Oven | E5 | CCE | 0 | 0 | 0 | 0 | 0 | 0 | 0 | 0 | 0 | 0 | 0 | 0 | 0 | 0 | 0 | 0 | 0 | 0 | 0 | 0 | 0 | 0 | 0 | 0 | 0 | 0 | 0 | 0 | 0 | 0 | 0
F1_Commercial_Education_Existing_Food Preparation_Natural Gas_Double Rack Oven_E6 | F1 | Commercial | Education | Existing | Food Preparation | Natural Gas | Double Rack Oven | E6 | CCE | 0 | 0 | 0 | 0 | 0 | 0 | 0 | 0 | 0 | 0 | 0 | 0 | 0 | 0 | 0 | 0 | 0 | 0 | 0 | 0 | 0 | 0 | 0 | 0 | 0 | 0 | 0 | 0 | 0 | 0 | 0
F1_Commercial_Education_Existing_Food Preparation_Natural Gas_Double Rack Oven_E7 | F1 | Commercial | Education | Existing | Food Preparation | Natural Gas | Double Rack Oven | E7 | CCE | 0 | 0 | 0 | 0 | 0 | 0 | 0 | 0 | 0 | 0 | 0 | 0 | 0 | 0 | 0 | 0 | 0 | 0 | 0 | 0 | 0 | 0 | 0 | 0 | 0 | 0 | 0 | 0 | 0 | 0 | 0
F1_Commercial_Education_Existing_Food Preparation_Natural Gas_Double Rack Oven_E8 | F1 | Commercial | Education | Existing | Food Preparation | Natural Gas | Double Rack Oven | E8 | CCE | 0 | 0 | 0 | 0 | 0 | 0 | 0 | 0 | 0 | 0 | 0 | 0 | 0 | 0 | 0 | 0 | 0 | 0 | 0 | 0 | 0 | 0 | 0 | 0 | 0 | 0 | 0 | 0 | 0 | 0 | 0
F1_Commercial_Education_Existing_Food Preparation_Natural Gas_Double Rack Oven_E9 | F1 | Commercial | Education | Existing | Food Preparation | Natural Gas | Double Rack Oven | E9 | CCE | 0 | 0 | 0 | 0 | 0 | 0 | 0 | 0 | 0 | 0 | 0 | 0 | 0 | 0 | 0 | 0 | 0 | 0 | 0 | 0 | 0 | 0 | 0 | 0 | 0 | 0 | 0 | 0 | 0 | 0 | 0
F1_Commercial_Education_Existing_Food Preparation_Natural Gas_Double Rack Oven_E10 | F1 | Commercial | Education | Existing | Food Preparation | Natural Gas | Double Rack Oven | E10 | CCE | 0 | 0 | 0 | 0 | 0 | 0 | 0 | 0 | 0 | 0 | 0 | 0 | 0 | 0 | 0 | 0 | 0 | 0 | 0 | 0 | 0 | 0 | 0 | 0 | 0 | 0 | 0 | 0 | 0 | 0 | 0
F2_Commercial_Education_Existing_Food Preparation_Natural Gas_Double Rack Oven_E1 | F2 | Commercial | Education | Existing | Food Preparation | Natural Gas | Double Rack Oven | E1 | TRC BC Ratio | 0.9 | 0.9 | 0.9 | 0.9 | 0.9 | 0.9 | 0.9 | 0.9 | 0.9 | 0.9 | 0.9 | 0.9 | 0.9 | 0.9 | 0.9 | 0.9 | 0.9 | 0.9 | 0.9 | 0.9 | 0.9 | 0.9 | 0.9 | 0.9 | 0.9 | 0.9 | 0.9 | 0.9 | 0.9 | 0.9 | 0.9
F2_Commercial_Education_Existing_Food Preparation_Natural Gas_Double Rack Oven_E2 | F2 | Commercial | Education | Existing | Food Preparation | Natural Gas | Double Rack Oven | E2 | TRC BC Ratio | 2.3756 | 2.4122 | 2.4389 | 2.4253 | 2.4277 | 2.2883 | 2.173 | 2.1086 | 2.0819 | 2.1591 | 2.2604 | 2.3663 | 2.1732 | 2.3021 | 2.3099 | 2.2984 | 2.3005 | 2.3076 | 2.2635 | 2.2901 | 2.3081 | 2.3333 | 2.3658 | 1.1865 | 1.1634 | 1.1416 | 1.121 | 1.1014 | 1.0827 | 1.0646 | 1.0472
F2_Commercial_Education_Existing_Food Preparation_Natural Gas_Double Rack Oven_E3 | F2 | Commercial | Education | Existing | Food Preparation | Natural Gas | Double Rack Oven | E3 | TRC BC Ratio | 0 | 0 | 0 | 0 | 0 | 0 | 0 | 0 | 0 | 0 | 0 | 0 | 0 | 0 | 0 | 0 | 0 | 0 | 0 | 0 | 0 | 0 | 0 | 0 | 0 | 0 | 0 | 0 | 0 | 0 | 0
F2_Commercial_Education_Existing_Food Preparation_Natural Gas_Double Rack Oven_E4 | F2 | Commercial | Education | Existing | Food Preparation | Natural Gas | Double Rack Oven | E4 | TRC BC Ratio | 0 | 0 | 0 | 0 | 0 | 0 | 0 | 0 | 0 | 0 | 0 | 0 | 0 | 0 | 0 | 0 | 0 | 0 | 0 | 0 | 0 | 0 | 0 | 0 | 0 | 0 | 0 | 0 | 0 | 0 | 0
F2_Commercial_Education_Existing_Food Preparation_Natural Gas_Double Rack Oven_E5 | F2 | Commercial | Education | Existing | Food Preparation | Natural Gas | Double Rack Oven | E5 | TRC BC Ratio | 0 | 0 | 0 | 0 | 0 | 0 | 0 | 0 | 0 | 0 | 0 | 0 | 0 | 0 | 0 | 0 | 0 | 0 | 0 | 0 | 0 | 0 | 0 | 0 | 0 | 0 | 0 | 0 | 0 | 0 | 0
F2_Commercial_Education_Existing_Food Preparation_Natural Gas_Double Rack Oven_E6 | F2 | Commercial | Education | Existing | Food Preparation | Natural Gas | Double Rack Oven | E6 | TRC BC Ratio | 0 | 0 | 0 | 0 | 0 | 0 | 0 | 0 | 0 | 0 | 0 | 0 | 0 | 0 | 0 | 0 | 0 | 0 | 0 | 0 | 0 | 0 | 0 | 0 | 0 | 0 | 0 | 0 | 0 | 0 | 0
F2_Commercial_Education_Existing_Food Preparation_Natural Gas_Double Rack Oven_E7 | F2 | Commercial | Education | Existing | Food Preparation | Natural Gas | Double Rack Oven | E7 | TRC BC Ratio | 0 | 0 | 0 | 0 | 0 | 0 | 0 | 0 | 0 | 0 | 0 | 0 | 0 | 0 | 0 | 0 | 0 | 0 | 0 | 0 | 0 | 0 | 0 | 0 | 0 | 0 | 0 | 0 | 0 | 0 | 0
F2_Commercial_Education_Existing_Food Preparation_Natural Gas_Double Rack Oven_E8 | F2 | Commercial | Education | Existing | Food Preparation | Natural Gas | Double Rack Oven | E8 | TRC BC Ratio | 0 | 0 | 0 | 0 | 0 | 0 | 0 | 0 | 0 | 0 | 0 | 0 | 0 | 0 | 0 | 0 | 0 | 0 | 0 | 0 | 0 | 0 | 0 | 0 | 0 | 0 | 0 | 0 | 0 | 0 | 0
F2_Commercial_Education_Existing_Food Preparation_Natural Gas_Double Rack Oven_E9 | F2 | Commercial | Education | Existing | Food Preparation | Natural Gas | Double Rack Oven | E9 | TRC BC Ratio | 0 | 0 | 0 | 0 | 0 | 0 | 0 | 0 | 0 | 0 | 0 | 0 | 0 | 0 | 0 | 0 | 0 | 0 | 0 | 0 | 0 | 0 | 0 | 0 | 0 | 0 | 0 | 0 | 0 | 0 | 0
F2_Commercial_Education_Existing_Food Preparation_Natural Gas_Double Rack Oven_E10 | F2 | Commercial | Education | Existing | Food Preparation | Natural Gas | Double Rack Oven | E10 | TRC BC Ratio | 0 | 0 | 0 | 0 | 0 | 0 | 0 | 0 | 0 | 0 | 0 | 0 | 0 | 0 | 0 | 0 | 0 | 0 | 0 | 0 | 0 | 0 | 0 | 0 | 0 | 0 | 0 | 0 | 0 | 0 | 0
F3_Commercial_Education_Existing_Food Preparation_Natural Gas_Double Rack Oven_E1 | F3 | Commercial | Education | Existing | Food Preparation | Natural Gas | Double Rack Oven | E1 | PACT BC Ratio | 0.9 | 0.9 | 0.9 | 0.9 | 0.9 | 0.9 | 0.9 | 0.9 | 0.9 | 0.9 | 0.9 | 0.9 | 0.9 | 0.9 | 0.9 | 0.9 | 0.9 | 0.9 | 0.9 | 0.9 | 0.9 | 0.9 | 0.9 | 0.9 | 0.9 | 0.9 | 0.9 | 0.9 | 0.9 | 0.9 | 0.9
F3_Commercial_Education_Existing_Food Preparation_Natural Gas_Double Rack Oven_E2 | F3 | Commercial | Education | Existing | Food Preparation | Natural Gas | Double Rack Oven | E2 | PACT BC Ratio | 3.1122 | 3.1603 | 3.1951 | 3.1773 | 3.1806 | 2.9979 | 2.8468 | 2.7625 | 2.7275 | 2.8286 | 2.9613 | 3.1001 | 2.8471 | 3.016 | 3.0263 | 3.0112 | 3.0139 | 3.0232 | 2.9654 | 3.0003 | 3.0238 | 3.0569 | 3.0994 | 1.5545 | 1.5241 | 1.4956 | 1.4686 | 1.443 | 1.4184 | 1.3948 | 1.3719
F3_Commercial_Education_Existing_Food Preparation_Natural Gas_Double Rack Oven_E3 | F3 | Commercial | Education | Existing | Food Preparation | Natural Gas | Double Rack Oven | E3 | PACT BC Ratio | 0 | 0 | 0 | 0 | 0 | 0 | 0 | 0 | 0 | 0 | 0 | 0 | 0 | 0 | 0 | 0 | 0 | 0 | 0 | 0 | 0 | 0 | 0 | 0 | 0 | 0 | 0 | 0 | 0 | 0 | 0
F3_Commercial_Education_Existing_Food Preparation_Natural Gas_Double Rack Oven_E4 | F3 | Commercial | Education | Existing | Food Preparation | Natural Gas | Double Rack Oven | E4 | PACT BC Ratio | 0 | 0 | 0 | 0 | 0 | 0 | 0 | 0 | 0 | 0 | 0 | 0 | 0 | 0 | 0 | 0 | 0 | 0 | 0 | 0 | 0 | 0 | 0 | 0 | 0 | 0 | 0 | 0 | 0 | 0 | 0
F3_Commercial_Education_Existing_Food Preparation_Natural Gas_Double Rack Oven_E5 | F3 | Commercial | Education | Existing | Food Preparation | Natural Gas | Double Rack Oven | E5 | PACT BC Ratio | 0 | 0 | 0 | 0 | 0 | 0 | 0 | 0 | 0 | 0 | 0 | 0 | 0 | 0 | 0 | 0 | 0 | 0 | 0 | 0 | 0 | 0 | 0 | 0 | 0 | 0 | 0 | 0 | 0 | 0 | 0
F3_Commercial_Education_Existing_Food Preparation_Natural Gas_Double Rack Oven_E6 | F3 | Commercial | Education | Existing | Food Preparation | Natural Gas | Double Rack Oven | E6 | PACT BC Ratio | 0 | 0 | 0 | 0 | 0 | 0 | 0 | 0 | 0 | 0 | 0 | 0 | 0 | 0 | 0 | 0 | 0 | 0 | 0 | 0 | 0 | 0 | 0 | 0 | 0 | 0 | 0 | 0 | 0 | 0 | 0
F3_Commercial_Education_Existing_Food Preparation_Natural Gas_Double Rack Oven_E7 | F3 | Commercial | Education | Existing | Food Preparation | Natural Gas | Double Rack Oven | E7 | PACT BC Ratio | 0 | 0 | 0 | 0 | 0 | 0 | 0 | 0 | 0 | 0 | 0 | 0 | 0 | 0 | 0 | 0 | 0 | 0 | 0 | 0 | 0 | 0 | 0 | 0 | 0 | 0 | 0 | 0 | 0 | 0 | 0
F3_Commercial_Education_Existing_Food Preparation_Natural Gas_Double Rack Oven_E8 | F3 | Commercial | Education | Existing | Food Preparation | Natural Gas | Double Rack Oven | E8 | PACT BC Ratio | 0 | 0 | 0 | 0 | 0 | 0 | 0 | 0 | 0 | 0 | 0 | 0 | 0 | 0 | 0 | 0 | 0 | 0 | 0 | 0 | 0 | 0 | 0 | 0 | 0 | 0 | 0 | 0 | 0 | 0 | 0
F3_Commercial_Education_Existing_Food Preparation_Natural Gas_Double Rack Oven_E9 | F3 | Commercial | Education | Existing | Food Preparation | Natural Gas | Double Rack Oven | E9 | PACT BC Ratio | 0 | 0 | 0 | 0 | 0 | 0 | 0 | 0 | 0 | 0 | 0 | 0 | 0 | 0 | 0 | 0 | 0 | 0 | 0 | 0 | 0 | 0 | 0 | 0 | 0 | 0 | 0 | 0 | 0 | 0 | 0
F3_Commercial_Education_Existing_Food Preparation_Natural Gas_Double Rack Oven_E10 | F3 | Commercial | Education | Existing | Food Preparation | Natural Gas | Double Rack Oven | E10 | PACT BC Ratio | 0 | 0 | 0 | 0 | 0 | 0 | 0 | 0 | 0 | 0 | 0 | 0 | 0 | 0 | 0 | 0 | 0 | 0 | 0 | 0 | 0 | 0 | 0 | 0 | 0 | 0 | 0 | 0 | 0 | 0 | 0
F4_Commercial_Education_Existing_Food Preparation_Natural Gas_Double Rack Oven_E1 | F4 | Commercial | Education | Existing | Food Preparation | Natural Gas | Double Rack Oven | E1 | PCT BC Ratio | 0.9 | 0.9 | 0.9 | 0.9 | 0.9 | 0.9 | 0.9 | 0.9 | 0.9 | 0.9 | 0.9 | 0.9 | 0.9 | 0.9 | 0.9 | 0.9 | 0.9 | 0.9 | 0.9 | 0.9 | 0.9 | 0.9 | 0.9 | 0.9 | 0.9 | 0.9 | 0.9 | 0.9 | 0.9 | 0.9 | 0.9
F4_Commercial_Education_Existing_Food Preparation_Natural Gas_Double Rack Oven_E2 | F4 | Commercial | Education | Existing | Food Preparation | Natural Gas | Double Rack Oven | E2 | PCT BC Ratio | 5.3478 | 5.4209 | 5.4741 | 5.4469 | 5.4518 | 5.1735 | 4.9433 | 4.8148 | 4.7615 | 4.9155 | 5.1178 | 5.3292 | 4.9438 | 5.201 | 5.2167 | 5.1937 | 5.1979 | 5.2121 | 5.1241 | 5.1772 | 5.213 | 5.2634 | 5.3282 | 2.9741 | 2.9279 | 2.8844 | 2.8434 | 2.8043 | 2.7669 | 2.7308 | 2.6959
F4_Commercial_Education_Existing_Food Preparation_Natural Gas_Double Rack Oven_E3 | F4 | Commercial | Education | Existing | Food Preparation | Natural Gas | Double Rack Oven | E3 | PCT BC Ratio | 0 | 0 | 0 | 0 | 0 | 0 | 0 | 0 | 0 | 0 | 0 | 0 | 0 | 0 | 0 | 0 | 0 | 0 | 0 | 0 | 0 | 0 | 0 | 0 | 0 | 0 | 0 | 0 | 0 | 0 | 0
F4_Commercial_Education_Existing_Food Preparation_Natural Gas_Double Rack Oven_E4 | F4 | Commercial | Education | Existing | Food Preparation | Natural Gas | Double Rack Oven | E4 | PCT BC Ratio | 0 | 0 | 0 | 0 | 0 | 0 | 0 | 0 | 0 | 0 | 0 | 0 | 0 | 0 | 0 | 0 | 0 | 0 | 0 | 0 | 0 | 0 | 0 | 0 | 0 | 0 | 0 | 0 | 0 | 0 | 0
F4_Commercial_Education_Existing_Food Preparation_Natural Gas_Double Rack Oven_E5 | F4 | Commercial | Education | Existing | Food Preparation | Natural Gas | Double Rack Oven | E5 | PCT BC Ratio | 0 | 0 | 0 | 0 | 0 | 0 | 0 | 0 | 0 | 0 | 0 | 0 | 0 | 0 | 0 | 0 | 0 | 0 | 0 | 0 | 0 | 0 | 0 | 0 | 0 | 0 | 0 | 0 | 0 | 0 | 0
F4_Commercial_Education_Existing_Food Preparation_Natural Gas_Double Rack Oven_E6 | F4 | Commercial | Education | Existing | Food Preparation | Natural Gas | Double Rack Oven | E6 | PCT BC Ratio | 0 | 0 | 0 | 0 | 0 | 0 | 0 | 0 | 0 | 0 | 0 | 0 | 0 | 0 | 0 | 0 | 0 | 0 | 0 | 0 | 0 | 0 | 0 | 0 | 0 | 0 | 0 | 0 | 0 | 0 | 0
F4_Commercial_Education_Existing_Food Preparation_Natural Gas_Double Rack Oven_E7 | F4 | Commercial | Education | Existing | Food Preparation | Natural Gas | Double Rack Oven | E7 | PCT BC Ratio | 0 | 0 | 0 | 0 | 0 | 0 | 0 | 0 | 0 | 0 | 0 | 0 | 0 | 0 | 0 | 0 | 0 | 0 | 0 | 0 | 0 | 0 | 0 | 0 | 0 | 0 | 0 | 0 | 0 | 0 | 0
F4_Commercial_Education_Existing_Food Preparation_Natural Gas_Double Rack Oven_E8 | F4 | Commercial | Education | Existing | Food Preparation | Natural Gas | Double Rack Oven | E8 | PCT BC Ratio | 0 | 0 | 0 | 0 | 0 | 0 | 0 | 0 | 0 | 0 | 0 | 0 | 0 | 0 | 0 | 0 | 0 | 0 | 0 | 0 | 0 | 0 | 0 | 0 | 0 | 0 | 0 | 0 | 0 | 0 | 0
F4_Commercial_Education_Existing_Food Preparation_Natural Gas_Double Rack Oven_E9 | F4 | Commercial | Education | Existing | Food Preparation | Natural Gas | Double Rack Oven | E9 | PCT BC Ratio | 0 | 0 | 0 | 0 | 0 | 0 | 0 | 0 | 0 | 0 | 0 | 0 | 0 | 0 | 0 | 0 | 0 | 0 | 0 | 0 | 0 | 0 | 0 | 0 | 0 | 0 | 0 | 0 | 0 | 0 | 0
F4_Commercial_Education_Existing_Food Preparation_Natural Gas_Double Rack Oven_E10 | F4 | Commercial | Education | Existing | Food Preparation | Natural Gas | Double Rack Oven | E10 | PCT BC Ratio | 0 | 0 | 0 | 0 | 0 | 0 | 0 | 0 | 0 | 0 | 0 | 0 | 0 | 0 | 0 | 0 | 0 | 0 | 0 | 0 | 0 | 0 | 0 | 0 | 0 | 0 | 0 | 0 | 0 | 0 | 0
F5_Commercial_Education_Existing_Food Preparation_Natural Gas_Double Rack Oven_E1 | F5 | Commercial | Education | Existing | Food Preparation | Natural Gas | Double Rack Oven | E1 | RIM BC Ratio | 0.9 | 0.9 | 0.9 | 0.9 | 0.9 | 0.9 | 0.9 | 0.9 | 0.9 | 0.9 | 0.9 | 0.9 | 0.9 | 0.9 | 0.9 | 0.9 | 0.9 | 0.9 | 0.9 | 0.9 | 0.9 | 0.9 | 0.9 | 0.9 | 0.9 | 0.9 | 0.9 | 0.9 | 0.9 | 0.9 | 0.9
F5_Commercial_Education_Existing_Food Preparation_Natural Gas_Double Rack Oven_E2 | F5 | Commercial | Education | Existing | Food Preparation | Natural Gas | Double Rack Oven | E2 | RIM BC Ratio | 0.65816 | 0.66029 | 0.6618 | 0.66103 | 0.66117 | 0.6529 | 0.64544 | 0.641 | 0.6391 | 0.6445 | 0.65115 | 0.65762 | 0.64545 | 0.65375 | 0.65423 | 0.65352 | 0.65365 | 0.65409 | 0.65135 | 0.65301 | 0.65412 | 0.65565 | 0.65759 | 0.54307 | 0.53932 | 0.5357 | 0.53221 | 0.5288 | 0.52547 | 0.52219 | 0.51894
F5_Commercial_Education_Existing_Food Preparation_Natural Gas_Double Rack Oven_E3 | F5 | Commercial | Education | Existing | Food Preparation | Natural Gas | Double Rack Oven | E3 | RIM BC Ratio | 0 | 0 | 0 | 0 | 0 | 0 | 0 | 0 | 0 | 0 | 0 | 0 | 0 | 0 | 0 | 0 | 0 | 0 | 0 | 0 | 0 | 0 | 0 | 0 | 0 | 0 | 0 | 0 | 0 | 0 | 0
F5_Commercial_Education_Existing_Food Preparation_Natural Gas_Double Rack Oven_E4 | F5 | Commercial | Education | Existing | Food Preparation | Natural Gas | Double Rack Oven | E4 | RIM BC Ratio | 0 | 0 | 0 | 0 | 0 | 0 | 0 | 0 | 0 | 0 | 0 | 0 | 0 | 0 | 0 | 0 | 0 | 0 | 0 | 0 | 0 | 0 | 0 | 0 | 0 | 0 | 0 | 0 | 0 | 0 | 0
F5_Commercial_Education_Existing_Food Preparation_Natural Gas_Double Rack Oven_E5 | F5 | Commercial | Education | Existing | Food Preparation | Natural Gas | Double Rack Oven | E5 | RIM BC Ratio | 0 | 0 | 0 | 0 | 0 | 0 | 0 | 0 | 0 | 0 | 0 | 0 | 0 | 0 | 0 | 0 | 0 | 0 | 0 | 0 | 0 | 0 | 0 | 0 | 0 | 0 | 0 | 0 | 0 | 0 | 0
F5_Commercial_Education_Existing_Food Preparation_Natural Gas_Double Rack Oven_E6 | F5 | Commercial | Education | Existing | Food Preparation | Natural Gas | Double Rack Oven | E6 | RIM BC Ratio | 0 | 0 | 0 | 0 | 0 | 0 | 0 | 0 | 0 | 0 | 0 | 0 | 0 | 0 | 0 | 0 | 0 | 0 | 0 | 0 | 0 | 0 | 0 | 0 | 0 | 0 | 0 | 0 | 0 | 0 | 0
F5_Commercial_Education_Existing_Food Preparation_Natural Gas_Double Rack Oven_E7 | F5 | Commercial | Education | Existing | Food Preparation | Natural Gas | Double Rack Oven | E7 | RIM BC Ratio | 0 | 0 | 0 | 0 | 0 | 0 | 0 | 0 | 0 | 0 | 0 | 0 | 0 | 0 | 0 | 0 | 0 | 0 | 0 | 0 | 0 | 0 | 0 | 0 | 0 | 0 | 0 | 0 | 0 | 0 | 0
F5_Commercial_Education_Existing_Food Preparation_Natural Gas_Double Rack Oven_E8 | F5 | Commercial | Education | Existing | Food Preparation | Natural Gas | Double Rack Oven | E8 | RIM BC Ratio | 0 | 0 | 0 | 0 | 0 | 0 | 0 | 0 | 0 | 0 | 0 | 0 | 0 | 0 | 0 | 0 | 0 | 0 | 0 | 0 | 0 | 0 | 0 | 0 | 0 | 0 | 0 | 0 | 0 | 0 | 0
F5_Commercial_Education_Existing_Food Preparation_Natural Gas_Double Rack Oven_E9 | F5 | Commercial | Education | Existing | Food Preparation | Natural Gas | Double Rack Oven | E9 | RIM BC Ratio | 0 | 0 | 0 | 0 | 0 | 0 | 0 | 0 | 0 | 0 | 0 | 0 | 0 | 0 | 0 | 0 | 0 | 0 | 0 | 0 | 0 | 0 | 0 | 0 | 0 | 0 | 0 | 0 | 0 | 0 | 0
F5_Commercial_Education_Existing_Food Preparation_Natural Gas_Double Rack Oven_E10 | F5 | Commercial | Education | Existing | Food Preparation | Natural Gas | Double Rack Oven | E10 | RIM BC Ratio | 0 | 0 | 0 | 0 | 0 | 0 | 0 | 0 | 0 | 0 | 0 | 0 | 0 | 0 | 0 | 0 | 0 | 0 | 0 | 0 | 0 | 0 | 0 | 0 | 0 | 0 | 0 | 0 | 0 | 0 | 0
F0_Commercial_Education_Existing_Food Preparation_Natural Gas_Fryer_E0 | F0 | Commercial | Education | Existing | Food Preparation | Natural Gas | Fryer | E0 | Economic Unit | ENERGY STAR (3.0) | ENERGY STAR (3.0) | ENERGY STAR (3.0) | ENERGY STAR (3.0) | ENERGY STAR (3.0) | ENERGY STAR (3.0) | ENERGY STAR (3.0) | ENERGY STAR (3.0) | ENERGY STAR (3.0) | ENERGY STAR (3.0) | ENERGY STAR (3.0) | ENERGY STAR (3.0) | ENERGY STAR (3.0) | ENERGY STAR (3.0) | ENERGY STAR (3.0) | ENERGY STAR (3.0) | ENERGY STAR (3.0) | ENERGY STAR (3.0) | ENERGY STAR (3.0) | ENERGY STAR (3.0) | ENERGY STAR (3.0) | ENERGY STAR (3.0) | ENERGY STAR (3.0) | ENERGY STAR (3.0) | ENERGY STAR (3.0) | ENERGY STAR (3.0) | ENERGY STAR (3.0) | ENERGY STAR (3.0) | ENERGY STAR (3.0) | ENERGY STAR (3.0) | ENERGY STAR (3.0)
F1_Commercial_Education_Existing_Food Preparation_Natural Gas_Fryer_E1 | F1 | Commercial | Education | Existing | Food Preparation | Natural Gas | Fryer | E1 | CCE | 0 | 0 | 0 | 0 | 0 | 0 | 0 | 0 | 0 | 0 | 0 | 0 | 0 | 0 | 0 | 0 | 0 | 0 | 0 | 0 | 0 | 0 | 0 | 0 | 0 | 0 | 0 | 0 | 0 | 0 | 0
F1_Commercial_Education_Existing_Food Preparation_Natural Gas_Fryer_E2 | F1 | Commercial | Education | Existing | Food Preparation | Natural Gas | Fryer | E2 | CCE | 0.0069821 | 0.0067123 | 0.0067443 | 0 | 0 | 0 | 0 | 0 | 0 | 0 | 0 | 0 | 0 | 0 | 0 | 0 | 0 | 0 | 0 | 0 | 0 | 0 | 0 | 0 | 0 | 0 | 0 | 0 | 0 | 0 | 0
F1_Commercial_Education_Existing_Food Preparation_Natural Gas_Fryer_E3 | F1 | Commercial | Education | Existing | Food Preparation | Natural Gas | Fryer | E3 | CCE | 0 | 0 | 0 | 0 | 0 | 0 | 0 | 0 | 0 | 0 | 0 | 0 | 0 | 0 | 0 | 0 | 0 | 0 | 0 | 0 | 0 | 0 | 0 | 0 | 0 | 0 | 0 | 0 | 0 | 0 | 0
F1_Commercial_Education_Existing_Food Preparation_Natural Gas_Fryer_E4 | F1 | Commercial | Education | Existing | Food Preparation | Natural Gas | Fryer | E4 | CCE | 0 | 0 | 0 | 0 | 0 | 0 | 0 | 0 | 0 | 0 | 0 | 0 | 0 | 0 | 0 | 0 | 0 | 0 | 0 | 0 | 0 | 0 | 0 | 0 | 0 | 0 | 0 | 0 | 0 | 0 | 0
F1_Commercial_Education_Existing_Food Preparation_Natural Gas_Fryer_E5 | F1 | Commercial | Education | Existing | Food Preparation | Natural Gas | Fryer | E5 | CCE | 0 | 0 | 0 | 0 | 0 | 0 | 0 | 0 | 0 | 0 | 0 | 0 | 0 | 0 | 0 | 0 | 0 | 0 | 0 | 0 | 0 | 0 | 0 | 0 | 0 | 0 | 0 | 0 | 0 | 0 | 0
F1_Commercial_Education_Existing_Food Preparation_Natural Gas_Fryer_E6 | F1 | Commercial | Education | Existing | Food Preparation | Natural Gas | Fryer | E6 | CCE | 0 | 0 | 0 | 0 | 0 | 0 | 0 | 0 | 0 | 0 | 0 | 0 | 0 | 0 | 0 | 0 | 0 | 0 | 0 | 0 | 0 | 0 | 0 | 0 | 0 | 0 | 0 | 0 | 0 | 0 | 0
F1_Commercial_Education_Existing_Food Preparation_Natural Gas_Fryer_E7 | F1 | Commercial | Education | Existing | Food Preparation | Natural Gas | Fryer | E7 | CCE | 0 | 0 | 0 | 0 | 0 | 0 | 0 | 0 | 0 | 0 | 0 | 0 | 0 | 0 | 0 | 0 | 0 | 0 | 0 | 0 | 0 | 0 | 0 | 0 | 0 | 0 | 0 | 0 | 0 | 0 | 0
F1_Commercial_Education_Existing_Food Preparation_Natural Gas_Fryer_E8 | F1 | Commercial | Education | Existing | Food Preparation | Natural Gas | Fryer | E8 | CCE | 0 | 0 | 0 | 0 | 0 | 0 | 0 | 0 | 0 | 0 | 0 | 0 | 0 | 0 | 0 | 0 | 0 | 0 | 0 | 0 | 0 | 0 | 0 | 0 | 0 | 0 | 0 | 0 | 0 | 0 | 0
F1_Commercial_Education_Existing_Food Preparation_Natural Gas_Fryer_E9 | F1 | Commercial | Education | Existing | Food Preparation | Natural Gas | Fryer | E9 | CCE | 0 | 0 | 0 | 0 | 0 | 0 | 0 | 0 | 0 | 0 | 0 | 0 | 0 | 0 | 0 | 0 | 0 | 0 | 0 | 0 | 0 | 0 | 0 | 0 | 0 | 0 | 0 | 0 | 0 | 0 | 0
F1_Commercial_Education_Existing_Food Preparation_Natural Gas_Fryer_E10 | F1 | Commercial | Education | Existing | Food Preparation | Natural Gas | Fryer | E10 | CCE | 0 | 0 | 0 | 0 | 0 | 0 | 0 | 0 | 0 | 0 | 0 | 0 | 0 | 0 | 0 | 0 | 0 | 0 | 0 | 0 | 0 | 0 | 0 | 0 | 0 | 0 | 0 | 0 | 0 | 0 | 0
F2_Commercial_Education_Existing_Food Preparation_Natural Gas_Fryer_E1 | F2 | Commercial | Education | Existing | Food Preparation | Natural Gas | Fryer | E1 | TRC BC Ratio | 0.9 | 0.9 | 0.9 | 0 | 0 | 0 | 0 | 0 | 0 | 0 | 0 | 0 | 0 | 0 | 0 | 0 | 0 | 0 | 0 | 0 | 0 | 0 | 0 | 0 | 0 | 0 | 0 | 0 | 0 | 0 | 0
F2_Commercial_Education_Existing_Food Preparation_Natural Gas_Fryer_E2 | F2 | Commercial | Education | Existing | Food Preparation | Natural Gas | Fryer | E2 | TRC BC Ratio | 1.4526 | 1.4846 | 1.5103 | 0.9 | 0.9 | 0.9 | 0.9 | 0.9 | 0.9 | 0.9 | 0.9 | 0.9 | 0.9 | 0.9 | 0.9 | 0.9 | 0.9 | 0.9 | 0.9 | 0.9 | 0.9 | 0.9 | 0.9 | 0.9 | 0.9 | 0.9 | 0.9 | 0.9 | 0.9 | 0.9 | 0.9
F2_Commercial_Education_Existing_Food Preparation_Natural Gas_Fryer_E3 | F2 | Commercial | Education | Existing | Food Preparation | Natural Gas | Fryer | E3 | TRC BC Ratio | 0 | 0 | 0 | 0 | 0 | 0 | 0 | 0 | 0 | 0 | 0 | 0 | 0 | 0 | 0 | 0 | 0 | 0 | 0 | 0 | 0 | 0 | 0 | 0 | 0 | 0 | 0 | 0 | 0 | 0 | 0
F2_Commercial_Education_Existing_Food Preparation_Natural Gas_Fryer_E4 | F2 | Commercial | Education | Existing | Food Preparation | Natural Gas | Fryer | E4 | TRC BC Ratio | 0 | 0 | 0 | 0 | 0 | 0 | 0 | 0 | 0 | 0 | 0 | 0 | 0 | 0 | 0 | 0 | 0 | 0 | 0 | 0 | 0 | 0 | 0 | 0 | 0 | 0 | 0 | 0 | 0 | 0 | 0
F2_Commercial_Education_Existing_Food Preparation_Natural Gas_Fryer_E5 | F2 | Commercial | Education | Existing | Food Preparation | Natural Gas | Fryer | E5 | TRC BC Ratio | 0 | 0 | 0 | 0 | 0 | 0 | 0 | 0 | 0 | 0 | 0 | 0 | 0 | 0 | 0 | 0 | 0 | 0 | 0 | 0 | 0 | 0 | 0 | 0 | 0 | 0 | 0 | 0 | 0 | 0 | 0
F2_Commercial_Education_Existing_Food Preparation_Natural Gas_Fryer_E6 | F2 | Commercial | Education | Existing | Food Preparation | Natural Gas | Fryer | E6 | TRC BC Ratio | 0 | 0 | 0 | 0 | 0 | 0 | 0 | 0 | 0 | 0 | 0 | 0 | 0 | 0 | 0 | 0 | 0 | 0 | 0 | 0 | 0 | 0 | 0 | 0 | 0 | 0 | 0 | 0 | 0 | 0 | 0
F2_Commercial_Education_Existing_Food Preparation_Natural Gas_Fryer_E7 | F2 | Commercial | Education | Existing | Food Preparation | Natural Gas | Fryer | E7 | TRC BC Ratio | 0 | 0 | 0 | 0 | 0 | 0 | 0 | 0 | 0 | 0 | 0 | 0 | 0 | 0 | 0 | 0 | 0 | 0 | 0 | 0 | 0 | 0 | 0 | 0 | 0 | 0 | 0 | 0 | 0 | 0 | 0
F2_Commercial_Education_Existing_Food Preparation_Natural Gas_Fryer_E8 | F2 | Commercial | Education | Existing | Food Preparation | Natural Gas | Fryer | E8 | TRC BC Ratio | 0 | 0 | 0 | 0 | 0 | 0 | 0 | 0 | 0 | 0 | 0 | 0 | 0 | 0 | 0 | 0 | 0 | 0 | 0 | 0 | 0 | 0 | 0 | 0 | 0 | 0 | 0 | 0 | 0 | 0 | 0
F2_Commercial_Education_Existing_Food Preparation_Natural Gas_Fryer_E9 | F2 | Commercial | Education | Existing | Food Preparation | Natural Gas | Fryer | E9 | TRC BC Ratio | 0 | 0 | 0 | 0 | 0 | 0 | 0 | 0 | 0 | 0 | 0 | 0 | 0 | 0 | 0 | 0 | 0 | 0 | 0 | 0 | 0 | 0 | 0 | 0 | 0 | 0 | 0 | 0 | 0 | 0 | 0
F2_Commercial_Education_Existing_Food Preparation_Natural Gas_Fryer_E10 | F2 | Commercial | Education | Existing | Food Preparation | Natural Gas | Fryer | E10 | TRC BC Ratio | 0 | 0 | 0 | 0 | 0 | 0 | 0 | 0 | 0 | 0 | 0 | 0 | 0 | 0 | 0 | 0 | 0 | 0 | 0 | 0 | 0 | 0 | 0 | 0 | 0 | 0 | 0 | 0 | 0 | 0 | 0
F3_Commercial_Education_Existing_Food Preparation_Natural Gas_Fryer_E1 | F3 | Commercial | Education | Existing | Food Preparation | Natural Gas | Fryer | E1 | PACT BC Ratio | 0.9 | 0.9 | 0.9 | 0 | 0 | 0 | 0 | 0 | 0 | 0 | 0 | 0 | 0 | 0 | 0 | 0 | 0 | 0 | 0 | 0 | 0 | 0 | 0 | 0 | 0 | 0 | 0 | 0 | 0 | 0 | 0
F3_Commercial_Education_Existing_Food Preparation_Natural Gas_Fryer_E2 | F3 | Commercial | Education | Existing | Food Preparation | Natural Gas | Fryer | E2 | PACT BC Ratio | 1.4526 | 1.4846 | 1.5103 | 0.9 | 0.9 | 0.9 | 0.9 | 0.9 | 0.9 | 0.9 | 0.9 | 0.9 | 0.9 | 0.9 | 0.9 | 0.9 | 0.9 | 0.9 | 0.9 | 0.9 | 0.9 | 0.9 | 0.9 | 0.9 | 0.9 | 0.9 | 0.9 | 0.9 | 0.9 | 0.9 | 0.9
F3_Commercial_Education_Existing_Food Preparation_Natural Gas_Fryer_E3 | F3 | Commercial | Education | Existing | Food Preparation | Natural Gas | Fryer | E3 | PACT BC Ratio | 0 | 0 | 0 | 0 | 0 | 0 | 0 | 0 | 0 | 0 | 0 | 0 | 0 | 0 | 0 | 0 | 0 | 0 | 0 | 0 | 0 | 0 | 0 | 0 | 0 | 0 | 0 | 0 | 0 | 0 | 0
F3_Commercial_Education_Existing_Food Preparation_Natural Gas_Fryer_E4 | F3 | Commercial | Education | Existing | Food Preparation | Natural Gas | Fryer | E4 | PACT BC Ratio | 0 | 0 | 0 | 0 | 0 | 0 | 0 | 0 | 0 | 0 | 0 | 0 | 0 | 0 | 0 | 0 | 0 | 0 | 0 | 0 | 0 | 0 | 0 | 0 | 0 | 0 | 0 | 0 | 0 | 0 | 0
F3_Commercial_Education_Existing_Food Preparation_Natural Gas_Fryer_E5 | F3 | Commercial | Education | Existing | Food Preparation | Natural Gas | Fryer | E5 | PACT BC Ratio | 0 | 0 | 0 | 0 | 0 | 0 | 0 | 0 | 0 | 0 | 0 | 0 | 0 | 0 | 0 | 0 | 0 | 0 | 0 | 0 | 0 | 0 | 0 | 0 | 0 | 0 | 0 | 0 | 0 | 0 | 0
F3_Commercial_Education_Existing_Food Preparation_Natural Gas_Fryer_E6 | F3 | Commercial | Education | Existing | Food Preparation | Natural Gas | Fryer | E6 | PACT BC Ratio | 0 | 0 | 0 | 0 | 0 | 0 | 0 | 0 | 0 | 0 | 0 | 0 | 0 | 0 | 0 | 0 | 0 | 0 | 0 | 0 | 0 | 0 | 0 | 0 | 0 | 0 | 0 | 0 | 0 | 0 | 0
F3_Commercial_Education_Existing_Food Preparation_Natural Gas_Fryer_E7 | F3 | Commercial | Education | Existing | Food Preparation | Natural Gas | Fryer | E7 | PACT BC Ratio | 0 | 0 | 0 | 0 | 0 | 0 | 0 | 0 | 0 | 0 | 0 | 0 | 0 | 0 | 0 | 0 | 0 | 0 | 0 | 0 | 0 | 0 | 0 | 0 | 0 | 0 | 0 | 0 | 0 | 0 | 0
F3_Commercial_Education_Existing_Food Preparation_Natural Gas_Fryer_E8 | F3 | Commercial | Education | Existing | Food Preparation | Natural Gas | Fryer | E8 | PACT BC Ratio | 0 | 0 | 0 | 0 | 0 | 0 | 0 | 0 | 0 | 0 | 0 | 0 | 0 | 0 | 0 | 0 | 0 | 0 | 0 | 0 | 0 | 0 | 0 | 0 | 0 | 0 | 0 | 0 | 0 | 0 | 0
F3_Commercial_Education_Existing_Food Preparation_Natural Gas_Fryer_E9 | F3 | Commercial | Education | Existing | Food Preparation | Natural Gas | Fryer | E9 | PACT BC Ratio | 0 | 0 | 0 | 0 | 0 | 0 | 0 | 0 | 0 | 0 | 0 | 0 | 0 | 0 | 0 | 0 | 0 | 0 | 0 | 0 | 0 | 0 | 0 | 0 | 0 | 0 | 0 | 0 | 0 | 0 | 0
F3_Commercial_Education_Existing_Food Preparation_Natural Gas_Fryer_E10 | F3 | Commercial | Education | Existing | Food Preparation | Natural Gas | Fryer | E10 | PACT BC Ratio | 0 | 0 | 0 | 0 | 0 | 0 | 0 | 0 | 0 | 0 | 0 | 0 | 0 | 0 | 0 | 0 | 0 | 0 | 0 | 0 | 0 | 0 | 0 | 0 | 0 | 0 | 0 | 0 | 0 | 0 | 0
F4_Commercial_Education_Existing_Food Preparation_Natural Gas_Fryer_E1 | F4 | Commercial | Education | Existing | Food Preparation | Natural Gas | Fryer | E1 | PCT BC Ratio | 0.9 | 0.9 | 0.9 | 0 | 0 | 0 | 0 | 0 | 0 | 0 | 0 | 0 | 0 | 0 | 0 | 0 | 0 | 0 | 0 | 0 | 0 | 0 | 0 | 0 | 0 | 0 | 0 | 0 | 0 | 0 | 0
F4_Commercial_Education_Existing_Food Preparation_Natural Gas_Fryer_E2 | F4 | Commercial | Education | Existing | Food Preparation | Natural Gas | Fryer | E2 | PCT BC Ratio | 4.6546 | 4.7351 | 4.7997 | 0.9 | 0.9 | 0.9 | 0.9 | 0.9 | 0.9 | 0.9 | 0.9 | 0.9 | 0.9 | 0.9 | 0.9 | 0.9 | 0.9 | 0.9 | 0.9 | 0.9 | 0.9 | 0.9 | 0.9 | 0.9 | 0.9 | 0.9 | 0.9 | 0.9 | 0.9 | 0.9 | 0.9
F4_Commercial_Education_Existing_Food Preparation_Natural Gas_Fryer_E3 | F4 | Commercial | Education | Existing | Food Preparation | Natural Gas | Fryer | E3 | PCT BC Ratio | 0 | 0 | 0 | 0 | 0 | 0 | 0 | 0 | 0 | 0 | 0 | 0 | 0 | 0 | 0 | 0 | 0 | 0 | 0 | 0 | 0 | 0 | 0 | 0 | 0 | 0 | 0 | 0 | 0 | 0 | 0
F4_Commercial_Education_Existing_Food Preparation_Natural Gas_Fryer_E4 | F4 | Commercial | Education | Existing | Food Preparation | Natural Gas | Fryer | E4 | PCT BC Ratio | 0 | 0 | 0 | 0 | 0 | 0 | 0 | 0 | 0 | 0 | 0 | 0 | 0 | 0 | 0 | 0 | 0 | 0 | 0 | 0 | 0 | 0 | 0 | 0 | 0 | 0 | 0 | 0 | 0 | 0 | 0
F4_Commercial_Education_Existing_Food Preparation_Natural Gas_Fryer_E5 | F4 | Commercial | Education | Existing | Food Preparation | Natural Gas | Fryer | E5 | PCT BC Ratio | 0 | 0 | 0 | 0 | 0 | 0 | 0 | 0 | 0 | 0 | 0 | 0 | 0 | 0 | 0 | 0 | 0 | 0 | 0 | 0 | 0 | 0 | 0 | 0 | 0 | 0 | 0 | 0 | 0 | 0 | 0
F4_Commercial_Education_Existing_Food Preparation_Natural Gas_Fryer_E6 | F4 | Commercial | Education | Existing | Food Preparation | Natural Gas | Fryer | E6 | PCT BC Ratio | 0 | 0 | 0 | 0 | 0 | 0 | 0 | 0 | 0 | 0 | 0 | 0 | 0 | 0 | 0 | 0 | 0 | 0 | 0 | 0 | 0 | 0 | 0 | 0 | 0 | 0 | 0 | 0 | 0 | 0 | 0
F4_Commercial_Education_Existing_Food Preparation_Natural Gas_Fryer_E7 | F4 | Commercial | Education | Existing | Food Preparation | Natural Gas | Fryer | E7 | PCT BC Ratio | 0 | 0 | 0 | 0 | 0 | 0 | 0 | 0 | 0 | 0 | 0 | 0 | 0 | 0 | 0 | 0 | 0 | 0 | 0 | 0 | 0 | 0 | 0 | 0 | 0 | 0 | 0 | 0 | 0 | 0 | 0
F4_Commercial_Education_Existing_Food Preparation_Natural Gas_Fryer_E8 | F4 | Commercial | Education | Existing | Food Preparation | Natural Gas | Fryer | E8 | PCT BC Ratio | 0 | 0 | 0 | 0 | 0 | 0 | 0 | 0 | 0 | 0 | 0 | 0 | 0 | 0 | 0 | 0 | 0 | 0 | 0 | 0 | 0 | 0 | 0 | 0 | 0 | 0 | 0 | 0 | 0 | 0 | 0
F4_Commercial_Education_Existing_Food Preparation_Natural Gas_Fryer_E9 | F4 | Commercial | Education | Existing | Food Preparation | Natural Gas | Fryer | E9 | PCT BC Ratio | 0 | 0 | 0 | 0 | 0 | 0 | 0 | 0 | 0 | 0 | 0 | 0 | 0 | 0 | 0 | 0 | 0 | 0 | 0 | 0 | 0 | 0 | 0 | 0 | 0 | 0 | 0 | 0 | 0 | 0 | 0
F4_Commercial_Education_Existing_Food Preparation_Natural Gas_Fryer_E10 | F4 | Commercial | Education | Existing | Food Preparation | Natural Gas | Fryer | E10 | PCT BC Ratio | 0 | 0 | 0 | 0 | 0 | 0 | 0 | 0 | 0 | 0 | 0 | 0 | 0 | 0 | 0 | 0 | 0 | 0 | 0 | 0 | 0 | 0 | 0 | 0 | 0 | 0 | 0 | 0 | 0 | 0 | 0
F5_Commercial_Education_Existing_Food Preparation_Natural Gas_Fryer_E1 | F5 | Commercial | Education | Existing | Food Preparation | Natural Gas | Fryer | E1 | RIM BC Ratio | 0.9 | 0.9 | 0.9 | 0 | 0 | 0 | 0 | 0 | 0 | 0 | 0 | 0 | 0 | 0 | 0 | 0 | 0 | 0 | 0 | 0 | 0 | 0 | 0 | 0 | 0 | 0 | 0 | 0 | 0 | 0 | 0
F5_Commercial_Education_Existing_Food Preparation_Natural Gas_Fryer_E2 | F5 | Commercial | Education | Existing | Food Preparation | Natural Gas | Fryer | E2 | RIM BC Ratio | 0.53008 | 0.53428 | 0.53758 | 0.9 | 0.9 | 0.9 | 0.9 | 0.9 | 0.9 | 0.9 | 0.9 | 0.9 | 0.9 | 0.9 | 0.9 | 0.9 | 0.9 | 0.9 | 0.9 | 0.9 | 0.9 | 0.9 | 0.9 | 0.9 | 0.9 | 0.9 | 0.9 | 0.9 | 0.9 | 0.9 | 0.9
F5_Commercial_Education_Existing_Food Preparation_Natural Gas_Fryer_E3 | F5 | Commercial | Education | Existing | Food Preparation | Natural Gas | Fryer | E3 | RIM BC Ratio | 0 | 0 | 0 | 0 | 0 | 0 | 0 | 0 | 0 | 0 | 0 | 0 | 0 | 0 | 0 | 0 | 0 | 0 | 0 | 0 | 0 | 0 | 0 | 0 | 0 | 0 | 0 | 0 | 0 | 0 | 0
F5_Commercial_Education_Existing_Food Preparation_Natural Gas_Fryer_E4 | F5 | Commercial | Education | Existing | Food Preparation | Natural Gas | Fryer | E4 | RIM BC Ratio | 0 | 0 | 0 | 0 | 0 | 0 | 0 | 0 | 0 | 0 | 0 | 0 | 0 | 0 | 0 | 0 | 0 | 0 | 0 | 0 | 0 | 0 | 0 | 0 | 0 | 0 | 0 | 0 | 0 | 0 | 0
F5_Commercial_Education_Existing_Food Preparation_Natural Gas_Fryer_E5 | F5 | Commercial | Education | Existing | Food Preparation | Natural Gas | Fryer | E5 | RIM BC Ratio | 0 | 0 | 0 | 0 | 0 | 0 | 0 | 0 | 0 | 0 | 0 | 0 | 0 | 0 | 0 | 0 | 0 | 0 | 0 | 0 | 0 | 0 | 0 | 0 | 0 | 0 | 0 | 0 | 0 | 0 | 0
F5_Commercial_Education_Existing_Food Preparation_Natural Gas_Fryer_E6 | F5 | Commercial | Education | Existing | Food Preparation | Natural Gas | Fryer | E6 | RIM BC Ratio | 0 | 0 | 0 | 0 | 0 | 0 | 0 | 0 | 0 | 0 | 0 | 0 | 0 | 0 | 0 | 0 | 0 | 0 | 0 | 0 | 0 | 0 | 0 | 0 | 0 | 0 | 0 | 0 | 0 | 0 | 0
F5_Commercial_Education_Existing_Food Preparation_Natural Gas_Fryer_E7 | F5 | Commercial | Education | Existing | Food Preparation | Natural Gas | Fryer | E7 | RIM BC Ratio | 0 | 0 | 0 | 0 | 0 | 0 | 0 | 0 | 0 | 0 | 0 | 0 | 0 | 0 | 0 | 0 | 0 | 0 | 0 | 0 | 0 | 0 | 0 | 0 | 0 | 0 | 0 | 0 | 0 | 0 | 0
F5_Commercial_Education_Existing_Food Preparation_Natural Gas_Fryer_E8 | F5 | Commercial | Education | Existing | Food Preparation | Natural Gas | Fryer | E8 | RIM BC Ratio | 0 | 0 | 0 | 0 | 0 | 0 | 0 | 0 | 0 | 0 | 0 | 0 | 0 | 0 | 0 | 0 | 0 | 0 | 0 | 0 | 0 | 0 | 0 | 0 | 0 | 0 | 0 | 0 | 0 | 0 | 0
F5_Commercial_Education_Existing_Food Preparation_Natural Gas_Fryer_E9 | F5 | Commercial | Education | Existing | Food Preparation | Natural Gas | Fryer | E9 | RIM BC Ratio | 0 | 0 | 0 | 0 | 0 | 0 | 0 | 0 | 0 | 0 | 0 | 0 | 0 | 0 | 0 | 0 | 0 | 0 | 0 | 0 | 0 | 0 | 0 | 0 | 0 | 0 | 0 | 0 | 0 | 0 | 0
F5_Commercial_Education_Existing_Food Preparation_Natural Gas_Fryer_E10 | F5 | Commercial | Education | Existing | Food Preparation | Natural Gas | Fryer | E10 | RIM BC Ratio | 0 | 0 | 0 | 0 | 0 | 0 | 0 | 0 | 0 | 0 | 0 | 0 | 0 | 0 | 0 | 0 | 0 | 0 | 0 | 0 | 0 | 0 | 0 | 0 | 0 | 0 | 0 | 0 | 0 | 0 | 0
F0_Commercial_Education_Existing_Food Preparation_Natural Gas_Broiler_E0 | F0 | Commercial | Education | Existing | Food Preparation | Natural Gas | Broiler | E0 | Economic Unit | Infrared Burners | Infrared Burners | Infrared Burners | Infrared Burners | Infrared Burners | Infrared Burners | Infrared Burners | Infrared Burners | Infrared Burners | Infrared Burners | Infrared Burners | Infrared Burners | Infrared Burners | Infrared Burners | Infrared Burners | Infrared Burners | Infrared Burners | Infrared Burners | Infrared Burners | Infrared Burners | Infrared Burners | Infrared Burners | Infrared Burners | Standard | Standard | Standard | Standard | Standard | Standard | Standard | Standard
F1_Commercial_Education_Existing_Food Preparation_Natural Gas_Broiler_E1 | F1 | Commercial | Education | Existing | Food Preparation | Natural Gas | Broiler | E1 | CCE | 0 | 0 | 0 | 0 | 0 | 0 | 0 | 0 | 0 | 0 | 0 | 0 | 0 | 0 | 0 | 0 | 0 | 0 | 0 | 0 | 0 | 0 | 0 | 0 | 0 | 0 | 0 | 0 | 0 | 0 | 0
F1_Commercial_Education_Existing_Food Preparation_Natural Gas_Broiler_E2 | F1 | Commercial | Education | Existing | Food Preparation | Natural Gas | Broiler | E2 | CCE | 0.0095007 | 0.0091336 | 0.0091772 | 0.0092731 | 0.0092731 | 0.0092731 | 0.0092731 | 0.0092731 | 0.0092731 | 0.0092731 | 0.0092731 | 0.0092731 | 0.0092731 | 0.0092731 | 0.0092731 | 0.0092731 | 0.0092731 | 0.0092731 | 0.0092731 | 0.0092731 | 0.0092731 | 0.0092731 | 0.0092731 | 0.0092731 | 0.0092731 | 0.0092731 | 0.0092731 | 0.0092731 | 0.0092731 | 0.0092731 | 0.0092731
F1_Commercial_Education_Existing_Food Preparation_Natural Gas_Broiler_E3 | F1 | Commercial | Education | Existing | Food Preparation | Natural Gas | Broiler | E3 | CCE | 0 | 0 | 0 | 0 | 0 | 0 | 0 | 0 | 0 | 0 | 0 | 0 | 0 | 0 | 0 | 0 | 0 | 0 | 0 | 0 | 0 | 0 | 0 | 0 | 0 | 0 | 0 | 0 | 0 | 0 | 0
F1_Commercial_Education_Existing_Food Preparation_Natural Gas_Broiler_E4 | F1 | Commercial | Education | Existing | Food Preparation | Natural Gas | Broiler | E4 | CCE | 0 | 0 | 0 | 0 | 0 | 0 | 0 | 0 | 0 | 0 | 0 | 0 | 0 | 0 | 0 | 0 | 0 | 0 | 0 | 0 | 0 | 0 | 0 | 0 | 0 | 0 | 0 | 0 | 0 | 0 | 0
F1_Commercial_Education_Existing_Food Preparation_Natural Gas_Broiler_E5 | F1 | Commercial | Education | Existing | Food Preparation | Natural Gas | Broiler | E5 | CCE | 0 | 0 | 0 | 0 | 0 | 0 | 0 | 0 | 0 | 0 | 0 | 0 | 0 | 0 | 0 | 0 | 0 | 0 | 0 | 0 | 0 | 0 | 0 | 0 | 0 | 0 | 0 | 0 | 0 | 0 | 0
F1_Commercial_Education_Existing_Food Preparation_Natural Gas_Broiler_E6 | F1 | Commercial | Education | Existing | Food Preparation | Natural Gas | Broiler | E6 | CCE | 0 | 0 | 0 | 0 | 0 | 0 | 0 | 0 | 0 | 0 | 0 | 0 | 0 | 0 | 0 | 0 | 0 | 0 | 0 | 0 | 0 | 0 | 0 | 0 | 0 | 0 | 0 | 0 | 0 | 0 | 0
F1_Commercial_Education_Existing_Food Preparation_Natural Gas_Broiler_E7 | F1 | Commercial | Education | Existing | Food Preparation | Natural Gas | Broiler | E7 | CCE | 0 | 0 | 0 | 0 | 0 | 0 | 0 | 0 | 0 | 0 | 0 | 0 | 0 | 0 | 0 | 0 | 0 | 0 | 0 | 0 | 0 | 0 | 0 | 0 | 0 | 0 | 0 | 0 | 0 | 0 | 0
F1_Commercial_Education_Existing_Food Preparation_Natural Gas_Broiler_E8 | F1 | Commercial | Education | Existing | Food Preparation | Natural Gas | Broiler | E8 | CCE | 0 | 0 | 0 | 0 | 0 | 0 | 0 | 0 | 0 | 0 | 0 | 0 | 0 | 0 | 0 | 0 | 0 | 0 | 0 | 0 | 0 | 0 | 0 | 0 | 0 | 0 | 0 | 0 | 0 | 0 | 0
F1_Commercial_Education_Existing_Food Preparation_Natural Gas_Broiler_E9 | F1 | Commercial | Education | Existing | Food Preparation | Natural Gas | Broiler | E9 | CCE | 0 | 0 | 0 | 0 | 0 | 0 | 0 | 0 | 0 | 0 | 0 | 0 | 0 | 0 | 0 | 0 | 0 | 0 | 0 | 0 | 0 | 0 | 0 | 0 | 0 | 0 | 0 | 0 | 0 | 0 | 0
F1_Commercial_Education_Existing_Food Preparation_Natural Gas_Broiler_E10 | F1 | Commercial | Education | Existing | Food Preparation | Natural Gas | Broiler | E10 | CCE | 0 | 0 | 0 | 0 | 0 | 0 | 0 | 0 | 0 | 0 | 0 | 0 | 0 | 0 | 0 | 0 | 0 | 0 | 0 | 0 | 0 | 0 | 0 | 0 | 0 | 0 | 0 | 0 | 0 | 0 | 0
F2_Commercial_Education_Existing_Food Preparation_Natural Gas_Broiler_E1 | F2 | Commercial | Education | Existing | Food Preparation | Natural Gas | Broiler | E1 | TRC BC Ratio | 0.9 | 0.9 | 0.9 | 0.9 | 0.9 | 0.9 | 0.9 | 0.9 | 0.9 | 0.9 | 0.9 | 0.9 | 0.9 | 0.9 | 0.9 | 0.9 | 0.9 | 0.9 | 0.9 | 0.9 | 0.9 | 0.9 | 0.9 | 0.9 | 0.9 | 0.9 | 0.9 | 0.9 | 0.9 | 0.9 | 0.9
F2_Commercial_Education_Existing_Food Preparation_Natural Gas_Broiler_E2 | F2 | Commercial | Education | Existing | Food Preparation | Natural Gas | Broiler | E2 | TRC BC Ratio | 1.0817 | 1.0984 | 1.1105 | 1.1043 | 1.1054 | 1.0419 | 0.98943 | 0.96011 | 0.94795 | 0.98308 | 1.0292 | 1.0775 | 0.98953 | 1.0482 | 1.0518 | 1.0465 | 1.0475 | 1.0507 | 1.0307 | 1.0428 | 1.0509 | 1.0624 | 1.0772 | 0.54026 | 0.52971 | 0.5198 | 0.51043 | 0.50152 | 0.49298 | 0.48476 | 0.4768
F2_Commercial_Education_Existing_Food Preparation_Natural Gas_Broiler_E3 | F2 | Commercial | Education | Existing | Food Preparation | Natural Gas | Broiler | E3 | TRC BC Ratio | 0 | 0 | 0 | 0 | 0 | 0 | 0 | 0 | 0 | 0 | 0 | 0 | 0 | 0 | 0 | 0 | 0 | 0 | 0 | 0 | 0 | 0 | 0 | 0 | 0 | 0 | 0 | 0 | 0 | 0 | 0
F2_Commercial_Education_Existing_Food Preparation_Natural Gas_Broiler_E4 | F2 | Commercial | Education | Existing | Food Preparation | Natural Gas | Broiler | E4 | TRC BC Ratio | 0 | 0 | 0 | 0 | 0 | 0 | 0 | 0 | 0 | 0 | 0 | 0 | 0 | 0 | 0 | 0 | 0 | 0 | 0 | 0 | 0 | 0 | 0 | 0 | 0 | 0 | 0 | 0 | 0 | 0 | 0
F2_Commercial_Education_Existing_Food Preparation_Natural Gas_Broiler_E5 | F2 | Commercial | Education | Existing | Food Preparation | Natural Gas | Broiler | E5 | TRC BC Ratio | 0 | 0 | 0 | 0 | 0 | 0 | 0 | 0 | 0 | 0 | 0 | 0 | 0 | 0 | 0 | 0 | 0 | 0 | 0 | 0 | 0 | 0 | 0 | 0 | 0 | 0 | 0 | 0 | 0 | 0 | 0
F2_Commercial_Education_Existing_Food Preparation_Natural Gas_Broiler_E6 | F2 | Commercial | Education | Existing | Food Preparation | Natural Gas | Broiler | E6 | TRC BC Ratio | 0 | 0 | 0 | 0 | 0 | 0 | 0 | 0 | 0 | 0 | 0 | 0 | 0 | 0 | 0 | 0 | 0 | 0 | 0 | 0 | 0 | 0 | 0 | 0 | 0 | 0 | 0 | 0 | 0 | 0 | 0
F2_Commercial_Education_Existing_Food Preparation_Natural Gas_Broiler_E7 | F2 | Commercial | Education | Existing | Food Preparation | Natural Gas | Broiler | E7 | TRC BC Ratio | 0 | 0 | 0 | 0 | 0 | 0 | 0 | 0 | 0 | 0 | 0 | 0 | 0 | 0 | 0 | 0 | 0 | 0 | 0 | 0 | 0 | 0 | 0 | 0 | 0 | 0 | 0 | 0 | 0 | 0 | 0
F2_Commercial_Education_Existing_Food Preparation_Natural Gas_Broiler_E8 | F2 | Commercial | Education | Existing | Food Preparation | Natural Gas | Broiler | E8 | TRC BC Ratio | 0 | 0 | 0 | 0 | 0 | 0 | 0 | 0 | 0 | 0 | 0 | 0 | 0 | 0 | 0 | 0 | 0 | 0 | 0 | 0 | 0 | 0 | 0 | 0 | 0 | 0 | 0 | 0 | 0 | 0 | 0
F2_Commercial_Education_Existing_Food Preparation_Natural Gas_Broiler_E9 | F2 | Commercial | Education | Existing | Food Preparation | Natural Gas | Broiler | E9 | TRC BC Ratio | 0 | 0 | 0 | 0 | 0 | 0 | 0 | 0 | 0 | 0 | 0 | 0 | 0 | 0 | 0 | 0 | 0 | 0 | 0 | 0 | 0 | 0 | 0 | 0 | 0 | 0 | 0 | 0 | 0 | 0 | 0
F2_Commercial_Education_Existing_Food Preparation_Natural Gas_Broiler_E10 | F2 | Commercial | Education | Existing | Food Preparation | Natural Gas | Broiler | E10 | TRC BC Ratio | 0 | 0 | 0 | 0 | 0 | 0 | 0 | 0 | 0 | 0 | 0 | 0 | 0 | 0 | 0 | 0 | 0 | 0 | 0 | 0 | 0 | 0 | 0 | 0 | 0 | 0 | 0 | 0 | 0 | 0 | 0
F3_Commercial_Education_Existing_Food Preparation_Natural Gas_Broiler_E1 | F3 | Commercial | Education | Existing | Food Preparation | Natural Gas | Broiler | E1 | PACT BC Ratio | 0.9 | 0.9 | 0.9 | 0.9 | 0.9 | 0.9 | 0.9 | 0.9 | 0.9 | 0.9 | 0.9 | 0.9 | 0.9 | 0.9 | 0.9 | 0.9 | 0.9 | 0.9 | 0.9 | 0.9 | 0.9 | 0.9 | 0.9 | 0.9 | 0.9 | 0.9 | 0.9 | 0.9 | 0.9 | 0.9 | 0.9
F3_Commercial_Education_Existing_Food Preparation_Natural Gas_Broiler_E2 | F3 | Commercial | Education | Existing | Food Preparation | Natural Gas | Broiler | E2 | PACT BC Ratio | 1.3418 | 1.3625 | 1.3776 | 1.3699 | 1.3713 | 1.2925 | 1.2274 | 1.191 | 1.1759 | 1.2195 | 1.2768 | 1.3366 | 1.2275 | 1.3003 | 1.3048 | 1.2982 | 1.2994 | 1.3034 | 1.2785 | 1.2936 | 1.3037 | 1.318 | 1.3363 | 0.6702 | 0.65711 | 0.64482 | 0.6332 | 0.62214 | 0.61155 | 0.60135 | 0.59148
F3_Commercial_Education_Existing_Food Preparation_Natural Gas_Broiler_E3 | F3 | Commercial | Education | Existing | Food Preparation | Natural Gas | Broiler | E3 | PACT BC Ratio | 0 | 0 | 0 | 0 | 0 | 0 | 0 | 0 | 0 | 0 | 0 | 0 | 0 | 0 | 0 | 0 | 0 | 0 | 0 | 0 | 0 | 0 | 0 | 0 | 0 | 0 | 0 | 0 | 0 | 0 | 0
F3_Commercial_Education_Existing_Food Preparation_Natural Gas_Broiler_E4 | F3 | Commercial | Education | Existing | Food Preparation | Natural Gas | Broiler | E4 | PACT BC Ratio | 0 | 0 | 0 | 0 | 0 | 0 | 0 | 0 | 0 | 0 | 0 | 0 | 0 | 0 | 0 | 0 | 0 | 0 | 0 | 0 | 0 | 0 | 0 | 0 | 0 | 0 | 0 | 0 | 0 | 0 | 0
F3_Commercial_Education_Existing_Food Preparation_Natural Gas_Broiler_E5 | F3 | Commercial | Education | Existing | Food Preparation | Natural Gas | Broiler | E5 | PACT BC Ratio | 0 | 0 | 0 | 0 | 0 | 0 | 0 | 0 | 0 | 0 | 0 | 0 | 0 | 0 | 0 | 0 | 0 | 0 | 0 | 0 | 0 | 0 | 0 | 0 | 0 | 0 | 0 | 0 | 0 | 0 | 0
F3_Commercial_Education_Existing_Food Preparation_Natural Gas_Broiler_E6 | F3 | Commercial | Education | Existing | Food Preparation | Natural Gas | Broiler | E6 | PACT BC Ratio | 0 | 0 | 0 | 0 | 0 | 0 | 0 | 0 | 0 | 0 | 0 | 0 | 0 | 0 | 0 | 0 | 0 | 0 | 0 | 0 | 0 | 0 | 0 | 0 | 0 | 0 | 0 | 0 | 0 | 0 | 0
F3_Commercial_Education_Existing_Food Preparation_Natural Gas_Broiler_E7 | F3 | Commercial | Education | Existing | Food Preparation | Natural Gas | Broiler | E7 | PACT BC Ratio | 0 | 0 | 0 | 0 | 0 | 0 | 0 | 0 | 0 | 0 | 0 | 0 | 0 | 0 | 0 | 0 | 0 | 0 | 0 | 0 | 0 | 0 | 0 | 0 | 0 | 0 | 0 | 0 | 0 | 0 | 0
F3_Commercial_Education_Existing_Food Preparation_Natural Gas_Broiler_E8 | F3 | Commercial | Education | Existing | Food Preparation | Natural Gas | Broiler | E8 | PACT BC Ratio | 0 | 0 | 0 | 0 | 0 | 0 | 0 | 0 | 0 | 0 | 0 | 0 | 0 | 0 | 0 | 0 | 0 | 0 | 0 | 0 | 0 | 0 | 0 | 0 | 0 | 0 | 0 | 0 | 0 | 0 | 0
F3_Commercial_Education_Existing_Food Preparation_Natural Gas_Broiler_E9 | F3 | Commercial | Education | Existing | Food Preparation | Natural Gas | Broiler | E9 | PACT BC Ratio | 0 | 0 | 0 | 0 | 0 | 0 | 0 | 0 | 0 | 0 | 0 | 0 | 0 | 0 | 0 | 0 | 0 | 0 | 0 | 0 | 0 | 0 | 0 | 0 | 0 | 0 | 0 | 0 | 0 | 0 | 0
F3_Commercial_Education_Existing_Food Preparation_Natural Gas_Broiler_E10 | F3 | Commercial | Education | Existing | Food Preparation | Natural Gas | Broiler | E10 | PACT BC Ratio | 0 | 0 | 0 | 0 | 0 | 0 | 0 | 0 | 0 | 0 | 0 | 0 | 0 | 0 | 0 | 0 | 0 | 0 | 0 | 0 | 0 | 0 | 0 | 0 | 0 | 0 | 0 | 0 | 0 | 0 | 0
F4_Commercial_Education_Existing_Food Preparation_Natural Gas_Broiler_E1 | F4 | Commercial | Education | Existing | Food Preparation | Natural Gas | Broiler | E1 | PCT BC Ratio | 0.9 | 0.9 | 0.9 | 0.9 | 0.9 | 0.9 | 0.9 | 0.9 | 0.9 | 0.9 | 0.9 | 0.9 | 0.9 | 0.9 | 0.9 | 0.9 | 0.9 | 0.9 | 0.9 | 0.9 | 0.9 | 0.9 | 0.9 | 0.9 | 0.9 | 0.9 | 0.9 | 0.9 | 0.9 | 0.9 | 0.9
F4_Commercial_Education_Existing_Food Preparation_Natural Gas_Broiler_E2 | F4 | Commercial | Education | Existing | Food Preparation | Natural Gas | Broiler | E2 | PCT BC Ratio | 2.9075 | 2.9421 | 2.9672 | 2.9544 | 2.9567 | 2.8251 | 2.7162 | 2.6554 | 2.6302 | 2.703 | 2.7987 | 2.8987 | 2.7164 | 2.8381 | 2.8455 | 2.8346 | 2.8366 | 2.8433 | 2.8017 | 2.8268 | 2.8437 | 2.8676 | 2.8982 | 1.7847 | 1.7629 | 1.7423 | 1.7229 | 1.7044 | 1.6867 | 1.6697 | 1.6532
F4_Commercial_Education_Existing_Food Preparation_Natural Gas_Broiler_E3 | F4 | Commercial | Education | Existing | Food Preparation | Natural Gas | Broiler | E3 | PCT BC Ratio | 0 | 0 | 0 | 0 | 0 | 0 | 0 | 0 | 0 | 0 | 0 | 0 | 0 | 0 | 0 | 0 | 0 | 0 | 0 | 0 | 0 | 0 | 0 | 0 | 0 | 0 | 0 | 0 | 0 | 0 | 0
F4_Commercial_Education_Existing_Food Preparation_Natural Gas_Broiler_E4 | F4 | Commercial | Education | Existing | Food Preparation | Natural Gas | Broiler | E4 | PCT BC Ratio | 0 | 0 | 0 | 0 | 0 | 0 | 0 | 0 | 0 | 0 | 0 | 0 | 0 | 0 | 0 | 0 | 0 | 0 | 0 | 0 | 0 | 0 | 0 | 0 | 0 | 0 | 0 | 0 | 0 | 0 | 0
F4_Commercial_Education_Existing_Food Preparation_Natural Gas_Broiler_E5 | F4 | Commercial | Education | Existing | Food Preparation | Natural Gas | Broiler | E5 | PCT BC Ratio | 0 | 0 | 0 | 0 | 0 | 0 | 0 | 0 | 0 | 0 | 0 | 0 | 0 | 0 | 0 | 0 | 0 | 0 | 0 | 0 | 0 | 0 | 0 | 0 | 0 | 0 | 0 | 0 | 0 | 0 | 0
F4_Commercial_Education_Existing_Food Preparation_Natural Gas_Broiler_E6 | F4 | Commercial | Education | Existing | Food Preparation | Natural Gas | Broiler | E6 | PCT BC Ratio | 0 | 0 | 0 | 0 | 0 | 0 | 0 | 0 | 0 | 0 | 0 | 0 | 0 | 0 | 0 | 0 | 0 | 0 | 0 | 0 | 0 | 0 | 0 | 0 | 0 | 0 | 0 | 0 | 0 | 0 | 0
F4_Commercial_Education_Existing_Food Preparation_Natural Gas_Broiler_E7 | F4 | Commercial | Education | Existing | Food Preparation | Natural Gas | Broiler | E7 | PCT BC Ratio | 0 | 0 | 0 | 0 | 0 | 0 | 0 | 0 | 0 | 0 | 0 | 0 | 0 | 0 | 0 | 0 | 0 | 0 | 0 | 0 | 0 | 0 | 0 | 0 | 0 | 0 | 0 | 0 | 0 | 0 | 0
F4_Commercial_Education_Existing_Food Preparation_Natural Gas_Broiler_E8 | F4 | Commercial | Education | Existing | Food Preparation | Natural Gas | Broiler | E8 | PCT BC Ratio | 0 | 0 | 0 | 0 | 0 | 0 | 0 | 0 | 0 | 0 | 0 | 0 | 0 | 0 | 0 | 0 | 0 | 0 | 0 | 0 | 0 | 0 | 0 | 0 | 0 | 0 | 0 | 0 | 0 | 0 | 0
F4_Commercial_Education_Existing_Food Preparation_Natural Gas_Broiler_E9 | F4 | Commercial | Education | Existing | Food Preparation | Natural Gas | Broiler | E9 | PCT BC Ratio | 0 | 0 | 0 | 0 | 0 | 0 | 0 | 0 | 0 | 0 | 0 | 0 | 0 | 0 | 0 | 0 | 0 | 0 | 0 | 0 | 0 | 0 | 0 | 0 | 0 | 0 | 0 | 0 | 0 | 0 | 0
F4_Commercial_Education_Existing_Food Preparation_Natural Gas_Broiler_E10 | F4 | Commercial | Education | Existing | Food Preparation | Natural Gas | Broiler | E10 | PCT BC Ratio | 0 | 0 | 0 | 0 | 0 | 0 | 0 | 0 | 0 | 0 | 0 | 0 | 0 | 0 | 0 | 0 | 0 | 0 | 0 | 0 | 0 | 0 | 0 | 0 | 0 | 0 | 0 | 0 | 0 | 0 | 0
F5_Commercial_Education_Existing_Food Preparation_Natural Gas_Broiler_E1 | F5 | Commercial | Education | Existing | Food Preparation | Natural Gas | Broiler | E1 | RIM BC Ratio | 0.9 | 0.9 | 0.9 | 0.9 | 0.9 | 0.9 | 0.9 | 0.9 | 0.9 | 0.9 | 0.9 | 0.9 | 0.9 | 0.9 | 0.9 | 0.9 | 0.9 | 0.9 | 0.9 | 0.9 | 0.9 | 0.9 | 0.9 | 0.9 | 0.9 | 0.9 | 0.9 | 0.9 | 0.9 | 0.9 | 0.9
F5_Commercial_Education_Existing_Food Preparation_Natural Gas_Broiler_E2 | F5 | Commercial | Education | Existing | Food Preparation | Natural Gas | Broiler | E2 | RIM BC Ratio | 0.51458 | 0.5176 | 0.51976 | 0.51866 | 0.51886 | 0.50717 | 0.49682 | 0.49075 | 0.48817 | 0.49553 | 0.50472 | 0.51381 | 0.49684 | 0.50836 | 0.50904 | 0.50804 | 0.50823 | 0.50884 | 0.505 | 0.50733 | 0.50888 | 0.51103 | 0.51377 | 0.37172 | 0.36766 | 0.36378 | 0.36005 | 0.35645 | 0.35295 | 0.34953 | 0.34617
F5_Commercial_Education_Existing_Food Preparation_Natural Gas_Broiler_E3 | F5 | Commercial | Education | Existing | Food Preparation | Natural Gas | Broiler | E3 | RIM BC Ratio | 0 | 0 | 0 | 0 | 0 | 0 | 0 | 0 | 0 | 0 | 0 | 0 | 0 | 0 | 0 | 0 | 0 | 0 | 0 | 0 | 0 | 0 | 0 | 0 | 0 | 0 | 0 | 0 | 0 | 0 | 0
F5_Commercial_Education_Existing_Food Preparation_Natural Gas_Broiler_E4 | F5 | Commercial | Education | Existing | Food Preparation | Natural Gas | Broiler | E4 | RIM BC Ratio | 0 | 0 | 0 | 0 | 0 | 0 | 0 | 0 | 0 | 0 | 0 | 0 | 0 | 0 | 0 | 0 | 0 | 0 | 0 | 0 | 0 | 0 | 0 | 0 | 0 | 0 | 0 | 0 | 0 | 0 | 0
F5_Commercial_Education_Existing_Food Preparation_Natural Gas_Broiler_E5 | F5 | Commercial | Education | Existing | Food Preparation | Natural Gas | Broiler | E5 | RIM BC Ratio | 0 | 0 | 0 | 0 | 0 | 0 | 0 | 0 | 0 | 0 | 0 | 0 | 0 | 0 | 0 | 0 | 0 | 0 | 0 | 0 | 0 | 0 | 0 | 0 | 0 | 0 | 0 | 0 | 0 | 0 | 0
F5_Commercial_Education_Existing_Food Preparation_Natural Gas_Broiler_E6 | F5 | Commercial | Education | Existing | Food Preparation | Natural Gas | Broiler | E6 | RIM BC Ratio | 0 | 0 | 0 | 0 | 0 | 0 | 0 | 0 | 0 | 0 | 0 | 0 | 0 | 0 | 0 | 0 | 0 | 0 | 0 | 0 | 0 | 0 | 0 | 0 | 0 | 0 | 0 | 0 | 0 | 0 | 0
F5_Commercial_Education_Existing_Food Preparation_Natural Gas_Broiler_E7 | F5 | Commercial | Education | Existing | Food Preparation | Natural Gas | Broiler | E7 | RIM BC Ratio | 0 | 0 | 0 | 0 | 0 | 0 | 0 | 0 | 0 | 0 | 0 | 0 | 0 | 0 | 0 | 0 | 0 | 0 | 0 | 0 | 0 | 0 | 0 | 0 | 0 | 0 | 0 | 0 | 0 | 0 | 0
F5_Commercial_Education_Existing_Food Preparation_Natural Gas_Broiler_E8 | F5 | Commercial | Education | Existing | Food Preparation | Natural Gas | Broiler | E8 | RIM BC Ratio | 0 | 0 | 0 | 0 | 0 | 0 | 0 | 0 | 0 | 0 | 0 | 0 | 0 | 0 | 0 | 0 | 0 | 0 | 0 | 0 | 0 | 0 | 0 | 0 | 0 | 0 | 0 | 0 | 0 | 0 | 0
F5_Commercial_Education_Existing_Food Preparation_Natural Gas_Broiler_E9 | F5 | Commercial | Education | Existing | Food Preparation | Natural Gas | Broiler | E9 | RIM BC Ratio | 0 | 0 | 0 | 0 | 0 | 0 | 0 | 0 | 0 | 0 | 0 | 0 | 0 | 0 | 0 | 0 | 0 | 0 | 0 | 0 | 0 | 0 | 0 | 0 | 0 | 0 | 0 | 0 | 0 | 0 | 0
F5_Commercial_Education_Existing_Food Preparation_Natural Gas_Broiler_E10 | F5 | Commercial | Education | Existing | Food Preparation | Natural Gas | Broiler | E10 | RIM BC Ratio | 0 | 0 | 0 | 0 | 0 | 0 | 0 | 0 | 0 | 0 | 0 | 0 | 0 | 0 | 0 | 0 | 0 | 0 | 0 | 0 | 0 | 0 | 0 | 0 | 0 | 0 | 0 | 0 | 0 | 0 | 0
F0_Commercial_Education_Existing_Food Preparation_Natural Gas_Griddle_E0 | F0 | Commercial | Education | Existing | Food Preparation | Natural Gas | Griddle | E0 | Economic Unit | ENERGY STAR | ENERGY STAR | ENERGY STAR | ENERGY STAR | ENERGY STAR | ENERGY STAR | ENERGY STAR | ENERGY STAR | ENERGY STAR | ENERGY STAR | ENERGY STAR | ENERGY STAR | ENERGY STAR | ENERGY STAR | ENERGY STAR | ENERGY STAR | ENERGY STAR | ENERGY STAR | ENERGY STAR | ENERGY STAR | ENERGY STAR | ENERGY STAR | ENERGY STAR | Standard | Standard | Standard | Standard | Standard | Standard | Standard | Standard
F1_Commercial_Education_Existing_Food Preparation_Natural Gas_Griddle_E1 | F1 | Commercial | Education | Existing | Food Preparation | Natural Gas | Griddle | E1 | CCE | 0 | 0 | 0 | 0 | 0 | 0 | 0 | 0 | 0 | 0 | 0 | 0 | 0 | 0 | 0 | 0 | 0 | 0 | 0 | 0 | 0 | 0 | 0 | 0 | 0 | 0 | 0 | 0 | 0 | 0 | 0
F1_Commercial_Education_Existing_Food Preparation_Natural Gas_Griddle_E2 | F1 | Commercial | Education | Existing | Food Preparation | Natural Gas | Griddle | E2 | CCE | 0.005722 | 0.0055009 | 0.0055271 | 0.0055849 | 0.0055849 | 0.0055849 | 0.0055849 | 0.0055849 | 0.0055849 | 0.0055849 | 0.0055849 | 0.0055849 | 0.0055849 | 0.0055849 | 0.0055849 | 0.0055849 | 0.0055849 | 0.0055849 | 0.0055849 | 0.0055849 | 0.0055849 | 0.0055849 | 0.0055849 | 0.0055849 | 0.0055849 | 0.0055849 | 0.0055849 | 0.0055849 | 0.0055849 | 0.0055849 | 0.0055849
F1_Commercial_Education_Existing_Food Preparation_Natural Gas_Griddle_E3 | F1 | Commercial | Education | Existing | Food Preparation | Natural Gas | Griddle | E3 | CCE | 0 | 0 | 0 | 0 | 0 | 0 | 0 | 0 | 0 | 0 | 0 | 0 | 0 | 0 | 0 | 0 | 0 | 0 | 0 | 0 | 0 | 0 | 0 | 0 | 0 | 0 | 0 | 0 | 0 | 0 | 0
F1_Commercial_Education_Existing_Food Preparation_Natural Gas_Griddle_E4 | F1 | Commercial | Education | Existing | Food Preparation | Natural Gas | Griddle | E4 | CCE | 0 | 0 | 0 | 0 | 0 | 0 | 0 | 0 | 0 | 0 | 0 | 0 | 0 | 0 | 0 | 0 | 0 | 0 | 0 | 0 | 0 | 0 | 0 | 0 | 0 | 0 | 0 | 0 | 0 | 0 | 0
F1_Commercial_Education_Existing_Food Preparation_Natural Gas_Griddle_E5 | F1 | Commercial | Education | Existing | Food Preparation | Natural Gas | Griddle | E5 | CCE | 0 | 0 | 0 | 0 | 0 | 0 | 0 | 0 | 0 | 0 | 0 | 0 | 0 | 0 | 0 | 0 | 0 | 0 | 0 | 0 | 0 | 0 | 0 | 0 | 0 | 0 | 0 | 0 | 0 | 0 | 0
F1_Commercial_Education_Existing_Food Preparation_Natural Gas_Griddle_E6 | F1 | Commercial | Education | Existing | Food Preparation | Natural Gas | Griddle | E6 | CCE | 0 | 0 | 0 | 0 | 0 | 0 | 0 | 0 | 0 | 0 | 0 | 0 | 0 | 0 | 0 | 0 | 0 | 0 | 0 | 0 | 0 | 0 | 0 | 0 | 0 | 0 | 0 | 0 | 0 | 0 | 0
F1_Commercial_Education_Existing_Food Preparation_Natural Gas_Griddle_E7 | F1 | Commercial | Education | Existing | Food Preparation | Natural Gas | Griddle | E7 | CCE | 0 | 0 | 0 | 0 | 0 | 0 | 0 | 0 | 0 | 0 | 0 | 0 | 0 | 0 | 0 | 0 | 0 | 0 | 0 | 0 | 0 | 0 | 0 | 0 | 0 | 0 | 0 | 0 | 0 | 0 | 0
F1_Commercial_Education_Existing_Food Preparation_Natural Gas_Griddle_E8 | F1 | Commercial | Education | Existing | Food Preparation | Natural Gas | Griddle | E8 | CCE | 0 | 0 | 0 | 0 | 0 | 0 | 0 | 0 | 0 | 0 | 0 | 0 | 0 | 0 | 0 | 0 | 0 | 0 | 0 | 0 | 0 | 0 | 0 | 0 | 0 | 0 | 0 | 0 | 0 | 0 | 0
F1_Commercial_Education_Existing_Food Preparation_Natural Gas_Griddle_E9 | F1 | Commercial | Education | Existing | Food Preparation | Natural Gas | Griddle | E9 | CCE | 0 | 0 | 0 | 0 | 0 | 0 | 0 | 0 | 0 | 0 | 0 | 0 | 0 | 0 | 0 | 0 | 0 | 0 | 0 | 0 | 0 | 0 | 0 | 0 | 0 | 0 | 0 | 0 | 0 | 0 | 0
F1_Commercial_Education_Existing_Food Preparation_Natural Gas_Griddle_E10 | F1 | Commercial | Education | Existing | Food Preparation | Natural Gas | Griddle | E10 | CCE | 0 | 0 | 0 | 0 | 0 | 0 | 0 | 0 | 0 | 0 | 0 | 0 | 0 | 0 | 0 | 0 | 0 | 0 | 0 | 0 | 0 | 0 | 0 | 0 | 0 | 0 | 0 | 0 | 0 | 0 | 0
F2_Commercial_Education_Existing_Food Preparation_Natural Gas_Griddle_E1 | F2 | Commercial | Education | Existing | Food Preparation | Natural Gas | Griddle | E1 | TRC BC Ratio | 0.9 | 0.9 | 0.9 | 0.9 | 0.9 | 0.9 | 0.9 | 0.9 | 0.9 | 0.9 | 0.9 | 0.9 | 0.9 | 0.9 | 0.9 | 0.9 | 0.9 | 0.9 | 0.9 | 0.9 | 0.9 | 0.9 | 0.9 | 0.9 | 0.9 | 0.9 | 0.9 | 0.9 | 0.9 | 0.9 | 0.9
F2_Commercial_Education_Existing_Food Preparation_Natural Gas_Griddle_E2 | F2 | Commercial | Education | Existing | Food Preparation | Natural Gas | Griddle | E2 | TRC BC Ratio | 1.796 | 1.8237 | 1.8438 | 1.8336 | 1.8354 | 1.73 | 1.6428 | 1.5942 | 1.574 | 1.6323 | 1.7089 | 1.789 | 1.643 | 1.7404 | 1.7464 | 1.7377 | 1.7393 | 1.7446 | 1.7113 | 1.7314 | 1.745 | 1.764 | 1.7886 | 0.89704 | 0.87953 | 0.86307 | 0.84752 | 0.83272 | 0.81854 | 0.80489 | 0.79167
F2_Commercial_Education_Existing_Food Preparation_Natural Gas_Griddle_E3 | F2 | Commercial | Education | Existing | Food Preparation | Natural Gas | Griddle | E3 | TRC BC Ratio | 0 | 0 | 0 | 0 | 0 | 0 | 0 | 0 | 0 | 0 | 0 | 0 | 0 | 0 | 0 | 0 | 0 | 0 | 0 | 0 | 0 | 0 | 0 | 0 | 0 | 0 | 0 | 0 | 0 | 0 | 0
F2_Commercial_Education_Existing_Food Preparation_Natural Gas_Griddle_E4 | F2 | Commercial | Education | Existing | Food Preparation | Natural Gas | Griddle | E4 | TRC BC Ratio | 0 | 0 | 0 | 0 | 0 | 0 | 0 | 0 | 0 | 0 | 0 | 0 | 0 | 0 | 0 | 0 | 0 | 0 | 0 | 0 | 0 | 0 | 0 | 0 | 0 | 0 | 0 | 0 | 0 | 0 | 0
F2_Commercial_Education_Existing_Food Preparation_Natural Gas_Griddle_E5 | F2 | Commercial | Education | Existing | Food Preparation | Natural Gas | Griddle | E5 | TRC BC Ratio | 0 | 0 | 0 | 0 | 0 | 0 | 0 | 0 | 0 | 0 | 0 | 0 | 0 | 0 | 0 | 0 | 0 | 0 | 0 | 0 | 0 | 0 | 0 | 0 | 0 | 0 | 0 | 0 | 0 | 0 | 0
F2_Commercial_Education_Existing_Food Preparation_Natural Gas_Griddle_E6 | F2 | Commercial | Education | Existing | Food Preparation | Natural Gas | Griddle | E6 | TRC BC Ratio | 0 | 0 | 0 | 0 | 0 | 0 | 0 | 0 | 0 | 0 | 0 | 0 | 0 | 0 | 0 | 0 | 0 | 0 | 0 | 0 | 0 | 0 | 0 | 0 | 0 | 0 | 0 | 0 | 0 | 0 | 0
F2_Commercial_Education_Existing_Food Preparation_Natural Gas_Griddle_E7 | F2 | Commercial | Education | Existing | Food Preparation | Natural Gas | Griddle | E7 | TRC BC Ratio | 0 | 0 | 0 | 0 | 0 | 0 | 0 | 0 | 0 | 0 | 0 | 0 | 0 | 0 | 0 | 0 | 0 | 0 | 0 | 0 | 0 | 0 | 0 | 0 | 0 | 0 | 0 | 0 | 0 | 0 | 0
F2_Commercial_Education_Existing_Food Preparation_Natural Gas_Griddle_E8 | F2 | Commercial | Education | Existing | Food Preparation | Natural Gas | Griddle | E8 | TRC BC Ratio | 0 | 0 | 0 | 0 | 0 | 0 | 0 | 0 | 0 | 0 | 0 | 0 | 0 | 0 | 0 | 0 | 0 | 0 | 0 | 0 | 0 | 0 | 0 | 0 | 0 | 0 | 0 | 0 | 0 | 0 | 0
F2_Commercial_Education_Existing_Food Preparation_Natural Gas_Griddle_E9 | F2 | Commercial | Education | Existing | Food Preparation | Natural Gas | Griddle | E9 | TRC BC Ratio | 0 | 0 | 0 | 0 | 0 | 0 | 0 | 0 | 0 | 0 | 0 | 0 | 0 | 0 | 0 | 0 | 0 | 0 | 0 | 0 | 0 | 0 | 0 | 0 | 0 | 0 | 0 | 0 | 0 | 0 | 0
F2_Commercial_Education_Existing_Food Preparation_Natural Gas_Griddle_E10 | F2 | Commercial | Education | Existing | Food Preparation | Natural Gas | Griddle | E10 | TRC BC Ratio | 0 | 0 | 0 | 0 | 0 | 0 | 0 | 0 | 0 | 0 | 0 | 0 | 0 | 0 | 0 | 0 | 0 | 0 | 0 | 0 | 0 | 0 | 0 | 0 | 0 | 0 | 0 | 0 | 0 | 0 | 0
F3_Commercial_Education_Existing_Food Preparation_Natural Gas_Griddle_E1 | F3 | Commercial | Education | Existing | Food Preparation | Natural Gas | Griddle | E1 | PACT BC Ratio | 0.9 | 0.9 | 0.9 | 0.9 | 0.9 | 0.9 | 0.9 | 0.9 | 0.9 | 0.9 | 0.9 | 0.9 | 0.9 | 0.9 | 0.9 | 0.9 | 0.9 | 0.9 | 0.9 | 0.9 | 0.9 | 0.9 | 0.9 | 0.9 | 0.9 | 0.9 | 0.9 | 0.9 | 0.9 | 0.9 | 0.9
F3_Commercial_Education_Existing_Food Preparation_Natural Gas_Griddle_E2 | F3 | Commercial | Education | Existing | Food Preparation | Natural Gas | Griddle | E2 | PACT BC Ratio | 1.796 | 1.8237 | 1.8438 | 1.8336 | 1.8354 | 1.73 | 1.6428 | 1.5942 | 1.574 | 1.6323 | 1.7089 | 1.789 | 1.643 | 1.7404 | 1.7464 | 1.7377 | 1.7393 | 1.7446 | 1.7113 | 1.7314 | 1.745 | 1.764 | 1.7886 | 0.89704 | 0.87953 | 0.86307 | 0.84752 | 0.83272 | 0.81854 | 0.80489 | 0.79167
F3_Commercial_Education_Existing_Food Preparation_Natural Gas_Griddle_E3 | F3 | Commercial | Education | Existing | Food Preparation | Natural Gas | Griddle | E3 | PACT BC Ratio | 0 | 0 | 0 | 0 | 0 | 0 | 0 | 0 | 0 | 0 | 0 | 0 | 0 | 0 | 0 | 0 | 0 | 0 | 0 | 0 | 0 | 0 | 0 | 0 | 0 | 0 | 0 | 0 | 0 | 0 | 0
F3_Commercial_Education_Existing_Food Preparation_Natural Gas_Griddle_E4 | F3 | Commercial | Education | Existing | Food Preparation | Natural Gas | Griddle | E4 | PACT BC Ratio | 0 | 0 | 0 | 0 | 0 | 0 | 0 | 0 | 0 | 0 | 0 | 0 | 0 | 0 | 0 | 0 | 0 | 0 | 0 | 0 | 0 | 0 | 0 | 0 | 0 | 0 | 0 | 0 | 0 | 0 | 0
F3_Commercial_Education_Existing_Food Preparation_Natural Gas_Griddle_E5 | F3 | Commercial | Education | Existing | Food Preparation | Natural Gas | Griddle | E5 | PACT BC Ratio | 0 | 0 | 0 | 0 | 0 | 0 | 0 | 0 | 0 | 0 | 0 | 0 | 0 | 0 | 0 | 0 | 0 | 0 | 0 | 0 | 0 | 0 | 0 | 0 | 0 | 0 | 0 | 0 | 0 | 0 | 0
F3_Commercial_Education_Existing_Food Preparation_Natural Gas_Griddle_E6 | F3 | Commercial | Education | Existing | Food Preparation | Natural Gas | Griddle | E6 | PACT BC Ratio | 0 | 0 | 0 | 0 | 0 | 0 | 0 | 0 | 0 | 0 | 0 | 0 | 0 | 0 | 0 | 0 | 0 | 0 | 0 | 0 | 0 | 0 | 0 | 0 | 0 | 0 | 0 | 0 | 0 | 0 | 0
F3_Commercial_Education_Existing_Food Preparation_Natural Gas_Griddle_E7 | F3 | Commercial | Education | Existing | Food Preparation | Natural Gas | Griddle | E7 | PACT BC Ratio | 0 | 0 | 0 | 0 | 0 | 0 | 0 | 0 | 0 | 0 | 0 | 0 | 0 | 0 | 0 | 0 | 0 | 0 | 0 | 0 | 0 | 0 | 0 | 0 | 0 | 0 | 0 | 0 | 0 | 0 | 0
F3_Commercial_Education_Existing_Food Preparation_Natural Gas_Griddle_E8 | F3 | Commercial | Education | Existing | Food Preparation | Natural Gas | Griddle | E8 | PACT BC Ratio | 0 | 0 | 0 | 0 | 0 | 0 | 0 | 0 | 0 | 0 | 0 | 0 | 0 | 0 | 0 | 0 | 0 | 0 | 0 | 0 | 0 | 0 | 0 | 0 | 0 | 0 | 0 | 0 | 0 | 0 | 0
F3_Commercial_Education_Existing_Food Preparation_Natural Gas_Griddle_E9 | F3 | Commercial | Education | Existing | Food Preparation | Natural Gas | Griddle | E9 | PACT BC Ratio | 0 | 0 | 0 | 0 | 0 | 0 | 0 | 0 | 0 | 0 | 0 | 0 | 0 | 0 | 0 | 0 | 0 | 0 | 0 | 0 | 0 | 0 | 0 | 0 | 0 | 0 | 0 | 0 | 0 | 0 | 0
F3_Commercial_Education_Existing_Food Preparation_Natural Gas_Griddle_E10 | F3 | Commercial | Education | Existing | Food Preparation | Natural Gas | Griddle | E10 | PACT BC Ratio | 0 | 0 | 0 | 0 | 0 | 0 | 0 | 0 | 0 | 0 | 0 | 0 | 0 | 0 | 0 | 0 | 0 | 0 | 0 | 0 | 0 | 0 | 0 | 0 | 0 | 0 | 0 | 0 | 0 | 0 | 0
F4_Commercial_Education_Existing_Food Preparation_Natural Gas_Griddle_E1 | F4 | Commercial | Education | Existing | Food Preparation | Natural Gas | Griddle | E1 | PCT BC Ratio | 0.9 | 0.9 | 0.9 | 0.9 | 0.9 | 0.9 | 0.9 | 0.9 | 0.9 | 0.9 | 0.9 | 0.9 | 0.9 | 0.9 | 0.9 | 0.9 | 0.9 | 0.9 | 0.9 | 0.9 | 0.9 | 0.9 | 0.9 | 0.9 | 0.9 | 0.9 | 0.9 | 0.9 | 0.9 | 0.9 | 0.9
F4_Commercial_Education_Existing_Food Preparation_Natural Gas_Griddle_E2 | F4 | Commercial | Education | Existing | Food Preparation | Natural Gas | Griddle | E2 | PCT BC Ratio | 5.5186 | 5.5883 | 5.639 | 5.6131 | 5.6178 | 5.3526 | 5.1333 | 5.0108 | 4.96 | 5.1068 | 5.2995 | 5.501 | 5.1337 | 5.3789 | 5.3938 | 5.3719 | 5.3759 | 5.3893 | 5.3055 | 5.3561 | 5.3902 | 5.4382 | 5.5 | 3.2569 | 3.2128 | 3.1714 | 3.1323 | 3.0951 | 3.0594 | 3.0251 | 2.9918
F4_Commercial_Education_Existing_Food Preparation_Natural Gas_Griddle_E3 | F4 | Commercial | Education | Existing | Food Preparation | Natural Gas | Griddle | E3 | PCT BC Ratio | 0 | 0 | 0 | 0 | 0 | 0 | 0 | 0 | 0 | 0 | 0 | 0 | 0 | 0 | 0 | 0 | 0 | 0 | 0 | 0 | 0 | 0 | 0 | 0 | 0 | 0 | 0 | 0 | 0 | 0 | 0
F4_Commercial_Education_Existing_Food Preparation_Natural Gas_Griddle_E4 | F4 | Commercial | Education | Existing | Food Preparation | Natural Gas | Griddle | E4 | PCT BC Ratio | 0 | 0 | 0 | 0 | 0 | 0 | 0 | 0 | 0 | 0 | 0 | 0 | 0 | 0 | 0 | 0 | 0 | 0 | 0 | 0 | 0 | 0 | 0 | 0 | 0 | 0 | 0 | 0 | 0 | 0 | 0
F4_Commercial_Education_Existing_Food Preparation_Natural Gas_Griddle_E5 | F4 | Commercial | Education | Existing | Food Preparation | Natural Gas | Griddle | E5 | PCT BC Ratio | 0 | 0 | 0 | 0 | 0 | 0 | 0 | 0 | 0 | 0 | 0 | 0 | 0 | 0 | 0 | 0 | 0 | 0 | 0 | 0 | 0 | 0 | 0 | 0 | 0 | 0 | 0 | 0 | 0 | 0 | 0
F4_Commercial_Education_Existing_Food Preparation_Natural Gas_Griddle_E6 | F4 | Commercial | Education | Existing | Food Preparation | Natural Gas | Griddle | E6 | PCT BC Ratio | 0 | 0 | 0 | 0 | 0 | 0 | 0 | 0 | 0 | 0 | 0 | 0 | 0 | 0 | 0 | 0 | 0 | 0 | 0 | 0 | 0 | 0 | 0 | 0 | 0 | 0 | 0 | 0 | 0 | 0 | 0
F4_Commercial_Education_Existing_Food Preparation_Natural Gas_Griddle_E7 | F4 | Commercial | Education | Existing | Food Preparation | Natural Gas | Griddle | E7 | PCT BC Ratio | 0 | 0 | 0 | 0 | 0 | 0 | 0 | 0 | 0 | 0 | 0 | 0 | 0 | 0 | 0 | 0 | 0 | 0 | 0 | 0 | 0 | 0 | 0 | 0 | 0 | 0 | 0 | 0 | 0 | 0 | 0
F4_Commercial_Education_Existing_Food Preparation_Natural Gas_Griddle_E8 | F4 | Commercial | Education | Existing | Food Preparation | Natural Gas | Griddle | E8 | PCT BC Ratio | 0 | 0 | 0 | 0 | 0 | 0 | 0 | 0 | 0 | 0 | 0 | 0 | 0 | 0 | 0 | 0 | 0 | 0 | 0 | 0 | 0 | 0 | 0 | 0 | 0 | 0 | 0 | 0 | 0 | 0 | 0
F4_Commercial_Education_Existing_Food Preparation_Natural Gas_Griddle_E9 | F4 | Commercial | Education | Existing | Food Preparation | Natural Gas | Griddle | E9 | PCT BC Ratio | 0 | 0 | 0 | 0 | 0 | 0 | 0 | 0 | 0 | 0 | 0 | 0 | 0 | 0 | 0 | 0 | 0 | 0 | 0 | 0 | 0 | 0 | 0 | 0 | 0 | 0 | 0 | 0 | 0 | 0 | 0
F4_Commercial_Education_Existing_Food Preparation_Natural Gas_Griddle_E10 | F4 | Commercial | Education | Existing | Food Preparation | Natural Gas | Griddle | E10 | PCT BC Ratio | 0 | 0 | 0 | 0 | 0 | 0 | 0 | 0 | 0 | 0 | 0 | 0 | 0 | 0 | 0 | 0 | 0 | 0 | 0 | 0 | 0 | 0 | 0 | 0 | 0 | 0 | 0 | 0 | 0 | 0 | 0
F5_Commercial_Education_Existing_Food Preparation_Natural Gas_Griddle_E1 | F5 | Commercial | Education | Existing | Food Preparation | Natural Gas | Griddle | E1 | RIM BC Ratio | 0.9 | 0.9 | 0.9 | 0.9 | 0.9 | 0.9 | 0.9 | 0.9 | 0.9 | 0.9 | 0.9 | 0.9 | 0.9 | 0.9 | 0.9 | 0.9 | 0.9 | 0.9 | 0.9 | 0.9 | 0.9 | 0.9 | 0.9 | 0.9 | 0.9 | 0.9 | 0.9 | 0.9 | 0.9 | 0.9 | 0.9
F5_Commercial_Education_Existing_Food Preparation_Natural Gas_Griddle_E2 | F5 | Commercial | Education | Existing | Food Preparation | Natural Gas | Griddle | E2 | RIM BC Ratio | 0.56985 | 0.57261 | 0.57458 | 0.57358 | 0.57376 | 0.56303 | 0.55347 | 0.54784 | 0.54543 | 0.55227 | 0.56078 | 0.56914 | 0.55349 | 0.56413 | 0.56476 | 0.56384 | 0.56401 | 0.56457 | 0.56103 | 0.56318 | 0.56461 | 0.56659 | 0.5691 | 0.43237 | 0.42826 | 0.42432 | 0.42052 | 0.41685 | 0.41327 | 0.40976 | 0.4063
F5_Commercial_Education_Existing_Food Preparation_Natural Gas_Griddle_E3 | F5 | Commercial | Education | Existing | Food Preparation | Natural Gas | Griddle | E3 | RIM BC Ratio | 0 | 0 | 0 | 0 | 0 | 0 | 0 | 0 | 0 | 0 | 0 | 0 | 0 | 0 | 0 | 0 | 0 | 0 | 0 | 0 | 0 | 0 | 0 | 0 | 0 | 0 | 0 | 0 | 0 | 0 | 0
F5_Commercial_Education_Existing_Food Preparation_Natural Gas_Griddle_E4 | F5 | Commercial | Education | Existing | Food Preparation | Natural Gas | Griddle | E4 | RIM BC Ratio | 0 | 0 | 0 | 0 | 0 | 0 | 0 | 0 | 0 | 0 | 0 | 0 | 0 | 0 | 0 | 0 | 0 | 0 | 0 | 0 | 0 | 0 | 0 | 0 | 0 | 0 | 0 | 0 | 0 | 0 | 0
F5_Commercial_Education_Existing_Food Preparation_Natural Gas_Griddle_E5 | F5 | Commercial | Education | Existing | Food Preparation | Natural Gas | Griddle | E5 | RIM BC Ratio | 0 | 0 | 0 | 0 | 0 | 0 | 0 | 0 | 0 | 0 | 0 | 0 | 0 | 0 | 0 | 0 | 0 | 0 | 0 | 0 | 0 | 0 | 0 | 0 | 0 | 0 | 0 | 0 | 0 | 0 | 0
F5_Commercial_Education_Existing_Food Preparation_Natural Gas_Griddle_E6 | F5 | Commercial | Education | Existing | Food Preparation | Natural Gas | Griddle | E6 | RIM BC Ratio | 0 | 0 | 0 | 0 | 0 | 0 | 0 | 0 | 0 | 0 | 0 | 0 | 0 | 0 | 0 | 0 | 0 | 0 | 0 | 0 | 0 | 0 | 0 | 0 | 0 | 0 | 0 | 0 | 0 | 0 | 0
F5_Commercial_Education_Existing_Food Preparation_Natural Gas_Griddle_E7 | F5 | Commercial | Education | Existing | Food Preparation | Natural Gas | Griddle | E7 | RIM BC Ratio | 0 | 0 | 0 | 0 | 0 | 0 | 0 | 0 | 0 | 0 | 0 | 0 | 0 | 0 | 0 | 0 | 0 | 0 | 0 | 0 | 0 | 0 | 0 | 0 | 0 | 0 | 0 | 0 | 0 | 0 | 0
F5_Commercial_Education_Existing_Food Preparation_Natural Gas_Griddle_E8 | F5 | Commercial | Education | Existing | Food Preparation | Natural Gas | Griddle | E8 | RIM BC Ratio | 0 | 0 | 0 | 0 | 0 | 0 | 0 | 0 | 0 | 0 | 0 | 0 | 0 | 0 | 0 | 0 | 0 | 0 | 0 | 0 | 0 | 0 | 0 | 0 | 0 | 0 | 0 | 0 | 0 | 0 | 0
F5_Commercial_Education_Existing_Food Preparation_Natural Gas_Griddle_E9 | F5 | Commercial | Education | Existing | Food Preparation | Natural Gas | Griddle | E9 | RIM BC Ratio | 0 | 0 | 0 | 0 | 0 | 0 | 0 | 0 | 0 | 0 | 0 | 0 | 0 | 0 | 0 | 0 | 0 | 0 | 0 | 0 | 0 | 0 | 0 | 0 | 0 | 0 | 0 | 0 | 0 | 0 | 0
F5_Commercial_Education_Existing_Food Preparation_Natural Gas_Griddle_E10 | F5 | Commercial | Education | Existing | Food Preparation | Natural Gas | Griddle | E10 | RIM BC Ratio | 0 | 0 | 0 | 0 | 0 | 0 | 0 | 0 | 0 | 0 | 0 | 0 | 0 | 0 | 0 | 0 | 0 | 0 | 0 | 0 | 0 | 0 | 0 | 0 | 0 | 0 | 0 | 0 | 0 | 0 | 0
F0_Commercial_Education_Existing_Food Preparation_Natural Gas_Range_E0 | F0 | Commercial | Education | Existing | Food Preparation | Natural Gas | Range | E0 | Economic Unit | High Efficiency | High Efficiency | High Efficiency | High Efficiency | High Efficiency | High Efficiency | High Efficiency | High Efficiency | High Efficiency | High Efficiency | High Efficiency | High Efficiency | High Efficiency | High Efficiency | High Efficiency | High Efficiency | High Efficiency | High Efficiency | High Efficiency | High Efficiency | High Efficiency | High Efficiency | High Efficiency | High Efficiency | High Efficiency | High Efficiency | High Efficiency | High Efficiency | High Efficiency | High Efficiency | High Efficiency
F1_Commercial_Education_Existing_Food Preparation_Natural Gas_Range_E1 | F1 | Commercial | Education | Existing | Food Preparation | Natural Gas | Range | E1 | CCE | 0 | 0 | 0 | 0 | 0 | 0 | 0 | 0 | 0 | 0 | 0 | 0 | 0 | 0 | 0 | 0 | 0 | 0 | 0 | 0 | 0 | 0 | 0 | 0 | 0 | 0 | 0 | 0 | 0 | 0 | 0
F1_Commercial_Education_Existing_Food Preparation_Natural Gas_Range_E2 | F1 | Commercial | Education | Existing | Food Preparation | Natural Gas | Range | E2 | CCE | 9.6499e-06 | 9.277e-06 | 9.3212e-06 | 9.4186e-06 | 9.4186e-06 | 9.4186e-06 | 9.4186e-06 | 9.4186e-06 | 9.4186e-06 | 9.4186e-06 | 9.4186e-06 | 9.4186e-06 | 9.4186e-06 | 9.4186e-06 | 9.4186e-06 | 9.4186e-06 | 9.4186e-06 | 9.4186e-06 | 9.4186e-06 | 9.4186e-06 | 9.4186e-06 | 9.4186e-06 | 9.4186e-06 | 9.4186e-06 | 9.4186e-06 | 9.4186e-06 | 9.4186e-06 | 9.4186e-06 | 9.4186e-06 | 9.4186e-06 | 9.4186e-06
F1_Commercial_Education_Existing_Food Preparation_Natural Gas_Range_E3 | F1 | Commercial | Education | Existing | Food Preparation | Natural Gas | Range | E3 | CCE | 0 | 0 | 0 | 0 | 0 | 0 | 0 | 0 | 0 | 0 | 0 | 0 | 0 | 0 | 0 | 0 | 0 | 0 | 0 | 0 | 0 | 0 | 0 | 0 | 0 | 0 | 0 | 0 | 0 | 0 | 0
F1_Commercial_Education_Existing_Food Preparation_Natural Gas_Range_E4 | F1 | Commercial | Education | Existing | Food Preparation | Natural Gas | Range | E4 | CCE | 0 | 0 | 0 | 0 | 0 | 0 | 0 | 0 | 0 | 0 | 0 | 0 | 0 | 0 | 0 | 0 | 0 | 0 | 0 | 0 | 0 | 0 | 0 | 0 | 0 | 0 | 0 | 0 | 0 | 0 | 0
F1_Commercial_Education_Existing_Food Preparation_Natural Gas_Range_E5 | F1 | Commercial | Education | Existing | Food Preparation | Natural Gas | Range | E5 | CCE | 0 | 0 | 0 | 0 | 0 | 0 | 0 | 0 | 0 | 0 | 0 | 0 | 0 | 0 | 0 | 0 | 0 | 0 | 0 | 0 | 0 | 0 | 0 | 0 | 0 | 0 | 0 | 0 | 0 | 0 | 0
F1_Commercial_Education_Existing_Food Preparation_Natural Gas_Range_E6 | F1 | Commercial | Education | Existing | Food Preparation | Natural Gas | Range | E6 | CCE | 0 | 0 | 0 | 0 | 0 | 0 | 0 | 0 | 0 | 0 | 0 | 0 | 0 | 0 | 0 | 0 | 0 | 0 | 0 | 0 | 0 | 0 | 0 | 0 | 0 | 0 | 0 | 0 | 0 | 0 | 0
F1_Commercial_Education_Existing_Food Preparation_Natural Gas_Range_E7 | F1 | Commercial | Education | Existing | Food Preparation | Natural Gas | Range | E7 | CCE | 0 | 0 | 0 | 0 | 0 | 0 | 0 | 0 | 0 | 0 | 0 | 0 | 0 | 0 | 0 | 0 | 0 | 0 | 0 | 0 | 0 | 0 | 0 | 0 | 0 | 0 | 0 | 0 | 0 | 0 | 0
F1_Commercial_Education_Existing_Food Preparation_Natural Gas_Range_E8 | F1 | Commercial | Education | Existing | Food Preparation | Natural Gas | Range | E8 | CCE | 0 | 0 | 0 | 0 | 0 | 0 | 0 | 0 | 0 | 0 | 0 | 0 | 0 | 0 | 0 | 0 | 0 | 0 | 0 | 0 | 0 | 0 | 0 | 0 | 0 | 0 | 0 | 0 | 0 | 0 | 0
F1_Commercial_Education_Existing_Food Preparation_Natural Gas_Range_E9 | F1 | Commercial | Education | Existing | Food Preparation | Natural Gas | Range | E9 | CCE | 0 | 0 | 0 | 0 | 0 | 0 | 0 | 0 | 0 | 0 | 0 | 0 | 0 | 0 | 0 | 0 | 0 | 0 | 0 | 0 | 0 | 0 | 0 | 0 | 0 | 0 | 0 | 0 | 0 | 0 | 0
F1_Commercial_Education_Existing_Food Preparation_Natural Gas_Range_E10 | F1 | Commercial | Education | Existing | Food Preparation | Natural Gas | Range | E10 | CCE | 0 | 0 | 0 | 0 | 0 | 0 | 0 | 0 | 0 | 0 | 0 | 0 | 0 | 0 | 0 | 0 | 0 | 0 | 0 | 0 | 0 | 0 | 0 | 0 | 0 | 0 | 0 | 0 | 0 | 0 | 0
F2_Commercial_Education_Existing_Food Preparation_Natural Gas_Range_E1 | F2 | Commercial | Education | Existing | Food Preparation | Natural Gas | Range | E1 | TRC BC Ratio | 0.9 | 0.9 | 0.9 | 0.9 | 0.9 | 0.9 | 0.9 | 0.9 | 0.9 | 0.9 | 0.9 | 0.9 | 0.9 | 0.9 | 0.9 | 0.9 | 0.9 | 0.9 | 0.9 | 0.9 | 0.9 | 0.9 | 0.9 | 0.9 | 0.9 | 0.9 | 0.9 | 0.9 | 0.9 | 0.9 | 0.9
F2_Commercial_Education_Existing_Food Preparation_Natural Gas_Range_E2 | F2 | Commercial | Education | Existing | Food Preparation | Natural Gas | Range | E2 | TRC BC Ratio | 1057.5122 | 1078.4736 | 1093.4653 | 1109.7176 | 1133.061 | 1061.5651 | 1005.6887 | 976.305 | 965.7499 | 949.553 | 938.6219 | 988.3561 | 884.5366 | 945.4449 | 1023.6163 | 1099.6016 | 1102.4375 | 1107.7013 | 1086.5344 | 1101.6349 | 1112.2016 | 1126.4659 | 1144.3937 | 539.0652 | 528.311 | 518.2462 | 508.7709 | 499.7846 | 491.2032 | 482.9519 | 474.9797
F2_Commercial_Education_Existing_Food Preparation_Natural Gas_Range_E3 | F2 | Commercial | Education | Existing | Food Preparation | Natural Gas | Range | E3 | TRC BC Ratio | 0 | 0 | 0 | 0 | 0 | 0 | 0 | 0 | 0 | 0 | 0 | 0 | 0 | 0 | 0 | 0 | 0 | 0 | 0 | 0 | 0 | 0 | 0 | 0 | 0 | 0 | 0 | 0 | 0 | 0 | 0
F2_Commercial_Education_Existing_Food Preparation_Natural Gas_Range_E4 | F2 | Commercial | Education | Existing | Food Preparation | Natural Gas | Range | E4 | TRC BC Ratio | 0 | 0 | 0 | 0 | 0 | 0 | 0 | 0 | 0 | 0 | 0 | 0 | 0 | 0 | 0 | 0 | 0 | 0 | 0 | 0 | 0 | 0 | 0 | 0 | 0 | 0 | 0 | 0 | 0 | 0 | 0
F2_Commercial_Education_Existing_Food Preparation_Natural Gas_Range_E5 | F2 | Commercial | Education | Existing | Food Preparation | Natural Gas | Range | E5 | TRC BC Ratio | 0 | 0 | 0 | 0 | 0 | 0 | 0 | 0 | 0 | 0 | 0 | 0 | 0 | 0 | 0 | 0 | 0 | 0 | 0 | 0 | 0 | 0 | 0 | 0 | 0 | 0 | 0 | 0 | 0 | 0 | 0
F2_Commercial_Education_Existing_Food Preparation_Natural Gas_Range_E6 | F2 | Commercial | Education | Existing | Food Preparation | Natural Gas | Range | E6 | TRC BC Ratio | 0 | 0 | 0 | 0 | 0 | 0 | 0 | 0 | 0 | 0 | 0 | 0 | 0 | 0 | 0 | 0 | 0 | 0 | 0 | 0 | 0 | 0 | 0 | 0 | 0 | 0 | 0 | 0 | 0 | 0 | 0
F2_Commercial_Education_Existing_Food Preparation_Natural Gas_Range_E7 | F2 | Commercial | Education | Existing | Food Preparation | Natural Gas | Range | E7 | TRC BC Ratio | 0 | 0 | 0 | 0 | 0 | 0 | 0 | 0 | 0 | 0 | 0 | 0 | 0 | 0 | 0 | 0 | 0 | 0 | 0 | 0 | 0 | 0 | 0 | 0 | 0 | 0 | 0 | 0 | 0 | 0 | 0
F2_Commercial_Education_Existing_Food Preparation_Natural Gas_Range_E8 | F2 | Commercial | Education | Existing | Food Preparation | Natural Gas | Range | E8 | TRC BC Ratio | 0 | 0 | 0 | 0 | 0 | 0 | 0 | 0 | 0 | 0 | 0 | 0 | 0 | 0 | 0 | 0 | 0 | 0 | 0 | 0 | 0 | 0 | 0 | 0 | 0 | 0 | 0 | 0 | 0 | 0 | 0
F2_Commercial_Education_Existing_Food Preparation_Natural Gas_Range_E9 | F2 | Commercial | Education | Existing | Food Preparation | Natural Gas | Range | E9 | TRC BC Ratio | 0 | 0 | 0 | 0 | 0 | 0 | 0 | 0 | 0 | 0 | 0 | 0 | 0 | 0 | 0 | 0 | 0 | 0 | 0 | 0 | 0 | 0 | 0 | 0 | 0 | 0 | 0 | 0 | 0 | 0 | 0
F2_Commercial_Education_Existing_Food Preparation_Natural Gas_Range_E10 | F2 | Commercial | Education | Existing | Food Preparation | Natural Gas | Range | E10 | TRC BC Ratio | 0 | 0 | 0 | 0 | 0 | 0 | 0 | 0 | 0 | 0 | 0 | 0 | 0 | 0 | 0 | 0 | 0 | 0 | 0 | 0 | 0 | 0 | 0 | 0 | 0 | 0 | 0 | 0 | 0 | 0 | 0
F3_Commercial_Education_Existing_Food Preparation_Natural Gas_Range_E1 | F3 | Commercial | Education | Existing | Food Preparation | Natural Gas | Range | E1 | PACT BC Ratio | 0.9 | 0.9 | 0.9 | 0.9 | 0.9 | 0.9 | 0.9 | 0.9 | 0.9 | 0.9 | 0.9 | 0.9 | 0.9 | 0.9 | 0.9 | 0.9 | 0.9 | 0.9 | 0.9 | 0.9 | 0.9 | 0.9 | 0.9 | 0.9 | 0.9 | 0.9 | 0.9 | 0.9 | 0.9 | 0.9 | 0.9
F3_Commercial_Education_Existing_Food Preparation_Natural Gas_Range_E2 | F3 | Commercial | Education | Existing | Food Preparation | Natural Gas | Range | E2 | PACT BC Ratio | 1057.5122 | 1078.4736 | 1093.4653 | 1109.7176 | 1133.061 | 1061.5651 | 1005.6887 | 976.305 | 965.7499 | 949.553 | 938.6219 | 988.3561 | 884.5366 | 945.4449 | 1023.6163 | 1099.6016 | 1102.4375 | 1107.7013 | 1086.5344 | 1101.6349 | 1112.2016 | 1126.4659 | 1144.3937 | 539.0652 | 528.311 | 518.2462 | 508.7709 | 499.7846 | 491.2032 | 482.9519 | 474.9797
F3_Commercial_Education_Existing_Food Preparation_Natural Gas_Range_E3 | F3 | Commercial | Education | Existing | Food Preparation | Natural Gas | Range | E3 | PACT BC Ratio | 0 | 0 | 0 | 0 | 0 | 0 | 0 | 0 | 0 | 0 | 0 | 0 | 0 | 0 | 0 | 0 | 0 | 0 | 0 | 0 | 0 | 0 | 0 | 0 | 0 | 0 | 0 | 0 | 0 | 0 | 0
F3_Commercial_Education_Existing_Food Preparation_Natural Gas_Range_E4 | F3 | Commercial | Education | Existing | Food Preparation | Natural Gas | Range | E4 | PACT BC Ratio | 0 | 0 | 0 | 0 | 0 | 0 | 0 | 0 | 0 | 0 | 0 | 0 | 0 | 0 | 0 | 0 | 0 | 0 | 0 | 0 | 0 | 0 | 0 | 0 | 0 | 0 | 0 | 0 | 0 | 0 | 0
F3_Commercial_Education_Existing_Food Preparation_Natural Gas_Range_E5 | F3 | Commercial | Education | Existing | Food Preparation | Natural Gas | Range | E5 | PACT BC Ratio | 0 | 0 | 0 | 0 | 0 | 0 | 0 | 0 | 0 | 0 | 0 | 0 | 0 | 0 | 0 | 0 | 0 | 0 | 0 | 0 | 0 | 0 | 0 | 0 | 0 | 0 | 0 | 0 | 0 | 0 | 0
F3_Commercial_Education_Existing_Food Preparation_Natural Gas_Range_E6 | F3 | Commercial | Education | Existing | Food Preparation | Natural Gas | Range | E6 | PACT BC Ratio | 0 | 0 | 0 | 0 | 0 | 0 | 0 | 0 | 0 | 0 | 0 | 0 | 0 | 0 | 0 | 0 | 0 | 0 | 0 | 0 | 0 | 0 | 0 | 0 | 0 | 0 | 0 | 0 | 0 | 0 | 0
F3_Commercial_Education_Existing_Food Preparation_Natural Gas_Range_E7 | F3 | Commercial | Education | Existing | Food Preparation | Natural Gas | Range | E7 | PACT BC Ratio | 0 | 0 | 0 | 0 | 0 | 0 | 0 | 0 | 0 | 0 | 0 | 0 | 0 | 0 | 0 | 0 | 0 | 0 | 0 | 0 | 0 | 0 | 0 | 0 | 0 | 0 | 0 | 0 | 0 | 0 | 0
F3_Commercial_Education_Existing_Food Preparation_Natural Gas_Range_E8 | F3 | Commercial | Education | Existing | Food Preparation | Natural Gas | Range | E8 | PACT BC Ratio | 0 | 0 | 0 | 0 | 0 | 0 | 0 | 0 | 0 | 0 | 0 | 0 | 0 | 0 | 0 | 0 | 0 | 0 | 0 | 0 | 0 | 0 | 0 | 0 | 0 | 0 | 0 | 0 | 0 | 0 | 0
F3_Commercial_Education_Existing_Food Preparation_Natural Gas_Range_E9 | F3 | Commercial | Education | Existing | Food Preparation | Natural Gas | Range | E9 | PACT BC Ratio | 0 | 0 | 0 | 0 | 0 | 0 | 0 | 0 | 0 | 0 | 0 | 0 | 0 | 0 | 0 | 0 | 0 | 0 | 0 | 0 | 0 | 0 | 0 | 0 | 0 | 0 | 0 | 0 | 0 | 0 | 0
F3_Commercial_Education_Existing_Food Preparation_Natural Gas_Range_E10 | F3 | Commercial | Education | Existing | Food Preparation | Natural Gas | Range | E10 | PACT BC Ratio | 0 | 0 | 0 | 0 | 0 | 0 | 0 | 0 | 0 | 0 | 0 | 0 | 0 | 0 | 0 | 0 | 0 | 0 | 0 | 0 | 0 | 0 | 0 | 0 | 0 | 0 | 0 | 0 | 0 | 0 | 0
F4_Commercial_Education_Existing_Food Preparation_Natural Gas_Range_E1 | F4 | Commercial | Education | Existing | Food Preparation | Natural Gas | Range | E1 | PCT BC Ratio | 0.9 | 0.9 | 0.9 | 0.9 | 0.9 | 0.9 | 0.9 | 0.9 | 0.9 | 0.9 | 0.9 | 0.9 | 0.9 | 0.9 | 0.9 | 0.9 | 0.9 | 0.9 | 0.9 | 0.9 | 0.9 | 0.9 | 0.9 | 0.9 | 0.9 | 0.9 | 0.9 | 0.9 | 0.9 | 0.9 | 0.9
F4_Commercial_Education_Existing_Food Preparation_Natural Gas_Range_E2 | F4 | Commercial | Education | Existing | Food Preparation | Natural Gas | Range | E2 | PCT BC Ratio | 2661.6339 | 2714.3714 | 2752.0895 | 2792.9794 | 2851.7097 | 2671.8307 | 2531.2492 | 2457.3217 | 2430.7657 | 2390.0152 | 2362.5134 | 2487.6415 | 2226.4381 | 2379.6796 | 2576.3539 | 2767.528 | 2774.663 | 2787.9063 | 2734.6519 | 2772.6439 | 2799.2289 | 2835.117 | 2880.2223 | 1357.254 | 1330.197 | 1304.8747 | 1281.0353 | 1258.4265 | 1236.8363 | 1216.0765 | 1196.0188
F4_Commercial_Education_Existing_Food Preparation_Natural Gas_Range_E3 | F4 | Commercial | Education | Existing | Food Preparation | Natural Gas | Range | E3 | PCT BC Ratio | 0 | 0 | 0 | 0 | 0 | 0 | 0 | 0 | 0 | 0 | 0 | 0 | 0 | 0 | 0 | 0 | 0 | 0 | 0 | 0 | 0 | 0 | 0 | 0 | 0 | 0 | 0 | 0 | 0 | 0 | 0
F4_Commercial_Education_Existing_Food Preparation_Natural Gas_Range_E4 | F4 | Commercial | Education | Existing | Food Preparation | Natural Gas | Range | E4 | PCT BC Ratio | 0 | 0 | 0 | 0 | 0 | 0 | 0 | 0 | 0 | 0 | 0 | 0 | 0 | 0 | 0 | 0 | 0 | 0 | 0 | 0 | 0 | 0 | 0 | 0 | 0 | 0 | 0 | 0 | 0 | 0 | 0
F4_Commercial_Education_Existing_Food Preparation_Natural Gas_Range_E5 | F4 | Commercial | Education | Existing | Food Preparation | Natural Gas | Range | E5 | PCT BC Ratio | 0 | 0 | 0 | 0 | 0 | 0 | 0 | 0 | 0 | 0 | 0 | 0 | 0 | 0 | 0 | 0 | 0 | 0 | 0 | 0 | 0 | 0 | 0 | 0 | 0 | 0 | 0 | 0 | 0 | 0 | 0
F4_Commercial_Education_Existing_Food Preparation_Natural Gas_Range_E6 | F4 | Commercial | Education | Existing | Food Preparation | Natural Gas | Range | E6 | PCT BC Ratio | 0 | 0 | 0 | 0 | 0 | 0 | 0 | 0 | 0 | 0 | 0 | 0 | 0 | 0 | 0 | 0 | 0 | 0 | 0 | 0 | 0 | 0 | 0 | 0 | 0 | 0 | 0 | 0 | 0 | 0 | 0
F4_Commercial_Education_Existing_Food Preparation_Natural Gas_Range_E7 | F4 | Commercial | Education | Existing | Food Preparation | Natural Gas | Range | E7 | PCT BC Ratio | 0 | 0 | 0 | 0 | 0 | 0 | 0 | 0 | 0 | 0 | 0 | 0 | 0 | 0 | 0 | 0 | 0 | 0 | 0 | 0 | 0 | 0 | 0 | 0 | 0 | 0 | 0 | 0 | 0 | 0 | 0
F4_Commercial_Education_Existing_Food Preparation_Natural Gas_Range_E8 | F4 | Commercial | Education | Existing | Food Preparation | Natural Gas | Range | E8 | PCT BC Ratio | 0 | 0 | 0 | 0 | 0 | 0 | 0 | 0 | 0 | 0 | 0 | 0 | 0 | 0 | 0 | 0 | 0 | 0 | 0 | 0 | 0 | 0 | 0 | 0 | 0 | 0 | 0 | 0 | 0 | 0 | 0
F4_Commercial_Education_Existing_Food Preparation_Natural Gas_Range_E9 | F4 | Commercial | Education | Existing | Food Preparation | Natural Gas | Range | E9 | PCT BC Ratio | 0 | 0 | 0 | 0 | 0 | 0 | 0 | 0 | 0 | 0 | 0 | 0 | 0 | 0 | 0 | 0 | 0 | 0 | 0 | 0 | 0 | 0 | 0 | 0 | 0 | 0 | 0 | 0 | 0 | 0 | 0
F4_Commercial_Education_Existing_Food Preparation_Natural Gas_Range_E10 | F4 | Commercial | Education | Existing | Food Preparation | Natural Gas | Range | E10 | PCT BC Ratio | 0 | 0 | 0 | 0 | 0 | 0 | 0 | 0 | 0 | 0 | 0 | 0 | 0 | 0 | 0 | 0 | 0 | 0 | 0 | 0 | 0 | 0 | 0 | 0 | 0 | 0 | 0 | 0 | 0 | 0 | 0
F5_Commercial_Education_Existing_Food Preparation_Natural Gas_Range_E1 | F5 | Commercial | Education | Existing | Food Preparation | Natural Gas | Range | E1 | RIM BC Ratio | 0.9 | 0.9 | 0.9 | 0.9 | 0.9 | 0.9 | 0.9 | 0.9 | 0.9 | 0.9 | 0.9 | 0.9 | 0.9 | 0.9 | 0.9 | 0.9 | 0.9 | 0.9 | 0.9 | 0.9 | 0.9 | 0.9 | 0.9 | 0.9 | 0.9 | 0.9 | 0.9 | 0.9 | 0.9 | 0.9 | 0.9
F5_Commercial_Education_Existing_Food Preparation_Natural Gas_Range_E2 | F5 | Commercial | Education | Existing | Food Preparation | Natural Gas | Range | E2 | RIM BC Ratio | 0.83402 | 0.83403 | 0.83404 | 0.83405 | 0.83406 | 0.83402 | 0.83399 | 0.83397 | 0.83396 | 0.83395 | 0.83394 | 0.83397 | 0.83389 | 0.83394 | 0.834 | 0.83405 | 0.83405 | 0.83405 | 0.83404 | 0.83405 | 0.83405 | 0.83406 | 0.83407 | 0.83339 | 0.83336 | 0.83334 | 0.83331 | 0.83329 | 0.83326 | 0.83324 | 0.83321
F5_Commercial_Education_Existing_Food Preparation_Natural Gas_Range_E3 | F5 | Commercial | Education | Existing | Food Preparation | Natural Gas | Range | E3 | RIM BC Ratio | 0 | 0 | 0 | 0 | 0 | 0 | 0 | 0 | 0 | 0 | 0 | 0 | 0 | 0 | 0 | 0 | 0 | 0 | 0 | 0 | 0 | 0 | 0 | 0 | 0 | 0 | 0 | 0 | 0 | 0 | 0
F5_Commercial_Education_Existing_Food Preparation_Natural Gas_Range_E4 | F5 | Commercial | Education | Existing | Food Preparation | Natural Gas | Range | E4 | RIM BC Ratio | 0 | 0 | 0 | 0 | 0 | 0 | 0 | 0 | 0 | 0 | 0 | 0 | 0 | 0 | 0 | 0 | 0 | 0 | 0 | 0 | 0 | 0 | 0 | 0 | 0 | 0 | 0 | 0 | 0 | 0 | 0
F5_Commercial_Education_Existing_Food Preparation_Natural Gas_Range_E5 | F5 | Commercial | Education | Existing | Food Preparation | Natural Gas | Range | E5 | RIM BC Ratio | 0 | 0 | 0 | 0 | 0 | 0 | 0 | 0 | 0 | 0 | 0 | 0 | 0 | 0 | 0 | 0 | 0 | 0 | 0 | 0 | 0 | 0 | 0 | 0 | 0 | 0 | 0 | 0 | 0 | 0 | 0
F5_Commercial_Education_Existing_Food Preparation_Natural Gas_Range_E6 | F5 | Commercial | Education | Existing | Food Preparation | Natural Gas | Range | E6 | RIM BC Ratio | 0 | 0 | 0 | 0 | 0 | 0 | 0 | 0 | 0 | 0 | 0 | 0 | 0 | 0 | 0 | 0 | 0 | 0 | 0 | 0 | 0 | 0 | 0 | 0 | 0 | 0 | 0 | 0 | 0 | 0 | 0
F5_Commercial_Education_Existing_Food Preparation_Natural Gas_Range_E7 | F5 | Commercial | Education | Existing | Food Preparation | Natural Gas | Range | E7 | RIM BC Ratio | 0 | 0 | 0 | 0 | 0 | 0 | 0 | 0 | 0 | 0 | 0 | 0 | 0 | 0 | 0 | 0 | 0 | 0 | 0 | 0 | 0 | 0 | 0 | 0 | 0 | 0 | 0 | 0 | 0 | 0 | 0
F5_Commercial_Education_Existing_Food Preparation_Natural Gas_Range_E8 | F5 | Commercial | Education | Existing | Food Preparation | Natural Gas | Range | E8 | RIM BC Ratio | 0 | 0 | 0 | 0 | 0 | 0 | 0 | 0 | 0 | 0 | 0 | 0 | 0 | 0 | 0 | 0 | 0 | 0 | 0 | 0 | 0 | 0 | 0 | 0 | 0 | 0 | 0 | 0 | 0 | 0 | 0
F5_Commercial_Education_Existing_Food Preparation_Natural Gas_Range_E9 | F5 | Commercial | Education | Existing | Food Preparation | Natural Gas | Range | E9 | RIM BC Ratio | 0 | 0 | 0 | 0 | 0 | 0 | 0 | 0 | 0 | 0 | 0 | 0 | 0 | 0 | 0 | 0 | 0 | 0 | 0 | 0 | 0 | 0 | 0 | 0 | 0 | 0 | 0 | 0 | 0 | 0 | 0
F5_Commercial_Education_Existing_Food Preparation_Natural Gas_Range_E10 | F5 | Commercial | Education | Existing | Food Preparation | Natural Gas | Range | E10 | RIM BC Ratio | 0 | 0 | 0 | 0 | 0 | 0 | 0 | 0 | 0 | 0 | 0 | 0 | 0 | 0 | 0 | 0 | 0 | 0 | 0 | 0 | 0 | 0 | 0 | 0 | 0 | 0 | 0 | 0 | 0 | 0 | 0
F0_Commercial_Education_Existing_Food Preparation_Natural Gas_Steamer_E0 | F0 | Commercial | Education | Existing | Food Preparation | Natural Gas | Steamer | E0 | Economic Unit | ENERGY STAR | ENERGY STAR | ENERGY STAR | ENERGY STAR | ENERGY STAR | ENERGY STAR | ENERGY STAR | ENERGY STAR | ENERGY STAR | ENERGY STAR | ENERGY STAR | ENERGY STAR | ENERGY STAR | ENERGY STAR | ENERGY STAR | ENERGY STAR | ENERGY STAR | ENERGY STAR | ENERGY STAR | ENERGY STAR | ENERGY STAR | ENERGY STAR | ENERGY STAR | ENERGY STAR | ENERGY STAR | ENERGY STAR | ENERGY STAR | ENERGY STAR | ENERGY STAR | ENERGY STAR | ENERGY STAR
F1_Commercial_Education_Existing_Food Preparation_Natural Gas_Steamer_E1 | F1 | Commercial | Education | Existing | Food Preparation | Natural Gas | Steamer | E1 | CCE | 0 | 0 | 0 | 0 | 0 | 0 | 0 | 0 | 0 | 0 | 0 | 0 | 0 | 0 | 0 | 0 | 0 | 0 | 0 | 0 | 0 | 0 | 0 | 0 | 0 | 0 | 0 | 0 | 0 | 0 | 0
F1_Commercial_Education_Existing_Food Preparation_Natural Gas_Steamer_E2 | F1 | Commercial | Education | Existing | Food Preparation | Natural Gas | Steamer | E2 | CCE | 0.0020223 | 0.0019441 | 0.0019534 | 0 | 0 | 0 | 0 | 0 | 0 | 0 | 0 | 0 | 0 | 0 | 0 | 0 | 0 | 0 | 0 | 0 | 0 | 0 | 0 | 0 | 0 | 0 | 0 | 0 | 0 | 0 | 0
F1_Commercial_Education_Existing_Food Preparation_Natural Gas_Steamer_E3 | F1 | Commercial | Education | Existing | Food Preparation | Natural Gas | Steamer | E3 | CCE | 0 | 0 | 0 | 0 | 0 | 0 | 0 | 0 | 0 | 0 | 0 | 0 | 0 | 0 | 0 | 0 | 0 | 0 | 0 | 0 | 0 | 0 | 0 | 0 | 0 | 0 | 0 | 0 | 0 | 0 | 0
F1_Commercial_Education_Existing_Food Preparation_Natural Gas_Steamer_E4 | F1 | Commercial | Education | Existing | Food Preparation | Natural Gas | Steamer | E4 | CCE | 0 | 0 | 0 | 0 | 0 | 0 | 0 | 0 | 0 | 0 | 0 | 0 | 0 | 0 | 0 | 0 | 0 | 0 | 0 | 0 | 0 | 0 | 0 | 0 | 0 | 0 | 0 | 0 | 0 | 0 | 0
F1_Commercial_Education_Existing_Food Preparation_Natural Gas_Steamer_E5 | F1 | Commercial | Education | Existing | Food Preparation | Natural Gas | Steamer | E5 | CCE | 0 | 0 | 0 | 0 | 0 | 0 | 0 | 0 | 0 | 0 | 0 | 0 | 0 | 0 | 0 | 0 | 0 | 0 | 0 | 0 | 0 | 0 | 0 | 0 | 0 | 0 | 0 | 0 | 0 | 0 | 0
F1_Commercial_Education_Existing_Food Preparation_Natural Gas_Steamer_E6 | F1 | Commercial | Education | Existing | Food Preparation | Natural Gas | Steamer | E6 | CCE | 0 | 0 | 0 | 0 | 0 | 0 | 0 | 0 | 0 | 0 | 0 | 0 | 0 | 0 | 0 | 0 | 0 | 0 | 0 | 0 | 0 | 0 | 0 | 0 | 0 | 0 | 0 | 0 | 0 | 0 | 0
F1_Commercial_Education_Existing_Food Preparation_Natural Gas_Steamer_E7 | F1 | Commercial | Education | Existing | Food Preparation | Natural Gas | Steamer | E7 | CCE | 0 | 0 | 0 | 0 | 0 | 0 | 0 | 0 | 0 | 0 | 0 | 0 | 0 | 0 | 0 | 0 | 0 | 0 | 0 | 0 | 0 | 0 | 0 | 0 | 0 | 0 | 0 | 0 | 0 | 0 | 0
F1_Commercial_Education_Existing_Food Preparation_Natural Gas_Steamer_E8 | F1 | Commercial | Education | Existing | Food Preparation | Natural Gas | Steamer | E8 | CCE | 0 | 0 | 0 | 0 | 0 | 0 | 0 | 0 | 0 | 0 | 0 | 0 | 0 | 0 | 0 | 0 | 0 | 0 | 0 | 0 | 0 | 0 | 0 | 0 | 0 | 0 | 0 | 0 | 0 | 0 | 0
F1_Commercial_Education_Existing_Food Preparation_Natural Gas_Steamer_E9 | F1 | Commercial | Education | Existing | Food Preparation | Natural Gas | Steamer | E9 | CCE | 0 | 0 | 0 | 0 | 0 | 0 | 0 | 0 | 0 | 0 | 0 | 0 | 0 | 0 | 0 | 0 | 0 | 0 | 0 | 0 | 0 | 0 | 0 | 0 | 0 | 0 | 0 | 0 | 0 | 0 | 0
F1_Commercial_Education_Existing_Food Preparation_Natural Gas_Steamer_E10 | F1 | Commercial | Education | Existing | Food Preparation | Natural Gas | Steamer | E10 | CCE | 0 | 0 | 0 | 0 | 0 | 0 | 0 | 0 | 0 | 0 | 0 | 0 | 0 | 0 | 0 | 0 | 0 | 0 | 0 | 0 | 0 | 0 | 0 | 0 | 0 | 0 | 0 | 0 | 0 | 0 | 0
F2_Commercial_Education_Existing_Food Preparation_Natural Gas_Steamer_E1 | F2 | Commercial | Education | Existing | Food Preparation | Natural Gas | Steamer | E1 | TRC BC Ratio | 0.9 | 0.9 | 0.9 | 0 | 0 | 0 | 0 | 0 | 0 | 0 | 0 | 0 | 0 | 0 | 0 | 0 | 0 | 0 | 0 | 0 | 0 | 0 | 0 | 0 | 0 | 0 | 0 | 0 | 0 | 0 | 0
F2_Commercial_Education_Existing_Food Preparation_Natural Gas_Steamer_E2 | F2 | Commercial | Education | Existing | Food Preparation | Natural Gas | Steamer | E2 | TRC BC Ratio | 5.0195 | 5.062 | 5.0865 | 0.9 | 0.9 | 0.9 | 0.9 | 0.9 | 0.9 | 0.9 | 0.9 | 0.9 | 0.9 | 0.9 | 0.9 | 0.9 | 0.9 | 0.9 | 0.9 | 0.9 | 0.9 | 0.9 | 0.9 | 0.9 | 0.9 | 0.9 | 0.9 | 0.9 | 0.9 | 0.9 | 0.9
F2_Commercial_Education_Existing_Food Preparation_Natural Gas_Steamer_E3 | F2 | Commercial | Education | Existing | Food Preparation | Natural Gas | Steamer | E3 | TRC BC Ratio | 0 | 0 | 0 | 0 | 0 | 0 | 0 | 0 | 0 | 0 | 0 | 0 | 0 | 0 | 0 | 0 | 0 | 0 | 0 | 0 | 0 | 0 | 0 | 0 | 0 | 0 | 0 | 0 | 0 | 0 | 0
F2_Commercial_Education_Existing_Food Preparation_Natural Gas_Steamer_E4 | F2 | Commercial | Education | Existing | Food Preparation | Natural Gas | Steamer | E4 | TRC BC Ratio | 0 | 0 | 0 | 0 | 0 | 0 | 0 | 0 | 0 | 0 | 0 | 0 | 0 | 0 | 0 | 0 | 0 | 0 | 0 | 0 | 0 | 0 | 0 | 0 | 0 | 0 | 0 | 0 | 0 | 0 | 0
F2_Commercial_Education_Existing_Food Preparation_Natural Gas_Steamer_E5 | F2 | Commercial | Education | Existing | Food Preparation | Natural Gas | Steamer | E5 | TRC BC Ratio | 0 | 0 | 0 | 0 | 0 | 0 | 0 | 0 | 0 | 0 | 0 | 0 | 0 | 0 | 0 | 0 | 0 | 0 | 0 | 0 | 0 | 0 | 0 | 0 | 0 | 0 | 0 | 0 | 0 | 0 | 0
F2_Commercial_Education_Existing_Food Preparation_Natural Gas_Steamer_E6 | F2 | Commercial | Education | Existing | Food Preparation | Natural Gas | Steamer | E6 | TRC BC Ratio | 0 | 0 | 0 | 0 | 0 | 0 | 0 | 0 | 0 | 0 | 0 | 0 | 0 | 0 | 0 | 0 | 0 | 0 | 0 | 0 | 0 | 0 | 0 | 0 | 0 | 0 | 0 | 0 | 0 | 0 | 0
F2_Commercial_Education_Existing_Food Preparation_Natural Gas_Steamer_E7 | F2 | Commercial | Education | Existing | Food Preparation | Natural Gas | Steamer | E7 | TRC BC Ratio | 0 | 0 | 0 | 0 | 0 | 0 | 0 | 0 | 0 | 0 | 0 | 0 | 0 | 0 | 0 | 0 | 0 | 0 | 0 | 0 | 0 | 0 | 0 | 0 | 0 | 0 | 0 | 0 | 0 | 0 | 0
F2_Commercial_Education_Existing_Food Preparation_Natural Gas_Steamer_E8 | F2 | Commercial | Education | Existing | Food Preparation | Natural Gas | Steamer | E8 | TRC BC Ratio | 0 | 0 | 0 | 0 | 0 | 0 | 0 | 0 | 0 | 0 | 0 | 0 | 0 | 0 | 0 | 0 | 0 | 0 | 0 | 0 | 0 | 0 | 0 | 0 | 0 | 0 | 0 | 0 | 0 | 0 | 0
F2_Commercial_Education_Existing_Food Preparation_Natural Gas_Steamer_E9 | F2 | Commercial | Education | Existing | Food Preparation | Natural Gas | Steamer | E9 | TRC BC Ratio | 0 | 0 | 0 | 0 | 0 | 0 | 0 | 0 | 0 | 0 | 0 | 0 | 0 | 0 | 0 | 0 | 0 | 0 | 0 | 0 | 0 | 0 | 0 | 0 | 0 | 0 | 0 | 0 | 0 | 0 | 0
F2_Commercial_Education_Existing_Food Preparation_Natural Gas_Steamer_E10 | F2 | Commercial | Education | Existing | Food Preparation | Natural Gas | Steamer | E10 | TRC BC Ratio | 0 | 0 | 0 | 0 | 0 | 0 | 0 | 0 | 0 | 0 | 0 | 0 | 0 | 0 | 0 | 0 | 0 | 0 | 0 | 0 | 0 | 0 | 0 | 0 | 0 | 0 | 0 | 0 | 0 | 0 | 0
F3_Commercial_Education_Existing_Food Preparation_Natural Gas_Steamer_E1 | F3 | Commercial | Education | Existing | Food Preparation | Natural Gas | Steamer | E1 | PACT BC Ratio | 0.9 | 0.9 | 0.9 | 0 | 0 | 0 | 0 | 0 | 0 | 0 | 0 | 0 | 0 | 0 | 0 | 0 | 0 | 0 | 0 | 0 | 0 | 0 | 0 | 0 | 0 | 0 | 0 | 0 | 0 | 0 | 0
F3_Commercial_Education_Existing_Food Preparation_Natural Gas_Steamer_E2 | F3 | Commercial | Education | Existing | Food Preparation | Natural Gas | Steamer | E2 | PACT BC Ratio | 5.4356 | 5.4817 | 5.5082 | 0.9 | 0.9 | 0.9 | 0.9 | 0.9 | 0.9 | 0.9 | 0.9 | 0.9 | 0.9 | 0.9 | 0.9 | 0.9 | 0.9 | 0.9 | 0.9 | 0.9 | 0.9 | 0.9 | 0.9 | 0.9 | 0.9 | 0.9 | 0.9 | 0.9 | 0.9 | 0.9 | 0.9
F3_Commercial_Education_Existing_Food Preparation_Natural Gas_Steamer_E3 | F3 | Commercial | Education | Existing | Food Preparation | Natural Gas | Steamer | E3 | PACT BC Ratio | 0 | 0 | 0 | 0 | 0 | 0 | 0 | 0 | 0 | 0 | 0 | 0 | 0 | 0 | 0 | 0 | 0 | 0 | 0 | 0 | 0 | 0 | 0 | 0 | 0 | 0 | 0 | 0 | 0 | 0 | 0
F3_Commercial_Education_Existing_Food Preparation_Natural Gas_Steamer_E4 | F3 | Commercial | Education | Existing | Food Preparation | Natural Gas | Steamer | E4 | PACT BC Ratio | 0 | 0 | 0 | 0 | 0 | 0 | 0 | 0 | 0 | 0 | 0 | 0 | 0 | 0 | 0 | 0 | 0 | 0 | 0 | 0 | 0 | 0 | 0 | 0 | 0 | 0 | 0 | 0 | 0 | 0 | 0
F3_Commercial_Education_Existing_Food Preparation_Natural Gas_Steamer_E5 | F3 | Commercial | Education | Existing | Food Preparation | Natural Gas | Steamer | E5 | PACT BC Ratio | 0 | 0 | 0 | 0 | 0 | 0 | 0 | 0 | 0 | 0 | 0 | 0 | 0 | 0 | 0 | 0 | 0 | 0 | 0 | 0 | 0 | 0 | 0 | 0 | 0 | 0 | 0 | 0 | 0 | 0 | 0
F3_Commercial_Education_Existing_Food Preparation_Natural Gas_Steamer_E6 | F3 | Commercial | Education | Existing | Food Preparation | Natural Gas | Steamer | E6 | PACT BC Ratio | 0 | 0 | 0 | 0 | 0 | 0 | 0 | 0 | 0 | 0 | 0 | 0 | 0 | 0 | 0 | 0 | 0 | 0 | 0 | 0 | 0 | 0 | 0 | 0 | 0 | 0 | 0 | 0 | 0 | 0 | 0
F3_Commercial_Education_Existing_Food Preparation_Natural Gas_Steamer_E7 | F3 | Commercial | Education | Existing | Food Preparation | Natural Gas | Steamer | E7 | PACT BC Ratio | 0 | 0 | 0 | 0 | 0 | 0 | 0 | 0 | 0 | 0 | 0 | 0 | 0 | 0 | 0 | 0 | 0 | 0 | 0 | 0 | 0 | 0 | 0 | 0 | 0 | 0 | 0 | 0 | 0 | 0 | 0
F3_Commercial_Education_Existing_Food Preparation_Natural Gas_Steamer_E8 | F3 | Commercial | Education | Existing | Food Preparation | Natural Gas | Steamer | E8 | PACT BC Ratio | 0 | 0 | 0 | 0 | 0 | 0 | 0 | 0 | 0 | 0 | 0 | 0 | 0 | 0 | 0 | 0 | 0 | 0 | 0 | 0 | 0 | 0 | 0 | 0 | 0 | 0 | 0 | 0 | 0 | 0 | 0
F3_Commercial_Education_Existing_Food Preparation_Natural Gas_Steamer_E9 | F3 | Commercial | Education | Existing | Food Preparation | Natural Gas | Steamer | E9 | PACT BC Ratio | 0 | 0 | 0 | 0 | 0 | 0 | 0 | 0 | 0 | 0 | 0 | 0 | 0 | 0 | 0 | 0 | 0 | 0 | 0 | 0 | 0 | 0 | 0 | 0 | 0 | 0 | 0 | 0 | 0 | 0 | 0
F3_Commercial_Education_Existing_Food Preparation_Natural Gas_Steamer_E10 | F3 | Commercial | Education | Existing | Food Preparation | Natural Gas | Steamer | E10 | PACT BC Ratio | 0 | 0 | 0 | 0 | 0 | 0 | 0 | 0 | 0 | 0 | 0 | 0 | 0 | 0 | 0 | 0 | 0 | 0 | 0 | 0 | 0 | 0 | 0 | 0 | 0 | 0 | 0 | 0 | 0 | 0 | 0
F4_Commercial_Education_Existing_Food Preparation_Natural Gas_Steamer_E1 | F4 | Commercial | Education | Existing | Food Preparation | Natural Gas | Steamer | E1 | PCT BC Ratio | 0.9 | 0.9 | 0.9 | 0 | 0 | 0 | 0 | 0 | 0 | 0 | 0 | 0 | 0 | 0 | 0 | 0 | 0 | 0 | 0 | 0 | 0 | 0 | 0 | 0 | 0 | 0 | 0 | 0 | 0 | 0 | 0
F4_Commercial_Education_Existing_Food Preparation_Natural Gas_Steamer_E2 | F4 | Commercial | Education | Existing | Food Preparation | Natural Gas | Steamer | E2 | PCT BC Ratio | 12.4994 | 12.5981 | 12.6548 | 0.9 | 0.9 | 0.9 | 0.9 | 0.9 | 0.9 | 0.9 | 0.9 | 0.9 | 0.9 | 0.9 | 0.9 | 0.9 | 0.9 | 0.9 | 0.9 | 0.9 | 0.9 | 0.9 | 0.9 | 0.9 | 0.9 | 0.9 | 0.9 | 0.9 | 0.9 | 0.9 | 0.9
F4_Commercial_Education_Existing_Food Preparation_Natural Gas_Steamer_E3 | F4 | Commercial | Education | Existing | Food Preparation | Natural Gas | Steamer | E3 | PCT BC Ratio | 0 | 0 | 0 | 0 | 0 | 0 | 0 | 0 | 0 | 0 | 0 | 0 | 0 | 0 | 0 | 0 | 0 | 0 | 0 | 0 | 0 | 0 | 0 | 0 | 0 | 0 | 0 | 0 | 0 | 0 | 0
F4_Commercial_Education_Existing_Food Preparation_Natural Gas_Steamer_E4 | F4 | Commercial | Education | Existing | Food Preparation | Natural Gas | Steamer | E4 | PCT BC Ratio | 0 | 0 | 0 | 0 | 0 | 0 | 0 | 0 | 0 | 0 | 0 | 0 | 0 | 0 | 0 | 0 | 0 | 0 | 0 | 0 | 0 | 0 | 0 | 0 | 0 | 0 | 0 | 0 | 0 | 0 | 0
F4_Commercial_Education_Existing_Food Preparation_Natural Gas_Steamer_E5 | F4 | Commercial | Education | Existing | Food Preparation | Natural Gas | Steamer | E5 | PCT BC Ratio | 0 | 0 | 0 | 0 | 0 | 0 | 0 | 0 | 0 | 0 | 0 | 0 | 0 | 0 | 0 | 0 | 0 | 0 | 0 | 0 | 0 | 0 | 0 | 0 | 0 | 0 | 0 | 0 | 0 | 0 | 0
F4_Commercial_Education_Existing_Food Preparation_Natural Gas_Steamer_E6 | F4 | Commercial | Education | Existing | Food Preparation | Natural Gas | Steamer | E6 | PCT BC Ratio | 0 | 0 | 0 | 0 | 0 | 0 | 0 | 0 | 0 | 0 | 0 | 0 | 0 | 0 | 0 | 0 | 0 | 0 | 0 | 0 | 0 | 0 | 0 | 0 | 0 | 0 | 0 | 0 | 0 | 0 | 0
F4_Commercial_Education_Existing_Food Preparation_Natural Gas_Steamer_E7 | F4 | Commercial | Education | Existing | Food Preparation | Natural Gas | Steamer | E7 | PCT BC Ratio | 0 | 0 | 0 | 0 | 0 | 0 | 0 | 0 | 0 | 0 | 0 | 0 | 0 | 0 | 0 | 0 | 0 | 0 | 0 | 0 | 0 | 0 | 0 | 0 | 0 | 0 | 0 | 0 | 0 | 0 | 0
F4_Commercial_Education_Existing_Food Preparation_Natural Gas_Steamer_E8 | F4 | Commercial | Education | Existing | Food Preparation | Natural Gas | Steamer | E8 | PCT BC Ratio | 0 | 0 | 0 | 0 | 0 | 0 | 0 | 0 | 0 | 0 | 0 | 0 | 0 | 0 | 0 | 0 | 0 | 0 | 0 | 0 | 0 | 0 | 0 | 0 | 0 | 0 | 0 | 0 | 0 | 0 | 0
F4_Commercial_Education_Existing_Food Preparation_Natural Gas_Steamer_E9 | F4 | Commercial | Education | Existing | Food Preparation | Natural Gas | Steamer | E9 | PCT BC Ratio | 0 | 0 | 0 | 0 | 0 | 0 | 0 | 0 | 0 | 0 | 0 | 0 | 0 | 0 | 0 | 0 | 0 | 0 | 0 | 0 | 0 | 0 | 0 | 0 | 0 | 0 | 0 | 0 | 0 | 0 | 0
F4_Commercial_Education_Existing_Food Preparation_Natural Gas_Steamer_E10 | F4 | Commercial | Education | Existing | Food Preparation | Natural Gas | Steamer | E10 | PCT BC Ratio | 0 | 0 | 0 | 0 | 0 | 0 | 0 | 0 | 0 | 0 | 0 | 0 | 0 | 0 | 0 | 0 | 0 | 0 | 0 | 0 | 0 | 0 | 0 | 0 | 0 | 0 | 0 | 0 | 0 | 0 | 0
F5_Commercial_Education_Existing_Food Preparation_Natural Gas_Steamer_E1 | F5 | Commercial | Education | Existing | Food Preparation | Natural Gas | Steamer | E1 | RIM BC Ratio | 0.9 | 0.9 | 0.9 | 0 | 0 | 0 | 0 | 0 | 0 | 0 | 0 | 0 | 0 | 0 | 0 | 0 | 0 | 0 | 0 | 0 | 0 | 0 | 0 | 0 | 0 | 0 | 0 | 0 | 0 | 0 | 0
F5_Commercial_Education_Existing_Food Preparation_Natural Gas_Steamer_E2 | F5 | Commercial | Education | Existing | Food Preparation | Natural Gas | Steamer | E2 | RIM BC Ratio | 0.72357 | 0.72438 | 0.72484 | 0.9 | 0.9 | 0.9 | 0.9 | 0.9 | 0.9 | 0.9 | 0.9 | 0.9 | 0.9 | 0.9 | 0.9 | 0.9 | 0.9 | 0.9 | 0.9 | 0.9 | 0.9 | 0.9 | 0.9 | 0.9 | 0.9 | 0.9 | 0.9 | 0.9 | 0.9 | 0.9 | 0.9
F5_Commercial_Education_Existing_Food Preparation_Natural Gas_Steamer_E3 | F5 | Commercial | Education | Existing | Food Preparation | Natural Gas | Steamer | E3 | RIM BC Ratio | 0 | 0 | 0 | 0 | 0 | 0 | 0 | 0 | 0 | 0 | 0 | 0 | 0 | 0 | 0 | 0 | 0 | 0 | 0 | 0 | 0 | 0 | 0 | 0 | 0 | 0 | 0 | 0 | 0 | 0 | 0
F5_Commercial_Education_Existing_Food Preparation_Natural Gas_Steamer_E4 | F5 | Commercial | Education | Existing | Food Preparation | Natural Gas | Steamer | E4 | RIM BC Ratio | 0 | 0 | 0 | 0 | 0 | 0 | 0 | 0 | 0 | 0 | 0 | 0 | 0 | 0 | 0 | 0 | 0 | 0 | 0 | 0 | 0 | 0 | 0 | 0 | 0 | 0 | 0 | 0 | 0 | 0 | 0
F5_Commercial_Education_Existing_Food Preparation_Natural Gas_Steamer_E5 | F5 | Commercial | Education | Existing | Food Preparation | Natural Gas | Steamer | E5 | RIM BC Ratio | 0 | 0 | 0 | 0 | 0 | 0 | 0 | 0 | 0 | 0 | 0 | 0 | 0 | 0 | 0 | 0 | 0 | 0 | 0 | 0 | 0 | 0 | 0 | 0 | 0 | 0 | 0 | 0 | 0 | 0 | 0
F5_Commercial_Education_Existing_Food Preparation_Natural Gas_Steamer_E6 | F5 | Commercial | Education | Existing | Food Preparation | Natural Gas | Steamer | E6 | RIM BC Ratio | 0 | 0 | 0 | 0 | 0 | 0 | 0 | 0 | 0 | 0 | 0 | 0 | 0 | 0 | 0 | 0 | 0 | 0 | 0 | 0 | 0 | 0 | 0 | 0 | 0 | 0 | 0 | 0 | 0 | 0 | 0
F5_Commercial_Education_Existing_Food Preparation_Natural Gas_Steamer_E7 | F5 | Commercial | Education | Existing | Food Preparation | Natural Gas | Steamer | E7 | RIM BC Ratio | 0 | 0 | 0 | 0 | 0 | 0 | 0 | 0 | 0 | 0 | 0 | 0 | 0 | 0 | 0 | 0 | 0 | 0 | 0 | 0 | 0 | 0 | 0 | 0 | 0 | 0 | 0 | 0 | 0 | 0 | 0
F5_Commercial_Education_Existing_Food Preparation_Natural Gas_Steamer_E8 | F5 | Commercial | Education | Existing | Food Preparation | Natural Gas | Steamer | E8 | RIM BC Ratio | 0 | 0 | 0 | 0 | 0 | 0 | 0 | 0 | 0 | 0 | 0 | 0 | 0 | 0 | 0 | 0 | 0 | 0 | 0 | 0 | 0 | 0 | 0 | 0 | 0 | 0 | 0 | 0 | 0 | 0 | 0
F5_Commercial_Education_Existing_Food Preparation_Natural Gas_Steamer_E9 | F5 | Commercial | Education | Existing | Food Preparation | Natural Gas | Steamer | E9 | RIM BC Ratio | 0 | 0 | 0 | 0 | 0 | 0 | 0 | 0 | 0 | 0 | 0 | 0 | 0 | 0 | 0 | 0 | 0 | 0 | 0 | 0 | 0 | 0 | 0 | 0 | 0 | 0 | 0 | 0 | 0 | 0 | 0
F5_Commercial_Education_Existing_Food Preparation_Natural Gas_Steamer_E10 | F5 | Commercial | Education | Existing | Food Preparation | Natural Gas | Steamer | E10 | RIM BC Ratio | 0 | 0 | 0 | 0 | 0 | 0 | 0 | 0 | 0 | 0 | 0 | 0 | 0 | 0 | 0 | 0 | 0 | 0 | 0 | 0 | 0 | 0 | 0 | 0 | 0 | 0 | 0 | 0 | 0 | 0 | 0
F0_Commercial_Education_Existing_Food Preparation_Natural Gas_Food Prep Other_E0 | F0 | Commercial | Education | Existing | Food Preparation | Natural Gas | Food Prep Other | E0 | Economic Unit | ENERGY STAR | ENERGY STAR | ENERGY STAR | ENERGY STAR | ENERGY STAR | ENERGY STAR | ENERGY STAR | ENERGY STAR | ENERGY STAR | ENERGY STAR | ENERGY STAR | ENERGY STAR | ENERGY STAR | ENERGY STAR | ENERGY STAR | ENERGY STAR | ENERGY STAR | ENERGY STAR | ENERGY STAR | ENERGY STAR | ENERGY STAR | ENERGY STAR | ENERGY STAR | Standard | Standard | Standard | Standard | Standard | Standard | Standard | Standard
F1_Commercial_Education_Existing_Food Preparation_Natural Gas_Food Prep Other_E1 | F1 | Commercial | Education | Existing | Food Preparation | Natural Gas | Food Prep Other | E1 | CCE | 0 | 0 | 0 | 0 | 0 | 0 | 0 | 0 | 0 | 0 | 0 | 0 | 0 | 0 | 0 | 0 | 0 | 0 | 0 | 0 | 0 | 0 | 0 | 0 | 0 | 0 | 0 | 0 | 0 | 0 | 0
F1_Commercial_Education_Existing_Food Preparation_Natural Gas_Food Prep Other_E2 | F1 | Commercial | Education | Existing | Food Preparation | Natural Gas | Food Prep Other | E2 | CCE | 0.15845 | 0.15233 | 0.15306 | 0.15466 | 0.15466 | 0.15466 | 0.15466 | 0.15466 | 0.15466 | 0.15466 | 0.15466 | 0.15466 | 0.15466 | 0.15466 | 0.15466 | 0.15466 | 0.15466 | 0.15466 | 0.15466 | 0.15466 | 0.15466 | 0.15466 | 0.15466 | 0.15466 | 0.15466 | 0.15466 | 0.15466 | 0.15466 | 0.15466 | 0.15466 | 0.15466
F1_Commercial_Education_Existing_Food Preparation_Natural Gas_Food Prep Other_E3 | F1 | Commercial | Education | Existing | Food Preparation | Natural Gas | Food Prep Other | E3 | CCE | 0 | 0 | 0 | 0 | 0 | 0 | 0 | 0 | 0 | 0 | 0 | 0 | 0 | 0 | 0 | 0 | 0 | 0 | 0 | 0 | 0 | 0 | 0 | 0 | 0 | 0 | 0 | 0 | 0 | 0 | 0
F1_Commercial_Education_Existing_Food Preparation_Natural Gas_Food Prep Other_E4 | F1 | Commercial | Education | Existing | Food Preparation | Natural Gas | Food Prep Other | E4 | CCE | 0 | 0 | 0 | 0 | 0 | 0 | 0 | 0 | 0 | 0 | 0 | 0 | 0 | 0 | 0 | 0 | 0 | 0 | 0 | 0 | 0 | 0 | 0 | 0 | 0 | 0 | 0 | 0 | 0 | 0 | 0
F1_Commercial_Education_Existing_Food Preparation_Natural Gas_Food Prep Other_E5 | F1 | Commercial | Education | Existing | Food Preparation | Natural Gas | Food Prep Other | E5 | CCE | 0 | 0 | 0 | 0 | 0 | 0 | 0 | 0 | 0 | 0 | 0 | 0 | 0 | 0 | 0 | 0 | 0 | 0 | 0 | 0 | 0 | 0 | 0 | 0 | 0 | 0 | 0 | 0 | 0 | 0 | 0
F1_Commercial_Education_Existing_Food Preparation_Natural Gas_Food Prep Other_E6 | F1 | Commercial | Education | Existing | Food Preparation | Natural Gas | Food Prep Other | E6 | CCE | 0 | 0 | 0 | 0 | 0 | 0 | 0 | 0 | 0 | 0 | 0 | 0 | 0 | 0 | 0 | 0 | 0 | 0 | 0 | 0 | 0 | 0 | 0 | 0 | 0 | 0 | 0 | 0 | 0 | 0 | 0
F1_Commercial_Education_Existing_Food Preparation_Natural Gas_Food Prep Other_E7 | F1 | Commercial | Education | Existing | Food Preparation | Natural Gas | Food Prep Other | E7 | CCE | 0 | 0 | 0 | 0 | 0 | 0 | 0 | 0 | 0 | 0 | 0 | 0 | 0 | 0 | 0 | 0 | 0 | 0 | 0 | 0 | 0 | 0 | 0 | 0 | 0 | 0 | 0 | 0 | 0 | 0 | 0
F1_Commercial_Education_Existing_Food Preparation_Natural Gas_Food Prep Other_E8 | F1 | Commercial | Education | Existing | Food Preparation | Natural Gas | Food Prep Other | E8 | CCE | 0 | 0 | 0 | 0 | 0 | 0 | 0 | 0 | 0 | 0 | 0 | 0 | 0 | 0 | 0 | 0 | 0 | 0 | 0 | 0 | 0 | 0 | 0 | 0 | 0 | 0 | 0 | 0 | 0 | 0 | 0
F1_Commercial_Education_Existing_Food Preparation_Natural Gas_Food Prep Other_E9 | F1 | Commercial | Education | Existing | Food Preparation | Natural Gas | Food Prep Other | E9 | CCE | 0 | 0 | 0 | 0 | 0 | 0 | 0 | 0 | 0 | 0 | 0 | 0 | 0 | 0 | 0 | 0 | 0 | 0 | 0 | 0 | 0 | 0 | 0 | 0 | 0 | 0 | 0 | 0 | 0 | 0 | 0
F1_Commercial_Education_Existing_Food Preparation_Natural Gas_Food Prep Other_E10 | F1 | Commercial | Education | Existing | Food Preparation | Natural Gas | Food Prep Other | E10 | CCE | 0 | 0 | 0 | 0 | 0 | 0 | 0 | 0 | 0 | 0 | 0 | 0 | 0 | 0 | 0 | 0 | 0 | 0 | 0 | 0 | 0 | 0 | 0 | 0 | 0 | 0 | 0 | 0 | 0 | 0 | 0
F2_Commercial_Education_Existing_Food Preparation_Natural Gas_Food Prep Other_E1 | F2 | Commercial | Education | Existing | Food Preparation | Natural Gas | Food Prep Other | E1 | TRC BC Ratio | 0.9 | 0.9 | 0.9 | 0.9 | 0.9 | 0.9 | 0.9 | 0.9 | 0.9 | 0.9 | 0.9 | 0.9 | 0.9 | 0.9 | 0.9 | 0.9 | 0.9 | 0.9 | 0.9 | 0.9 | 0.9 | 0.9 | 0.9 | 0.9 | 0.9 | 0.9 | 0.9 | 0.9 | 0.9 | 0.9 | 0.9
F2_Commercial_Education_Existing_Food Preparation_Natural Gas_Food Prep Other_E2 | F2 | Commercial | Education | Existing | Food Preparation | Natural Gas | Food Prep Other | E2 | TRC BC Ratio | 0.064402 | 0.065679 | 0.066592 | 0.067581 | 0.069003 | 0.064649 | 0.061246 | 0.059457 | 0.058814 | 0.057827 | 0.057162 | 0.060191 | 0.053868 | 0.057577 | 0.062338 | 0.066965 | 0.067138 | 0.067459 | 0.06617 | 0.067089 | 0.067733 | 0.068601 | 0.069693 | 0.032829 | 0.032174 | 0.031561 | 0.030984 | 0.030437 | 0.029914 | 0.029412 | 0.028926
F2_Commercial_Education_Existing_Food Preparation_Natural Gas_Food Prep Other_E3 | F2 | Commercial | Education | Existing | Food Preparation | Natural Gas | Food Prep Other | E3 | TRC BC Ratio | 0 | 0 | 0 | 0 | 0 | 0 | 0 | 0 | 0 | 0 | 0 | 0 | 0 | 0 | 0 | 0 | 0 | 0 | 0 | 0 | 0 | 0 | 0 | 0 | 0 | 0 | 0 | 0 | 0 | 0 | 0
F2_Commercial_Education_Existing_Food Preparation_Natural Gas_Food Prep Other_E4 | F2 | Commercial | Education | Existing | Food Preparation | Natural Gas | Food Prep Other | E4 | TRC BC Ratio | 0 | 0 | 0 | 0 | 0 | 0 | 0 | 0 | 0 | 0 | 0 | 0 | 0 | 0 | 0 | 0 | 0 | 0 | 0 | 0 | 0 | 0 | 0 | 0 | 0 | 0 | 0 | 0 | 0 | 0 | 0
F2_Commercial_Education_Existing_Food Preparation_Natural Gas_Food Prep Other_E5 | F2 | Commercial | Education | Existing | Food Preparation | Natural Gas | Food Prep Other | E5 | TRC BC Ratio | 0 | 0 | 0 | 0 | 0 | 0 | 0 | 0 | 0 | 0 | 0 | 0 | 0 | 0 | 0 | 0 | 0 | 0 | 0 | 0 | 0 | 0 | 0 | 0 | 0 | 0 | 0 | 0 | 0 | 0 | 0
F2_Commercial_Education_Existing_Food Preparation_Natural Gas_Food Prep Other_E6 | F2 | Commercial | Education | Existing | Food Preparation | Natural Gas | Food Prep Other | E6 | TRC BC Ratio | 0 | 0 | 0 | 0 | 0 | 0 | 0 | 0 | 0 | 0 | 0 | 0 | 0 | 0 | 0 | 0 | 0 | 0 | 0 | 0 | 0 | 0 | 0 | 0 | 0 | 0 | 0 | 0 | 0 | 0 | 0
F2_Commercial_Education_Existing_Food Preparation_Natural Gas_Food Prep Other_E7 | F2 | Commercial | Education | Existing | Food Preparation | Natural Gas | Food Prep Other | E7 | TRC BC Ratio | 0 | 0 | 0 | 0 | 0 | 0 | 0 | 0 | 0 | 0 | 0 | 0 | 0 | 0 | 0 | 0 | 0 | 0 | 0 | 0 | 0 | 0 | 0 | 0 | 0 | 0 | 0 | 0 | 0 | 0 | 0
F2_Commercial_Education_Existing_Food Preparation_Natural Gas_Food Prep Other_E8 | F2 | Commercial | Education | Existing | Food Preparation | Natural Gas | Food Prep Other | E8 | TRC BC Ratio | 0 | 0 | 0 | 0 | 0 | 0 | 0 | 0 | 0 | 0 | 0 | 0 | 0 | 0 | 0 | 0 | 0 | 0 | 0 | 0 | 0 | 0 | 0 | 0 | 0 | 0 | 0 | 0 | 0 | 0 | 0
F2_Commercial_Education_Existing_Food Preparation_Natural Gas_Food Prep Other_E9 | F2 | Commercial | Education | Existing | Food Preparation | Natural Gas | Food Prep Other | E9 | TRC BC Ratio | 0 | 0 | 0 | 0 | 0 | 0 | 0 | 0 | 0 | 0 | 0 | 0 | 0 | 0 | 0 | 0 | 0 | 0 | 0 | 0 | 0 | 0 | 0 | 0 | 0 | 0 | 0 | 0 | 0 | 0 | 0
F2_Commercial_Education_Existing_Food Preparation_Natural Gas_Food Prep Other_E10 | F2 | Commercial | Education | Existing | Food Preparation | Natural Gas | Food Prep Other | E10 | TRC BC Ratio | 0 | 0 | 0 | 0 | 0 | 0 | 0 | 0 | 0 | 0 | 0 | 0 | 0 | 0 | 0 | 0 | 0 | 0 | 0 | 0 | 0 | 0 | 0 | 0 | 0 | 0 | 0 | 0 | 0 | 0 | 0
F3_Commercial_Education_Existing_Food Preparation_Natural Gas_Food Prep Other_E1 | F3 | Commercial | Education | Existing | Food Preparation | Natural Gas | Food Prep Other | E1 | PACT BC Ratio | 0.9 | 0.9 | 0.9 | 0.9 | 0.9 | 0.9 | 0.9 | 0.9 | 0.9 | 0.9 | 0.9 | 0.9 | 0.9 | 0.9 | 0.9 | 0.9 | 0.9 | 0.9 | 0.9 | 0.9 | 0.9 | 0.9 | 0.9 | 0.9 | 0.9 | 0.9 | 0.9 | 0.9 | 0.9 | 0.9 | 0.9
F3_Commercial_Education_Existing_Food Preparation_Natural Gas_Food Prep Other_E2 | F3 | Commercial | Education | Existing | Food Preparation | Natural Gas | Food Prep Other | E2 | PACT BC Ratio | 1.1369 | 1.1594 | 1.1755 | 1.193 | 1.2181 | 1.1412 | 1.0812 | 1.0496 | 1.0382 | 1.0208 | 1.0091 | 1.0625 | 0.95093 | 1.0164 | 1.1004 | 1.1821 | 1.1852 | 1.1908 | 1.1681 | 1.1843 | 1.1957 | 1.211 | 1.2303 | 0.57953 | 0.56797 | 0.55715 | 0.54696 | 0.5373 | 0.52807 | 0.5192 | 0.51063
F3_Commercial_Education_Existing_Food Preparation_Natural Gas_Food Prep Other_E3 | F3 | Commercial | Education | Existing | Food Preparation | Natural Gas | Food Prep Other | E3 | PACT BC Ratio | 0 | 0 | 0 | 0 | 0 | 0 | 0 | 0 | 0 | 0 | 0 | 0 | 0 | 0 | 0 | 0 | 0 | 0 | 0 | 0 | 0 | 0 | 0 | 0 | 0 | 0 | 0 | 0 | 0 | 0 | 0
F3_Commercial_Education_Existing_Food Preparation_Natural Gas_Food Prep Other_E4 | F3 | Commercial | Education | Existing | Food Preparation | Natural Gas | Food Prep Other | E4 | PACT BC Ratio | 0 | 0 | 0 | 0 | 0 | 0 | 0 | 0 | 0 | 0 | 0 | 0 | 0 | 0 | 0 | 0 | 0 | 0 | 0 | 0 | 0 | 0 | 0 | 0 | 0 | 0 | 0 | 0 | 0 | 0 | 0
F3_Commercial_Education_Existing_Food Preparation_Natural Gas_Food Prep Other_E5 | F3 | Commercial | Education | Existing | Food Preparation | Natural Gas | Food Prep Other | E5 | PACT BC Ratio | 0 | 0 | 0 | 0 | 0 | 0 | 0 | 0 | 0 | 0 | 0 | 0 | 0 | 0 | 0 | 0 | 0 | 0 | 0 | 0 | 0 | 0 | 0 | 0 | 0 | 0 | 0 | 0 | 0 | 0 | 0
F3_Commercial_Education_Existing_Food Preparation_Natural Gas_Food Prep Other_E6 | F3 | Commercial | Education | Existing | Food Preparation | Natural Gas | Food Prep Other | E6 | PACT BC Ratio | 0 | 0 | 0 | 0 | 0 | 0 | 0 | 0 | 0 | 0 | 0 | 0 | 0 | 0 | 0 | 0 | 0 | 0 | 0 | 0 | 0 | 0 | 0 | 0 | 0 | 0 | 0 | 0 | 0 | 0 | 0
F3_Commercial_Education_Existing_Food Preparation_Natural Gas_Food Prep Other_E7 | F3 | Commercial | Education | Existing | Food Preparation | Natural Gas | Food Prep Other | E7 | PACT BC Ratio | 0 | 0 | 0 | 0 | 0 | 0 | 0 | 0 | 0 | 0 | 0 | 0 | 0 | 0 | 0 | 0 | 0 | 0 | 0 | 0 | 0 | 0 | 0 | 0 | 0 | 0 | 0 | 0 | 0 | 0 | 0
F3_Commercial_Education_Existing_Food Preparation_Natural Gas_Food Prep Other_E8 | F3 | Commercial | Education | Existing | Food Preparation | Natural Gas | Food Prep Other | E8 | PACT BC Ratio | 0 | 0 | 0 | 0 | 0 | 0 | 0 | 0 | 0 | 0 | 0 | 0 | 0 | 0 | 0 | 0 | 0 | 0 | 0 | 0 | 0 | 0 | 0 | 0 | 0 | 0 | 0 | 0 | 0 | 0 | 0
F3_Commercial_Education_Existing_Food Preparation_Natural Gas_Food Prep Other_E9 | F3 | Commercial | Education | Existing | Food Preparation | Natural Gas | Food Prep Other | E9 | PACT BC Ratio | 0 | 0 | 0 | 0 | 0 | 0 | 0 | 0 | 0 | 0 | 0 | 0 | 0 | 0 | 0 | 0 | 0 | 0 | 0 | 0 | 0 | 0 | 0 | 0 | 0 | 0 | 0 | 0 | 0 | 0 | 0
F3_Commercial_Education_Existing_Food Preparation_Natural Gas_Food Prep Other_E10 | F3 | Commercial | Education | Existing | Food Preparation | Natural Gas | Food Prep Other | E10 | PACT BC Ratio | 0 | 0 | 0 | 0 | 0 | 0 | 0 | 0 | 0 | 0 | 0 | 0 | 0 | 0 | 0 | 0 | 0 | 0 | 0 | 0 | 0 | 0 | 0 | 0 | 0 | 0 | 0 | 0 | 0 | 0 | 0
F4_Commercial_Education_Existing_Food Preparation_Natural Gas_Food Prep Other_E1 | F4 | Commercial | Education | Existing | Food Preparation | Natural Gas | Food Prep Other | E1 | PCT BC Ratio | 0.9 | 0.9 | 0.9 | 0.9 | 0.9 | 0.9 | 0.9 | 0.9 | 0.9 | 0.9 | 0.9 | 0.9 | 0.9 | 0.9 | 0.9 | 0.9 | 0.9 | 0.9 | 0.9 | 0.9 | 0.9 | 0.9 | 0.9 | 0.9 | 0.9 | 0.9 | 0.9 | 0.9 | 0.9 | 0.9 | 0.9
F4_Commercial_Education_Existing_Food Preparation_Natural Gas_Food Prep Other_E2 | F4 | Commercial | Education | Existing | Food Preparation | Natural Gas | Food Prep Other | E2 | PCT BC Ratio | 0.10732 | 0.10889 | 0.11002 | 0.11124 | 0.113 | 0.10762 | 0.10342 | 0.10121 | 0.10042 | 0.0992 | 0.098378 | 0.10212 | 0.094311 | 0.098891 | 0.10477 | 0.11048 | 0.1107 | 0.11109 | 0.1095 | 0.11064 | 0.11143 | 0.1125 | 0.11385 | 0.068334 | 0.067525 | 0.066768 | 0.066056 | 0.06538 | 0.064735 | 0.064115 | 0.063515
F4_Commercial_Education_Existing_Food Preparation_Natural Gas_Food Prep Other_E3 | F4 | Commercial | Education | Existing | Food Preparation | Natural Gas | Food Prep Other | E3 | PCT BC Ratio | 0 | 0 | 0 | 0 | 0 | 0 | 0 | 0 | 0 | 0 | 0 | 0 | 0 | 0 | 0 | 0 | 0 | 0 | 0 | 0 | 0 | 0 | 0 | 0 | 0 | 0 | 0 | 0 | 0 | 0 | 0
F4_Commercial_Education_Existing_Food Preparation_Natural Gas_Food Prep Other_E4 | F4 | Commercial | Education | Existing | Food Preparation | Natural Gas | Food Prep Other | E4 | PCT BC Ratio | 0 | 0 | 0 | 0 | 0 | 0 | 0 | 0 | 0 | 0 | 0 | 0 | 0 | 0 | 0 | 0 | 0 | 0 | 0 | 0 | 0 | 0 | 0 | 0 | 0 | 0 | 0 | 0 | 0 | 0 | 0
F4_Commercial_Education_Existing_Food Preparation_Natural Gas_Food Prep Other_E5 | F4 | Commercial | Education | Existing | Food Preparation | Natural Gas | Food Prep Other | E5 | PCT BC Ratio | 0 | 0 | 0 | 0 | 0 | 0 | 0 | 0 | 0 | 0 | 0 | 0 | 0 | 0 | 0 | 0 | 0 | 0 | 0 | 0 | 0 | 0 | 0 | 0 | 0 | 0 | 0 | 0 | 0 | 0 | 0
F4_Commercial_Education_Existing_Food Preparation_Natural Gas_Food Prep Other_E6 | F4 | Commercial | Education | Existing | Food Preparation | Natural Gas | Food Prep Other | E6 | PCT BC Ratio | 0 | 0 | 0 | 0 | 0 | 0 | 0 | 0 | 0 | 0 | 0 | 0 | 0 | 0 | 0 | 0 | 0 | 0 | 0 | 0 | 0 | 0 | 0 | 0 | 0 | 0 | 0 | 0 | 0 | 0 | 0
F4_Commercial_Education_Existing_Food Preparation_Natural Gas_Food Prep Other_E7 | F4 | Commercial | Education | Existing | Food Preparation | Natural Gas | Food Prep Other | E7 | PCT BC Ratio | 0 | 0 | 0 | 0 | 0 | 0 | 0 | 0 | 0 | 0 | 0 | 0 | 0 | 0 | 0 | 0 | 0 | 0 | 0 | 0 | 0 | 0 | 0 | 0 | 0 | 0 | 0 | 0 | 0 | 0 | 0
F4_Commercial_Education_Existing_Food Preparation_Natural Gas_Food Prep Other_E8 | F4 | Commercial | Education | Existing | Food Preparation | Natural Gas | Food Prep Other | E8 | PCT BC Ratio | 0 | 0 | 0 | 0 | 0 | 0 | 0 | 0 | 0 | 0 | 0 | 0 | 0 | 0 | 0 | 0 | 0 | 0 | 0 | 0 | 0 | 0 | 0 | 0 | 0 | 0 | 0 | 0 | 0 | 0 | 0
F4_Commercial_Education_Existing_Food Preparation_Natural Gas_Food Prep Other_E9 | F4 | Commercial | Education | Existing | Food Preparation | Natural Gas | Food Prep Other | E9 | PCT BC Ratio | 0 | 0 | 0 | 0 | 0 | 0 | 0 | 0 | 0 | 0 | 0 | 0 | 0 | 0 | 0 | 0 | 0 | 0 | 0 | 0 | 0 | 0 | 0 | 0 | 0 | 0 | 0 | 0 | 0 | 0 | 0
F4_Commercial_Education_Existing_Food Preparation_Natural Gas_Food Prep Other_E10 | F4 | Commercial | Education | Existing | Food Preparation | Natural Gas | Food Prep Other | E10 | PCT BC Ratio | 0 | 0 | 0 | 0 | 0 | 0 | 0 | 0 | 0 | 0 | 0 | 0 | 0 | 0 | 0 | 0 | 0 | 0 | 0 | 0 | 0 | 0 | 0 | 0 | 0 | 0 | 0 | 0 | 0 | 0 | 0
F5_Commercial_Education_Existing_Food Preparation_Natural Gas_Food Prep Other_E1 | F5 | Commercial | Education | Existing | Food Preparation | Natural Gas | Food Prep Other | E1 | RIM BC Ratio | 0.9 | 0.9 | 0.9 | 0.9 | 0.9 | 0.9 | 0.9 | 0.9 | 0.9 | 0.9 | 0.9 | 0.9 | 0.9 | 0.9 | 0.9 | 0.9 | 0.9 | 0.9 | 0.9 | 0.9 | 0.9 | 0.9 | 0.9 | 0.9 | 0.9 | 0.9 | 0.9 | 0.9 | 0.9 | 0.9 | 0.9
F5_Commercial_Education_Existing_Food Preparation_Natural Gas_Food Prep Other_E2 | F5 | Commercial | Education | Existing | Food Preparation | Natural Gas | Food Prep Other | E2 | RIM BC Ratio | 0.48131 | 0.4853 | 0.48811 | 0.49109 | 0.49529 | 0.48209 | 0.47104 | 0.46494 | 0.4627 | 0.45921 | 0.45681 | 0.46746 | 0.44451 | 0.45831 | 0.47466 | 0.48924 | 0.48976 | 0.49072 | 0.48682 | 0.48961 | 0.49154 | 0.49412 | 0.49729 | 0.34204 | 0.33798 | 0.33412 | 0.33043 | 0.32688 | 0.32344 | 0.32009 | 0.31681
F5_Commercial_Education_Existing_Food Preparation_Natural Gas_Food Prep Other_E3 | F5 | Commercial | Education | Existing | Food Preparation | Natural Gas | Food Prep Other | E3 | RIM BC Ratio | 0 | 0 | 0 | 0 | 0 | 0 | 0 | 0 | 0 | 0 | 0 | 0 | 0 | 0 | 0 | 0 | 0 | 0 | 0 | 0 | 0 | 0 | 0 | 0 | 0 | 0 | 0 | 0 | 0 | 0 | 0
F5_Commercial_Education_Existing_Food Preparation_Natural Gas_Food Prep Other_E4 | F5 | Commercial | Education | Existing | Food Preparation | Natural Gas | Food Prep Other | E4 | RIM BC Ratio | 0 | 0 | 0 | 0 | 0 | 0 | 0 | 0 | 0 | 0 | 0 | 0 | 0 | 0 | 0 | 0 | 0 | 0 | 0 | 0 | 0 | 0 | 0 | 0 | 0 | 0 | 0 | 0 | 0 | 0 | 0
F5_Commercial_Education_Existing_Food Preparation_Natural Gas_Food Prep Other_E5 | F5 | Commercial | Education | Existing | Food Preparation | Natural Gas | Food Prep Other | E5 | RIM BC Ratio | 0 | 0 | 0 | 0 | 0 | 0 | 0 | 0 | 0 | 0 | 0 | 0 | 0 | 0 | 0 | 0 | 0 | 0 | 0 | 0 | 0 | 0 | 0 | 0 | 0 | 0 | 0 | 0 | 0 | 0 | 0
F5_Commercial_Education_Existing_Food Preparation_Natural Gas_Food Prep Other_E6 | F5 | Commercial | Education | Existing | Food Preparation | Natural Gas | Food Prep Other | E6 | RIM BC Ratio | 0 | 0 | 0 | 0 | 0 | 0 | 0 | 0 | 0 | 0 | 0 | 0 | 0 | 0 | 0 | 0 | 0 | 0 | 0 | 0 | 0 | 0 | 0 | 0 | 0 | 0 | 0 | 0 | 0 | 0 | 0
F5_Commercial_Education_Existing_Food Preparation_Natural Gas_Food Prep Other_E7 | F5 | Commercial | Education | Existing | Food Preparation | Natural Gas | Food Prep Other | E7 | RIM BC Ratio | 0 | 0 | 0 | 0 | 0 | 0 | 0 | 0 | 0 | 0 | 0 | 0 | 0 | 0 | 0 | 0 | 0 | 0 | 0 | 0 | 0 | 0 | 0 | 0 | 0 | 0 | 0 | 0 | 0 | 0 | 0
F5_Commercial_Education_Existing_Food Preparation_Natural Gas_Food Prep Other_E8 | F5 | Commercial | Education | Existing | Food Preparation | Natural Gas | Food Prep Other | E8 | RIM BC Ratio | 0 | 0 | 0 | 0 | 0 | 0 | 0 | 0 | 0 | 0 | 0 | 0 | 0 | 0 | 0 | 0 | 0 | 0 | 0 | 0 | 0 | 0 | 0 | 0 | 0 | 0 | 0 | 0 | 0 | 0 | 0
F5_Commercial_Education_Existing_Food Preparation_Natural Gas_Food Prep Other_E9 | F5 | Commercial | Education | Existing | Food Preparation | Natural Gas | Food Prep Other | E9 | RIM BC Ratio | 0 | 0 | 0 | 0 | 0 | 0 | 0 | 0 | 0 | 0 | 0 | 0 | 0 | 0 | 0 | 0 | 0 | 0 | 0 | 0 | 0 | 0 | 0 | 0 | 0 | 0 | 0 | 0 | 0 | 0 | 0
F5_Commercial_Education_Existing_Food Preparation_Natural Gas_Food Prep Other_E10 | F5 | Commercial | Education | Existing | Food Preparation | Natural Gas | Food Prep Other | E10 | RIM BC Ratio | 0 | 0 | 0 | 0 | 0 | 0 | 0 | 0 | 0 | 0 | 0 | 0 | 0 | 0 | 0 | 0 | 0 | 0 | 0 | 0 | 0 | 0 | 0 | 0 | 0 | 0 | 0 | 0 | 0 | 0 | 0
F0_Commercial_Education_Existing_Miscellaneous_Natural Gas_Pool Heater_E0 | F0 | Commercial | Education | Existing | Miscellaneous | Natural Gas | Pool Heater | E0 | Economic Unit | Standard (EF .78) | Standard (EF .78) | Standard (EF .78) | Standard (EF .78) | Standard (EF .78) | Standard (EF .78) | Standard (EF .78) | Standard (EF .78) | Standard (EF .78) | Standard (EF .78) | Standard (EF .78) | Standard (EF .78) | Standard (EF .78) | Standard (EF .78) | Standard (EF .78) | Standard (EF .78) | Standard (EF .78) | Standard (EF .78) | Condensing (EF .90) | Condensing (EF .90) | Condensing (EF .90) | Condensing (EF .90) | Condensing (EF .90) | Standard (EF .78) | Standard (EF .78) | Standard (EF .78) | Standard (EF .78) | Standard (EF .78) | Standard (EF .78) | Standard (EF .78) | Standard (EF .78)
F1_Commercial_Education_Existing_Miscellaneous_Natural Gas_Pool Heater_E1 | F1 | Commercial | Education | Existing | Miscellaneous | Natural Gas | Pool Heater | E1 | CCE | 0 | 0 | 0 | 0 | 0 | 0 | 0 | 0 | 0 | 0 | 0 | 0 | 0 | 0 | 0 | 0 | 0 | 0 | 0 | 0 | 0 | 0 | 0 | 0 | 0 | 0 | 0 | 0 | 0 | 0 | 0
F1_Commercial_Education_Existing_Miscellaneous_Natural Gas_Pool Heater_E2 | F1 | Commercial | Education | Existing | Miscellaneous | Natural Gas | Pool Heater | E2 | CCE | 0.017772 | 0.017086 | 0.017167 | 0.017347 | 0.017347 | 0.017347 | 0.017347 | 0.017347 | 0.017347 | 0.017347 | 0.017347 | 0.017347 | 0.017347 | 0.017347 | 0.017347 | 0.017347 | 0.017347 | 0.017347 | 0.017347 | 0.017347 | 0.017347 | 0.017347 | 0.017347 | 0.017347 | 0.017347 | 0.017347 | 0.017347 | 0.017347 | 0.017347 | 0.017347 | 0.017347
F1_Commercial_Education_Existing_Miscellaneous_Natural Gas_Pool Heater_E3 | F1 | Commercial | Education | Existing | Miscellaneous | Natural Gas | Pool Heater | E3 | CCE | 0 | 0 | 0 | 0 | 0 | 0 | 0 | 0 | 0 | 0 | 0 | 0 | 0 | 0 | 0 | 0 | 0 | 0 | 0 | 0 | 0 | 0 | 0 | 0 | 0 | 0 | 0 | 0 | 0 | 0 | 0
F1_Commercial_Education_Existing_Miscellaneous_Natural Gas_Pool Heater_E4 | F1 | Commercial | Education | Existing | Miscellaneous | Natural Gas | Pool Heater | E4 | CCE | 0 | 0 | 0 | 0 | 0 | 0 | 0 | 0 | 0 | 0 | 0 | 0 | 0 | 0 | 0 | 0 | 0 | 0 | 0 | 0 | 0 | 0 | 0 | 0 | 0 | 0 | 0 | 0 | 0 | 0 | 0
F1_Commercial_Education_Existing_Miscellaneous_Natural Gas_Pool Heater_E5 | F1 | Commercial | Education | Existing | Miscellaneous | Natural Gas | Pool Heater | E5 | CCE | 0 | 0 | 0 | 0 | 0 | 0 | 0 | 0 | 0 | 0 | 0 | 0 | 0 | 0 | 0 | 0 | 0 | 0 | 0 | 0 | 0 | 0 | 0 | 0 | 0 | 0 | 0 | 0 | 0 | 0 | 0
F1_Commercial_Education_Existing_Miscellaneous_Natural Gas_Pool Heater_E6 | F1 | Commercial | Education | Existing | Miscellaneous | Natural Gas | Pool Heater | E6 | CCE | 0 | 0 | 0 | 0 | 0 | 0 | 0 | 0 | 0 | 0 | 0 | 0 | 0 | 0 | 0 | 0 | 0 | 0 | 0 | 0 | 0 | 0 | 0 | 0 | 0 | 0 | 0 | 0 | 0 | 0 | 0
F1_Commercial_Education_Existing_Miscellaneous_Natural Gas_Pool Heater_E7 | F1 | Commercial | Education | Existing | Miscellaneous | Natural Gas | Pool Heater | E7 | CCE | 0 | 0 | 0 | 0 | 0 | 0 | 0 | 0 | 0 | 0 | 0 | 0 | 0 | 0 | 0 | 0 | 0 | 0 | 0 | 0 | 0 | 0 | 0 | 0 | 0 | 0 | 0 | 0 | 0 | 0 | 0
F1_Commercial_Education_Existing_Miscellaneous_Natural Gas_Pool Heater_E8 | F1 | Commercial | Education | Existing | Miscellaneous | Natural Gas | Pool Heater | E8 | CCE | 0 | 0 | 0 | 0 | 0 | 0 | 0 | 0 | 0 | 0 | 0 | 0 | 0 | 0 | 0 | 0 | 0 | 0 | 0 | 0 | 0 | 0 | 0 | 0 | 0 | 0 | 0 | 0 | 0 | 0 | 0
F1_Commercial_Education_Existing_Miscellaneous_Natural Gas_Pool Heater_E9 | F1 | Commercial | Education | Existing | Miscellaneous | Natural Gas | Pool Heater | E9 | CCE | 0 | 0 | 0 | 0 | 0 | 0 | 0 | 0 | 0 | 0 | 0 | 0 | 0 | 0 | 0 | 0 | 0 | 0 | 0 | 0 | 0 | 0 | 0 | 0 | 0 | 0 | 0 | 0 | 0 | 0 | 0
F1_Commercial_Education_Existing_Miscellaneous_Natural Gas_Pool Heater_E10 | F1 | Commercial | Education | Existing | Miscellaneous | Natural Gas | Pool Heater | E10 | CCE | 0 | 0 | 0 | 0 | 0 | 0 | 0 | 0 | 0 | 0 | 0 | 0 | 0 | 0 | 0 | 0 | 0 | 0 | 0 | 0 | 0 | 0 | 0 | 0 | 0 | 0 | 0 | 0 | 0 | 0 | 0
F2_Commercial_Education_Existing_Miscellaneous_Natural Gas_Pool Heater_E1 | F2 | Commercial | Education | Existing | Miscellaneous | Natural Gas | Pool Heater | E1 | TRC BC Ratio | 0.9 | 0.9 | 0.9 | 0.9 | 0.9 | 0.9 | 0.9 | 0.9 | 0.9 | 0.9 | 0.9 | 0.9 | 0.9 | 0.9 | 0.9 | 0.9 | 0.9 | 0.9 | 0.9 | 0.9 | 0.9 | 0.9 | 0.9 | 0.9 | 0.9 | 0.9 | 0.9 | 0.9 | 0.9 | 0.9 | 0.9
F2_Commercial_Education_Existing_Miscellaneous_Natural Gas_Pool Heater_E2 | F2 | Commercial | Education | Existing | Miscellaneous | Natural Gas | Pool Heater | E2 | TRC BC Ratio | 0.56913 | 0.59017 | 0.59856 | 0.60055 | 0.62327 | 0.58756 | 0.56286 | 0.56218 | 0.57879 | 0.56904 | 0.56637 | 0.56026 | 0.42036 | 0.41012 | 0.40714 | 0.46017 | 0.52551 | 0.59905 | 0.65771 | 0.754 | 0.76585 | 0.78054 | 0.79807 | 0.30114 | 0.29474 | 0.28881 | 0.28328 | 0.2781 | 0.27319 | 0.2685 | 0.264
F2_Commercial_Education_Existing_Miscellaneous_Natural Gas_Pool Heater_E3 | F2 | Commercial | Education | Existing | Miscellaneous | Natural Gas | Pool Heater | E3 | TRC BC Ratio | 0 | 0 | 0 | 0 | 0 | 0 | 0 | 0 | 0 | 0 | 0 | 0 | 0 | 0 | 0 | 0 | 0 | 0 | 0 | 0 | 0 | 0 | 0 | 0 | 0 | 0 | 0 | 0 | 0 | 0 | 0
F2_Commercial_Education_Existing_Miscellaneous_Natural Gas_Pool Heater_E4 | F2 | Commercial | Education | Existing | Miscellaneous | Natural Gas | Pool Heater | E4 | TRC BC Ratio | 0 | 0 | 0 | 0 | 0 | 0 | 0 | 0 | 0 | 0 | 0 | 0 | 0 | 0 | 0 | 0 | 0 | 0 | 0 | 0 | 0 | 0 | 0 | 0 | 0 | 0 | 0 | 0 | 0 | 0 | 0
F2_Commercial_Education_Existing_Miscellaneous_Natural Gas_Pool Heater_E5 | F2 | Commercial | Education | Existing | Miscellaneous | Natural Gas | Pool Heater | E5 | TRC BC Ratio | 0 | 0 | 0 | 0 | 0 | 0 | 0 | 0 | 0 | 0 | 0 | 0 | 0 | 0 | 0 | 0 | 0 | 0 | 0 | 0 | 0 | 0 | 0 | 0 | 0 | 0 | 0 | 0 | 0 | 0 | 0
F2_Commercial_Education_Existing_Miscellaneous_Natural Gas_Pool Heater_E6 | F2 | Commercial | Education | Existing | Miscellaneous | Natural Gas | Pool Heater | E6 | TRC BC Ratio | 0 | 0 | 0 | 0 | 0 | 0 | 0 | 0 | 0 | 0 | 0 | 0 | 0 | 0 | 0 | 0 | 0 | 0 | 0 | 0 | 0 | 0 | 0 | 0 | 0 | 0 | 0 | 0 | 0 | 0 | 0
F2_Commercial_Education_Existing_Miscellaneous_Natural Gas_Pool Heater_E7 | F2 | Commercial | Education | Existing | Miscellaneous | Natural Gas | Pool Heater | E7 | TRC BC Ratio | 0 | 0 | 0 | 0 | 0 | 0 | 0 | 0 | 0 | 0 | 0 | 0 | 0 | 0 | 0 | 0 | 0 | 0 | 0 | 0 | 0 | 0 | 0 | 0 | 0 | 0 | 0 | 0 | 0 | 0 | 0
F2_Commercial_Education_Existing_Miscellaneous_Natural Gas_Pool Heater_E8 | F2 | Commercial | Education | Existing | Miscellaneous | Natural Gas | Pool Heater | E8 | TRC BC Ratio | 0 | 0 | 0 | 0 | 0 | 0 | 0 | 0 | 0 | 0 | 0 | 0 | 0 | 0 | 0 | 0 | 0 | 0 | 0 | 0 | 0 | 0 | 0 | 0 | 0 | 0 | 0 | 0 | 0 | 0 | 0
F2_Commercial_Education_Existing_Miscellaneous_Natural Gas_Pool Heater_E9 | F2 | Commercial | Education | Existing | Miscellaneous | Natural Gas | Pool Heater | E9 | TRC BC Ratio | 0 | 0 | 0 | 0 | 0 | 0 | 0 | 0 | 0 | 0 | 0 | 0 | 0 | 0 | 0 | 0 | 0 | 0 | 0 | 0 | 0 | 0 | 0 | 0 | 0 | 0 | 0 | 0 | 0 | 0 | 0
F2_Commercial_Education_Existing_Miscellaneous_Natural Gas_Pool Heater_E10 | F2 | Commercial | Education | Existing | Miscellaneous | Natural Gas | Pool Heater | E10 | TRC BC Ratio | 0 | 0 | 0 | 0 | 0 | 0 | 0 | 0 | 0 | 0 | 0 | 0 | 0 | 0 | 0 | 0 | 0 | 0 | 0 | 0 | 0 | 0 | 0 | 0 | 0 | 0 | 0 | 0 | 0 | 0 | 0
F3_Commercial_Education_Existing_Miscellaneous_Natural Gas_Pool Heater_E1 | F3 | Commercial | Education | Existing | Miscellaneous | Natural Gas | Pool Heater | E1 | PACT BC Ratio | 0.9 | 0.9 | 0.9 | 0.9 | 0.9 | 0.9 | 0.9 | 0.9 | 0.9 | 0.9 | 0.9 | 0.9 | 0.9 | 0.9 | 0.9 | 0.9 | 0.9 | 0.9 | 0.9 | 0.9 | 0.9 | 0.9 | 0.9 | 0.9 | 0.9 | 0.9 | 0.9 | 0.9 | 0.9 | 0.9 | 0.9
F3_Commercial_Education_Existing_Miscellaneous_Natural Gas_Pool Heater_E2 | F3 | Commercial | Education | Existing | Miscellaneous | Natural Gas | Pool Heater | E2 | PACT BC Ratio | 0.80033 | 0.82991 | 0.84171 | 0.84451 | 0.87645 | 0.82624 | 0.79152 | 0.79055 | 0.81391 | 0.8002 | 0.79645 | 0.78786 | 0.59112 | 0.57672 | 0.57253 | 0.64711 | 0.73899 | 0.8424 | 0.92489 | 1.0603 | 1.077 | 1.0976 | 1.1223 | 0.42347 | 0.41447 | 0.40613 | 0.39836 | 0.39107 | 0.38417 | 0.37758 | 0.37125
F3_Commercial_Education_Existing_Miscellaneous_Natural Gas_Pool Heater_E3 | F3 | Commercial | Education | Existing | Miscellaneous | Natural Gas | Pool Heater | E3 | PACT BC Ratio | 0 | 0 | 0 | 0 | 0 | 0 | 0 | 0 | 0 | 0 | 0 | 0 | 0 | 0 | 0 | 0 | 0 | 0 | 0 | 0 | 0 | 0 | 0 | 0 | 0 | 0 | 0 | 0 | 0 | 0 | 0
F3_Commercial_Education_Existing_Miscellaneous_Natural Gas_Pool Heater_E4 | F3 | Commercial | Education | Existing | Miscellaneous | Natural Gas | Pool Heater | E4 | PACT BC Ratio | 0 | 0 | 0 | 0 | 0 | 0 | 0 | 0 | 0 | 0 | 0 | 0 | 0 | 0 | 0 | 0 | 0 | 0 | 0 | 0 | 0 | 0 | 0 | 0 | 0 | 0 | 0 | 0 | 0 | 0 | 0
F3_Commercial_Education_Existing_Miscellaneous_Natural Gas_Pool Heater_E5 | F3 | Commercial | Education | Existing | Miscellaneous | Natural Gas | Pool Heater | E5 | PACT BC Ratio | 0 | 0 | 0 | 0 | 0 | 0 | 0 | 0 | 0 | 0 | 0 | 0 | 0 | 0 | 0 | 0 | 0 | 0 | 0 | 0 | 0 | 0 | 0 | 0 | 0 | 0 | 0 | 0 | 0 | 0 | 0
F3_Commercial_Education_Existing_Miscellaneous_Natural Gas_Pool Heater_E6 | F3 | Commercial | Education | Existing | Miscellaneous | Natural Gas | Pool Heater | E6 | PACT BC Ratio | 0 | 0 | 0 | 0 | 0 | 0 | 0 | 0 | 0 | 0 | 0 | 0 | 0 | 0 | 0 | 0 | 0 | 0 | 0 | 0 | 0 | 0 | 0 | 0 | 0 | 0 | 0 | 0 | 0 | 0 | 0
F3_Commercial_Education_Existing_Miscellaneous_Natural Gas_Pool Heater_E7 | F3 | Commercial | Education | Existing | Miscellaneous | Natural Gas | Pool Heater | E7 | PACT BC Ratio | 0 | 0 | 0 | 0 | 0 | 0 | 0 | 0 | 0 | 0 | 0 | 0 | 0 | 0 | 0 | 0 | 0 | 0 | 0 | 0 | 0 | 0 | 0 | 0 | 0 | 0 | 0 | 0 | 0 | 0 | 0
F3_Commercial_Education_Existing_Miscellaneous_Natural Gas_Pool Heater_E8 | F3 | Commercial | Education | Existing | Miscellaneous | Natural Gas | Pool Heater | E8 | PACT BC Ratio | 0 | 0 | 0 | 0 | 0 | 0 | 0 | 0 | 0 | 0 | 0 | 0 | 0 | 0 | 0 | 0 | 0 | 0 | 0 | 0 | 0 | 0 | 0 | 0 | 0 | 0 | 0 | 0 | 0 | 0 | 0
F3_Commercial_Education_Existing_Miscellaneous_Natural Gas_Pool Heater_E9 | F3 | Commercial | Education | Existing | Miscellaneous | Natural Gas | Pool Heater | E9 | PACT BC Ratio | 0 | 0 | 0 | 0 | 0 | 0 | 0 | 0 | 0 | 0 | 0 | 0 | 0 | 0 | 0 | 0 | 0 | 0 | 0 | 0 | 0 | 0 | 0 | 0 | 0 | 0 | 0 | 0 | 0 | 0 | 0
F3_Commercial_Education_Existing_Miscellaneous_Natural Gas_Pool Heater_E10 | F3 | Commercial | Education | Existing | Miscellaneous | Natural Gas | Pool Heater | E10 | PACT BC Ratio | 0 | 0 | 0 | 0 | 0 | 0 | 0 | 0 | 0 | 0 | 0 | 0 | 0 | 0 | 0 | 0 | 0 | 0 | 0 | 0 | 0 | 0 | 0 | 0 | 0 | 0 | 0 | 0 | 0 | 0 | 0
F4_Commercial_Education_Existing_Miscellaneous_Natural Gas_Pool Heater_E1 | F4 | Commercial | Education | Existing | Miscellaneous | Natural Gas | Pool Heater | E1 | PCT BC Ratio | 0.9 | 0.9 | 0.9 | 0.9 | 0.9 | 0.9 | 0.9 | 0.9 | 0.9 | 0.9 | 0.9 | 0.9 | 0.9 | 0.9 | 0.9 | 0.9 | 0.9 | 0.9 | 0.9 | 0.9 | 0.9 | 0.9 | 0.9 | 0.9 | 0.9 | 0.9 | 0.9 | 0.9 | 0.9 | 0.9 | 0.9
F4_Commercial_Education_Existing_Miscellaneous_Natural Gas_Pool Heater_E2 | F4 | Commercial | Education | Existing | Miscellaneous | Natural Gas | Pool Heater | E2 | PCT BC Ratio | 1.6263 | 1.6664 | 1.6824 | 1.6862 | 1.7296 | 1.6614 | 1.6143 | 1.613 | 1.6447 | 1.6261 | 1.621 | 1.6093 | 1.3422 | 1.3227 | 1.317 | 1.4182 | 1.543 | 1.6834 | 1.7954 | 1.9792 | 2.0018 | 2.0299 | 2.0634 | 1.1146 | 1.1024 | 1.091 | 1.0805 | 1.0706 | 1.0612 | 1.0523 | 1.0437
F4_Commercial_Education_Existing_Miscellaneous_Natural Gas_Pool Heater_E3 | F4 | Commercial | Education | Existing | Miscellaneous | Natural Gas | Pool Heater | E3 | PCT BC Ratio | 0 | 0 | 0 | 0 | 0 | 0 | 0 | 0 | 0 | 0 | 0 | 0 | 0 | 0 | 0 | 0 | 0 | 0 | 0 | 0 | 0 | 0 | 0 | 0 | 0 | 0 | 0 | 0 | 0 | 0 | 0
F4_Commercial_Education_Existing_Miscellaneous_Natural Gas_Pool Heater_E4 | F4 | Commercial | Education | Existing | Miscellaneous | Natural Gas | Pool Heater | E4 | PCT BC Ratio | 0 | 0 | 0 | 0 | 0 | 0 | 0 | 0 | 0 | 0 | 0 | 0 | 0 | 0 | 0 | 0 | 0 | 0 | 0 | 0 | 0 | 0 | 0 | 0 | 0 | 0 | 0 | 0 | 0 | 0 | 0
F4_Commercial_Education_Existing_Miscellaneous_Natural Gas_Pool Heater_E5 | F4 | Commercial | Education | Existing | Miscellaneous | Natural Gas | Pool Heater | E5 | PCT BC Ratio | 0 | 0 | 0 | 0 | 0 | 0 | 0 | 0 | 0 | 0 | 0 | 0 | 0 | 0 | 0 | 0 | 0 | 0 | 0 | 0 | 0 | 0 | 0 | 0 | 0 | 0 | 0 | 0 | 0 | 0 | 0
F4_Commercial_Education_Existing_Miscellaneous_Natural Gas_Pool Heater_E6 | F4 | Commercial | Education | Existing | Miscellaneous | Natural Gas | Pool Heater | E6 | PCT BC Ratio | 0 | 0 | 0 | 0 | 0 | 0 | 0 | 0 | 0 | 0 | 0 | 0 | 0 | 0 | 0 | 0 | 0 | 0 | 0 | 0 | 0 | 0 | 0 | 0 | 0 | 0 | 0 | 0 | 0 | 0 | 0
F4_Commercial_Education_Existing_Miscellaneous_Natural Gas_Pool Heater_E7 | F4 | Commercial | Education | Existing | Miscellaneous | Natural Gas | Pool Heater | E7 | PCT BC Ratio | 0 | 0 | 0 | 0 | 0 | 0 | 0 | 0 | 0 | 0 | 0 | 0 | 0 | 0 | 0 | 0 | 0 | 0 | 0 | 0 | 0 | 0 | 0 | 0 | 0 | 0 | 0 | 0 | 0 | 0 | 0
F4_Commercial_Education_Existing_Miscellaneous_Natural Gas_Pool Heater_E8 | F4 | Commercial | Education | Existing | Miscellaneous | Natural Gas | Pool Heater | E8 | PCT BC Ratio | 0 | 0 | 0 | 0 | 0 | 0 | 0 | 0 | 0 | 0 | 0 | 0 | 0 | 0 | 0 | 0 | 0 | 0 | 0 | 0 | 0 | 0 | 0 | 0 | 0 | 0 | 0 | 0 | 0 | 0 | 0
F4_Commercial_Education_Existing_Miscellaneous_Natural Gas_Pool Heater_E9 | F4 | Commercial | Education | Existing | Miscellaneous | Natural Gas | Pool Heater | E9 | PCT BC Ratio | 0 | 0 | 0 | 0 | 0 | 0 | 0 | 0 | 0 | 0 | 0 | 0 | 0 | 0 | 0 | 0 | 0 | 0 | 0 | 0 | 0 | 0 | 0 | 0 | 0 | 0 | 0 | 0 | 0 | 0 | 0
F4_Commercial_Education_Existing_Miscellaneous_Natural Gas_Pool Heater_E10 | F4 | Commercial | Education | Existing | Miscellaneous | Natural Gas | Pool Heater | E10 | PCT BC Ratio | 0 | 0 | 0 | 0 | 0 | 0 | 0 | 0 | 0 | 0 | 0 | 0 | 0 | 0 | 0 | 0 | 0 | 0 | 0 | 0 | 0 | 0 | 0 | 0 | 0 | 0 | 0 | 0 | 0 | 0 | 0
F5_Commercial_Education_Existing_Miscellaneous_Natural Gas_Pool Heater_E1 | F5 | Commercial | Education | Existing | Miscellaneous | Natural Gas | Pool Heater | E1 | RIM BC Ratio | 0.9 | 0.9 | 0.9 | 0.9 | 0.9 | 0.9 | 0.9 | 0.9 | 0.9 | 0.9 | 0.9 | 0.9 | 0.9 | 0.9 | 0.9 | 0.9 | 0.9 | 0.9 | 0.9 | 0.9 | 0.9 | 0.9 | 0.9 | 0.9 | 0.9 | 0.9 | 0.9 | 0.9 | 0.9 | 0.9 | 0.9
F5_Commercial_Education_Existing_Miscellaneous_Natural Gas_Pool Heater_E2 | F5 | Commercial | Education | Existing | Miscellaneous | Natural Gas | Pool Heater | E2 | RIM BC Ratio | 0.40857 | 0.41614 | 0.41909 | 0.41978 | 0.42753 | 0.41522 | 0.40626 | 0.40601 | 0.41208 | 0.40854 | 0.40756 | 0.4053 | 0.34605 | 0.34106 | 0.33959 | 0.36451 | 0.39196 | 0.41926 | 0.43874 | 0.46703 | 0.47023 | 0.47413 | 0.47867 | 0.28094 | 0.27695 | 0.2732 | 0.26966 | 0.2663 | 0.26308 | 0.25997 | 0.25696
F5_Commercial_Education_Existing_Miscellaneous_Natural Gas_Pool Heater_E3 | F5 | Commercial | Education | Existing | Miscellaneous | Natural Gas | Pool Heater | E3 | RIM BC Ratio | 0 | 0 | 0 | 0 | 0 | 0 | 0 | 0 | 0 | 0 | 0 | 0 | 0 | 0 | 0 | 0 | 0 | 0 | 0 | 0 | 0 | 0 | 0 | 0 | 0 | 0 | 0 | 0 | 0 | 0 | 0
F5_Commercial_Education_Existing_Miscellaneous_Natural Gas_Pool Heater_E4 | F5 | Commercial | Education | Existing | Miscellaneous | Natural Gas | Pool Heater | E4 | RIM BC Ratio | 0 | 0 | 0 | 0 | 0 | 0 | 0 | 0 | 0 | 0 | 0 | 0 | 0 | 0 | 0 | 0 | 0 | 0 | 0 | 0 | 0 | 0 | 0 | 0 | 0 | 0 | 0 | 0 | 0 | 0 | 0
F5_Commercial_Education_Existing_Miscellaneous_Natural Gas_Pool Heater_E5 | F5 | Commercial | Education | Existing | Miscellaneous | Natural Gas | Pool Heater | E5 | RIM BC Ratio | 0 | 0 | 0 | 0 | 0 | 0 | 0 | 0 | 0 | 0 | 0 | 0 | 0 | 0 | 0 | 0 | 0 | 0 | 0 | 0 | 0 | 0 | 0 | 0 | 0 | 0 | 0 | 0 | 0 | 0 | 0
F5_Commercial_Education_Existing_Miscellaneous_Natural Gas_Pool Heater_E6 | F5 | Commercial | Education | Existing | Miscellaneous | Natural Gas | Pool Heater | E6 | RIM BC Ratio | 0 | 0 | 0 | 0 | 0 | 0 | 0 | 0 | 0 | 0 | 0 | 0 | 0 | 0 | 0 | 0 | 0 | 0 | 0 | 0 | 0 | 0 | 0 | 0 | 0 | 0 | 0 | 0 | 0 | 0 | 0
F5_Commercial_Education_Existing_Miscellaneous_Natural Gas_Pool Heater_E7 | F5 | Commercial | Education | Existing | Miscellaneous | Natural Gas | Pool Heater | E7 | RIM BC Ratio | 0 | 0 | 0 | 0 | 0 | 0 | 0 | 0 | 0 | 0 | 0 | 0 | 0 | 0 | 0 | 0 | 0 | 0 | 0 | 0 | 0 | 0 | 0 | 0 | 0 | 0 | 0 | 0 | 0 | 0 | 0
F5_Commercial_Education_Existing_Miscellaneous_Natural Gas_Pool Heater_E8 | F5 | Commercial | Education | Existing | Miscellaneous | Natural Gas | Pool Heater | E8 | RIM BC Ratio | 0 | 0 | 0 | 0 | 0 | 0 | 0 | 0 | 0 | 0 | 0 | 0 | 0 | 0 | 0 | 0 | 0 | 0 | 0 | 0 | 0 | 0 | 0 | 0 | 0 | 0 | 0 | 0 | 0 | 0 | 0
F5_Commercial_Education_Existing_Miscellaneous_Natural Gas_Pool Heater_E9 | F5 | Commercial | Education | Existing | Miscellaneous | Natural Gas | Pool Heater | E9 | RIM BC Ratio | 0 | 0 | 0 | 0 | 0 | 0 | 0 | 0 | 0 | 0 | 0 | 0 | 0 | 0 | 0 | 0 | 0 | 0 | 0 | 0 | 0 | 0 | 0 | 0 | 0 | 0 | 0 | 0 | 0 | 0 | 0
F5_Commercial_Education_Existing_Miscellaneous_Natural Gas_Pool Heater_E10 | F5 | Commercial | Education | Existing | Miscellaneous | Natural Gas | Pool Heater | E10 | RIM BC Ratio | 0 | 0 | 0 | 0 | 0 | 0 | 0 | 0 | 0 | 0 | 0 | 0 | 0 | 0 | 0 | 0 | 0 | 0 | 0 | 0 | 0 | 0 | 0 | 0 | 0 | 0 | 0 | 0 | 0 | 0 | 0
F0_Commercial_Education_Existing_Miscellaneous_Natural Gas_Miscellaneous_E0 | F0 | Commercial | Education | Existing | Miscellaneous | Natural Gas | Miscellaneous | E0 | Economic Unit | Miscellaneous | Miscellaneous | Miscellaneous | Miscellaneous | Miscellaneous | Miscellaneous | Miscellaneous | Miscellaneous | Miscellaneous | Miscellaneous | Miscellaneous | Miscellaneous | Miscellaneous | Miscellaneous | Miscellaneous | Miscellaneous | Miscellaneous | Miscellaneous | Miscellaneous | Miscellaneous | Miscellaneous | Miscellaneous | Miscellaneous | Miscellaneous | Miscellaneous | Miscellaneous | Miscellaneous | Miscellaneous | Miscellaneous | Miscellaneous | Miscellaneous
F1_Commercial_Education_Existing_Miscellaneous_Natural Gas_Miscellaneous_E1 | F1 | Commercial | Education | Existing | Miscellaneous | Natural Gas | Miscellaneous | E1 | CCE | 0 | 0 | 0 | 0 | 0 | 0 | 0 | 0 | 0 | 0 | 0 | 0 | 0 | 0 | 0 | 0 | 0 | 0 | 0 | 0 | 0 | 0 | 0 | 0 | 0 | 0 | 0 | 0 | 0 | 0 | 0
F1_Commercial_Education_Existing_Miscellaneous_Natural Gas_Miscellaneous_E2 | F1 | Commercial | Education | Existing | Miscellaneous | Natural Gas | Miscellaneous | E2 | CCE | 0 | 0 | 0 | 0 | 0 | 0 | 0 | 0 | 0 | 0 | 0 | 0 | 0 | 0 | 0 | 0 | 0 | 0 | 0 | 0 | 0 | 0 | 0 | 0 | 0 | 0 | 0 | 0 | 0 | 0 | 0
F1_Commercial_Education_Existing_Miscellaneous_Natural Gas_Miscellaneous_E3 | F1 | Commercial | Education | Existing | Miscellaneous | Natural Gas | Miscellaneous | E3 | CCE | 0 | 0 | 0 | 0 | 0 | 0 | 0 | 0 | 0 | 0 | 0 | 0 | 0 | 0 | 0 | 0 | 0 | 0 | 0 | 0 | 0 | 0 | 0 | 0 | 0 | 0 | 0 | 0 | 0 | 0 | 0
F1_Commercial_Education_Existing_Miscellaneous_Natural Gas_Miscellaneous_E4 | F1 | Commercial | Education | Existing | Miscellaneous | Natural Gas | Miscellaneous | E4 | CCE | 0 | 0 | 0 | 0 | 0 | 0 | 0 | 0 | 0 | 0 | 0 | 0 | 0 | 0 | 0 | 0 | 0 | 0 | 0 | 0 | 0 | 0 | 0 | 0 | 0 | 0 | 0 | 0 | 0 | 0 | 0
F1_Commercial_Education_Existing_Miscellaneous_Natural Gas_Miscellaneous_E5 | F1 | Commercial | Education | Existing | Miscellaneous | Natural Gas | Miscellaneous | E5 | CCE | 0 | 0 | 0 | 0 | 0 | 0 | 0 | 0 | 0 | 0 | 0 | 0 | 0 | 0 | 0 | 0 | 0 | 0 | 0 | 0 | 0 | 0 | 0 | 0 | 0 | 0 | 0 | 0 | 0 | 0 | 0
F1_Commercial_Education_Existing_Miscellaneous_Natural Gas_Miscellaneous_E6 | F1 | Commercial | Education | Existing | Miscellaneous | Natural Gas | Miscellaneous | E6 | CCE | 0 | 0 | 0 | 0 | 0 | 0 | 0 | 0 | 0 | 0 | 0 | 0 | 0 | 0 | 0 | 0 | 0 | 0 | 0 | 0 | 0 | 0 | 0 | 0 | 0 | 0 | 0 | 0 | 0 | 0 | 0
F1_Commercial_Education_Existing_Miscellaneous_Natural Gas_Miscellaneous_E7 | F1 | Commercial | Education | Existing | Miscellaneous | Natural Gas | Miscellaneous | E7 | CCE | 0 | 0 | 0 | 0 | 0 | 0 | 0 | 0 | 0 | 0 | 0 | 0 | 0 | 0 | 0 | 0 | 0 | 0 | 0 | 0 | 0 | 0 | 0 | 0 | 0 | 0 | 0 | 0 | 0 | 0 | 0
F1_Commercial_Education_Existing_Miscellaneous_Natural Gas_Miscellaneous_E8 | F1 | Commercial | Education | Existing | Miscellaneous | Natural Gas | Miscellaneous | E8 | CCE | 0 | 0 | 0 | 0 | 0 | 0 | 0 | 0 | 0 | 0 | 0 | 0 | 0 | 0 | 0 | 0 | 0 | 0 | 0 | 0 | 0 | 0 | 0 | 0 | 0 | 0 | 0 | 0 | 0 | 0 | 0
F1_Commercial_Education_Existing_Miscellaneous_Natural Gas_Miscellaneous_E9 | F1 | Commercial | Education | Existing | Miscellaneous | Natural Gas | Miscellaneous | E9 | CCE | 0 | 0 | 0 | 0 | 0 | 0 | 0 | 0 | 0 | 0 | 0 | 0 | 0 | 0 | 0 | 0 | 0 | 0 | 0 | 0 | 0 | 0 | 0 | 0 | 0 | 0 | 0 | 0 | 0 | 0 | 0
F1_Commercial_Education_Existing_Miscellaneous_Natural Gas_Miscellaneous_E10 | F1 | Commercial | Education | Existing | Miscellaneous | Natural Gas | Miscellaneous | E10 | CCE | 0 | 0 | 0 | 0 | 0 | 0 | 0 | 0 | 0 | 0 | 0 | 0 | 0 | 0 | 0 | 0 | 0 | 0 | 0 | 0 | 0 | 0 | 0 | 0 | 0 | 0 | 0 | 0 | 0 | 0 | 0
F2_Commercial_Education_Existing_Miscellaneous_Natural Gas_Miscellaneous_E1 | F2 | Commercial | Education | Existing | Miscellaneous | Natural Gas | Miscellaneous | E1 | TRC BC Ratio | 0.9 | 0.9 | 0.9 | 0.9 | 0.9 | 0.9 | 0.9 | 0.9 | 0.9 | 0.9 | 0.9 | 0.9 | 0.9 | 0.9 | 0.9 | 0.9 | 0.9 | 0.9 | 0.9 | 0.9 | 0.9 | 0.9 | 0.9 | 0.9 | 0.9 | 0.9 | 0.9 | 0.9 | 0.9 | 0.9 | 0.9
F2_Commercial_Education_Existing_Miscellaneous_Natural Gas_Miscellaneous_E2 | F2 | Commercial | Education | Existing | Miscellaneous | Natural Gas | Miscellaneous | E2 | TRC BC Ratio | 0 | 0 | 0 | 0 | 0 | 0 | 0 | 0 | 0 | 0 | 0 | 0 | 0 | 0 | 0 | 0 | 0 | 0 | 0 | 0 | 0 | 0 | 0 | 0 | 0 | 0 | 0 | 0 | 0 | 0 | 0
F2_Commercial_Education_Existing_Miscellaneous_Natural Gas_Miscellaneous_E3 | F2 | Commercial | Education | Existing | Miscellaneous | Natural Gas | Miscellaneous | E3 | TRC BC Ratio | 0 | 0 | 0 | 0 | 0 | 0 | 0 | 0 | 0 | 0 | 0 | 0 | 0 | 0 | 0 | 0 | 0 | 0 | 0 | 0 | 0 | 0 | 0 | 0 | 0 | 0 | 0 | 0 | 0 | 0 | 0
F2_Commercial_Education_Existing_Miscellaneous_Natural Gas_Miscellaneous_E4 | F2 | Commercial | Education | Existing | Miscellaneous | Natural Gas | Miscellaneous | E4 | TRC BC Ratio | 0 | 0 | 0 | 0 | 0 | 0 | 0 | 0 | 0 | 0 | 0 | 0 | 0 | 0 | 0 | 0 | 0 | 0 | 0 | 0 | 0 | 0 | 0 | 0 | 0 | 0 | 0 | 0 | 0 | 0 | 0
F2_Commercial_Education_Existing_Miscellaneous_Natural Gas_Miscellaneous_E5 | F2 | Commercial | Education | Existing | Miscellaneous | Natural Gas | Miscellaneous | E5 | TRC BC Ratio | 0 | 0 | 0 | 0 | 0 | 0 | 0 | 0 | 0 | 0 | 0 | 0 | 0 | 0 | 0 | 0 | 0 | 0 | 0 | 0 | 0 | 0 | 0 | 0 | 0 | 0 | 0 | 0 | 0 | 0 | 0
F2_Commercial_Education_Existing_Miscellaneous_Natural Gas_Miscellaneous_E6 | F2 | Commercial | Education | Existing | Miscellaneous | Natural Gas | Miscellaneous | E6 | TRC BC Ratio | 0 | 0 | 0 | 0 | 0 | 0 | 0 | 0 | 0 | 0 | 0 | 0 | 0 | 0 | 0 | 0 | 0 | 0 | 0 | 0 | 0 | 0 | 0 | 0 | 0 | 0 | 0 | 0 | 0 | 0 | 0
F2_Commercial_Education_Existing_Miscellaneous_Natural Gas_Miscellaneous_E7 | F2 | Commercial | Education | Existing | Miscellaneous | Natural Gas | Miscellaneous | E7 | TRC BC Ratio | 0 | 0 | 0 | 0 | 0 | 0 | 0 | 0 | 0 | 0 | 0 | 0 | 0 | 0 | 0 | 0 | 0 | 0 | 0 | 0 | 0 | 0 | 0 | 0 | 0 | 0 | 0 | 0 | 0 | 0 | 0
F2_Commercial_Education_Existing_Miscellaneous_Natural Gas_Miscellaneous_E8 | F2 | Commercial | Education | Existing | Miscellaneous | Natural Gas | Miscellaneous | E8 | TRC BC Ratio | 0 | 0 | 0 | 0 | 0 | 0 | 0 | 0 | 0 | 0 | 0 | 0 | 0 | 0 | 0 | 0 | 0 | 0 | 0 | 0 | 0 | 0 | 0 | 0 | 0 | 0 | 0 | 0 | 0 | 0 | 0
F2_Commercial_Education_Existing_Miscellaneous_Natural Gas_Miscellaneous_E9 | F2 | Commercial | Education | Existing | Miscellaneous | Natural Gas | Miscellaneous | E9 | TRC BC Ratio | 0 | 0 | 0 | 0 | 0 | 0 | 0 | 0 | 0 | 0 | 0 | 0 | 0 | 0 | 0 | 0 | 0 | 0 | 0 | 0 | 0 | 0 | 0 | 0 | 0 | 0 | 0 | 0 | 0 | 0 | 0
F2_Commercial_Education_Existing_Miscellaneous_Natural Gas_Miscellaneous_E10 | F2 | Commercial | Education | Existing | Miscellaneous | Natural Gas | Miscellaneous | E10 | TRC BC Ratio | 0 | 0 | 0 | 0 | 0 | 0 | 0 | 0 | 0 | 0 | 0 | 0 | 0 | 0 | 0 | 0 | 0 | 0 | 0 | 0 | 0 | 0 | 0 | 0 | 0 | 0 | 0 | 0 | 0 | 0 | 0
F3_Commercial_Education_Existing_Miscellaneous_Natural Gas_Miscellaneous_E1 | F3 | Commercial | Education | Existing | Miscellaneous | Natural Gas | Miscellaneous | E1 | PACT BC Ratio | 0.9 | 0.9 | 0.9 | 0.9 | 0.9 | 0.9 | 0.9 | 0.9 | 0.9 | 0.9 | 0.9 | 0.9 | 0.9 | 0.9 | 0.9 | 0.9 | 0.9 | 0.9 | 0.9 | 0.9 | 0.9 | 0.9 | 0.9 | 0.9 | 0.9 | 0.9 | 0.9 | 0.9 | 0.9 | 0.9 | 0.9
F3_Commercial_Education_Existing_Miscellaneous_Natural Gas_Miscellaneous_E2 | F3 | Commercial | Education | Existing | Miscellaneous | Natural Gas | Miscellaneous | E2 | PACT BC Ratio | 0 | 0 | 0 | 0 | 0 | 0 | 0 | 0 | 0 | 0 | 0 | 0 | 0 | 0 | 0 | 0 | 0 | 0 | 0 | 0 | 0 | 0 | 0 | 0 | 0 | 0 | 0 | 0 | 0 | 0 | 0
F3_Commercial_Education_Existing_Miscellaneous_Natural Gas_Miscellaneous_E3 | F3 | Commercial | Education | Existing | Miscellaneous | Natural Gas | Miscellaneous | E3 | PACT BC Ratio | 0 | 0 | 0 | 0 | 0 | 0 | 0 | 0 | 0 | 0 | 0 | 0 | 0 | 0 | 0 | 0 | 0 | 0 | 0 | 0 | 0 | 0 | 0 | 0 | 0 | 0 | 0 | 0 | 0 | 0 | 0
F3_Commercial_Education_Existing_Miscellaneous_Natural Gas_Miscellaneous_E4 | F3 | Commercial | Education | Existing | Miscellaneous | Natural Gas | Miscellaneous | E4 | PACT BC Ratio | 0 | 0 | 0 | 0 | 0 | 0 | 0 | 0 | 0 | 0 | 0 | 0 | 0 | 0 | 0 | 0 | 0 | 0 | 0 | 0 | 0 | 0 | 0 | 0 | 0 | 0 | 0 | 0 | 0 | 0 | 0
F3_Commercial_Education_Existing_Miscellaneous_Natural Gas_Miscellaneous_E5 | F3 | Commercial | Education | Existing | Miscellaneous | Natural Gas | Miscellaneous | E5 | PACT BC Ratio | 0 | 0 | 0 | 0 | 0 | 0 | 0 | 0 | 0 | 0 | 0 | 0 | 0 | 0 | 0 | 0 | 0 | 0 | 0 | 0 | 0 | 0 | 0 | 0 | 0 | 0 | 0 | 0 | 0 | 0 | 0
F3_Commercial_Education_Existing_Miscellaneous_Natural Gas_Miscellaneous_E6 | F3 | Commercial | Education | Existing | Miscellaneous | Natural Gas | Miscellaneous | E6 | PACT BC Ratio | 0 | 0 | 0 | 0 | 0 | 0 | 0 | 0 | 0 | 0 | 0 | 0 | 0 | 0 | 0 | 0 | 0 | 0 | 0 | 0 | 0 | 0 | 0 | 0 | 0 | 0 | 0 | 0 | 0 | 0 | 0
F3_Commercial_Education_Existing_Miscellaneous_Natural Gas_Miscellaneous_E7 | F3 | Commercial | Education | Existing | Miscellaneous | Natural Gas | Miscellaneous | E7 | PACT BC Ratio | 0 | 0 | 0 | 0 | 0 | 0 | 0 | 0 | 0 | 0 | 0 | 0 | 0 | 0 | 0 | 0 | 0 | 0 | 0 | 0 | 0 | 0 | 0 | 0 | 0 | 0 | 0 | 0 | 0 | 0 | 0
F3_Commercial_Education_Existing_Miscellaneous_Natural Gas_Miscellaneous_E8 | F3 | Commercial | Education | Existing | Miscellaneous | Natural Gas | Miscellaneous | E8 | PACT BC Ratio | 0 | 0 | 0 | 0 | 0 | 0 | 0 | 0 | 0 | 0 | 0 | 0 | 0 | 0 | 0 | 0 | 0 | 0 | 0 | 0 | 0 | 0 | 0 | 0 | 0 | 0 | 0 | 0 | 0 | 0 | 0
F3_Commercial_Education_Existing_Miscellaneous_Natural Gas_Miscellaneous_E9 | F3 | Commercial | Education | Existing | Miscellaneous | Natural Gas | Miscellaneous | E9 | PACT BC Ratio | 0 | 0 | 0 | 0 | 0 | 0 | 0 | 0 | 0 | 0 | 0 | 0 | 0 | 0 | 0 | 0 | 0 | 0 | 0 | 0 | 0 | 0 | 0 | 0 | 0 | 0 | 0 | 0 | 0 | 0 | 0
F3_Commercial_Education_Existing_Miscellaneous_Natural Gas_Miscellaneous_E10 | F3 | Commercial | Education | Existing | Miscellaneous | Natural Gas | Miscellaneous | E10 | PACT BC Ratio | 0 | 0 | 0 | 0 | 0 | 0 | 0 | 0 | 0 | 0 | 0 | 0 | 0 | 0 | 0 | 0 | 0 | 0 | 0 | 0 | 0 | 0 | 0 | 0 | 0 | 0 | 0 | 0 | 0 | 0 | 0
F4_Commercial_Education_Existing_Miscellaneous_Natural Gas_Miscellaneous_E1 | F4 | Commercial | Education | Existing | Miscellaneous | Natural Gas | Miscellaneous | E1 | PCT BC Ratio | 0.9 | 0.9 | 0.9 | 0.9 | 0.9 | 0.9 | 0.9 | 0.9 | 0.9 | 0.9 | 0.9 | 0.9 | 0.9 | 0.9 | 0.9 | 0.9 | 0.9 | 0.9 | 0.9 | 0.9 | 0.9 | 0.9 | 0.9 | 0.9 | 0.9 | 0.9 | 0.9 | 0.9 | 0.9 | 0.9 | 0.9
F4_Commercial_Education_Existing_Miscellaneous_Natural Gas_Miscellaneous_E2 | F4 | Commercial | Education | Existing | Miscellaneous | Natural Gas | Miscellaneous | E2 | PCT BC Ratio | 0 | 0 | 0 | 0 | 0 | 0 | 0 | 0 | 0 | 0 | 0 | 0 | 0 | 0 | 0 | 0 | 0 | 0 | 0 | 0 | 0 | 0 | 0 | 0 | 0 | 0 | 0 | 0 | 0 | 0 | 0
F4_Commercial_Education_Existing_Miscellaneous_Natural Gas_Miscellaneous_E3 | F4 | Commercial | Education | Existing | Miscellaneous | Natural Gas | Miscellaneous | E3 | PCT BC Ratio | 0 | 0 | 0 | 0 | 0 | 0 | 0 | 0 | 0 | 0 | 0 | 0 | 0 | 0 | 0 | 0 | 0 | 0 | 0 | 0 | 0 | 0 | 0 | 0 | 0 | 0 | 0 | 0 | 0 | 0 | 0
F4_Commercial_Education_Existing_Miscellaneous_Natural Gas_Miscellaneous_E4 | F4 | Commercial | Education | Existing | Miscellaneous | Natural Gas | Miscellaneous | E4 | PCT BC Ratio | 0 | 0 | 0 | 0 | 0 | 0 | 0 | 0 | 0 | 0 | 0 | 0 | 0 | 0 | 0 | 0 | 0 | 0 | 0 | 0 | 0 | 0 | 0 | 0 | 0 | 0 | 0 | 0 | 0 | 0 | 0
F4_Commercial_Education_Existing_Miscellaneous_Natural Gas_Miscellaneous_E5 | F4 | Commercial | Education | Existing | Miscellaneous | Natural Gas | Miscellaneous | E5 | PCT BC Ratio | 0 | 0 | 0 | 0 | 0 | 0 | 0 | 0 | 0 | 0 | 0 | 0 | 0 | 0 | 0 | 0 | 0 | 0 | 0 | 0 | 0 | 0 | 0 | 0 | 0 | 0 | 0 | 0 | 0 | 0 | 0
F4_Commercial_Education_Existing_Miscellaneous_Natural Gas_Miscellaneous_E6 | F4 | Commercial | Education | Existing | Miscellaneous | Natural Gas | Miscellaneous | E6 | PCT BC Ratio | 0 | 0 | 0 | 0 | 0 | 0 | 0 | 0 | 0 | 0 | 0 | 0 | 0 | 0 | 0 | 0 | 0 | 0 | 0 | 0 | 0 | 0 | 0 | 0 | 0 | 0 | 0 | 0 | 0 | 0 | 0
F4_Commercial_Education_Existing_Miscellaneous_Natural Gas_Miscellaneous_E7 | F4 | Commercial | Education | Existing | Miscellaneous | Natural Gas | Miscellaneous | E7 | PCT BC Ratio | 0 | 0 | 0 | 0 | 0 | 0 | 0 | 0 | 0 | 0 | 0 | 0 | 0 | 0 | 0 | 0 | 0 | 0 | 0 | 0 | 0 | 0 | 0 | 0 | 0 | 0 | 0 | 0 | 0 | 0 | 0
F4_Commercial_Education_Existing_Miscellaneous_Natural Gas_Miscellaneous_E8 | F4 | Commercial | Education | Existing | Miscellaneous | Natural Gas | Miscellaneous | E8 | PCT BC Ratio | 0 | 0 | 0 | 0 | 0 | 0 | 0 | 0 | 0 | 0 | 0 | 0 | 0 | 0 | 0 | 0 | 0 | 0 | 0 | 0 | 0 | 0 | 0 | 0 | 0 | 0 | 0 | 0 | 0 | 0 | 0
F4_Commercial_Education_Existing_Miscellaneous_Natural Gas_Miscellaneous_E9 | F4 | Commercial | Education | Existing | Miscellaneous | Natural Gas | Miscellaneous | E9 | PCT BC Ratio | 0 | 0 | 0 | 0 | 0 | 0 | 0 | 0 | 0 | 0 | 0 | 0 | 0 | 0 | 0 | 0 | 0 | 0 | 0 | 0 | 0 | 0 | 0 | 0 | 0 | 0 | 0 | 0 | 0 | 0 | 0
F4_Commercial_Education_Existing_Miscellaneous_Natural Gas_Miscellaneous_E10 | F4 | Commercial | Education | Existing | Miscellaneous | Natural Gas | Miscellaneous | E10 | PCT BC Ratio | 0 | 0 | 0 | 0 | 0 | 0 | 0 | 0 | 0 | 0 | 0 | 0 | 0 | 0 | 0 | 0 | 0 | 0 | 0 | 0 | 0 | 0 | 0 | 0 | 0 | 0 | 0 | 0 | 0 | 0 | 0
F5_Commercial_Education_Existing_Miscellaneous_Natural Gas_Miscellaneous_E1 | F5 | Commercial | Education | Existing | Miscellaneous | Natural Gas | Miscellaneous | E1 | RIM BC Ratio | 0.9 | 0.9 | 0.9 | 0.9 | 0.9 | 0.9 | 0.9 | 0.9 | 0.9 | 0.9 | 0.9 | 0.9 | 0.9 | 0.9 | 0.9 | 0.9 | 0.9 | 0.9 | 0.9 | 0.9 | 0.9 | 0.9 | 0.9 | 0.9 | 0.9 | 0.9 | 0.9 | 0.9 | 0.9 | 0.9 | 0.9
F5_Commercial_Education_Existing_Miscellaneous_Natural Gas_Miscellaneous_E2 | F5 | Commercial | Education | Existing | Miscellaneous | Natural Gas | Miscellaneous | E2 | RIM BC Ratio | 0 | 0 | 0 | 0 | 0 | 0 | 0 | 0 | 0 | 0 | 0 | 0 | 0 | 0 | 0 | 0 | 0 | 0 | 0 | 0 | 0 | 0 | 0 | 0 | 0 | 0 | 0 | 0 | 0 | 0 | 0
F5_Commercial_Education_Existing_Miscellaneous_Natural Gas_Miscellaneous_E3 | F5 | Commercial | Education | Existing | Miscellaneous | Natural Gas | Miscellaneous | E3 | RIM BC Ratio | 0 | 0 | 0 | 0 | 0 | 0 | 0 | 0 | 0 | 0 | 0 | 0 | 0 | 0 | 0 | 0 | 0 | 0 | 0 | 0 | 0 | 0 | 0 | 0 | 0 | 0 | 0 | 0 | 0 | 0 | 0
F5_Commercial_Education_Existing_Miscellaneous_Natural Gas_Miscellaneous_E4 | F5 | Commercial | Education | Existing | Miscellaneous | Natural Gas | Miscellaneous | E4 | RIM BC Ratio | 0 | 0 | 0 | 0 | 0 | 0 | 0 | 0 | 0 | 0 | 0 | 0 | 0 | 0 | 0 | 0 | 0 | 0 | 0 | 0 | 0 | 0 | 0 | 0 | 0 | 0 | 0 | 0 | 0 | 0 | 0
F5_Commercial_Education_Existing_Miscellaneous_Natural Gas_Miscellaneous_E5 | F5 | Commercial | Education | Existing | Miscellaneous | Natural Gas | Miscellaneous | E5 | RIM BC Ratio | 0 | 0 | 0 | 0 | 0 | 0 | 0 | 0 | 0 | 0 | 0 | 0 | 0 | 0 | 0 | 0 | 0 | 0 | 0 | 0 | 0 | 0 | 0 | 0 | 0 | 0 | 0 | 0 | 0 | 0 | 0
F5_Commercial_Education_Existing_Miscellaneous_Natural Gas_Miscellaneous_E6 | F5 | Commercial | Education | Existing | Miscellaneous | Natural Gas | Miscellaneous | E6 | RIM BC Ratio | 0 | 0 | 0 | 0 | 0 | 0 | 0 | 0 | 0 | 0 | 0 | 0 | 0 | 0 | 0 | 0 | 0 | 0 | 0 | 0 | 0 | 0 | 0 | 0 | 0 | 0 | 0 | 0 | 0 | 0 | 0
F5_Commercial_Education_Existing_Miscellaneous_Natural Gas_Miscellaneous_E7 | F5 | Commercial | Education | Existing | Miscellaneous | Natural Gas | Miscellaneous | E7 | RIM BC Ratio | 0 | 0 | 0 | 0 | 0 | 0 | 0 | 0 | 0 | 0 | 0 | 0 | 0 | 0 | 0 | 0 | 0 | 0 | 0 | 0 | 0 | 0 | 0 | 0 | 0 | 0 | 0 | 0 | 0 | 0 | 0
F5_Commercial_Education_Existing_Miscellaneous_Natural Gas_Miscellaneous_E8 | F5 | Commercial | Education | Existing | Miscellaneous | Natural Gas | Miscellaneous | E8 | RIM BC Ratio | 0 | 0 | 0 | 0 | 0 | 0 | 0 | 0 | 0 | 0 | 0 | 0 | 0 | 0 | 0 | 0 | 0 | 0 | 0 | 0 | 0 | 0 | 0 | 0 | 0 | 0 | 0 | 0 | 0 | 0 | 0
F5_Commercial_Education_Existing_Miscellaneous_Natural Gas_Miscellaneous_E9 | F5 | Commercial | Education | Existing | Miscellaneous | Natural Gas | Miscellaneous | E9 | RIM BC Ratio | 0 | 0 | 0 | 0 | 0 | 0 | 0 | 0 | 0 | 0 | 0 | 0 | 0 | 0 | 0 | 0 | 0 | 0 | 0 | 0 | 0 | 0 | 0 | 0 | 0 | 0 | 0 | 0 | 0 | 0 | 0
F5_Commercial_Education_Existing_Miscellaneous_Natural Gas_Miscellaneous_E10 | F5 | Commercial | Education | Existing | Miscellaneous | Natural Gas | Miscellaneous | E10 | RIM BC Ratio | 0 | 0 | 0 | 0 | 0 | 0 | 0 | 0 | 0 | 0 | 0 | 0 | 0 | 0 | 0 | 0 | 0 | 0 | 0 | 0 | 0 | 0 | 0 | 0 | 0 | 0 | 0 | 0 | 0 | 0 | 0
F0_Commercial_Education_New_Space Heating_Natural Gas_Furnace_E0 | F0 | Commercial | Education | New | Space Heating | Natural Gas | Furnace | E0 | Economic Unit | AFUE 80% (Standard) | AFUE 80% (Standard) | AFUE 80% (Standard) | AFUE 80% (Standard) | AFUE 80% (Standard) | AFUE 96% | AFUE 96% | AFUE 96% | AFUE 96% | AFUE 96% | AFUE 96% | AFUE 96% | AFUE 96% | AFUE 96% | AFUE 96% | AFUE 96% | AFUE 96% | AFUE 96% | AFUE 96% | AFUE 96% | AFUE 96% | AFUE 96% | AFUE 96% | AFUE 96% | AFUE 96% | AFUE 96% | AFUE 96% | AFUE 96% | AFUE 96% | AFUE 96% | AFUE 96%
F1_Commercial_Education_New_Space Heating_Natural Gas_Furnace_E1 | F1 | Commercial | Education | New | Space Heating | Natural Gas | Furnace | E1 | CCE | 0 | 0 | 0 | 0 | 0 | 0 | 0 | 0 | 0 | 0 | 0 | 0 | 0 | 0 | 0 | 0 | 0 | 0 | 0 | 0 | 0 | 0 | 0 | 0 | 0 | 0 | 0 | 0 | 0 | 0 | 0
F1_Commercial_Education_New_Space Heating_Natural Gas_Furnace_E2 | F1 | Commercial | Education | New | Space Heating | Natural Gas | Furnace | E2 | CCE | 0.22639 | 0.21764 | 0.21868 | 0.22097 | 0.22097 | 0 | 0 | 0 | 0 | 0 | 0 | 0 | 0 | 0 | 0 | 0 | 0 | 0 | 0 | 0 | 0 | 0 | 0 | 0 | 0 | 0 | 0 | 0 | 0 | 0 | 0
F1_Commercial_Education_New_Space Heating_Natural Gas_Furnace_E3 | F1 | Commercial | Education | New | Space Heating | Natural Gas | Furnace | E3 | CCE | 0.048221 | 0.046357 | 0.046578 | 0.047065 | 0.047065 | 0 | 0 | 0 | 0 | 0 | 0 | 0 | 0 | 0 | 0 | 0 | 0 | 0 | 0 | 0 | 0 | 0 | 0 | 0 | 0 | 0 | 0 | 0 | 0 | 0 | 0
F1_Commercial_Education_New_Space Heating_Natural Gas_Furnace_E4 | F1 | Commercial | Education | New | Space Heating | Natural Gas | Furnace | E4 | CCE | 0.016598 | 0.015957 | 0.016033 | 0.016201 | 0.016201 | -0.065282 | -0.065282 | -0.065282 | -0.065282 | -0.065282 | -0.065282 | -0.065282 | -0.065282 | -0.065282 | -0.065282 | -0.065282 | -0.065282 | -0.065282 | -0.065282 | -0.065282 | -0.065282 | -0.065282 | -0.065282 | -0.065282 | -0.065282 | -0.065282 | -0.065282 | -0.065282 | -0.065282 | -0.065282 | -0.065282
F1_Commercial_Education_New_Space Heating_Natural Gas_Furnace_E5 | F1 | Commercial | Education | New | Space Heating | Natural Gas | Furnace | E5 | CCE | 0 | 0 | 0 | 0 | 0 | 0 | 0 | 0.38599 | 0.38599 | 0.38599 | 0.38599 | 0.38599 | 0.38599 | 0.38599 | 0.38599 | 0.38599 | 0.38599 | 0.38599 | 0.38599 | 0.38599 | 0.38599 | 0.38599 | 0.38599 | 0.38599 | 0.38599 | 0.38599 | 0.38599 | 0.38599 | 0.38599 | 0.38599 | 0.38599
F1_Commercial_Education_New_Space Heating_Natural Gas_Furnace_E6 | F1 | Commercial | Education | New | Space Heating | Natural Gas | Furnace | E6 | CCE | 0 | 0 | 0 | 0 | 0 | 0 | 0 | 0 | 0 | 0 | 0 | 0 | 0 | 0 | 0 | 0 | 0 | 0 | 0 | 0 | 0 | 0 | 0 | 0 | 0 | 0 | 0 | 0 | 0 | 0 | 0
F1_Commercial_Education_New_Space Heating_Natural Gas_Furnace_E7 | F1 | Commercial | Education | New | Space Heating | Natural Gas | Furnace | E7 | CCE | 0 | 0 | 0 | 0 | 0 | 0 | 0 | 0 | 0 | 0 | 0 | 0 | 0 | 0 | 0 | 0 | 0 | 0 | 0 | 0 | 0 | 0 | 0 | 0 | 0 | 0 | 0 | 0 | 0 | 0 | 0
F1_Commercial_Education_New_Space Heating_Natural Gas_Furnace_E8 | F1 | Commercial | Education | New | Space Heating | Natural Gas | Furnace | E8 | CCE | 0 | 0 | 0 | 0 | 0 | 0 | 0 | 0 | 0 | 0 | 0 | 0 | 0 | 0 | 0 | 0 | 0 | 0 | 0 | 0 | 0 | 0 | 0 | 0 | 0 | 0 | 0 | 0 | 0 | 0 | 0
F1_Commercial_Education_New_Space Heating_Natural Gas_Furnace_E9 | F1 | Commercial | Education | New | Space Heating | Natural Gas | Furnace | E9 | CCE | 0 | 0 | 0 | 0 | 0 | 0 | 0 | 0 | 0 | 0 | 0 | 0 | 0 | 0 | 0 | 0 | 0 | 0 | 0 | 0 | 0 | 0 | 0 | 0 | 0 | 0 | 0 | 0 | 0 | 0 | 0
F1_Commercial_Education_New_Space Heating_Natural Gas_Furnace_E10 | F1 | Commercial | Education | New | Space Heating | Natural Gas | Furnace | E10 | CCE | 0 | 0 | 0 | 0 | 0 | 0 | 0 | 0 | 0 | 0 | 0 | 0 | 0 | 0 | 0 | 0 | 0 | 0 | 0 | 0 | 0 | 0 | 0 | 0 | 0 | 0 | 0 | 0 | 0 | 0 | 0
F2_Commercial_Education_New_Space Heating_Natural Gas_Furnace_E1 | F2 | Commercial | Education | New | Space Heating | Natural Gas | Furnace | E1 | TRC BC Ratio | 0.9 | 0.9 | 0.9 | 0.9 | 0.9 | 0 | 0 | 0 | 0 | 0 | 0 | 0 | 0 | 0 | 0 | 0 | 0 | 0 | 0 | 0 | 0 | 0 | 0 | 0 | 0 | 0 | 0 | 0 | 0 | 0 | 0
F2_Commercial_Education_New_Space Heating_Natural Gas_Furnace_E2 | F2 | Commercial | Education | New | Space Heating | Natural Gas | Furnace | E2 | TRC BC Ratio | 0.043909 | 0.044192 | 0.044348 | 0.044539 | 0.044933 | 0 | 0 | 0 | 0 | 0 | 0 | 0 | 0 | 0 | 0 | 0 | 0 | 0 | 0 | 0 | 0 | 0 | 0 | 0 | 0 | 0 | 0 | 0 | 0 | 0 | 0
F2_Commercial_Education_New_Space Heating_Natural Gas_Furnace_E3 | F2 | Commercial | Education | New | Space Heating | Natural Gas | Furnace | E3 | TRC BC Ratio | 0.20615 | 0.20748 | 0.20821 | 0.20911 | 0.21095 | 0.9 | 0.9 | 0.9 | 0.9 | 0.9 | 0.9 | 0.9 | 0.9 | 0.9 | 0.9 | 0.9 | 0.9 | 0.9 | 0.9 | 0.9 | 0.9 | 0.9 | 0.9 | 0.9 | 0.9 | 0.9 | 0.9 | 0.9 | 0.9 | 0.9 | 0.9
F2_Commercial_Education_New_Space Heating_Natural Gas_Furnace_E4 | F2 | Commercial | Education | New | Space Heating | Natural Gas | Furnace | E4 | TRC BC Ratio | 0.5989 | 0.60275 | 0.60489 | 0.60749 | 0.61286 | 0.9 | 0.9 | 0.9 | 0.9 | 0.9 | 0.9 | 0.9 | 0.9 | 0.9 | 0.9 | 0.9 | 0.9 | 0.9 | 0.9 | 0.9 | 0.9 | 0.9 | 0.9 | 0.9 | 0.9 | 0.9 | 0.9 | 0.9 | 0.9 | 0.9 | 0.9
F2_Commercial_Education_New_Space Heating_Natural Gas_Furnace_E5 | F2 | Commercial | Education | New | Space Heating | Natural Gas | Furnace | E5 | TRC BC Ratio | 0 | 0 | 0 | 0 | 0 | 0 | 0 | 0.023988 | 0.023843 | 0.023638 | 0.023527 | 0.023373 | 0.020979 | 0.02081 | 0.020789 | 0.020632 | 0.020577 | 0.020561 | 0.020178 | 0.020306 | 0.020361 | 0.020456 | 0.02059 | 0.011978 | 0.011679 | 0.011373 | 0.011055 | 0.010722 | 0.010373 | 0.010004 | 0.009611
F2_Commercial_Education_New_Space Heating_Natural Gas_Furnace_E6 | F2 | Commercial | Education | New | Space Heating | Natural Gas | Furnace | E6 | TRC BC Ratio | 0 | 0 | 0 | 0 | 0 | 0 | 0 | 0 | 0 | 0 | 0 | 0 | 0 | 0 | 0 | 0 | 0 | 0 | 0 | 0 | 0 | 0 | 0 | 0 | 0 | 0 | 0 | 0 | 0 | 0 | 0
F2_Commercial_Education_New_Space Heating_Natural Gas_Furnace_E7 | F2 | Commercial | Education | New | Space Heating | Natural Gas | Furnace | E7 | TRC BC Ratio | 0 | 0 | 0 | 0 | 0 | 0 | 0 | 0 | 0 | 0 | 0 | 0 | 0 | 0 | 0 | 0 | 0 | 0 | 0 | 0 | 0 | 0 | 0 | 0 | 0 | 0 | 0 | 0 | 0 | 0 | 0
F2_Commercial_Education_New_Space Heating_Natural Gas_Furnace_E8 | F2 | Commercial | Education | New | Space Heating | Natural Gas | Furnace | E8 | TRC BC Ratio | 0 | 0 | 0 | 0 | 0 | 0 | 0 | 0 | 0 | 0 | 0 | 0 | 0 | 0 | 0 | 0 | 0 | 0 | 0 | 0 | 0 | 0 | 0 | 0 | 0 | 0 | 0 | 0 | 0 | 0 | 0
F2_Commercial_Education_New_Space Heating_Natural Gas_Furnace_E9 | F2 | Commercial | Education | New | Space Heating | Natural Gas | Furnace | E9 | TRC BC Ratio | 0 | 0 | 0 | 0 | 0 | 0 | 0 | 0 | 0 | 0 | 0 | 0 | 0 | 0 | 0 | 0 | 0 | 0 | 0 | 0 | 0 | 0 | 0 | 0 | 0 | 0 | 0 | 0 | 0 | 0 | 0
F2_Commercial_Education_New_Space Heating_Natural Gas_Furnace_E10 | F2 | Commercial | Education | New | Space Heating | Natural Gas | Furnace | E10 | TRC BC Ratio | 0 | 0 | 0 | 0 | 0 | 0 | 0 | 0 | 0 | 0 | 0 | 0 | 0 | 0 | 0 | 0 | 0 | 0 | 0 | 0 | 0 | 0 | 0 | 0 | 0 | 0 | 0 | 0 | 0 | 0 | 0
F3_Commercial_Education_New_Space Heating_Natural Gas_Furnace_E1 | F3 | Commercial | Education | New | Space Heating | Natural Gas | Furnace | E1 | PACT BC Ratio | 0.9 | 0.9 | 0.9 | 0.9 | 0.9 | 0 | 0 | 0 | 0 | 0 | 0 | 0 | 0 | 0 | 0 | 0 | 0 | 0 | 0 | 0 | 0 | 0 | 0 | 0 | 0 | 0 | 0 | 0 | 0 | 0 | 0
F3_Commercial_Education_New_Space Heating_Natural Gas_Furnace_E2 | F3 | Commercial | Education | New | Space Heating | Natural Gas | Furnace | E2 | PACT BC Ratio | 0.043909 | 0.044192 | 0.044348 | 0.044539 | 0.044933 | 0 | 0 | 0 | 0 | 0 | 0 | 0 | 0 | 0 | 0 | 0 | 0 | 0 | 0 | 0 | 0 | 0 | 0 | 0 | 0 | 0 | 0 | 0 | 0 | 0 | 0
F3_Commercial_Education_New_Space Heating_Natural Gas_Furnace_E3 | F3 | Commercial | Education | New | Space Heating | Natural Gas | Furnace | E3 | PACT BC Ratio | 0.20615 | 0.20748 | 0.20821 | 0.20911 | 0.21095 | 0.9 | 0.9 | 0.9 | 0.9 | 0.9 | 0.9 | 0.9 | 0.9 | 0.9 | 0.9 | 0.9 | 0.9 | 0.9 | 0.9 | 0.9 | 0.9 | 0.9 | 0.9 | 0.9 | 0.9 | 0.9 | 0.9 | 0.9 | 0.9 | 0.9 | 0.9
F3_Commercial_Education_New_Space Heating_Natural Gas_Furnace_E4 | F3 | Commercial | Education | New | Space Heating | Natural Gas | Furnace | E4 | PACT BC Ratio | 0.5989 | 0.60275 | 0.60489 | 0.60749 | 0.61286 | 0.9 | 0.9 | 0.9 | 0.9 | 0.9 | 0.9 | 0.9 | 0.9 | 0.9 | 0.9 | 0.9 | 0.9 | 0.9 | 0.9 | 0.9 | 0.9 | 0.9 | 0.9 | 0.9 | 0.9 | 0.9 | 0.9 | 0.9 | 0.9 | 0.9 | 0.9
F3_Commercial_Education_New_Space Heating_Natural Gas_Furnace_E5 | F3 | Commercial | Education | New | Space Heating | Natural Gas | Furnace | E5 | PACT BC Ratio | 0 | 0 | 0 | 0 | 0 | 0 | 0 | 0.023988 | 0.023843 | 0.023638 | 0.023527 | 0.023373 | 0.020979 | 0.02081 | 0.020789 | 0.020632 | 0.020577 | 0.020561 | 0.020178 | 0.020306 | 0.020361 | 0.020456 | 0.02059 | 0.011978 | 0.011679 | 0.011373 | 0.011055 | 0.010722 | 0.010373 | 0.010004 | 0.009611
F3_Commercial_Education_New_Space Heating_Natural Gas_Furnace_E6 | F3 | Commercial | Education | New | Space Heating | Natural Gas | Furnace | E6 | PACT BC Ratio | 0 | 0 | 0 | 0 | 0 | 0 | 0 | 0 | 0 | 0 | 0 | 0 | 0 | 0 | 0 | 0 | 0 | 0 | 0 | 0 | 0 | 0 | 0 | 0 | 0 | 0 | 0 | 0 | 0 | 0 | 0
F3_Commercial_Education_New_Space Heating_Natural Gas_Furnace_E7 | F3 | Commercial | Education | New | Space Heating | Natural Gas | Furnace | E7 | PACT BC Ratio | 0 | 0 | 0 | 0 | 0 | 0 | 0 | 0 | 0 | 0 | 0 | 0 | 0 | 0 | 0 | 0 | 0 | 0 | 0 | 0 | 0 | 0 | 0 | 0 | 0 | 0 | 0 | 0 | 0 | 0 | 0
F3_Commercial_Education_New_Space Heating_Natural Gas_Furnace_E8 | F3 | Commercial | Education | New | Space Heating | Natural Gas | Furnace | E8 | PACT BC Ratio | 0 | 0 | 0 | 0 | 0 | 0 | 0 | 0 | 0 | 0 | 0 | 0 | 0 | 0 | 0 | 0 | 0 | 0 | 0 | 0 | 0 | 0 | 0 | 0 | 0 | 0 | 0 | 0 | 0 | 0 | 0
F3_Commercial_Education_New_Space Heating_Natural Gas_Furnace_E9 | F3 | Commercial | Education | New | Space Heating | Natural Gas | Furnace | E9 | PACT BC Ratio | 0 | 0 | 0 | 0 | 0 | 0 | 0 | 0 | 0 | 0 | 0 | 0 | 0 | 0 | 0 | 0 | 0 | 0 | 0 | 0 | 0 | 0 | 0 | 0 | 0 | 0 | 0 | 0 | 0 | 0 | 0
F3_Commercial_Education_New_Space Heating_Natural Gas_Furnace_E10 | F3 | Commercial | Education | New | Space Heating | Natural Gas | Furnace | E10 | PACT BC Ratio | 0 | 0 | 0 | 0 | 0 | 0 | 0 | 0 | 0 | 0 | 0 | 0 | 0 | 0 | 0 | 0 | 0 | 0 | 0 | 0 | 0 | 0 | 0 | 0 | 0 | 0 | 0 | 0 | 0 | 0 | 0
F4_Commercial_Education_New_Space Heating_Natural Gas_Furnace_E1 | F4 | Commercial | Education | New | Space Heating | Natural Gas | Furnace | E1 | PCT BC Ratio | 0.9 | 0.9 | 0.9 | 0.9 | 0.9 | 0 | 0 | 0 | 0 | 0 | 0 | 0 | 0 | 0 | 0 | 0 | 0 | 0 | 0 | 0 | 0 | 0 | 0 | 0 | 0 | 0 | 0 | 0 | 0 | 0 | 0
F4_Commercial_Education_New_Space Heating_Natural Gas_Furnace_E2 | F4 | Commercial | Education | New | Space Heating | Natural Gas | Furnace | E2 | PCT BC Ratio | 1.1105 | 1.1112 | 1.1116 | 1.1121 | 1.113 | 0 | 0 | 0 | 0 | 0 | 0 | 0 | 0 | 0 | 0 | 0 | 0 | 0 | 0 | 0 | 0 | 0 | 0 | 0 | 0 | 0 | 0 | 0 | 0 | 0 | 0
F4_Commercial_Education_New_Space Heating_Natural Gas_Furnace_E3 | F4 | Commercial | Education | New | Space Heating | Natural Gas | Furnace | E3 | PCT BC Ratio | 1.5187 | 1.522 | 1.5238 | 1.5261 | 1.5307 | 0.9 | 0.9 | 0.9 | 0.9 | 0.9 | 0.9 | 0.9 | 0.9 | 0.9 | 0.9 | 0.9 | 0.9 | 0.9 | 0.9 | 0.9 | 0.9 | 0.9 | 0.9 | 0.9 | 0.9 | 0.9 | 0.9 | 0.9 | 0.9 | 0.9 | 0.9
F4_Commercial_Education_New_Space Heating_Natural Gas_Furnace_E4 | F4 | Commercial | Education | New | Space Heating | Natural Gas | Furnace | E4 | PCT BC Ratio | 2.5068 | 2.5165 | 2.5219 | 2.5284 | 2.5419 | 0.9 | 0.9 | 0.9 | 0.9 | 0.9 | 0.9 | 0.9 | 0.9 | 0.9 | 0.9 | 0.9 | 0.9 | 0.9 | 0.9 | 0.9 | 0.9 | 0.9 | 0.9 | 0.9 | 0.9 | 0.9 | 0.9 | 0.9 | 0.9 | 0.9 | 0.9
F4_Commercial_Education_New_Space Heating_Natural Gas_Furnace_E5 | F4 | Commercial | Education | New | Space Heating | Natural Gas | Furnace | E5 | PCT BC Ratio | 0 | 0 | 0 | 0 | 0 | 0 | 0 | 1.0604 | 1.06 | 1.0595 | 1.0592 | 1.0588 | 1.0528 | 1.0524 | 1.0523 | 1.0519 | 1.0518 | 1.0517 | 1.0508 | 1.0511 | 1.0512 | 1.0515 | 1.0518 | 1.0301 | 1.0294 | 1.0286 | 1.0278 | 1.027 | 1.0261 | 1.0252 | 1.0242
F4_Commercial_Education_New_Space Heating_Natural Gas_Furnace_E6 | F4 | Commercial | Education | New | Space Heating | Natural Gas | Furnace | E6 | PCT BC Ratio | 0 | 0 | 0 | 0 | 0 | 0 | 0 | 0 | 0 | 0 | 0 | 0 | 0 | 0 | 0 | 0 | 0 | 0 | 0 | 0 | 0 | 0 | 0 | 0 | 0 | 0 | 0 | 0 | 0 | 0 | 0
F4_Commercial_Education_New_Space Heating_Natural Gas_Furnace_E7 | F4 | Commercial | Education | New | Space Heating | Natural Gas | Furnace | E7 | PCT BC Ratio | 0 | 0 | 0 | 0 | 0 | 0 | 0 | 0 | 0 | 0 | 0 | 0 | 0 | 0 | 0 | 0 | 0 | 0 | 0 | 0 | 0 | 0 | 0 | 0 | 0 | 0 | 0 | 0 | 0 | 0 | 0
F4_Commercial_Education_New_Space Heating_Natural Gas_Furnace_E8 | F4 | Commercial | Education | New | Space Heating | Natural Gas | Furnace | E8 | PCT BC Ratio | 0 | 0 | 0 | 0 | 0 | 0 | 0 | 0 | 0 | 0 | 0 | 0 | 0 | 0 | 0 | 0 | 0 | 0 | 0 | 0 | 0 | 0 | 0 | 0 | 0 | 0 | 0 | 0 | 0 | 0 | 0
F4_Commercial_Education_New_Space Heating_Natural Gas_Furnace_E9 | F4 | Commercial | Education | New | Space Heating | Natural Gas | Furnace | E9 | PCT BC Ratio | 0 | 0 | 0 | 0 | 0 | 0 | 0 | 0 | 0 | 0 | 0 | 0 | 0 | 0 | 0 | 0 | 0 | 0 | 0 | 0 | 0 | 0 | 0 | 0 | 0 | 0 | 0 | 0 | 0 | 0 | 0
F4_Commercial_Education_New_Space Heating_Natural Gas_Furnace_E10 | F4 | Commercial | Education | New | Space Heating | Natural Gas | Furnace | E10 | PCT BC Ratio | 0 | 0 | 0 | 0 | 0 | 0 | 0 | 0 | 0 | 0 | 0 | 0 | 0 | 0 | 0 | 0 | 0 | 0 | 0 | 0 | 0 | 0 | 0 | 0 | 0 | 0 | 0 | 0 | 0 | 0 | 0
F5_Commercial_Education_New_Space Heating_Natural Gas_Furnace_E1 | F5 | Commercial | Education | New | Space Heating | Natural Gas | Furnace | E1 | RIM BC Ratio | 0.9 | 0.9 | 0.9 | 0.9 | 0.9 | 0 | 0 | 0 | 0 | 0 | 0 | 0 | 0 | 0 | 0 | 0 | 0 | 0 | 0 | 0 | 0 | 0 | 0 | 0 | 0 | 0 | 0 | 0 | 0 | 0 | 0
F5_Commercial_Education_New_Space Heating_Natural Gas_Furnace_E2 | F5 | Commercial | Education | New | Space Heating | Natural Gas | Furnace | E2 | RIM BC Ratio | 0.041715 | 0.04197 | 0.042111 | 0.042283 | 0.042637 | 0 | 0 | 0 | 0 | 0 | 0 | 0 | 0 | 0 | 0 | 0 | 0 | 0 | 0 | 0 | 0 | 0 | 0 | 0 | 0 | 0 | 0 | 0 | 0 | 0 | 0
F5_Commercial_Education_New_Space Heating_Natural Gas_Furnace_E3 | F5 | Commercial | Education | New | Space Heating | Natural Gas | Furnace | E3 | RIM BC Ratio | 0.16532 | 0.16617 | 0.16664 | 0.16722 | 0.16839 | 0.9 | 0.9 | 0.9 | 0.9 | 0.9 | 0.9 | 0.9 | 0.9 | 0.9 | 0.9 | 0.9 | 0.9 | 0.9 | 0.9 | 0.9 | 0.9 | 0.9 | 0.9 | 0.9 | 0.9 | 0.9 | 0.9 | 0.9 | 0.9 | 0.9 | 0.9
F5_Commercial_Education_New_Space Heating_Natural Gas_Furnace_E4 | F5 | Commercial | Education | New | Space Heating | Natural Gas | Furnace | E4 | RIM BC Ratio | 0.3487 | 0.35 | 0.35072 | 0.35159 | 0.35339 | 0.9 | 0.9 | 0.9 | 0.9 | 0.9 | 0.9 | 0.9 | 0.9 | 0.9 | 0.9 | 0.9 | 0.9 | 0.9 | 0.9 | 0.9 | 0.9 | 0.9 | 0.9 | 0.9 | 0.9 | 0.9 | 0.9 | 0.9 | 0.9 | 0.9 | 0.9
F5_Commercial_Education_New_Space Heating_Natural Gas_Furnace_E5 | F5 | Commercial | Education | New | Space Heating | Natural Gas | Furnace | E5 | RIM BC Ratio | 0 | 0 | 0 | 0 | 0 | 0 | 0 | 0.023318 | 0.023181 | 0.022987 | 0.022882 | 0.022736 | 0.020465 | 0.020304 | 0.020284 | 0.020135 | 0.020082 | 0.020066 | 0.019702 | 0.019824 | 0.019876 | 0.019967 | 0.020094 | 0.011809 | 0.011518 | 0.01122 | 0.01091 | 0.010586 | 0.010246 | 0.0098851 | 0.0095016
F5_Commercial_Education_New_Space Heating_Natural Gas_Furnace_E6 | F5 | Commercial | Education | New | Space Heating | Natural Gas | Furnace | E6 | RIM BC Ratio | 0 | 0 | 0 | 0 | 0 | 0 | 0 | 0 | 0 | 0 | 0 | 0 | 0 | 0 | 0 | 0 | 0 | 0 | 0 | 0 | 0 | 0 | 0 | 0 | 0 | 0 | 0 | 0 | 0 | 0 | 0
F5_Commercial_Education_New_Space Heating_Natural Gas_Furnace_E7 | F5 | Commercial | Education | New | Space Heating | Natural Gas | Furnace | E7 | RIM BC Ratio | 0 | 0 | 0 | 0 | 0 | 0 | 0 | 0 | 0 | 0 | 0 | 0 | 0 | 0 | 0 | 0 | 0 | 0 | 0 | 0 | 0 | 0 | 0 | 0 | 0 | 0 | 0 | 0 | 0 | 0 | 0
F5_Commercial_Education_New_Space Heating_Natural Gas_Furnace_E8 | F5 | Commercial | Education | New | Space Heating | Natural Gas | Furnace | E8 | RIM BC Ratio | 0 | 0 | 0 | 0 | 0 | 0 | 0 | 0 | 0 | 0 | 0 | 0 | 0 | 0 | 0 | 0 | 0 | 0 | 0 | 0 | 0 | 0 | 0 | 0 | 0 | 0 | 0 | 0 | 0 | 0 | 0
F5_Commercial_Education_New_Space Heating_Natural Gas_Furnace_E9 | F5 | Commercial | Education | New | Space Heating | Natural Gas | Furnace | E9 | RIM BC Ratio | 0 | 0 | 0 | 0 | 0 | 0 | 0 | 0 | 0 | 0 | 0 | 0 | 0 | 0 | 0 | 0 | 0 | 0 | 0 | 0 | 0 | 0 | 0 | 0 | 0 | 0 | 0 | 0 | 0 | 0 | 0
F5_Commercial_Education_New_Space Heating_Natural Gas_Furnace_E10 | F5 | Commercial | Education | New | Space Heating | Natural Gas | Furnace | E10 | RIM BC Ratio | 0 | 0 | 0 | 0 | 0 | 0 | 0 | 0 | 0 | 0 | 0 | 0 | 0 | 0 | 0 | 0 | 0 | 0 | 0 | 0 | 0 | 0 | 0 | 0 | 0 | 0 | 0 | 0 | 0 | 0 | 0
F0_Commercial_Education_New_Space Heating_Natural Gas_Boiler_E0 | F0 | Commercial | Education | New | Space Heating | Natural Gas | Boiler | E0 | Economic Unit | TE 84% (2023 Standard) | TE 84% (2023 Standard) | TE 84% (2023 Standard) | TE 84% (2023 Standard) | TE 84% (2023 Standard) | TE 94% (ENERGY STAR 1.0) | TE 94% (ENERGY STAR 1.0) | TE 94% (ENERGY STAR 1.0) | TE 94% (ENERGY STAR 1.0) | TE 94% (ENERGY STAR 1.0) | TE 94% (ENERGY STAR 1.0) | TE 94% (ENERGY STAR 1.0) | TE 94% (ENERGY STAR 1.0) | TE 94% (ENERGY STAR 1.0) | TE 94% (ENERGY STAR 1.0) | TE 94% (ENERGY STAR 1.0) | TE 94% (ENERGY STAR 1.0) | TE 94% (ENERGY STAR 1.0) | TE 94% (ENERGY STAR 1.0) | TE 94% (ENERGY STAR 1.0) | TE 94% (ENERGY STAR 1.0) | TE 94% (ENERGY STAR 1.0) | TE 94% (ENERGY STAR 1.0) | TE 94% (ENERGY STAR 1.0) | TE 94% (ENERGY STAR 1.0) | TE 94% (ENERGY STAR 1.0) | TE 94% (ENERGY STAR 1.0) | TE 94% (ENERGY STAR 1.0) | TE 94% (ENERGY STAR 1.0) | TE 94% (ENERGY STAR 1.0) | TE 94% (ENERGY STAR 1.0)
F1_Commercial_Education_New_Space Heating_Natural Gas_Boiler_E1 | F1 | Commercial | Education | New | Space Heating | Natural Gas | Boiler | E1 | CCE | 0 | 0 | 0 | 0 | 0 | 0 | 0 | 0 | 0 | 0 | 0 | 0 | 0 | 0 | 0 | 0 | 0 | 0 | 0 | 0 | 0 | 0 | 0 | 0 | 0 | 0 | 0 | 0 | 0 | 0 | 0
F1_Commercial_Education_New_Space Heating_Natural Gas_Boiler_E2 | F1 | Commercial | Education | New | Space Heating | Natural Gas | Boiler | E2 | CCE | 0.0049405 | 0.0047496 | 0.0047722 | 0.0048221 | 0.0048221 | 0 | 0 | 0 | 0 | 0 | 0 | 0 | 0 | 0 | 0 | 0 | 0 | 0 | 0 | 0 | 0 | 0 | 0 | 0 | 0 | 0 | 0 | 0 | 0 | 0 | 0
F1_Commercial_Education_New_Space Heating_Natural Gas_Boiler_E3 | F1 | Commercial | Education | New | Space Heating | Natural Gas | Boiler | E3 | CCE | 0.029269 | 0.028138 | 0.028272 | 0.028568 | 0.028568 | 0 | 0 | 0 | 0 | 0 | 0 | 0 | 0 | 0 | 0 | 0 | 0 | 0 | 0 | 0 | 0 | 0 | 0 | 0 | 0 | 0 | 0 | 0 | 0 | 0 | 0
F1_Commercial_Education_New_Space Heating_Natural Gas_Boiler_E4 | F1 | Commercial | Education | New | Space Heating | Natural Gas | Boiler | E4 | CCE | 0.029513 | 0.028373 | 0.028508 | 0.028806 | 0.028806 | 0.029827 | 0.029827 | 0.029827 | 0.029827 | 0.029827 | 0.029827 | 0.029827 | 0.029827 | 0.029827 | 0.029827 | 0.029827 | 0.029827 | 0.029827 | 0.029827 | 0.029827 | 0.029827 | 0.029827 | 0.029827 | 0.029827 | 0.029827 | 0.029827 | 0.029827 | 0.029827 | 0.029827 | 0.029827 | 0.029827
F1_Commercial_Education_New_Space Heating_Natural Gas_Boiler_E5 | F1 | Commercial | Education | New | Space Heating | Natural Gas | Boiler | E5 | CCE | 0.087964 | 0.084565 | 0.084968 | 0.085856 | 0.085856 | 0.12206 | 0.12206 | 0.12206 | 0.12206 | 0.12206 | 0.12206 | 0.12206 | 0.12206 | 0.12206 | 0.12206 | 0.12206 | 0.12206 | 0.12206 | 0.12206 | 0.12206 | 0.12206 | 0.12206 | 0.12206 | 0.12206 | 0.12206 | 0.12206 | 0.12206 | 0.12206 | 0.12206 | 0.12206 | 0.12206
F1_Commercial_Education_New_Space Heating_Natural Gas_Boiler_E6 | F1 | Commercial | Education | New | Space Heating | Natural Gas | Boiler | E6 | CCE | 0 | 0 | 0 | 0 | 0 | 0 | 0 | 0 | 0 | 0 | 0 | 0 | 0 | 0 | 0 | 0 | 0 | 0 | 0 | 0 | 0 | 0 | 0 | 0 | 0 | 0 | 0 | 0 | 0 | 0 | 0
F1_Commercial_Education_New_Space Heating_Natural Gas_Boiler_E7 | F1 | Commercial | Education | New | Space Heating | Natural Gas | Boiler | E7 | CCE | 0 | 0 | 0 | 0 | 0 | 0 | 0 | 0 | 0 | 0 | 0 | 0 | 0 | 0 | 0 | 0 | 0 | 0 | 0 | 0 | 0 | 0 | 0 | 0 | 0 | 0 | 0 | 0 | 0 | 0 | 0
F1_Commercial_Education_New_Space Heating_Natural Gas_Boiler_E8 | F1 | Commercial | Education | New | Space Heating | Natural Gas | Boiler | E8 | CCE | 0 | 0 | 0 | 0 | 0 | 0 | 0 | 0 | 0 | 0 | 0 | 0 | 0 | 0 | 0 | 0 | 0 | 0 | 0 | 0 | 0 | 0 | 0 | 0 | 0 | 0 | 0 | 0 | 0 | 0 | 0
F1_Commercial_Education_New_Space Heating_Natural Gas_Boiler_E9 | F1 | Commercial | Education | New | Space Heating | Natural Gas | Boiler | E9 | CCE | 0 | 0 | 0 | 0 | 0 | 0 | 0 | 0 | 0 | 0 | 0 | 0 | 0 | 0 | 0 | 0 | 0 | 0 | 0 | 0 | 0 | 0 | 0 | 0 | 0 | 0 | 0 | 0 | 0 | 0 | 0
F1_Commercial_Education_New_Space Heating_Natural Gas_Boiler_E10 | F1 | Commercial | Education | New | Space Heating | Natural Gas | Boiler | E10 | CCE | 0 | 0 | 0 | 0 | 0 | 0 | 0 | 0 | 0 | 0 | 0 | 0 | 0 | 0 | 0 | 0 | 0 | 0 | 0 | 0 | 0 | 0 | 0 | 0 | 0 | 0 | 0 | 0 | 0 | 0 | 0
F2_Commercial_Education_New_Space Heating_Natural Gas_Boiler_E1 | F2 | Commercial | Education | New | Space Heating | Natural Gas | Boiler | E1 | TRC BC Ratio | 0.9 | 0.9 | 0.9 | 0.9 | 0.9 | 0 | 0 | 0 | 0 | 0 | 0 | 0 | 0 | 0 | 0 | 0 | 0 | 0 | 0 | 0 | 0 | 0 | 0 | 0 | 0 | 0 | 0 | 0 | 0 | 0 | 0
F2_Commercial_Education_New_Space Heating_Natural Gas_Boiler_E2 | F2 | Commercial | Education | New | Space Heating | Natural Gas | Boiler | E2 | TRC BC Ratio | 2.0109 | 2.0229 | 2.0305 | 2.0396 | 2.0578 | 0 | 0 | 0 | 0 | 0 | 0 | 0 | 0 | 0 | 0 | 0 | 0 | 0 | 0 | 0 | 0 | 0 | 0 | 0 | 0 | 0 | 0 | 0 | 0 | 0 | 0
F2_Commercial_Education_New_Space Heating_Natural Gas_Boiler_E3 | F2 | Commercial | Education | New | Space Heating | Natural Gas | Boiler | E3 | TRC BC Ratio | 0.33942 | 0.34144 | 0.34273 | 0.34427 | 0.34735 | 0.9 | 0.9 | 0.9 | 0.9 | 0.9 | 0.9 | 0.9 | 0.9 | 0.9 | 0.9 | 0.9 | 0.9 | 0.9 | 0.9 | 0.9 | 0.9 | 0.9 | 0.9 | 0.9 | 0.9 | 0.9 | 0.9 | 0.9 | 0.9 | 0.9 | 0.9
F2_Commercial_Education_New_Space Heating_Natural Gas_Boiler_E4 | F2 | Commercial | Education | New | Space Heating | Natural Gas | Boiler | E4 | TRC BC Ratio | 0.33661 | 0.33862 | 0.3399 | 0.34142 | 0.34448 | 0.32 | 0.30974 | 0.30424 | 0.30232 | 0.29966 | 0.29816 | 0.29614 | 0.26638 | 0.26418 | 0.26381 | 0.26177 | 0.26099 | 0.26069 | 0.25571 | 0.25691 | 0.25719 | 0.25796 | 0.25919 | 0.15207 | 0.14793 | 0.14367 | 0.13926 | 0.13466 | 0.12984 | 0.12474 | 0.11935
F2_Commercial_Education_New_Space Heating_Natural Gas_Boiler_E5 | F2 | Commercial | Education | New | Space Heating | Natural Gas | Boiler | E5 | TRC BC Ratio | 0.11294 | 0.11361 | 0.11404 | 0.11455 | 0.11558 | 0.078197 | 0.075692 | 0.074347 | 0.073879 | 0.073228 | 0.072862 | 0.072368 | 0.065095 | 0.064557 | 0.064468 | 0.063969 | 0.063779 | 0.063705 | 0.062488 | 0.062781 | 0.06285 | 0.063037 | 0.063339 | 0.037162 | 0.036149 | 0.035108 | 0.034031 | 0.032908 | 0.031728 | 0.030484 | 0.029165
F2_Commercial_Education_New_Space Heating_Natural Gas_Boiler_E6 | F2 | Commercial | Education | New | Space Heating | Natural Gas | Boiler | E6 | TRC BC Ratio | 0 | 0 | 0 | 0 | 0 | 0 | 0 | 0 | 0 | 0 | 0 | 0 | 0 | 0 | 0 | 0 | 0 | 0 | 0 | 0 | 0 | 0 | 0 | 0 | 0 | 0 | 0 | 0 | 0 | 0 | 0
F2_Commercial_Education_New_Space Heating_Natural Gas_Boiler_E7 | F2 | Commercial | Education | New | Space Heating | Natural Gas | Boiler | E7 | TRC BC Ratio | 0 | 0 | 0 | 0 | 0 | 0 | 0 | 0 | 0 | 0 | 0 | 0 | 0 | 0 | 0 | 0 | 0 | 0 | 0 | 0 | 0 | 0 | 0 | 0 | 0 | 0 | 0 | 0 | 0 | 0 | 0
F2_Commercial_Education_New_Space Heating_Natural Gas_Boiler_E8 | F2 | Commercial | Education | New | Space Heating | Natural Gas | Boiler | E8 | TRC BC Ratio | 0 | 0 | 0 | 0 | 0 | 0 | 0 | 0 | 0 | 0 | 0 | 0 | 0 | 0 | 0 | 0 | 0 | 0 | 0 | 0 | 0 | 0 | 0 | 0 | 0 | 0 | 0 | 0 | 0 | 0 | 0
F2_Commercial_Education_New_Space Heating_Natural Gas_Boiler_E9 | F2 | Commercial | Education | New | Space Heating | Natural Gas | Boiler | E9 | TRC BC Ratio | 0 | 0 | 0 | 0 | 0 | 0 | 0 | 0 | 0 | 0 | 0 | 0 | 0 | 0 | 0 | 0 | 0 | 0 | 0 | 0 | 0 | 0 | 0 | 0 | 0 | 0 | 0 | 0 | 0 | 0 | 0
F2_Commercial_Education_New_Space Heating_Natural Gas_Boiler_E10 | F2 | Commercial | Education | New | Space Heating | Natural Gas | Boiler | E10 | TRC BC Ratio | 0 | 0 | 0 | 0 | 0 | 0 | 0 | 0 | 0 | 0 | 0 | 0 | 0 | 0 | 0 | 0 | 0 | 0 | 0 | 0 | 0 | 0 | 0 | 0 | 0 | 0 | 0 | 0 | 0 | 0 | 0
F3_Commercial_Education_New_Space Heating_Natural Gas_Boiler_E1 | F3 | Commercial | Education | New | Space Heating | Natural Gas | Boiler | E1 | PACT BC Ratio | 0.9 | 0.9 | 0.9 | 0.9 | 0.9 | 0 | 0 | 0 | 0 | 0 | 0 | 0 | 0 | 0 | 0 | 0 | 0 | 0 | 0 | 0 | 0 | 0 | 0 | 0 | 0 | 0 | 0 | 0 | 0 | 0 | 0
F3_Commercial_Education_New_Space Heating_Natural Gas_Boiler_E2 | F3 | Commercial | Education | New | Space Heating | Natural Gas | Boiler | E2 | PACT BC Ratio | 5.1311 | 5.1617 | 5.1812 | 5.2044 | 5.251 | 0 | 0 | 0 | 0 | 0 | 0 | 0 | 0 | 0 | 0 | 0 | 0 | 0 | 0 | 0 | 0 | 0 | 0 | 0 | 0 | 0 | 0 | 0 | 0 | 0 | 0
F3_Commercial_Education_New_Space Heating_Natural Gas_Boiler_E3 | F3 | Commercial | Education | New | Space Heating | Natural Gas | Boiler | E3 | PACT BC Ratio | 0.8661 | 0.87127 | 0.87456 | 0.87847 | 0.88633 | 0.9 | 0.9 | 0.9 | 0.9 | 0.9 | 0.9 | 0.9 | 0.9 | 0.9 | 0.9 | 0.9 | 0.9 | 0.9 | 0.9 | 0.9 | 0.9 | 0.9 | 0.9 | 0.9 | 0.9 | 0.9 | 0.9 | 0.9 | 0.9 | 0.9 | 0.9
F3_Commercial_Education_New_Space Heating_Natural Gas_Boiler_E4 | F3 | Commercial | Education | New | Space Heating | Natural Gas | Boiler | E4 | PACT BC Ratio | 0.85894 | 0.86406 | 0.86733 | 0.87121 | 0.87901 | 0.81654 | 0.79037 | 0.77634 | 0.77145 | 0.76465 | 0.76083 | 0.75567 | 0.67972 | 0.67411 | 0.67318 | 0.66797 | 0.66598 | 0.66521 | 0.6525 | 0.65556 | 0.65628 | 0.65824 | 0.66138 | 0.38805 | 0.37747 | 0.3666 | 0.35535 | 0.34362 | 0.33131 | 0.31831 | 0.30455
F3_Commercial_Education_New_Space Heating_Natural Gas_Boiler_E5 | F3 | Commercial | Education | New | Space Heating | Natural Gas | Boiler | E5 | PACT BC Ratio | 0.28819 | 0.28991 | 0.291 | 0.29231 | 0.29492 | 0.19954 | 0.19314 | 0.18971 | 0.18852 | 0.18686 | 0.18592 | 0.18466 | 0.1661 | 0.16473 | 0.1645 | 0.16323 | 0.16274 | 0.16256 | 0.15945 | 0.1602 | 0.16037 | 0.16085 | 0.16162 | 0.094827 | 0.092241 | 0.089586 | 0.086838 | 0.08397 | 0.080961 | 0.077786 | 0.074422
F3_Commercial_Education_New_Space Heating_Natural Gas_Boiler_E6 | F3 | Commercial | Education | New | Space Heating | Natural Gas | Boiler | E6 | PACT BC Ratio | 0 | 0 | 0 | 0 | 0 | 0 | 0 | 0 | 0 | 0 | 0 | 0 | 0 | 0 | 0 | 0 | 0 | 0 | 0 | 0 | 0 | 0 | 0 | 0 | 0 | 0 | 0 | 0 | 0 | 0 | 0
F3_Commercial_Education_New_Space Heating_Natural Gas_Boiler_E7 | F3 | Commercial | Education | New | Space Heating | Natural Gas | Boiler | E7 | PACT BC Ratio | 0 | 0 | 0 | 0 | 0 | 0 | 0 | 0 | 0 | 0 | 0 | 0 | 0 | 0 | 0 | 0 | 0 | 0 | 0 | 0 | 0 | 0 | 0 | 0 | 0 | 0 | 0 | 0 | 0 | 0 | 0
F3_Commercial_Education_New_Space Heating_Natural Gas_Boiler_E8 | F3 | Commercial | Education | New | Space Heating | Natural Gas | Boiler | E8 | PACT BC Ratio | 0 | 0 | 0 | 0 | 0 | 0 | 0 | 0 | 0 | 0 | 0 | 0 | 0 | 0 | 0 | 0 | 0 | 0 | 0 | 0 | 0 | 0 | 0 | 0 | 0 | 0 | 0 | 0 | 0 | 0 | 0
F3_Commercial_Education_New_Space Heating_Natural Gas_Boiler_E9 | F3 | Commercial | Education | New | Space Heating | Natural Gas | Boiler | E9 | PACT BC Ratio | 0 | 0 | 0 | 0 | 0 | 0 | 0 | 0 | 0 | 0 | 0 | 0 | 0 | 0 | 0 | 0 | 0 | 0 | 0 | 0 | 0 | 0 | 0 | 0 | 0 | 0 | 0 | 0 | 0 | 0 | 0
F3_Commercial_Education_New_Space Heating_Natural Gas_Boiler_E10 | F3 | Commercial | Education | New | Space Heating | Natural Gas | Boiler | E10 | PACT BC Ratio | 0 | 0 | 0 | 0 | 0 | 0 | 0 | 0 | 0 | 0 | 0 | 0 | 0 | 0 | 0 | 0 | 0 | 0 | 0 | 0 | 0 | 0 | 0 | 0 | 0 | 0 | 0 | 0 | 0 | 0 | 0
F4_Commercial_Education_New_Space Heating_Natural Gas_Boiler_E1 | F4 | Commercial | Education | New | Space Heating | Natural Gas | Boiler | E1 | PCT BC Ratio | 0.9 | 0.9 | 0.9 | 0.9 | 0.9 | 0 | 0 | 0 | 0 | 0 | 0 | 0 | 0 | 0 | 0 | 0 | 0 | 0 | 0 | 0 | 0 | 0 | 0 | 0 | 0 | 0 | 0 | 0 | 0 | 0 | 0
F4_Commercial_Education_New_Space Heating_Natural Gas_Boiler_E2 | F4 | Commercial | Education | New | Space Heating | Natural Gas | Boiler | E2 | PCT BC Ratio | 3.2662 | 3.2843 | 3.2958 | 3.3095 | 3.3371 | 0 | 0 | 0 | 0 | 0 | 0 | 0 | 0 | 0 | 0 | 0 | 0 | 0 | 0 | 0 | 0 | 0 | 0 | 0 | 0 | 0 | 0 | 0 | 0 | 0 | 0
F4_Commercial_Education_New_Space Heating_Natural Gas_Boiler_E3 | F4 | Commercial | Education | New | Space Heating | Natural Gas | Boiler | E3 | PCT BC Ratio | 0.7465 | 0.74956 | 0.7515 | 0.75381 | 0.75846 | 0.9 | 0.9 | 0.9 | 0.9 | 0.9 | 0.9 | 0.9 | 0.9 | 0.9 | 0.9 | 0.9 | 0.9 | 0.9 | 0.9 | 0.9 | 0.9 | 0.9 | 0.9 | 0.9 | 0.9 | 0.9 | 0.9 | 0.9 | 0.9 | 0.9 | 0.9
F4_Commercial_Education_New_Space Heating_Natural Gas_Boiler_E4 | F4 | Commercial | Education | New | Space Heating | Natural Gas | Boiler | E4 | PCT BC Ratio | 0.74227 | 0.7453 | 0.74723 | 0.74952 | 0.75413 | 0.71722 | 0.70177 | 0.69347 | 0.69058 | 0.68657 | 0.68431 | 0.68126 | 0.63639 | 0.63307 | 0.63253 | 0.62945 | 0.62827 | 0.62782 | 0.62031 | 0.62212 | 0.62254 | 0.6237 | 0.62556 | 0.46407 | 0.45782 | 0.4514 | 0.44476 | 0.43783 | 0.43055 | 0.42287 | 0.41474
F4_Commercial_Education_New_Space Heating_Natural Gas_Boiler_E5 | F4 | Commercial | Education | New | Space Heating | Natural Gas | Boiler | E5 | PCT BC Ratio | 0.40508 | 0.40609 | 0.40674 | 0.40751 | 0.40906 | 0.3527 | 0.34893 | 0.3469 | 0.34619 | 0.34521 | 0.34466 | 0.34392 | 0.33295 | 0.33214 | 0.33201 | 0.33125 | 0.33097 | 0.33086 | 0.32902 | 0.32946 | 0.32957 | 0.32985 | 0.3303 | 0.29084 | 0.28931 | 0.28775 | 0.28612 | 0.28443 | 0.28265 | 0.28077 | 0.27879
F4_Commercial_Education_New_Space Heating_Natural Gas_Boiler_E6 | F4 | Commercial | Education | New | Space Heating | Natural Gas | Boiler | E6 | PCT BC Ratio | 0 | 0 | 0 | 0 | 0 | 0 | 0 | 0 | 0 | 0 | 0 | 0 | 0 | 0 | 0 | 0 | 0 | 0 | 0 | 0 | 0 | 0 | 0 | 0 | 0 | 0 | 0 | 0 | 0 | 0 | 0
F4_Commercial_Education_New_Space Heating_Natural Gas_Boiler_E7 | F4 | Commercial | Education | New | Space Heating | Natural Gas | Boiler | E7 | PCT BC Ratio | 0 | 0 | 0 | 0 | 0 | 0 | 0 | 0 | 0 | 0 | 0 | 0 | 0 | 0 | 0 | 0 | 0 | 0 | 0 | 0 | 0 | 0 | 0 | 0 | 0 | 0 | 0 | 0 | 0 | 0 | 0
F4_Commercial_Education_New_Space Heating_Natural Gas_Boiler_E8 | F4 | Commercial | Education | New | Space Heating | Natural Gas | Boiler | E8 | PCT BC Ratio | 0 | 0 | 0 | 0 | 0 | 0 | 0 | 0 | 0 | 0 | 0 | 0 | 0 | 0 | 0 | 0 | 0 | 0 | 0 | 0 | 0 | 0 | 0 | 0 | 0 | 0 | 0 | 0 | 0 | 0 | 0
F4_Commercial_Education_New_Space Heating_Natural Gas_Boiler_E9 | F4 | Commercial | Education | New | Space Heating | Natural Gas | Boiler | E9 | PCT BC Ratio | 0 | 0 | 0 | 0 | 0 | 0 | 0 | 0 | 0 | 0 | 0 | 0 | 0 | 0 | 0 | 0 | 0 | 0 | 0 | 0 | 0 | 0 | 0 | 0 | 0 | 0 | 0 | 0 | 0 | 0 | 0
F4_Commercial_Education_New_Space Heating_Natural Gas_Boiler_E10 | F4 | Commercial | Education | New | Space Heating | Natural Gas | Boiler | E10 | PCT BC Ratio | 0 | 0 | 0 | 0 | 0 | 0 | 0 | 0 | 0 | 0 | 0 | 0 | 0 | 0 | 0 | 0 | 0 | 0 | 0 | 0 | 0 | 0 | 0 | 0 | 0 | 0 | 0 | 0 | 0 | 0 | 0
F5_Commercial_Education_New_Space Heating_Natural Gas_Boiler_E1 | F5 | Commercial | Education | New | Space Heating | Natural Gas | Boiler | E1 | RIM BC Ratio | 0.9 | 0.9 | 0.9 | 0.9 | 0.9 | 0 | 0 | 0 | 0 | 0 | 0 | 0 | 0 | 0 | 0 | 0 | 0 | 0 | 0 | 0 | 0 | 0 | 0 | 0 | 0 | 0 | 0 | 0 | 0 | 0 | 0
F5_Commercial_Education_New_Space Heating_Natural Gas_Boiler_E2 | F5 | Commercial | Education | New | Space Heating | Natural Gas | Boiler | E2 | RIM BC Ratio | 0.7179 | 0.71849 | 0.71887 | 0.71932 | 0.7202 | 0 | 0 | 0 | 0 | 0 | 0 | 0 | 0 | 0 | 0 | 0 | 0 | 0 | 0 | 0 | 0 | 0 | 0 | 0 | 0 | 0 | 0 | 0 | 0 | 0 | 0
F5_Commercial_Education_New_Space Heating_Natural Gas_Boiler_E3 | F5 | Commercial | Education | New | Space Heating | Natural Gas | Boiler | E3 | RIM BC Ratio | 0.42505 | 0.42629 | 0.42708 | 0.42801 | 0.42987 | 0.9 | 0.9 | 0.9 | 0.9 | 0.9 | 0.9 | 0.9 | 0.9 | 0.9 | 0.9 | 0.9 | 0.9 | 0.9 | 0.9 | 0.9 | 0.9 | 0.9 | 0.9 | 0.9 | 0.9 | 0.9 | 0.9 | 0.9 | 0.9 | 0.9 | 0.9
F5_Commercial_Education_New_Space Heating_Natural Gas_Boiler_E4 | F5 | Commercial | Education | New | Space Heating | Natural Gas | Boiler | E4 | RIM BC Ratio | 0.42332 | 0.42456 | 0.42534 | 0.42628 | 0.42813 | 0.41275 | 0.40596 | 0.40223 | 0.40091 | 0.39907 | 0.39802 | 0.39661 | 0.37464 | 0.37292 | 0.37264 | 0.37104 | 0.37042 | 0.37019 | 0.36622 | 0.36718 | 0.3674 | 0.36802 | 0.369 | 0.2649 | 0.25992 | 0.25472 | 0.24924 | 0.24341 | 0.23717 | 0.23043 | 0.22313
F5_Commercial_Education_New_Space Heating_Natural Gas_Boiler_E5 | F5 | Commercial | Education | New | Space Heating | Natural Gas | Boiler | E5 | RIM BC Ratio | 0.21422 | 0.21517 | 0.21578 | 0.21649 | 0.21792 | 0.16104 | 0.15685 | 0.15458 | 0.15378 | 0.15268 | 0.15205 | 0.15121 | 0.13853 | 0.13758 | 0.13742 | 0.13653 | 0.13619 | 0.13606 | 0.13388 | 0.1344 | 0.13453 | 0.13486 | 0.1354 | 0.085153 | 0.083062 | 0.080903 | 0.078655 | 0.076295 | 0.073803 | 0.071155 | 0.068329
F5_Commercial_Education_New_Space Heating_Natural Gas_Boiler_E6 | F5 | Commercial | Education | New | Space Heating | Natural Gas | Boiler | E6 | RIM BC Ratio | 0 | 0 | 0 | 0 | 0 | 0 | 0 | 0 | 0 | 0 | 0 | 0 | 0 | 0 | 0 | 0 | 0 | 0 | 0 | 0 | 0 | 0 | 0 | 0 | 0 | 0 | 0 | 0 | 0 | 0 | 0
F5_Commercial_Education_New_Space Heating_Natural Gas_Boiler_E7 | F5 | Commercial | Education | New | Space Heating | Natural Gas | Boiler | E7 | RIM BC Ratio | 0 | 0 | 0 | 0 | 0 | 0 | 0 | 0 | 0 | 0 | 0 | 0 | 0 | 0 | 0 | 0 | 0 | 0 | 0 | 0 | 0 | 0 | 0 | 0 | 0 | 0 | 0 | 0 | 0 | 0 | 0
F5_Commercial_Education_New_Space Heating_Natural Gas_Boiler_E8 | F5 | Commercial | Education | New | Space Heating | Natural Gas | Boiler | E8 | RIM BC Ratio | 0 | 0 | 0 | 0 | 0 | 0 | 0 | 0 | 0 | 0 | 0 | 0 | 0 | 0 | 0 | 0 | 0 | 0 | 0 | 0 | 0 | 0 | 0 | 0 | 0 | 0 | 0 | 0 | 0 | 0 | 0
F5_Commercial_Education_New_Space Heating_Natural Gas_Boiler_E9 | F5 | Commercial | Education | New | Space Heating | Natural Gas | Boiler | E9 | RIM BC Ratio | 0 | 0 | 0 | 0 | 0 | 0 | 0 | 0 | 0 | 0 | 0 | 0 | 0 | 0 | 0 | 0 | 0 | 0 | 0 | 0 | 0 | 0 | 0 | 0 | 0 | 0 | 0 | 0 | 0 | 0 | 0
F5_Commercial_Education_New_Space Heating_Natural Gas_Boiler_E10 | F5 | Commercial | Education | New | Space Heating | Natural Gas | Boiler | E10 | RIM BC Ratio | 0 | 0 | 0 | 0 | 0 | 0 | 0 | 0 | 0 | 0 | 0 | 0 | 0 | 0 | 0 | 0 | 0 | 0 | 0 | 0 | 0 | 0 | 0 | 0 | 0 | 0 | 0 | 0 | 0 | 0 | 0
F0_Commercial_Education_New_Space Heating_Natural Gas_Unit Heater_E0 | F0 | Commercial | Education | New | Space Heating | Natural Gas | Unit Heater | E0 | Economic Unit | Infrared Radiant | Infrared Radiant | Infrared Radiant | Infrared Radiant | Infrared Radiant | Infrared Radiant | Infrared Radiant | Infrared Radiant | Infrared Radiant | Infrared Radiant | Infrared Radiant | Infrared Radiant | Infrared Radiant | Infrared Radiant | Infrared Radiant | Infrared Radiant | Infrared Radiant | Infrared Radiant | Infrared Radiant | Infrared Radiant | Infrared Radiant | Infrared Radiant | Infrared Radiant | Infrared Radiant | Infrared Radiant | Infrared Radiant | Infrared Radiant | Infrared Radiant | Infrared Radiant | Infrared Radiant | Infrared Radiant
F1_Commercial_Education_New_Space Heating_Natural Gas_Unit Heater_E1 | F1 | Commercial | Education | New | Space Heating | Natural Gas | Unit Heater | E1 | CCE | 0 | 0 | 0 | 0 | 0 | 0 | 0 | 0 | 0 | 0 | 0 | 0 | 0 | 0 | 0 | 0 | 0 | 0 | 0 | 0 | 0 | 0 | 0 | 0 | 0 | 0 | 0 | 0 | 0 | 0 | 0
F1_Commercial_Education_New_Space Heating_Natural Gas_Unit Heater_E2 | F1 | Commercial | Education | New | Space Heating | Natural Gas | Unit Heater | E2 | CCE | 0.052358 | 0.050335 | 0.050575 | 0.051103 | 0.051103 | 0 | 0 | 0 | 0 | 0 | 0 | 0 | 0 | 0 | 0 | 0 | 0 | 0 | 0 | 0 | 0 | 0 | 0 | 0 | 0 | 0 | 0 | 0 | 0 | 0 | 0
F1_Commercial_Education_New_Space Heating_Natural Gas_Unit Heater_E3 | F1 | Commercial | Education | New | Space Heating | Natural Gas | Unit Heater | E3 | CCE | 0.0040821 | 0.0039244 | 0.0039431 | 0.0039843 | 0.0039843 | -0.03446 | -0.03446 | -0.03446 | -0.03446 | -0.03446 | -0.03446 | -0.03446 | -0.03446 | -0.03446 | -0.03446 | -0.03446 | -0.03446 | -0.03446 | -0.03446 | -0.03446 | -0.03446 | -0.03446 | -0.03446 | -0.03446 | -0.03446 | -0.03446 | -0.03446 | -0.03446 | -0.03446 | -0.03446 | -0.03446
F1_Commercial_Education_New_Space Heating_Natural Gas_Unit Heater_E4 | F1 | Commercial | Education | New | Space Heating | Natural Gas | Unit Heater | E4 | CCE | 0 | 0 | 0 | 0 | 0 | 0 | 0 | 0 | 0 | 0 | 0 | 0 | 0 | 0 | 0 | 0 | 0 | 0 | 0 | 0 | 0 | 0 | 0 | 0 | 0 | 0 | 0 | 0 | 0 | 0 | 0
F1_Commercial_Education_New_Space Heating_Natural Gas_Unit Heater_E5 | F1 | Commercial | Education | New | Space Heating | Natural Gas | Unit Heater | E5 | CCE | 0 | 0 | 0 | 0 | 0 | 0 | 0 | 0 | 0 | 0 | 0 | 0 | 0 | 0 | 0 | 0 | 0 | 0 | 0 | 0 | 0 | 0 | 0 | 0 | 0 | 0 | 0 | 0 | 0 | 0 | 0
F1_Commercial_Education_New_Space Heating_Natural Gas_Unit Heater_E6 | F1 | Commercial | Education | New | Space Heating | Natural Gas | Unit Heater | E6 | CCE | 0 | 0 | 0 | 0 | 0 | 0 | 0 | 0 | 0 | 0 | 0 | 0 | 0 | 0 | 0 | 0 | 0 | 0 | 0 | 0 | 0 | 0 | 0 | 0 | 0 | 0 | 0 | 0 | 0 | 0 | 0
F1_Commercial_Education_New_Space Heating_Natural Gas_Unit Heater_E7 | F1 | Commercial | Education | New | Space Heating | Natural Gas | Unit Heater | E7 | CCE | 0 | 0 | 0 | 0 | 0 | 0 | 0 | 0 | 0 | 0 | 0 | 0 | 0 | 0 | 0 | 0 | 0 | 0 | 0 | 0 | 0 | 0 | 0 | 0 | 0 | 0 | 0 | 0 | 0 | 0 | 0
F1_Commercial_Education_New_Space Heating_Natural Gas_Unit Heater_E8 | F1 | Commercial | Education | New | Space Heating | Natural Gas | Unit Heater | E8 | CCE | 0 | 0 | 0 | 0 | 0 | 0 | 0 | 0 | 0 | 0 | 0 | 0 | 0 | 0 | 0 | 0 | 0 | 0 | 0 | 0 | 0 | 0 | 0 | 0 | 0 | 0 | 0 | 0 | 0 | 0 | 0
F1_Commercial_Education_New_Space Heating_Natural Gas_Unit Heater_E9 | F1 | Commercial | Education | New | Space Heating | Natural Gas | Unit Heater | E9 | CCE | 0 | 0 | 0 | 0 | 0 | 0 | 0 | 0 | 0 | 0 | 0 | 0 | 0 | 0 | 0 | 0 | 0 | 0 | 0 | 0 | 0 | 0 | 0 | 0 | 0 | 0 | 0 | 0 | 0 | 0 | 0
F1_Commercial_Education_New_Space Heating_Natural Gas_Unit Heater_E10 | F1 | Commercial | Education | New | Space Heating | Natural Gas | Unit Heater | E10 | CCE | 0 | 0 | 0 | 0 | 0 | 0 | 0 | 0 | 0 | 0 | 0 | 0 | 0 | 0 | 0 | 0 | 0 | 0 | 0 | 0 | 0 | 0 | 0 | 0 | 0 | 0 | 0 | 0 | 0 | 0 | 0
F2_Commercial_Education_New_Space Heating_Natural Gas_Unit Heater_E1 | F2 | Commercial | Education | New | Space Heating | Natural Gas | Unit Heater | E1 | TRC BC Ratio | 0.9 | 0.9 | 0.9 | 0.9 | 0.9 | 0 | 0 | 0 | 0 | 0 | 0 | 0 | 0 | 0 | 0 | 0 | 0 | 0 | 0 | 0 | 0 | 0 | 0 | 0 | 0 | 0 | 0 | 0 | 0 | 0 | 0
F2_Commercial_Education_New_Space Heating_Natural Gas_Unit Heater_E2 | F2 | Commercial | Education | New | Space Heating | Natural Gas | Unit Heater | E2 | TRC BC Ratio | 0.19512 | 0.19722 | 0.19849 | 0.20003 | 0.20009 | 0.9 | 0.9 | 0.9 | 0.9 | 0.9 | 0.9 | 0.9 | 0.9 | 0.9 | 0.9 | 0.9 | 0.9 | 0.9 | 0.9 | 0.9 | 0.9 | 0.9 | 0.9 | 0.9 | 0.9 | 0.9 | 0.9 | 0.9 | 0.9 | 0.9 | 0.9
F2_Commercial_Education_New_Space Heating_Natural Gas_Unit Heater_E3 | F2 | Commercial | Education | New | Space Heating | Natural Gas | Unit Heater | E3 | TRC BC Ratio | 2.5027 | 2.5296 | 2.546 | 2.5657 | 2.5665 | 0.9 | 0.9 | 0.9 | 0.9 | 0.9 | 0.9 | 0.9 | 0.9 | 0.9 | 0.9 | 0.9 | 0.9 | 0.9 | 0.9 | 0.9 | 0.9 | 0.9 | 0.9 | 0.9 | 0.9 | 0.9 | 0.9 | 0.9 | 0.9 | 0.9 | 0.9
F2_Commercial_Education_New_Space Heating_Natural Gas_Unit Heater_E4 | F2 | Commercial | Education | New | Space Heating | Natural Gas | Unit Heater | E4 | TRC BC Ratio | 0 | 0 | 0 | 0 | 0 | 0 | 0 | 0 | 0 | 0 | 0 | 0 | 0 | 0 | 0 | 0 | 0 | 0 | 0 | 0 | 0 | 0 | 0 | 0 | 0 | 0 | 0 | 0 | 0 | 0 | 0
F2_Commercial_Education_New_Space Heating_Natural Gas_Unit Heater_E5 | F2 | Commercial | Education | New | Space Heating | Natural Gas | Unit Heater | E5 | TRC BC Ratio | 0 | 0 | 0 | 0 | 0 | 0 | 0 | 0 | 0 | 0 | 0 | 0 | 0 | 0 | 0 | 0 | 0 | 0 | 0 | 0 | 0 | 0 | 0 | 0 | 0 | 0 | 0 | 0 | 0 | 0 | 0
F2_Commercial_Education_New_Space Heating_Natural Gas_Unit Heater_E6 | F2 | Commercial | Education | New | Space Heating | Natural Gas | Unit Heater | E6 | TRC BC Ratio | 0 | 0 | 0 | 0 | 0 | 0 | 0 | 0 | 0 | 0 | 0 | 0 | 0 | 0 | 0 | 0 | 0 | 0 | 0 | 0 | 0 | 0 | 0 | 0 | 0 | 0 | 0 | 0 | 0 | 0 | 0
F2_Commercial_Education_New_Space Heating_Natural Gas_Unit Heater_E7 | F2 | Commercial | Education | New | Space Heating | Natural Gas | Unit Heater | E7 | TRC BC Ratio | 0 | 0 | 0 | 0 | 0 | 0 | 0 | 0 | 0 | 0 | 0 | 0 | 0 | 0 | 0 | 0 | 0 | 0 | 0 | 0 | 0 | 0 | 0 | 0 | 0 | 0 | 0 | 0 | 0 | 0 | 0
F2_Commercial_Education_New_Space Heating_Natural Gas_Unit Heater_E8 | F2 | Commercial | Education | New | Space Heating | Natural Gas | Unit Heater | E8 | TRC BC Ratio | 0 | 0 | 0 | 0 | 0 | 0 | 0 | 0 | 0 | 0 | 0 | 0 | 0 | 0 | 0 | 0 | 0 | 0 | 0 | 0 | 0 | 0 | 0 | 0 | 0 | 0 | 0 | 0 | 0 | 0 | 0
F2_Commercial_Education_New_Space Heating_Natural Gas_Unit Heater_E9 | F2 | Commercial | Education | New | Space Heating | Natural Gas | Unit Heater | E9 | TRC BC Ratio | 0 | 0 | 0 | 0 | 0 | 0 | 0 | 0 | 0 | 0 | 0 | 0 | 0 | 0 | 0 | 0 | 0 | 0 | 0 | 0 | 0 | 0 | 0 | 0 | 0 | 0 | 0 | 0 | 0 | 0 | 0
F2_Commercial_Education_New_Space Heating_Natural Gas_Unit Heater_E10 | F2 | Commercial | Education | New | Space Heating | Natural Gas | Unit Heater | E10 | TRC BC Ratio | 0 | 0 | 0 | 0 | 0 | 0 | 0 | 0 | 0 | 0 | 0 | 0 | 0 | 0 | 0 | 0 | 0 | 0 | 0 | 0 | 0 | 0 | 0 | 0 | 0 | 0 | 0 | 0 | 0 | 0 | 0
F3_Commercial_Education_New_Space Heating_Natural Gas_Unit Heater_E1 | F3 | Commercial | Education | New | Space Heating | Natural Gas | Unit Heater | E1 | PACT BC Ratio | 0.9 | 0.9 | 0.9 | 0.9 | 0.9 | 0 | 0 | 0 | 0 | 0 | 0 | 0 | 0 | 0 | 0 | 0 | 0 | 0 | 0 | 0 | 0 | 0 | 0 | 0 | 0 | 0 | 0 | 0 | 0 | 0 | 0
F3_Commercial_Education_New_Space Heating_Natural Gas_Unit Heater_E2 | F3 | Commercial | Education | New | Space Heating | Natural Gas | Unit Heater | E2 | PACT BC Ratio | 0.19512 | 0.19722 | 0.19849 | 0.20003 | 0.20009 | 0.9 | 0.9 | 0.9 | 0.9 | 0.9 | 0.9 | 0.9 | 0.9 | 0.9 | 0.9 | 0.9 | 0.9 | 0.9 | 0.9 | 0.9 | 0.9 | 0.9 | 0.9 | 0.9 | 0.9 | 0.9 | 0.9 | 0.9 | 0.9 | 0.9 | 0.9
F3_Commercial_Education_New_Space Heating_Natural Gas_Unit Heater_E3 | F3 | Commercial | Education | New | Space Heating | Natural Gas | Unit Heater | E3 | PACT BC Ratio | 2.5027 | 2.5296 | 2.546 | 2.5657 | 2.5665 | 0.9 | 0.9 | 0.9 | 0.9 | 0.9 | 0.9 | 0.9 | 0.9 | 0.9 | 0.9 | 0.9 | 0.9 | 0.9 | 0.9 | 0.9 | 0.9 | 0.9 | 0.9 | 0.9 | 0.9 | 0.9 | 0.9 | 0.9 | 0.9 | 0.9 | 0.9
F3_Commercial_Education_New_Space Heating_Natural Gas_Unit Heater_E4 | F3 | Commercial | Education | New | Space Heating | Natural Gas | Unit Heater | E4 | PACT BC Ratio | 0 | 0 | 0 | 0 | 0 | 0 | 0 | 0 | 0 | 0 | 0 | 0 | 0 | 0 | 0 | 0 | 0 | 0 | 0 | 0 | 0 | 0 | 0 | 0 | 0 | 0 | 0 | 0 | 0 | 0 | 0
F3_Commercial_Education_New_Space Heating_Natural Gas_Unit Heater_E5 | F3 | Commercial | Education | New | Space Heating | Natural Gas | Unit Heater | E5 | PACT BC Ratio | 0 | 0 | 0 | 0 | 0 | 0 | 0 | 0 | 0 | 0 | 0 | 0 | 0 | 0 | 0 | 0 | 0 | 0 | 0 | 0 | 0 | 0 | 0 | 0 | 0 | 0 | 0 | 0 | 0 | 0 | 0
F3_Commercial_Education_New_Space Heating_Natural Gas_Unit Heater_E6 | F3 | Commercial | Education | New | Space Heating | Natural Gas | Unit Heater | E6 | PACT BC Ratio | 0 | 0 | 0 | 0 | 0 | 0 | 0 | 0 | 0 | 0 | 0 | 0 | 0 | 0 | 0 | 0 | 0 | 0 | 0 | 0 | 0 | 0 | 0 | 0 | 0 | 0 | 0 | 0 | 0 | 0 | 0
F3_Commercial_Education_New_Space Heating_Natural Gas_Unit Heater_E7 | F3 | Commercial | Education | New | Space Heating | Natural Gas | Unit Heater | E7 | PACT BC Ratio | 0 | 0 | 0 | 0 | 0 | 0 | 0 | 0 | 0 | 0 | 0 | 0 | 0 | 0 | 0 | 0 | 0 | 0 | 0 | 0 | 0 | 0 | 0 | 0 | 0 | 0 | 0 | 0 | 0 | 0 | 0
F3_Commercial_Education_New_Space Heating_Natural Gas_Unit Heater_E8 | F3 | Commercial | Education | New | Space Heating | Natural Gas | Unit Heater | E8 | PACT BC Ratio | 0 | 0 | 0 | 0 | 0 | 0 | 0 | 0 | 0 | 0 | 0 | 0 | 0 | 0 | 0 | 0 | 0 | 0 | 0 | 0 | 0 | 0 | 0 | 0 | 0 | 0 | 0 | 0 | 0 | 0 | 0
F3_Commercial_Education_New_Space Heating_Natural Gas_Unit Heater_E9 | F3 | Commercial | Education | New | Space Heating | Natural Gas | Unit Heater | E9 | PACT BC Ratio | 0 | 0 | 0 | 0 | 0 | 0 | 0 | 0 | 0 | 0 | 0 | 0 | 0 | 0 | 0 | 0 | 0 | 0 | 0 | 0 | 0 | 0 | 0 | 0 | 0 | 0 | 0 | 0 | 0 | 0 | 0
F3_Commercial_Education_New_Space Heating_Natural Gas_Unit Heater_E10 | F3 | Commercial | Education | New | Space Heating | Natural Gas | Unit Heater | E10 | PACT BC Ratio | 0 | 0 | 0 | 0 | 0 | 0 | 0 | 0 | 0 | 0 | 0 | 0 | 0 | 0 | 0 | 0 | 0 | 0 | 0 | 0 | 0 | 0 | 0 | 0 | 0 | 0 | 0 | 0 | 0 | 0 | 0
F4_Commercial_Education_New_Space Heating_Natural Gas_Unit Heater_E1 | F4 | Commercial | Education | New | Space Heating | Natural Gas | Unit Heater | E1 | PCT BC Ratio | 0.9 | 0.9 | 0.9 | 0.9 | 0.9 | 0 | 0 | 0 | 0 | 0 | 0 | 0 | 0 | 0 | 0 | 0 | 0 | 0 | 0 | 0 | 0 | 0 | 0 | 0 | 0 | 0 | 0 | 0 | 0 | 0 | 0
F4_Commercial_Education_New_Space Heating_Natural Gas_Unit Heater_E2 | F4 | Commercial | Education | New | Space Heating | Natural Gas | Unit Heater | E2 | PCT BC Ratio | 1.4909 | 1.4962 | 1.4994 | 1.5033 | 1.5034 | 0.9 | 0.9 | 0.9 | 0.9 | 0.9 | 0.9 | 0.9 | 0.9 | 0.9 | 0.9 | 0.9 | 0.9 | 0.9 | 0.9 | 0.9 | 0.9 | 0.9 | 0.9 | 0.9 | 0.9 | 0.9 | 0.9 | 0.9 | 0.9 | 0.9 | 0.9
F4_Commercial_Education_New_Space Heating_Natural Gas_Unit Heater_E3 | F4 | Commercial | Education | New | Space Heating | Natural Gas | Unit Heater | E3 | PCT BC Ratio | 7.2966 | 7.3643 | 7.4055 | 7.455 | 7.4571 | 0.9 | 0.9 | 0.9 | 0.9 | 0.9 | 0.9 | 0.9 | 0.9 | 0.9 | 0.9 | 0.9 | 0.9 | 0.9 | 0.9 | 0.9 | 0.9 | 0.9 | 0.9 | 0.9 | 0.9 | 0.9 | 0.9 | 0.9 | 0.9 | 0.9 | 0.9
F4_Commercial_Education_New_Space Heating_Natural Gas_Unit Heater_E4 | F4 | Commercial | Education | New | Space Heating | Natural Gas | Unit Heater | E4 | PCT BC Ratio | 0 | 0 | 0 | 0 | 0 | 0 | 0 | 0 | 0 | 0 | 0 | 0 | 0 | 0 | 0 | 0 | 0 | 0 | 0 | 0 | 0 | 0 | 0 | 0 | 0 | 0 | 0 | 0 | 0 | 0 | 0
F4_Commercial_Education_New_Space Heating_Natural Gas_Unit Heater_E5 | F4 | Commercial | Education | New | Space Heating | Natural Gas | Unit Heater | E5 | PCT BC Ratio | 0 | 0 | 0 | 0 | 0 | 0 | 0 | 0 | 0 | 0 | 0 | 0 | 0 | 0 | 0 | 0 | 0 | 0 | 0 | 0 | 0 | 0 | 0 | 0 | 0 | 0 | 0 | 0 | 0 | 0 | 0
F4_Commercial_Education_New_Space Heating_Natural Gas_Unit Heater_E6 | F4 | Commercial | Education | New | Space Heating | Natural Gas | Unit Heater | E6 | PCT BC Ratio | 0 | 0 | 0 | 0 | 0 | 0 | 0 | 0 | 0 | 0 | 0 | 0 | 0 | 0 | 0 | 0 | 0 | 0 | 0 | 0 | 0 | 0 | 0 | 0 | 0 | 0 | 0 | 0 | 0 | 0 | 0
F4_Commercial_Education_New_Space Heating_Natural Gas_Unit Heater_E7 | F4 | Commercial | Education | New | Space Heating | Natural Gas | Unit Heater | E7 | PCT BC Ratio | 0 | 0 | 0 | 0 | 0 | 0 | 0 | 0 | 0 | 0 | 0 | 0 | 0 | 0 | 0 | 0 | 0 | 0 | 0 | 0 | 0 | 0 | 0 | 0 | 0 | 0 | 0 | 0 | 0 | 0 | 0
F4_Commercial_Education_New_Space Heating_Natural Gas_Unit Heater_E8 | F4 | Commercial | Education | New | Space Heating | Natural Gas | Unit Heater | E8 | PCT BC Ratio | 0 | 0 | 0 | 0 | 0 | 0 | 0 | 0 | 0 | 0 | 0 | 0 | 0 | 0 | 0 | 0 | 0 | 0 | 0 | 0 | 0 | 0 | 0 | 0 | 0 | 0 | 0 | 0 | 0 | 0 | 0
F4_Commercial_Education_New_Space Heating_Natural Gas_Unit Heater_E9 | F4 | Commercial | Education | New | Space Heating | Natural Gas | Unit Heater | E9 | PCT BC Ratio | 0 | 0 | 0 | 0 | 0 | 0 | 0 | 0 | 0 | 0 | 0 | 0 | 0 | 0 | 0 | 0 | 0 | 0 | 0 | 0 | 0 | 0 | 0 | 0 | 0 | 0 | 0 | 0 | 0 | 0 | 0
F4_Commercial_Education_New_Space Heating_Natural Gas_Unit Heater_E10 | F4 | Commercial | Education | New | Space Heating | Natural Gas | Unit Heater | E10 | PCT BC Ratio | 0 | 0 | 0 | 0 | 0 | 0 | 0 | 0 | 0 | 0 | 0 | 0 | 0 | 0 | 0 | 0 | 0 | 0 | 0 | 0 | 0 | 0 | 0 | 0 | 0 | 0 | 0 | 0 | 0 | 0 | 0
F5_Commercial_Education_New_Space Heating_Natural Gas_Unit Heater_E1 | F5 | Commercial | Education | New | Space Heating | Natural Gas | Unit Heater | E1 | RIM BC Ratio | 0.9 | 0.9 | 0.9 | 0.9 | 0.9 | 0 | 0 | 0 | 0 | 0 | 0 | 0 | 0 | 0 | 0 | 0 | 0 | 0 | 0 | 0 | 0 | 0 | 0 | 0 | 0 | 0 | 0 | 0 | 0 | 0 | 0
F5_Commercial_Education_New_Space Heating_Natural Gas_Unit Heater_E2 | F5 | Commercial | Education | New | Space Heating | Natural Gas | Unit Heater | E2 | RIM BC Ratio | 0.15815 | 0.15953 | 0.16036 | 0.16136 | 0.1614 | 0.9 | 0.9 | 0.9 | 0.9 | 0.9 | 0.9 | 0.9 | 0.9 | 0.9 | 0.9 | 0.9 | 0.9 | 0.9 | 0.9 | 0.9 | 0.9 | 0.9 | 0.9 | 0.9 | 0.9 | 0.9 | 0.9 | 0.9 | 0.9 | 0.9 | 0.9
F5_Commercial_Education_New_Space Heating_Natural Gas_Unit Heater_E3 | F5 | Commercial | Education | New | Space Heating | Natural Gas | Unit Heater | E3 | RIM BC Ratio | 0.62593 | 0.62759 | 0.6286 | 0.62979 | 0.62984 | 0.9 | 0.9 | 0.9 | 0.9 | 0.9 | 0.9 | 0.9 | 0.9 | 0.9 | 0.9 | 0.9 | 0.9 | 0.9 | 0.9 | 0.9 | 0.9 | 0.9 | 0.9 | 0.9 | 0.9 | 0.9 | 0.9 | 0.9 | 0.9 | 0.9 | 0.9
F5_Commercial_Education_New_Space Heating_Natural Gas_Unit Heater_E4 | F5 | Commercial | Education | New | Space Heating | Natural Gas | Unit Heater | E4 | RIM BC Ratio | 0 | 0 | 0 | 0 | 0 | 0 | 0 | 0 | 0 | 0 | 0 | 0 | 0 | 0 | 0 | 0 | 0 | 0 | 0 | 0 | 0 | 0 | 0 | 0 | 0 | 0 | 0 | 0 | 0 | 0 | 0
F5_Commercial_Education_New_Space Heating_Natural Gas_Unit Heater_E5 | F5 | Commercial | Education | New | Space Heating | Natural Gas | Unit Heater | E5 | RIM BC Ratio | 0 | 0 | 0 | 0 | 0 | 0 | 0 | 0 | 0 | 0 | 0 | 0 | 0 | 0 | 0 | 0 | 0 | 0 | 0 | 0 | 0 | 0 | 0 | 0 | 0 | 0 | 0 | 0 | 0 | 0 | 0
F5_Commercial_Education_New_Space Heating_Natural Gas_Unit Heater_E6 | F5 | Commercial | Education | New | Space Heating | Natural Gas | Unit Heater | E6 | RIM BC Ratio | 0 | 0 | 0 | 0 | 0 | 0 | 0 | 0 | 0 | 0 | 0 | 0 | 0 | 0 | 0 | 0 | 0 | 0 | 0 | 0 | 0 | 0 | 0 | 0 | 0 | 0 | 0 | 0 | 0 | 0 | 0
F5_Commercial_Education_New_Space Heating_Natural Gas_Unit Heater_E7 | F5 | Commercial | Education | New | Space Heating | Natural Gas | Unit Heater | E7 | RIM BC Ratio | 0 | 0 | 0 | 0 | 0 | 0 | 0 | 0 | 0 | 0 | 0 | 0 | 0 | 0 | 0 | 0 | 0 | 0 | 0 | 0 | 0 | 0 | 0 | 0 | 0 | 0 | 0 | 0 | 0 | 0 | 0
F5_Commercial_Education_New_Space Heating_Natural Gas_Unit Heater_E8 | F5 | Commercial | Education | New | Space Heating | Natural Gas | Unit Heater | E8 | RIM BC Ratio | 0 | 0 | 0 | 0 | 0 | 0 | 0 | 0 | 0 | 0 | 0 | 0 | 0 | 0 | 0 | 0 | 0 | 0 | 0 | 0 | 0 | 0 | 0 | 0 | 0 | 0 | 0 | 0 | 0 | 0 | 0
F5_Commercial_Education_New_Space Heating_Natural Gas_Unit Heater_E9 | F5 | Commercial | Education | New | Space Heating | Natural Gas | Unit Heater | E9 | RIM BC Ratio | 0 | 0 | 0 | 0 | 0 | 0 | 0 | 0 | 0 | 0 | 0 | 0 | 0 | 0 | 0 | 0 | 0 | 0 | 0 | 0 | 0 | 0 | 0 | 0 | 0 | 0 | 0 | 0 | 0 | 0 | 0
F5_Commercial_Education_New_Space Heating_Natural Gas_Unit Heater_E10 | F5 | Commercial | Education | New | Space Heating | Natural Gas | Unit Heater | E10 | RIM BC Ratio | 0 | 0 | 0 | 0 | 0 | 0 | 0 | 0 | 0 | 0 | 0 | 0 | 0 | 0 | 0 | 0 | 0 | 0 | 0 | 0 | 0 | 0 | 0 | 0 | 0 | 0 | 0 | 0 | 0 | 0 | 0
F0_Commercial_Education_New_Water Heating_Natural Gas_Water Heater_E0 | F0 | Commercial | Education | New | Water Heating | Natural Gas | Water Heater | E0 | Economic Unit | TE 96% (Instantaneous) | TE 96% (Instantaneous) | TE 96% (Instantaneous) | TE 96% (Instantaneous) | TE 96% (Instantaneous) | TE 96% (Instantaneous) | TE 96% (Instantaneous) | UEF 1.0+ (Gas-Fired HPWH) | UEF 1.0+ (Gas-Fired HPWH) | UEF 1.0+ (Gas-Fired HPWH) | UEF 1.0+ (Gas-Fired HPWH) | UEF 1.0+ (Gas-Fired HPWH) | UEF 1.0+ (Gas-Fired HPWH) | UEF 1.0+ (Gas-Fired HPWH) | UEF 1.0+ (Gas-Fired HPWH) | UEF 1.0+ (Gas-Fired HPWH) | UEF 1.0+ (Gas-Fired HPWH) | UEF 1.0+ (Gas-Fired HPWH) | UEF 1.0+ (Gas-Fired HPWH) | UEF 1.0+ (Gas-Fired HPWH) | UEF 1.0+ (Gas-Fired HPWH) | UEF 1.0+ (Gas-Fired HPWH) | UEF 1.0+ (Gas-Fired HPWH) | UEF 1.0+ (Gas-Fired HPWH) | UEF 1.0+ (Gas-Fired HPWH) | UEF 1.0+ (Gas-Fired HPWH) | UEF 1.0+ (Gas-Fired HPWH) | UEF 1.0+ (Gas-Fired HPWH) | UEF 1.0+ (Gas-Fired HPWH) | UEF 1.0+ (Gas-Fired HPWH) | UEF 1.0+ (Gas-Fired HPWH)
F1_Commercial_Education_New_Water Heating_Natural Gas_Water Heater_E1 | F1 | Commercial | Education | New | Water Heating | Natural Gas | Water Heater | E1 | CCE | 0 | 0 | 0 | 0 | 0 | 0 | 0 | 0 | 0 | 0 | 0 | 0 | 0 | 0 | 0 | 0 | 0 | 0 | 0 | 0 | 0 | 0 | 0 | 0 | 0 | 0 | 0 | 0 | 0 | 0 | 0
F1_Commercial_Education_New_Water Heating_Natural Gas_Water Heater_E2 | F1 | Commercial | Education | New | Water Heating | Natural Gas | Water Heater | E2 | CCE | 0.0013004 | 0.0012501 | 0.0012561 | 0.0012692 | 0.0012692 | 0.0012692 | 0.0012692 | 0.0012692 | 0.0012692 | 0.0012692 | 0.0012692 | 0.0012692 | 0.0012692 | 0.0012692 | 0.0012692 | 0.0012692 | 0.0012692 | 0.0012692 | 0.0012692 | 0.0012692 | 0.0012692 | 0.0012692 | 0.0012692 | 0.0012692 | 0.0012692 | 0.0012692 | 0.0012692 | 0.0012692 | 0.0012692 | 0.0012692 | 0.0012692
F1_Commercial_Education_New_Water Heating_Natural Gas_Water Heater_E3 | F1 | Commercial | Education | New | Water Heating | Natural Gas | Water Heater | E3 | CCE | 0.00095315 | 0.00091632 | 0.00092069 | 0.00093031 | 0.00093031 | 0.00093031 | 0.00093031 | 0.00093031 | 0.00093031 | 0.00093031 | 0.00093031 | 0.00093031 | 0.00093031 | 0.00093031 | 0.00093031 | 0.00093031 | 0.00093031 | 0.00093031 | 0.00093031 | 0.00093031 | 0.00093031 | 0.00093031 | 0.00093031 | 0.00093031 | 0.00093031 | 0.00093031 | 0.00093031 | 0.00093031 | 0.00093031 | 0.00093031 | 0.00093031
F1_Commercial_Education_New_Water Heating_Natural Gas_Water Heater_E4 | F1 | Commercial | Education | New | Water Heating | Natural Gas | Water Heater | E4 | CCE | 0 | 0 | 0 | 0 | 0 | 0 | 0 | 0.0020834 | 0.0020834 | 0.0020834 | 0.0020834 | 0.0020834 | 0.0020834 | 0.0020834 | 0.0020834 | 0.0020834 | 0.0020834 | 0.0020834 | 0.0020834 | 0.0020834 | 0.0020834 | 0.0020834 | 0.0020834 | 0.0020834 | 0.0020834 | 0.0020834 | 0.0020834 | 0.0020834 | 0.0020834 | 0.0020834 | 0.0020834
F1_Commercial_Education_New_Water Heating_Natural Gas_Water Heater_E5 | F1 | Commercial | Education | New | Water Heating | Natural Gas | Water Heater | E5 | CCE | 0 | 0 | 0 | 0 | 0 | 0 | 0 | 0 | 0 | 0 | 0 | 0 | 0 | 0 | 0 | 0 | 0 | 0 | 0 | 0 | 0 | 0 | 0 | 0 | 0 | 0 | 0 | 0 | 0 | 0 | 0
F1_Commercial_Education_New_Water Heating_Natural Gas_Water Heater_E6 | F1 | Commercial | Education | New | Water Heating | Natural Gas | Water Heater | E6 | CCE | 0 | 0 | 0 | 0 | 0 | 0 | 0 | 0 | 0 | 0 | 0 | 0 | 0 | 0 | 0 | 0 | 0 | 0 | 0 | 0 | 0 | 0 | 0 | 0 | 0 | 0 | 0 | 0 | 0 | 0 | 0
F1_Commercial_Education_New_Water Heating_Natural Gas_Water Heater_E7 | F1 | Commercial | Education | New | Water Heating | Natural Gas | Water Heater | E7 | CCE | 0 | 0 | 0 | 0 | 0 | 0 | 0 | 0 | 0 | 0 | 0 | 0 | 0 | 0 | 0 | 0 | 0 | 0 | 0 | 0 | 0 | 0 | 0 | 0 | 0 | 0 | 0 | 0 | 0 | 0 | 0
F1_Commercial_Education_New_Water Heating_Natural Gas_Water Heater_E8 | F1 | Commercial | Education | New | Water Heating | Natural Gas | Water Heater | E8 | CCE | 0 | 0 | 0 | 0 | 0 | 0 | 0 | 0 | 0 | 0 | 0 | 0 | 0 | 0 | 0 | 0 | 0 | 0 | 0 | 0 | 0 | 0 | 0 | 0 | 0 | 0 | 0 | 0 | 0 | 0 | 0
F1_Commercial_Education_New_Water Heating_Natural Gas_Water Heater_E9 | F1 | Commercial | Education | New | Water Heating | Natural Gas | Water Heater | E9 | CCE | 0 | 0 | 0 | 0 | 0 | 0 | 0 | 0 | 0 | 0 | 0 | 0 | 0 | 0 | 0 | 0 | 0 | 0 | 0 | 0 | 0 | 0 | 0 | 0 | 0 | 0 | 0 | 0 | 0 | 0 | 0
F1_Commercial_Education_New_Water Heating_Natural Gas_Water Heater_E10 | F1 | Commercial | Education | New | Water Heating | Natural Gas | Water Heater | E10 | CCE | 0 | 0 | 0 | 0 | 0 | 0 | 0 | 0 | 0 | 0 | 0 | 0 | 0 | 0 | 0 | 0 | 0 | 0 | 0 | 0 | 0 | 0 | 0 | 0 | 0 | 0 | 0 | 0 | 0 | 0 | 0
F2_Commercial_Education_New_Water Heating_Natural Gas_Water Heater_E1 | F2 | Commercial | Education | New | Water Heating | Natural Gas | Water Heater | E1 | TRC BC Ratio | 0.9 | 0.9 | 0.9 | 0.9 | 0.9 | 0.9 | 0.9 | 0.9 | 0.9 | 0.9 | 0.9 | 0.9 | 0.9 | 0.9 | 0.9 | 0.9 | 0.9 | 0.9 | 0.9 | 0.9 | 0.9 | 0.9 | 0.9 | 0.9 | 0.9 | 0.9 | 0.9 | 0.9 | 0.9 | 0.9 | 0.9
F2_Commercial_Education_New_Water Heating_Natural Gas_Water Heater_E2 | F2 | Commercial | Education | New | Water Heating | Natural Gas | Water Heater | E2 | TRC BC Ratio | 7.8477 | 8.0032 | 8.1145 | 8.2351 | 8.4083 | 7.8778 | 7.4631 | 7.2451 | 7.1667 | 7.0465 | 6.9654 | 7.3345 | 6.564 | 7.016 | 7.5961 | 8.16 | 8.1811 | 8.2201 | 8.0631 | 8.1751 | 8.2535 | 8.3594 | 8.4924 | 4.0003 | 3.9205 | 3.8458 | 3.7755 | 3.7088 | 3.6452 | 3.5839 | 3.5248
F2_Commercial_Education_New_Water Heating_Natural Gas_Water Heater_E3 | F2 | Commercial | Education | New | Water Heating | Natural Gas | Water Heater | E3 | TRC BC Ratio | 10.7064 | 10.9186 | 11.0704 | 11.2349 | 11.4713 | 10.7474 | 10.1817 | 9.8842 | 9.7774 | 9.6134 | 9.5027 | 10.0063 | 8.9552 | 9.5718 | 10.3632 | 11.1325 | 11.1612 | 11.2145 | 11.0002 | 11.1531 | 11.2601 | 11.4045 | 11.586 | 5.4576 | 5.3487 | 5.2468 | 5.1509 | 5.0599 | 4.973 | 4.8895 | 4.8088
F2_Commercial_Education_New_Water Heating_Natural Gas_Water Heater_E4 | F2 | Commercial | Education | New | Water Heating | Natural Gas | Water Heater | E4 | TRC BC Ratio | 0 | 0 | 0 | 0 | 0 | 0 | 0 | 4.3322 | 4.1545 | 3.9271 | 3.7142 | 4.0909 | 3.5801 | 4.2053 | 4.9581 | 5.7277 | 5.7581 | 5.8019 | 5.6903 | 5.7902 | 5.8631 | 5.9573 | 6.0725 | 2.5417 | 2.4887 | 2.4394 | 2.3934 | 2.3501 | 2.309 | 2.2696 | 2.24
F2_Commercial_Education_New_Water Heating_Natural Gas_Water Heater_E5 | F2 | Commercial | Education | New | Water Heating | Natural Gas | Water Heater | E5 | TRC BC Ratio | 0 | 0 | 0 | 0 | 0 | 0 | 0 | 0 | 0 | 0 | 0 | 0 | 0 | 0 | 0 | 0 | 0 | 0 | 0 | 0 | 0 | 0 | 0 | 0 | 0 | 0 | 0 | 0 | 0 | 0 | 0
F2_Commercial_Education_New_Water Heating_Natural Gas_Water Heater_E6 | F2 | Commercial | Education | New | Water Heating | Natural Gas | Water Heater | E6 | TRC BC Ratio | 0 | 0 | 0 | 0 | 0 | 0 | 0 | 0 | 0 | 0 | 0 | 0 | 0 | 0 | 0 | 0 | 0 | 0 | 0 | 0 | 0 | 0 | 0 | 0 | 0 | 0 | 0 | 0 | 0 | 0 | 0
F2_Commercial_Education_New_Water Heating_Natural Gas_Water Heater_E7 | F2 | Commercial | Education | New | Water Heating | Natural Gas | Water Heater | E7 | TRC BC Ratio | 0 | 0 | 0 | 0 | 0 | 0 | 0 | 0 | 0 | 0 | 0 | 0 | 0 | 0 | 0 | 0 | 0 | 0 | 0 | 0 | 0 | 0 | 0 | 0 | 0 | 0 | 0 | 0 | 0 | 0 | 0
F2_Commercial_Education_New_Water Heating_Natural Gas_Water Heater_E8 | F2 | Commercial | Education | New | Water Heating | Natural Gas | Water Heater | E8 | TRC BC Ratio | 0 | 0 | 0 | 0 | 0 | 0 | 0 | 0 | 0 | 0 | 0 | 0 | 0 | 0 | 0 | 0 | 0 | 0 | 0 | 0 | 0 | 0 | 0 | 0 | 0 | 0 | 0 | 0 | 0 | 0 | 0
F2_Commercial_Education_New_Water Heating_Natural Gas_Water Heater_E9 | F2 | Commercial | Education | New | Water Heating | Natural Gas | Water Heater | E9 | TRC BC Ratio | 0 | 0 | 0 | 0 | 0 | 0 | 0 | 0 | 0 | 0 | 0 | 0 | 0 | 0 | 0 | 0 | 0 | 0 | 0 | 0 | 0 | 0 | 0 | 0 | 0 | 0 | 0 | 0 | 0 | 0 | 0
F2_Commercial_Education_New_Water Heating_Natural Gas_Water Heater_E10 | F2 | Commercial | Education | New | Water Heating | Natural Gas | Water Heater | E10 | TRC BC Ratio | 0 | 0 | 0 | 0 | 0 | 0 | 0 | 0 | 0 | 0 | 0 | 0 | 0 | 0 | 0 | 0 | 0 | 0 | 0 | 0 | 0 | 0 | 0 | 0 | 0 | 0 | 0 | 0 | 0 | 0 | 0
F3_Commercial_Education_New_Water Heating_Natural Gas_Water Heater_E1 | F3 | Commercial | Education | New | Water Heating | Natural Gas | Water Heater | E1 | PACT BC Ratio | 0.9 | 0.9 | 0.9 | 0.9 | 0.9 | 0.9 | 0.9 | 0.9 | 0.9 | 0.9 | 0.9 | 0.9 | 0.9 | 0.9 | 0.9 | 0.9 | 0.9 | 0.9 | 0.9 | 0.9 | 0.9 | 0.9 | 0.9 | 0.9 | 0.9 | 0.9 | 0.9 | 0.9 | 0.9 | 0.9 | 0.9
F3_Commercial_Education_New_Water Heating_Natural Gas_Water Heater_E2 | F3 | Commercial | Education | New | Water Heating | Natural Gas | Water Heater | E2 | PACT BC Ratio | 12.833 | 13.0873 | 13.2693 | 13.4665 | 13.7498 | 12.8822 | 12.2041 | 11.8475 | 11.7194 | 11.5229 | 11.3902 | 11.9938 | 10.7339 | 11.473 | 12.4216 | 13.3437 | 13.3781 | 13.442 | 13.1852 | 13.3684 | 13.4966 | 13.6697 | 13.8873 | 6.5416 | 6.4111 | 6.2889 | 6.174 | 6.0649 | 5.9608 | 5.8607 | 5.7639
F3_Commercial_Education_New_Water Heating_Natural Gas_Water Heater_E3 | F3 | Commercial | Education | New | Water Heating | Natural Gas | Water Heater | E3 | PACT BC Ratio | 17.5077 | 17.8547 | 18.1029 | 18.372 | 18.7585 | 17.5748 | 16.6497 | 16.1633 | 15.9885 | 15.7204 | 15.5394 | 16.3628 | 14.644 | 15.6524 | 16.9465 | 18.2045 | 18.2515 | 18.3386 | 17.9882 | 18.2382 | 18.4131 | 18.6493 | 18.9461 | 8.9245 | 8.7465 | 8.5799 | 8.423 | 8.2742 | 8.1321 | 7.9955 | 7.8636
F3_Commercial_Education_New_Water Heating_Natural Gas_Water Heater_E4 | F3 | Commercial | Education | New | Water Heating | Natural Gas | Water Heater | E4 | PACT BC Ratio | 0 | 0 | 0 | 0 | 0 | 0 | 0 | 7.0842 | 6.7936 | 6.4218 | 6.0737 | 6.6897 | 5.8544 | 6.8767 | 8.1077 | 9.3663 | 9.416 | 9.4875 | 9.305 | 9.4685 | 9.5877 | 9.7417 | 9.9302 | 4.1564 | 4.0696 | 3.9891 | 3.9139 | 3.843 | 3.7757 | 3.7113 | 3.663
F3_Commercial_Education_New_Water Heating_Natural Gas_Water Heater_E5 | F3 | Commercial | Education | New | Water Heating | Natural Gas | Water Heater | E5 | PACT BC Ratio | 0 | 0 | 0 | 0 | 0 | 0 | 0 | 0 | 0 | 0 | 0 | 0 | 0 | 0 | 0 | 0 | 0 | 0 | 0 | 0 | 0 | 0 | 0 | 0 | 0 | 0 | 0 | 0 | 0 | 0 | 0
F3_Commercial_Education_New_Water Heating_Natural Gas_Water Heater_E6 | F3 | Commercial | Education | New | Water Heating | Natural Gas | Water Heater | E6 | PACT BC Ratio | 0 | 0 | 0 | 0 | 0 | 0 | 0 | 0 | 0 | 0 | 0 | 0 | 0 | 0 | 0 | 0 | 0 | 0 | 0 | 0 | 0 | 0 | 0 | 0 | 0 | 0 | 0 | 0 | 0 | 0 | 0
F3_Commercial_Education_New_Water Heating_Natural Gas_Water Heater_E7 | F3 | Commercial | Education | New | Water Heating | Natural Gas | Water Heater | E7 | PACT BC Ratio | 0 | 0 | 0 | 0 | 0 | 0 | 0 | 0 | 0 | 0 | 0 | 0 | 0 | 0 | 0 | 0 | 0 | 0 | 0 | 0 | 0 | 0 | 0 | 0 | 0 | 0 | 0 | 0 | 0 | 0 | 0
F3_Commercial_Education_New_Water Heating_Natural Gas_Water Heater_E8 | F3 | Commercial | Education | New | Water Heating | Natural Gas | Water Heater | E8 | PACT BC Ratio | 0 | 0 | 0 | 0 | 0 | 0 | 0 | 0 | 0 | 0 | 0 | 0 | 0 | 0 | 0 | 0 | 0 | 0 | 0 | 0 | 0 | 0 | 0 | 0 | 0 | 0 | 0 | 0 | 0 | 0 | 0
F3_Commercial_Education_New_Water Heating_Natural Gas_Water Heater_E9 | F3 | Commercial | Education | New | Water Heating | Natural Gas | Water Heater | E9 | PACT BC Ratio | 0 | 0 | 0 | 0 | 0 | 0 | 0 | 0 | 0 | 0 | 0 | 0 | 0 | 0 | 0 | 0 | 0 | 0 | 0 | 0 | 0 | 0 | 0 | 0 | 0 | 0 | 0 | 0 | 0 | 0 | 0
F3_Commercial_Education_New_Water Heating_Natural Gas_Water Heater_E10 | F3 | Commercial | Education | New | Water Heating | Natural Gas | Water Heater | E10 | PACT BC Ratio | 0 | 0 | 0 | 0 | 0 | 0 | 0 | 0 | 0 | 0 | 0 | 0 | 0 | 0 | 0 | 0 | 0 | 0 | 0 | 0 | 0 | 0 | 0 | 0 | 0 | 0 | 0 | 0 | 0 | 0 | 0
F4_Commercial_Education_New_Water Heating_Natural Gas_Water Heater_E1 | F4 | Commercial | Education | New | Water Heating | Natural Gas | Water Heater | E1 | PCT BC Ratio | 0.9 | 0.9 | 0.9 | 0.9 | 0.9 | 0.9 | 0.9 | 0.9 | 0.9 | 0.9 | 0.9 | 0.9 | 0.9 | 0.9 | 0.9 | 0.9 | 0.9 | 0.9 | 0.9 | 0.9 | 0.9 | 0.9 | 0.9 | 0.9 | 0.9 | 0.9 | 0.9 | 0.9 | 0.9 | 0.9 | 0.9
F4_Commercial_Education_New_Water Heating_Natural Gas_Water Heater_E2 | F4 | Commercial | Education | New | Water Heating | Natural Gas | Water Heater | E2 | PCT BC Ratio | 14.2615 | 14.5357 | 14.7318 | 14.9444 | 15.2498 | 14.3145 | 13.5836 | 13.1993 | 13.0612 | 12.8493 | 12.7063 | 13.3569 | 11.9989 | 12.7956 | 13.8181 | 14.8121 | 14.8492 | 14.918 | 14.6412 | 14.8387 | 14.9769 | 15.1635 | 15.398 | 7.4798 | 7.3392 | 7.2075 | 7.0836 | 6.966 | 6.8538 | 6.7458 | 6.6415
F4_Commercial_Education_New_Water Heating_Natural Gas_Water Heater_E3 | F4 | Commercial | Education | New | Water Heating | Natural Gas | Water Heater | E3 | PCT BC Ratio | 19.3006 | 19.6746 | 19.9422 | 20.2322 | 20.6488 | 19.3729 | 18.3757 | 17.8514 | 17.663 | 17.374 | 17.1789 | 18.0664 | 16.2137 | 17.3006 | 18.6957 | 20.0517 | 20.1023 | 20.1962 | 19.8185 | 20.088 | 20.2765 | 20.5311 | 20.851 | 10.0485 | 9.8566 | 9.6769 | 9.5079 | 9.3475 | 9.1943 | 9.0471 | 8.9048
F4_Commercial_Education_New_Water Heating_Natural Gas_Water Heater_E4 | F4 | Commercial | Education | New | Water Heating | Natural Gas | Water Heater | E4 | PCT BC Ratio | 0 | 0 | 0 | 0 | 0 | 0 | 0 | 8.0648 | 7.7515 | 7.3508 | 6.9755 | 7.6395 | 6.7391 | 7.8411 | 9.168 | 10.5246 | 10.5783 | 10.6554 | 10.4586 | 10.6348 | 10.7634 | 10.9293 | 11.1325 | 4.9087 | 4.8152 | 4.7284 | 4.6473 | 4.571 | 4.4984 | 4.429 | 4.3769
F4_Commercial_Education_New_Water Heating_Natural Gas_Water Heater_E5 | F4 | Commercial | Education | New | Water Heating | Natural Gas | Water Heater | E5 | PCT BC Ratio | 0 | 0 | 0 | 0 | 0 | 0 | 0 | 0 | 0 | 0 | 0 | 0 | 0 | 0 | 0 | 0 | 0 | 0 | 0 | 0 | 0 | 0 | 0 | 0 | 0 | 0 | 0 | 0 | 0 | 0 | 0
F4_Commercial_Education_New_Water Heating_Natural Gas_Water Heater_E6 | F4 | Commercial | Education | New | Water Heating | Natural Gas | Water Heater | E6 | PCT BC Ratio | 0 | 0 | 0 | 0 | 0 | 0 | 0 | 0 | 0 | 0 | 0 | 0 | 0 | 0 | 0 | 0 | 0 | 0 | 0 | 0 | 0 | 0 | 0 | 0 | 0 | 0 | 0 | 0 | 0 | 0 | 0
F4_Commercial_Education_New_Water Heating_Natural Gas_Water Heater_E7 | F4 | Commercial | Education | New | Water Heating | Natural Gas | Water Heater | E7 | PCT BC Ratio | 0 | 0 | 0 | 0 | 0 | 0 | 0 | 0 | 0 | 0 | 0 | 0 | 0 | 0 | 0 | 0 | 0 | 0 | 0 | 0 | 0 | 0 | 0 | 0 | 0 | 0 | 0 | 0 | 0 | 0 | 0
F4_Commercial_Education_New_Water Heating_Natural Gas_Water Heater_E8 | F4 | Commercial | Education | New | Water Heating | Natural Gas | Water Heater | E8 | PCT BC Ratio | 0 | 0 | 0 | 0 | 0 | 0 | 0 | 0 | 0 | 0 | 0 | 0 | 0 | 0 | 0 | 0 | 0 | 0 | 0 | 0 | 0 | 0 | 0 | 0 | 0 | 0 | 0 | 0 | 0 | 0 | 0
F4_Commercial_Education_New_Water Heating_Natural Gas_Water Heater_E9 | F4 | Commercial | Education | New | Water Heating | Natural Gas | Water Heater | E9 | PCT BC Ratio | 0 | 0 | 0 | 0 | 0 | 0 | 0 | 0 | 0 | 0 | 0 | 0 | 0 | 0 | 0 | 0 | 0 | 0 | 0 | 0 | 0 | 0 | 0 | 0 | 0 | 0 | 0 | 0 | 0 | 0 | 0
F4_Commercial_Education_New_Water Heating_Natural Gas_Water Heater_E10 | F4 | Commercial | Education | New | Water Heating | Natural Gas | Water Heater | E10 | PCT BC Ratio | 0 | 0 | 0 | 0 | 0 | 0 | 0 | 0 | 0 | 0 | 0 | 0 | 0 | 0 | 0 | 0 | 0 | 0 | 0 | 0 | 0 | 0 | 0 | 0 | 0 | 0 | 0 | 0 | 0 | 0 | 0
F5_Commercial_Education_New_Water Heating_Natural Gas_Water Heater_E1 | F5 | Commercial | Education | New | Water Heating | Natural Gas | Water Heater | E1 | RIM BC Ratio | 0.9 | 0.9 | 0.9 | 0.9 | 0.9 | 0.9 | 0.9 | 0.9 | 0.9 | 0.9 | 0.9 | 0.9 | 0.9 | 0.9 | 0.9 | 0.9 | 0.9 | 0.9 | 0.9 | 0.9 | 0.9 | 0.9 | 0.9 | 0.9 | 0.9 | 0.9 | 0.9 | 0.9 | 0.9 | 0.9 | 0.9
F5_Commercial_Education_New_Water Heating_Natural Gas_Water Heater_E2 | F5 | Commercial | Education | New | Water Heating | Natural Gas | Water Heater | E2 | RIM BC Ratio | 0.78371 | 0.78464 | 0.78528 | 0.78596 | 0.78691 | 0.78389 | 0.78125 | 0.77974 | 0.77918 | 0.7783 | 0.77769 | 0.78037 | 0.77446 | 0.77807 | 0.78212 | 0.78554 | 0.78566 | 0.78588 | 0.78499 | 0.78563 | 0.78607 | 0.78665 | 0.78736 | 0.74023 | 0.73853 | 0.73688 | 0.73527 | 0.7337 | 0.73216 | 0.73062 | 0.7291
F5_Commercial_Education_New_Water Heating_Natural Gas_Water Heater_E3 | F5 | Commercial | Education | New | Water Heating | Natural Gas | Water Heater | E3 | RIM BC Ratio | 0.7967 | 0.7974 | 0.79789 | 0.79841 | 0.79912 | 0.79684 | 0.79483 | 0.79369 | 0.79327 | 0.7926 | 0.79213 | 0.79417 | 0.78967 | 0.79242 | 0.7955 | 0.79809 | 0.79818 | 0.79834 | 0.79767 | 0.79815 | 0.79848 | 0.79892 | 0.79946 | 0.76329 | 0.76196 | 0.76068 | 0.75942 | 0.75819 | 0.75698 | 0.75578 | 0.75458
F5_Commercial_Education_New_Water Heating_Natural Gas_Water Heater_E4 | F5 | Commercial | Education | New | Water Heating | Natural Gas | Water Heater | E4 | RIM BC Ratio | 0 | 0 | 0 | 0 | 0 | 0 | 0 | 0.7467 | 0.74335 | 0.73867 | 0.73383 | 0.74209 | 0.73053 | 0.74433 | 0.75677 | 0.76638 | 0.76671 | 0.76719 | 0.76597 | 0.76706 | 0.76783 | 0.76881 | 0.76996 | 0.69509 | 0.69262 | 0.69025 | 0.68796 | 0.68574 | 0.68357 | 0.68143 | 0.67978
F5_Commercial_Education_New_Water Heating_Natural Gas_Water Heater_E5 | F5 | Commercial | Education | New | Water Heating | Natural Gas | Water Heater | E5 | RIM BC Ratio | 0 | 0 | 0 | 0 | 0 | 0 | 0 | 0 | 0 | 0 | 0 | 0 | 0 | 0 | 0 | 0 | 0 | 0 | 0 | 0 | 0 | 0 | 0 | 0 | 0 | 0 | 0 | 0 | 0 | 0 | 0
F5_Commercial_Education_New_Water Heating_Natural Gas_Water Heater_E6 | F5 | Commercial | Education | New | Water Heating | Natural Gas | Water Heater | E6 | RIM BC Ratio | 0 | 0 | 0 | 0 | 0 | 0 | 0 | 0 | 0 | 0 | 0 | 0 | 0 | 0 | 0 | 0 | 0 | 0 | 0 | 0 | 0 | 0 | 0 | 0 | 0 | 0 | 0 | 0 | 0 | 0 | 0
F5_Commercial_Education_New_Water Heating_Natural Gas_Water Heater_E7 | F5 | Commercial | Education | New | Water Heating | Natural Gas | Water Heater | E7 | RIM BC Ratio | 0 | 0 | 0 | 0 | 0 | 0 | 0 | 0 | 0 | 0 | 0 | 0 | 0 | 0 | 0 | 0 | 0 | 0 | 0 | 0 | 0 | 0 | 0 | 0 | 0 | 0 | 0 | 0 | 0 | 0 | 0
F5_Commercial_Education_New_Water Heating_Natural Gas_Water Heater_E8 | F5 | Commercial | Education | New | Water Heating | Natural Gas | Water Heater | E8 | RIM BC Ratio | 0 | 0 | 0 | 0 | 0 | 0 | 0 | 0 | 0 | 0 | 0 | 0 | 0 | 0 | 0 | 0 | 0 | 0 | 0 | 0 | 0 | 0 | 0 | 0 | 0 | 0 | 0 | 0 | 0 | 0 | 0
F5_Commercial_Education_New_Water Heating_Natural Gas_Water Heater_E9 | F5 | Commercial | Education | New | Water Heating | Natural Gas | Water Heater | E9 | RIM BC Ratio | 0 | 0 | 0 | 0 | 0 | 0 | 0 | 0 | 0 | 0 | 0 | 0 | 0 | 0 | 0 | 0 | 0 | 0 | 0 | 0 | 0 | 0 | 0 | 0 | 0 | 0 | 0 | 0 | 0 | 0 | 0
F5_Commercial_Education_New_Water Heating_Natural Gas_Water Heater_E10 | F5 | Commercial | Education | New | Water Heating | Natural Gas | Water Heater | E10 | RIM BC Ratio | 0 | 0 | 0 | 0 | 0 | 0 | 0 | 0 | 0 | 0 | 0 | 0 | 0 | 0 | 0 | 0 | 0 | 0 | 0 | 0 | 0 | 0 | 0 | 0 | 0 | 0 | 0 | 0 | 0 | 0 | 0
F0_Commercial_Education_New_Food Preparation_Natural Gas_Oven_E0 | F0 | Commercial | Education | New | Food Preparation | Natural Gas | Oven | E0 | Economic Unit | ENERGY STAR (3.0) | ENERGY STAR (3.0) | ENERGY STAR (3.0) | ENERGY STAR (3.0) | ENERGY STAR (3.0) | ENERGY STAR (3.0) | ENERGY STAR (3.0) | ENERGY STAR (3.0) | ENERGY STAR (3.0) | ENERGY STAR (3.0) | ENERGY STAR (3.0) | ENERGY STAR (3.0) | ENERGY STAR (3.0) | ENERGY STAR (3.0) | ENERGY STAR (3.0) | ENERGY STAR (3.0) | ENERGY STAR (3.0) | ENERGY STAR (3.0) | ENERGY STAR (3.0) | ENERGY STAR (3.0) | ENERGY STAR (3.0) | ENERGY STAR (3.0) | ENERGY STAR (3.0) | Standard | Standard | Standard | Standard | Standard | Standard | Standard | Standard
F1_Commercial_Education_New_Food Preparation_Natural Gas_Oven_E1 | F1 | Commercial | Education | New | Food Preparation | Natural Gas | Oven | E1 | CCE | 0 | 0 | 0 | 0 | 0 | 0 | 0 | 0 | 0 | 0 | 0 | 0 | 0 | 0 | 0 | 0 | 0 | 0 | 0 | 0 | 0 | 0 | 0 | 0 | 0 | 0 | 0 | 0 | 0 | 0 | 0
F1_Commercial_Education_New_Food Preparation_Natural Gas_Oven_E2 | F1 | Commercial | Education | New | Food Preparation | Natural Gas | Oven | E2 | CCE | 0.0062008 | 0.0059612 | 0.0059896 | 0.0060522 | 0.0060522 | 0.0060522 | 0.0060522 | 0.0060522 | 0.0060522 | 0.0060522 | 0.0060522 | 0.0060522 | 0.0060522 | 0.0060522 | 0.0060522 | 0.0060522 | 0.0060522 | 0.0060522 | 0.0060522 | 0.0060522 | 0.0060522 | 0.0060522 | 0.0060522 | 0.0060522 | 0.0060522 | 0.0060522 | 0.0060522 | 0.0060522 | 0.0060522 | 0.0060522 | 0.0060522
F1_Commercial_Education_New_Food Preparation_Natural Gas_Oven_E3 | F1 | Commercial | Education | New | Food Preparation | Natural Gas | Oven | E3 | CCE | 0 | 0 | 0 | 0 | 0 | 0 | 0 | 0 | 0 | 0 | 0 | 0 | 0 | 0 | 0 | 0 | 0 | 0 | 0 | 0 | 0 | 0 | 0 | 0 | 0 | 0 | 0 | 0 | 0 | 0 | 0
F1_Commercial_Education_New_Food Preparation_Natural Gas_Oven_E4 | F1 | Commercial | Education | New | Food Preparation | Natural Gas | Oven | E4 | CCE | 0 | 0 | 0 | 0 | 0 | 0 | 0 | 0 | 0 | 0 | 0 | 0 | 0 | 0 | 0 | 0 | 0 | 0 | 0 | 0 | 0 | 0 | 0 | 0 | 0 | 0 | 0 | 0 | 0 | 0 | 0
F1_Commercial_Education_New_Food Preparation_Natural Gas_Oven_E5 | F1 | Commercial | Education | New | Food Preparation | Natural Gas | Oven | E5 | CCE | 0 | 0 | 0 | 0 | 0 | 0 | 0 | 0 | 0 | 0 | 0 | 0 | 0 | 0 | 0 | 0 | 0 | 0 | 0 | 0 | 0 | 0 | 0 | 0 | 0 | 0 | 0 | 0 | 0 | 0 | 0
F1_Commercial_Education_New_Food Preparation_Natural Gas_Oven_E6 | F1 | Commercial | Education | New | Food Preparation | Natural Gas | Oven | E6 | CCE | 0 | 0 | 0 | 0 | 0 | 0 | 0 | 0 | 0 | 0 | 0 | 0 | 0 | 0 | 0 | 0 | 0 | 0 | 0 | 0 | 0 | 0 | 0 | 0 | 0 | 0 | 0 | 0 | 0 | 0 | 0
F1_Commercial_Education_New_Food Preparation_Natural Gas_Oven_E7 | F1 | Commercial | Education | New | Food Preparation | Natural Gas | Oven | E7 | CCE | 0 | 0 | 0 | 0 | 0 | 0 | 0 | 0 | 0 | 0 | 0 | 0 | 0 | 0 | 0 | 0 | 0 | 0 | 0 | 0 | 0 | 0 | 0 | 0 | 0 | 0 | 0 | 0 | 0 | 0 | 0
F1_Commercial_Education_New_Food Preparation_Natural Gas_Oven_E8 | F1 | Commercial | Education | New | Food Preparation | Natural Gas | Oven | E8 | CCE | 0 | 0 | 0 | 0 | 0 | 0 | 0 | 0 | 0 | 0 | 0 | 0 | 0 | 0 | 0 | 0 | 0 | 0 | 0 | 0 | 0 | 0 | 0 | 0 | 0 | 0 | 0 | 0 | 0 | 0 | 0
F1_Commercial_Education_New_Food Preparation_Natural Gas_Oven_E9 | F1 | Commercial | Education | New | Food Preparation | Natural Gas | Oven | E9 | CCE | 0 | 0 | 0 | 0 | 0 | 0 | 0 | 0 | 0 | 0 | 0 | 0 | 0 | 0 | 0 | 0 | 0 | 0 | 0 | 0 | 0 | 0 | 0 | 0 | 0 | 0 | 0 | 0 | 0 | 0 | 0
F1_Commercial_Education_New_Food Preparation_Natural Gas_Oven_E10 | F1 | Commercial | Education | New | Food Preparation | Natural Gas | Oven | E10 | CCE | 0 | 0 | 0 | 0 | 0 | 0 | 0 | 0 | 0 | 0 | 0 | 0 | 0 | 0 | 0 | 0 | 0 | 0 | 0 | 0 | 0 | 0 | 0 | 0 | 0 | 0 | 0 | 0 | 0 | 0 | 0
F2_Commercial_Education_New_Food Preparation_Natural Gas_Oven_E1 | F2 | Commercial | Education | New | Food Preparation | Natural Gas | Oven | E1 | TRC BC Ratio | 0.9 | 0.9 | 0.9 | 0.9 | 0.9 | 0.9 | 0.9 | 0.9 | 0.9 | 0.9 | 0.9 | 0.9 | 0.9 | 0.9 | 0.9 | 0.9 | 0.9 | 0.9 | 0.9 | 0.9 | 0.9 | 0.9 | 0.9 | 0.9 | 0.9 | 0.9 | 0.9 | 0.9 | 0.9 | 0.9 | 0.9
F2_Commercial_Education_New_Food Preparation_Natural Gas_Oven_E2 | F2 | Commercial | Education | New | Food Preparation | Natural Gas | Oven | E2 | TRC BC Ratio | 1.651 | 1.6761 | 1.6937 | 1.7118 | 1.7402 | 1.6356 | 1.5492 | 1.5033 | 1.4856 | 1.4593 | 1.5232 | 1.584 | 1.4129 | 1.4871 | 1.5856 | 1.6788 | 1.6824 | 1.6897 | 1.6574 | 1.6795 | 1.6949 | 1.7158 | 1.7422 | 0.83439 | 0.81785 | 0.80234 | 0.78773 | 0.77386 | 0.7606 | 0.74785 | 0.73552
F2_Commercial_Education_New_Food Preparation_Natural Gas_Oven_E3 | F2 | Commercial | Education | New | Food Preparation | Natural Gas | Oven | E3 | TRC BC Ratio | 0 | 0 | 0 | 0 | 0 | 0 | 0 | 0 | 0 | 0 | 0 | 0 | 0 | 0 | 0 | 0 | 0 | 0 | 0 | 0 | 0 | 0 | 0 | 0 | 0 | 0 | 0 | 0 | 0 | 0 | 0
F2_Commercial_Education_New_Food Preparation_Natural Gas_Oven_E4 | F2 | Commercial | Education | New | Food Preparation | Natural Gas | Oven | E4 | TRC BC Ratio | 0 | 0 | 0 | 0 | 0 | 0 | 0 | 0 | 0 | 0 | 0 | 0 | 0 | 0 | 0 | 0 | 0 | 0 | 0 | 0 | 0 | 0 | 0 | 0 | 0 | 0 | 0 | 0 | 0 | 0 | 0
F2_Commercial_Education_New_Food Preparation_Natural Gas_Oven_E5 | F2 | Commercial | Education | New | Food Preparation | Natural Gas | Oven | E5 | TRC BC Ratio | 0 | 0 | 0 | 0 | 0 | 0 | 0 | 0 | 0 | 0 | 0 | 0 | 0 | 0 | 0 | 0 | 0 | 0 | 0 | 0 | 0 | 0 | 0 | 0 | 0 | 0 | 0 | 0 | 0 | 0 | 0
F2_Commercial_Education_New_Food Preparation_Natural Gas_Oven_E6 | F2 | Commercial | Education | New | Food Preparation | Natural Gas | Oven | E6 | TRC BC Ratio | 0 | 0 | 0 | 0 | 0 | 0 | 0 | 0 | 0 | 0 | 0 | 0 | 0 | 0 | 0 | 0 | 0 | 0 | 0 | 0 | 0 | 0 | 0 | 0 | 0 | 0 | 0 | 0 | 0 | 0 | 0
F2_Commercial_Education_New_Food Preparation_Natural Gas_Oven_E7 | F2 | Commercial | Education | New | Food Preparation | Natural Gas | Oven | E7 | TRC BC Ratio | 0 | 0 | 0 | 0 | 0 | 0 | 0 | 0 | 0 | 0 | 0 | 0 | 0 | 0 | 0 | 0 | 0 | 0 | 0 | 0 | 0 | 0 | 0 | 0 | 0 | 0 | 0 | 0 | 0 | 0 | 0
F2_Commercial_Education_New_Food Preparation_Natural Gas_Oven_E8 | F2 | Commercial | Education | New | Food Preparation | Natural Gas | Oven | E8 | TRC BC Ratio | 0 | 0 | 0 | 0 | 0 | 0 | 0 | 0 | 0 | 0 | 0 | 0 | 0 | 0 | 0 | 0 | 0 | 0 | 0 | 0 | 0 | 0 | 0 | 0 | 0 | 0 | 0 | 0 | 0 | 0 | 0
F2_Commercial_Education_New_Food Preparation_Natural Gas_Oven_E9 | F2 | Commercial | Education | New | Food Preparation | Natural Gas | Oven | E9 | TRC BC Ratio | 0 | 0 | 0 | 0 | 0 | 0 | 0 | 0 | 0 | 0 | 0 | 0 | 0 | 0 | 0 | 0 | 0 | 0 | 0 | 0 | 0 | 0 | 0 | 0 | 0 | 0 | 0 | 0 | 0 | 0 | 0
F2_Commercial_Education_New_Food Preparation_Natural Gas_Oven_E10 | F2 | Commercial | Education | New | Food Preparation | Natural Gas | Oven | E10 | TRC BC Ratio | 0 | 0 | 0 | 0 | 0 | 0 | 0 | 0 | 0 | 0 | 0 | 0 | 0 | 0 | 0 | 0 | 0 | 0 | 0 | 0 | 0 | 0 | 0 | 0 | 0 | 0 | 0 | 0 | 0 | 0 | 0
F3_Commercial_Education_New_Food Preparation_Natural Gas_Oven_E1 | F3 | Commercial | Education | New | Food Preparation | Natural Gas | Oven | E1 | PACT BC Ratio | 0.9 | 0.9 | 0.9 | 0.9 | 0.9 | 0.9 | 0.9 | 0.9 | 0.9 | 0.9 | 0.9 | 0.9 | 0.9 | 0.9 | 0.9 | 0.9 | 0.9 | 0.9 | 0.9 | 0.9 | 0.9 | 0.9 | 0.9 | 0.9 | 0.9 | 0.9 | 0.9 | 0.9 | 0.9 | 0.9 | 0.9
F3_Commercial_Education_New_Food Preparation_Natural Gas_Oven_E2 | F3 | Commercial | Education | New | Food Preparation | Natural Gas | Oven | E2 | PACT BC Ratio | 1.651 | 1.6761 | 1.6937 | 1.7118 | 1.7402 | 1.6356 | 1.5492 | 1.5033 | 1.4856 | 1.4593 | 1.5232 | 1.584 | 1.4129 | 1.4871 | 1.5856 | 1.6788 | 1.6824 | 1.6897 | 1.6574 | 1.6795 | 1.6949 | 1.7158 | 1.7422 | 0.83439 | 0.81785 | 0.80234 | 0.78773 | 0.77386 | 0.7606 | 0.74785 | 0.73552
F3_Commercial_Education_New_Food Preparation_Natural Gas_Oven_E3 | F3 | Commercial | Education | New | Food Preparation | Natural Gas | Oven | E3 | PACT BC Ratio | 0 | 0 | 0 | 0 | 0 | 0 | 0 | 0 | 0 | 0 | 0 | 0 | 0 | 0 | 0 | 0 | 0 | 0 | 0 | 0 | 0 | 0 | 0 | 0 | 0 | 0 | 0 | 0 | 0 | 0 | 0
F3_Commercial_Education_New_Food Preparation_Natural Gas_Oven_E4 | F3 | Commercial | Education | New | Food Preparation | Natural Gas | Oven | E4 | PACT BC Ratio | 0 | 0 | 0 | 0 | 0 | 0 | 0 | 0 | 0 | 0 | 0 | 0 | 0 | 0 | 0 | 0 | 0 | 0 | 0 | 0 | 0 | 0 | 0 | 0 | 0 | 0 | 0 | 0 | 0 | 0 | 0
F3_Commercial_Education_New_Food Preparation_Natural Gas_Oven_E5 | F3 | Commercial | Education | New | Food Preparation | Natural Gas | Oven | E5 | PACT BC Ratio | 0 | 0 | 0 | 0 | 0 | 0 | 0 | 0 | 0 | 0 | 0 | 0 | 0 | 0 | 0 | 0 | 0 | 0 | 0 | 0 | 0 | 0 | 0 | 0 | 0 | 0 | 0 | 0 | 0 | 0 | 0
F3_Commercial_Education_New_Food Preparation_Natural Gas_Oven_E6 | F3 | Commercial | Education | New | Food Preparation | Natural Gas | Oven | E6 | PACT BC Ratio | 0 | 0 | 0 | 0 | 0 | 0 | 0 | 0 | 0 | 0 | 0 | 0 | 0 | 0 | 0 | 0 | 0 | 0 | 0 | 0 | 0 | 0 | 0 | 0 | 0 | 0 | 0 | 0 | 0 | 0 | 0
F3_Commercial_Education_New_Food Preparation_Natural Gas_Oven_E7 | F3 | Commercial | Education | New | Food Preparation | Natural Gas | Oven | E7 | PACT BC Ratio | 0 | 0 | 0 | 0 | 0 | 0 | 0 | 0 | 0 | 0 | 0 | 0 | 0 | 0 | 0 | 0 | 0 | 0 | 0 | 0 | 0 | 0 | 0 | 0 | 0 | 0 | 0 | 0 | 0 | 0 | 0
F3_Commercial_Education_New_Food Preparation_Natural Gas_Oven_E8 | F3 | Commercial | Education | New | Food Preparation | Natural Gas | Oven | E8 | PACT BC Ratio | 0 | 0 | 0 | 0 | 0 | 0 | 0 | 0 | 0 | 0 | 0 | 0 | 0 | 0 | 0 | 0 | 0 | 0 | 0 | 0 | 0 | 0 | 0 | 0 | 0 | 0 | 0 | 0 | 0 | 0 | 0
F3_Commercial_Education_New_Food Preparation_Natural Gas_Oven_E9 | F3 | Commercial | Education | New | Food Preparation | Natural Gas | Oven | E9 | PACT BC Ratio | 0 | 0 | 0 | 0 | 0 | 0 | 0 | 0 | 0 | 0 | 0 | 0 | 0 | 0 | 0 | 0 | 0 | 0 | 0 | 0 | 0 | 0 | 0 | 0 | 0 | 0 | 0 | 0 | 0 | 0 | 0
F3_Commercial_Education_New_Food Preparation_Natural Gas_Oven_E10 | F3 | Commercial | Education | New | Food Preparation | Natural Gas | Oven | E10 | PACT BC Ratio | 0 | 0 | 0 | 0 | 0 | 0 | 0 | 0 | 0 | 0 | 0 | 0 | 0 | 0 | 0 | 0 | 0 | 0 | 0 | 0 | 0 | 0 | 0 | 0 | 0 | 0 | 0 | 0 | 0 | 0 | 0
F4_Commercial_Education_New_Food Preparation_Natural Gas_Oven_E1 | F4 | Commercial | Education | New | Food Preparation | Natural Gas | Oven | E1 | PCT BC Ratio | 0.9 | 0.9 | 0.9 | 0.9 | 0.9 | 0.9 | 0.9 | 0.9 | 0.9 | 0.9 | 0.9 | 0.9 | 0.9 | 0.9 | 0.9 | 0.9 | 0.9 | 0.9 | 0.9 | 0.9 | 0.9 | 0.9 | 0.9 | 0.9 | 0.9 | 0.9 | 0.9 | 0.9 | 0.9 | 0.9 | 0.9
F4_Commercial_Education_New_Food Preparation_Natural Gas_Oven_E2 | F4 | Commercial | Education | New | Food Preparation | Natural Gas | Oven | E2 | PCT BC Ratio | 5.1538 | 5.2169 | 5.2611 | 5.3069 | 5.3783 | 5.115 | 4.8976 | 4.7822 | 4.7376 | 4.6715 | 4.8323 | 4.9851 | 4.5547 | 4.7415 | 4.9892 | 5.2237 | 5.2328 | 5.2512 | 5.1699 | 5.2256 | 5.2642 | 5.3168 | 5.3833 | 3.0993 | 3.0576 | 3.0186 | 2.9819 | 2.947 | 2.9136 | 2.8815 | 2.8505
F4_Commercial_Education_New_Food Preparation_Natural Gas_Oven_E3 | F4 | Commercial | Education | New | Food Preparation | Natural Gas | Oven | E3 | PCT BC Ratio | 0 | 0 | 0 | 0 | 0 | 0 | 0 | 0 | 0 | 0 | 0 | 0 | 0 | 0 | 0 | 0 | 0 | 0 | 0 | 0 | 0 | 0 | 0 | 0 | 0 | 0 | 0 | 0 | 0 | 0 | 0
F4_Commercial_Education_New_Food Preparation_Natural Gas_Oven_E4 | F4 | Commercial | Education | New | Food Preparation | Natural Gas | Oven | E4 | PCT BC Ratio | 0 | 0 | 0 | 0 | 0 | 0 | 0 | 0 | 0 | 0 | 0 | 0 | 0 | 0 | 0 | 0 | 0 | 0 | 0 | 0 | 0 | 0 | 0 | 0 | 0 | 0 | 0 | 0 | 0 | 0 | 0
F4_Commercial_Education_New_Food Preparation_Natural Gas_Oven_E5 | F4 | Commercial | Education | New | Food Preparation | Natural Gas | Oven | E5 | PCT BC Ratio | 0 | 0 | 0 | 0 | 0 | 0 | 0 | 0 | 0 | 0 | 0 | 0 | 0 | 0 | 0 | 0 | 0 | 0 | 0 | 0 | 0 | 0 | 0 | 0 | 0 | 0 | 0 | 0 | 0 | 0 | 0
F4_Commercial_Education_New_Food Preparation_Natural Gas_Oven_E6 | F4 | Commercial | Education | New | Food Preparation | Natural Gas | Oven | E6 | PCT BC Ratio | 0 | 0 | 0 | 0 | 0 | 0 | 0 | 0 | 0 | 0 | 0 | 0 | 0 | 0 | 0 | 0 | 0 | 0 | 0 | 0 | 0 | 0 | 0 | 0 | 0 | 0 | 0 | 0 | 0 | 0 | 0
F4_Commercial_Education_New_Food Preparation_Natural Gas_Oven_E7 | F4 | Commercial | Education | New | Food Preparation | Natural Gas | Oven | E7 | PCT BC Ratio | 0 | 0 | 0 | 0 | 0 | 0 | 0 | 0 | 0 | 0 | 0 | 0 | 0 | 0 | 0 | 0 | 0 | 0 | 0 | 0 | 0 | 0 | 0 | 0 | 0 | 0 | 0 | 0 | 0 | 0 | 0
F4_Commercial_Education_New_Food Preparation_Natural Gas_Oven_E8 | F4 | Commercial | Education | New | Food Preparation | Natural Gas | Oven | E8 | PCT BC Ratio | 0 | 0 | 0 | 0 | 0 | 0 | 0 | 0 | 0 | 0 | 0 | 0 | 0 | 0 | 0 | 0 | 0 | 0 | 0 | 0 | 0 | 0 | 0 | 0 | 0 | 0 | 0 | 0 | 0 | 0 | 0
F4_Commercial_Education_New_Food Preparation_Natural Gas_Oven_E9 | F4 | Commercial | Education | New | Food Preparation | Natural Gas | Oven | E9 | PCT BC Ratio | 0 | 0 | 0 | 0 | 0 | 0 | 0 | 0 | 0 | 0 | 0 | 0 | 0 | 0 | 0 | 0 | 0 | 0 | 0 | 0 | 0 | 0 | 0 | 0 | 0 | 0 | 0 | 0 | 0 | 0 | 0
F4_Commercial_Education_New_Food Preparation_Natural Gas_Oven_E10 | F4 | Commercial | Education | New | Food Preparation | Natural Gas | Oven | E10 | PCT BC Ratio | 0 | 0 | 0 | 0 | 0 | 0 | 0 | 0 | 0 | 0 | 0 | 0 | 0 | 0 | 0 | 0 | 0 | 0 | 0 | 0 | 0 | 0 | 0 | 0 | 0 | 0 | 0 | 0 | 0 | 0 | 0
F5_Commercial_Education_New_Food Preparation_Natural Gas_Oven_E1 | F5 | Commercial | Education | New | Food Preparation | Natural Gas | Oven | E1 | RIM BC Ratio | 0.9 | 0.9 | 0.9 | 0.9 | 0.9 | 0.9 | 0.9 | 0.9 | 0.9 | 0.9 | 0.9 | 0.9 | 0.9 | 0.9 | 0.9 | 0.9 | 0.9 | 0.9 | 0.9 | 0.9 | 0.9 | 0.9 | 0.9 | 0.9 | 0.9 | 0.9 | 0.9 | 0.9 | 0.9 | 0.9 | 0.9
F5_Commercial_Education_New_Food Preparation_Natural Gas_Oven_E2 | F5 | Commercial | Education | New | Food Preparation | Natural Gas | Oven | E2 | RIM BC Ratio | 0.5544 | 0.5572 | 0.55913 | 0.56109 | 0.56411 | 0.55265 | 0.54242 | 0.53669 | 0.53442 | 0.53097 | 0.53921 | 0.54663 | 0.5247 | 0.53462 | 0.54682 | 0.5575 | 0.55789 | 0.55869 | 0.55512 | 0.55758 | 0.55926 | 0.56152 | 0.56432 | 0.41727 | 0.41309 | 0.4091 | 0.40526 | 0.40156 | 0.39796 | 0.39444 | 0.39099
F5_Commercial_Education_New_Food Preparation_Natural Gas_Oven_E3 | F5 | Commercial | Education | New | Food Preparation | Natural Gas | Oven | E3 | RIM BC Ratio | 0 | 0 | 0 | 0 | 0 | 0 | 0 | 0 | 0 | 0 | 0 | 0 | 0 | 0 | 0 | 0 | 0 | 0 | 0 | 0 | 0 | 0 | 0 | 0 | 0 | 0 | 0 | 0 | 0 | 0 | 0
F5_Commercial_Education_New_Food Preparation_Natural Gas_Oven_E4 | F5 | Commercial | Education | New | Food Preparation | Natural Gas | Oven | E4 | RIM BC Ratio | 0 | 0 | 0 | 0 | 0 | 0 | 0 | 0 | 0 | 0 | 0 | 0 | 0 | 0 | 0 | 0 | 0 | 0 | 0 | 0 | 0 | 0 | 0 | 0 | 0 | 0 | 0 | 0 | 0 | 0 | 0
F5_Commercial_Education_New_Food Preparation_Natural Gas_Oven_E5 | F5 | Commercial | Education | New | Food Preparation | Natural Gas | Oven | E5 | RIM BC Ratio | 0 | 0 | 0 | 0 | 0 | 0 | 0 | 0 | 0 | 0 | 0 | 0 | 0 | 0 | 0 | 0 | 0 | 0 | 0 | 0 | 0 | 0 | 0 | 0 | 0 | 0 | 0 | 0 | 0 | 0 | 0
F5_Commercial_Education_New_Food Preparation_Natural Gas_Oven_E6 | F5 | Commercial | Education | New | Food Preparation | Natural Gas | Oven | E6 | RIM BC Ratio | 0 | 0 | 0 | 0 | 0 | 0 | 0 | 0 | 0 | 0 | 0 | 0 | 0 | 0 | 0 | 0 | 0 | 0 | 0 | 0 | 0 | 0 | 0 | 0 | 0 | 0 | 0 | 0 | 0 | 0 | 0
F5_Commercial_Education_New_Food Preparation_Natural Gas_Oven_E7 | F5 | Commercial | Education | New | Food Preparation | Natural Gas | Oven | E7 | RIM BC Ratio | 0 | 0 | 0 | 0 | 0 | 0 | 0 | 0 | 0 | 0 | 0 | 0 | 0 | 0 | 0 | 0 | 0 | 0 | 0 | 0 | 0 | 0 | 0 | 0 | 0 | 0 | 0 | 0 | 0 | 0 | 0
F5_Commercial_Education_New_Food Preparation_Natural Gas_Oven_E8 | F5 | Commercial | Education | New | Food Preparation | Natural Gas | Oven | E8 | RIM BC Ratio | 0 | 0 | 0 | 0 | 0 | 0 | 0 | 0 | 0 | 0 | 0 | 0 | 0 | 0 | 0 | 0 | 0 | 0 | 0 | 0 | 0 | 0 | 0 | 0 | 0 | 0 | 0 | 0 | 0 | 0 | 0
F5_Commercial_Education_New_Food Preparation_Natural Gas_Oven_E9 | F5 | Commercial | Education | New | Food Preparation | Natural Gas | Oven | E9 | RIM BC Ratio | 0 | 0 | 0 | 0 | 0 | 0 | 0 | 0 | 0 | 0 | 0 | 0 | 0 | 0 | 0 | 0 | 0 | 0 | 0 | 0 | 0 | 0 | 0 | 0 | 0 | 0 | 0 | 0 | 0 | 0 | 0
F5_Commercial_Education_New_Food Preparation_Natural Gas_Oven_E10 | F5 | Commercial | Education | New | Food Preparation | Natural Gas | Oven | E10 | RIM BC Ratio | 0 | 0 | 0 | 0 | 0 | 0 | 0 | 0 | 0 | 0 | 0 | 0 | 0 | 0 | 0 | 0 | 0 | 0 | 0 | 0 | 0 | 0 | 0 | 0 | 0 | 0 | 0 | 0 | 0 | 0 | 0
F0_Commercial_Education_New_Food Preparation_Natural Gas_Conveyor Oven_E0 | F0 | Commercial | Education | New | Food Preparation | Natural Gas | Conveyor Oven | E0 | Economic Unit | Efficient (>44% Baking Efficiency) | Efficient (>44% Baking Efficiency) | Efficient (>44% Baking Efficiency) | Efficient (>44% Baking Efficiency) | Efficient (>44% Baking Efficiency) | Efficient (>44% Baking Efficiency) | Efficient (>44% Baking Efficiency) | Efficient (>44% Baking Efficiency) | Efficient (>44% Baking Efficiency) | Efficient (>44% Baking Efficiency) | Efficient (>44% Baking Efficiency) | Efficient (>44% Baking Efficiency) | Efficient (>44% Baking Efficiency) | Efficient (>44% Baking Efficiency) | Efficient (>44% Baking Efficiency) | Efficient (>44% Baking Efficiency) | Efficient (>44% Baking Efficiency) | Efficient (>44% Baking Efficiency) | Efficient (>44% Baking Efficiency) | Efficient (>44% Baking Efficiency) | Efficient (>44% Baking Efficiency) | Efficient (>44% Baking Efficiency) | Efficient (>44% Baking Efficiency) | Efficient (>44% Baking Efficiency) | Efficient (>44% Baking Efficiency) | Efficient (>44% Baking Efficiency) | Efficient (>44% Baking Efficiency) | Efficient (>44% Baking Efficiency) | Efficient (>44% Baking Efficiency) | Efficient (>44% Baking Efficiency) | Efficient (>44% Baking Efficiency)
F1_Commercial_Education_New_Food Preparation_Natural Gas_Conveyor Oven_E1 | F1 | Commercial | Education | New | Food Preparation | Natural Gas | Conveyor Oven | E1 | CCE | 0 | 0 | 0 | 0 | 0 | 0 | 0 | 0 | 0 | 0 | 0 | 0 | 0 | 0 | 0 | 0 | 0 | 0 | 0 | 0 | 0 | 0 | 0 | 0 | 0 | 0 | 0 | 0 | 0 | 0 | 0
F1_Commercial_Education_New_Food Preparation_Natural Gas_Conveyor Oven_E2 | F1 | Commercial | Education | New | Food Preparation | Natural Gas | Conveyor Oven | E2 | CCE | 0.0038084 | 0.0036613 | 0.0036787 | 0.0037172 | 0.0037172 | 0.0037172 | 0.0037172 | 0.0037172 | 0.0037172 | 0.0037172 | 0.0037172 | 0.0037172 | 0.0037172 | 0.0037172 | 0.0037172 | 0.0037172 | 0.0037172 | 0.0037172 | 0.0037172 | 0.0037172 | 0.0037172 | 0.0037172 | 0.0037172 | 0.0037172 | 0.0037172 | 0.0037172 | 0.0037172 | 0.0037172 | 0.0037172 | 0.0037172 | 0.0037172
F1_Commercial_Education_New_Food Preparation_Natural Gas_Conveyor Oven_E3 | F1 | Commercial | Education | New | Food Preparation | Natural Gas | Conveyor Oven | E3 | CCE | 0 | 0 | 0 | 0 | 0 | 0 | 0 | 0 | 0 | 0 | 0 | 0 | 0 | 0 | 0 | 0 | 0 | 0 | 0 | 0 | 0 | 0 | 0 | 0 | 0 | 0 | 0 | 0 | 0 | 0 | 0
F1_Commercial_Education_New_Food Preparation_Natural Gas_Conveyor Oven_E4 | F1 | Commercial | Education | New | Food Preparation | Natural Gas | Conveyor Oven | E4 | CCE | 0 | 0 | 0 | 0 | 0 | 0 | 0 | 0 | 0 | 0 | 0 | 0 | 0 | 0 | 0 | 0 | 0 | 0 | 0 | 0 | 0 | 0 | 0 | 0 | 0 | 0 | 0 | 0 | 0 | 0 | 0
F1_Commercial_Education_New_Food Preparation_Natural Gas_Conveyor Oven_E5 | F1 | Commercial | Education | New | Food Preparation | Natural Gas | Conveyor Oven | E5 | CCE | 0 | 0 | 0 | 0 | 0 | 0 | 0 | 0 | 0 | 0 | 0 | 0 | 0 | 0 | 0 | 0 | 0 | 0 | 0 | 0 | 0 | 0 | 0 | 0 | 0 | 0 | 0 | 0 | 0 | 0 | 0
F1_Commercial_Education_New_Food Preparation_Natural Gas_Conveyor Oven_E6 | F1 | Commercial | Education | New | Food Preparation | Natural Gas | Conveyor Oven | E6 | CCE | 0 | 0 | 0 | 0 | 0 | 0 | 0 | 0 | 0 | 0 | 0 | 0 | 0 | 0 | 0 | 0 | 0 | 0 | 0 | 0 | 0 | 0 | 0 | 0 | 0 | 0 | 0 | 0 | 0 | 0 | 0
F1_Commercial_Education_New_Food Preparation_Natural Gas_Conveyor Oven_E7 | F1 | Commercial | Education | New | Food Preparation | Natural Gas | Conveyor Oven | E7 | CCE | 0 | 0 | 0 | 0 | 0 | 0 | 0 | 0 | 0 | 0 | 0 | 0 | 0 | 0 | 0 | 0 | 0 | 0 | 0 | 0 | 0 | 0 | 0 | 0 | 0 | 0 | 0 | 0 | 0 | 0 | 0
F1_Commercial_Education_New_Food Preparation_Natural Gas_Conveyor Oven_E8 | F1 | Commercial | Education | New | Food Preparation | Natural Gas | Conveyor Oven | E8 | CCE | 0 | 0 | 0 | 0 | 0 | 0 | 0 | 0 | 0 | 0 | 0 | 0 | 0 | 0 | 0 | 0 | 0 | 0 | 0 | 0 | 0 | 0 | 0 | 0 | 0 | 0 | 0 | 0 | 0 | 0 | 0
F1_Commercial_Education_New_Food Preparation_Natural Gas_Conveyor Oven_E9 | F1 | Commercial | Education | New | Food Preparation | Natural Gas | Conveyor Oven | E9 | CCE | 0 | 0 | 0 | 0 | 0 | 0 | 0 | 0 | 0 | 0 | 0 | 0 | 0 | 0 | 0 | 0 | 0 | 0 | 0 | 0 | 0 | 0 | 0 | 0 | 0 | 0 | 0 | 0 | 0 | 0 | 0
F1_Commercial_Education_New_Food Preparation_Natural Gas_Conveyor Oven_E10 | F1 | Commercial | Education | New | Food Preparation | Natural Gas | Conveyor Oven | E10 | CCE | 0 | 0 | 0 | 0 | 0 | 0 | 0 | 0 | 0 | 0 | 0 | 0 | 0 | 0 | 0 | 0 | 0 | 0 | 0 | 0 | 0 | 0 | 0 | 0 | 0 | 0 | 0 | 0 | 0 | 0 | 0
F2_Commercial_Education_New_Food Preparation_Natural Gas_Conveyor Oven_E1 | F2 | Commercial | Education | New | Food Preparation | Natural Gas | Conveyor Oven | E1 | TRC BC Ratio | 0.9 | 0.9 | 0.9 | 0.9 | 0.9 | 0.9 | 0.9 | 0.9 | 0.9 | 0.9 | 0.9 | 0.9 | 0.9 | 0.9 | 0.9 | 0.9 | 0.9 | 0.9 | 0.9 | 0.9 | 0.9 | 0.9 | 0.9 | 0.9 | 0.9 | 0.9 | 0.9 | 0.9 | 0.9 | 0.9 | 0.9
F2_Commercial_Education_New_Food Preparation_Natural Gas_Conveyor Oven_E2 | F2 | Commercial | Education | New | Food Preparation | Natural Gas | Conveyor Oven | E2 | TRC BC Ratio | 2.6175 | 2.6105 | 2.5926 | 2.5726 | 2.643 | 2.5958 | 2.5803 | 2.6208 | 2.7065 | 2.6859 | 2.6766 | 2.6618 | 2.3689 | 2.3519 | 2.3531 | 2.3373 | 2.3341 | 2.3356 | 2.2915 | 2.3108 | 2.3225 | 2.3409 | 2.3658 | 1.3075 | 1.2829 | 1.2596 | 1.2374 | 1.2162 | 1.1958 | 1.1761 | 1.1502
F2_Commercial_Education_New_Food Preparation_Natural Gas_Conveyor Oven_E3 | F2 | Commercial | Education | New | Food Preparation | Natural Gas | Conveyor Oven | E3 | TRC BC Ratio | 0 | 0 | 0 | 0 | 0 | 0 | 0 | 0 | 0 | 0 | 0 | 0 | 0 | 0 | 0 | 0 | 0 | 0 | 0 | 0 | 0 | 0 | 0 | 0 | 0 | 0 | 0 | 0 | 0 | 0 | 0
F2_Commercial_Education_New_Food Preparation_Natural Gas_Conveyor Oven_E4 | F2 | Commercial | Education | New | Food Preparation | Natural Gas | Conveyor Oven | E4 | TRC BC Ratio | 0 | 0 | 0 | 0 | 0 | 0 | 0 | 0 | 0 | 0 | 0 | 0 | 0 | 0 | 0 | 0 | 0 | 0 | 0 | 0 | 0 | 0 | 0 | 0 | 0 | 0 | 0 | 0 | 0 | 0 | 0
F2_Commercial_Education_New_Food Preparation_Natural Gas_Conveyor Oven_E5 | F2 | Commercial | Education | New | Food Preparation | Natural Gas | Conveyor Oven | E5 | TRC BC Ratio | 0 | 0 | 0 | 0 | 0 | 0 | 0 | 0 | 0 | 0 | 0 | 0 | 0 | 0 | 0 | 0 | 0 | 0 | 0 | 0 | 0 | 0 | 0 | 0 | 0 | 0 | 0 | 0 | 0 | 0 | 0
F2_Commercial_Education_New_Food Preparation_Natural Gas_Conveyor Oven_E6 | F2 | Commercial | Education | New | Food Preparation | Natural Gas | Conveyor Oven | E6 | TRC BC Ratio | 0 | 0 | 0 | 0 | 0 | 0 | 0 | 0 | 0 | 0 | 0 | 0 | 0 | 0 | 0 | 0 | 0 | 0 | 0 | 0 | 0 | 0 | 0 | 0 | 0 | 0 | 0 | 0 | 0 | 0 | 0
F2_Commercial_Education_New_Food Preparation_Natural Gas_Conveyor Oven_E7 | F2 | Commercial | Education | New | Food Preparation | Natural Gas | Conveyor Oven | E7 | TRC BC Ratio | 0 | 0 | 0 | 0 | 0 | 0 | 0 | 0 | 0 | 0 | 0 | 0 | 0 | 0 | 0 | 0 | 0 | 0 | 0 | 0 | 0 | 0 | 0 | 0 | 0 | 0 | 0 | 0 | 0 | 0 | 0
F2_Commercial_Education_New_Food Preparation_Natural Gas_Conveyor Oven_E8 | F2 | Commercial | Education | New | Food Preparation | Natural Gas | Conveyor Oven | E8 | TRC BC Ratio | 0 | 0 | 0 | 0 | 0 | 0 | 0 | 0 | 0 | 0 | 0 | 0 | 0 | 0 | 0 | 0 | 0 | 0 | 0 | 0 | 0 | 0 | 0 | 0 | 0 | 0 | 0 | 0 | 0 | 0 | 0
F2_Commercial_Education_New_Food Preparation_Natural Gas_Conveyor Oven_E9 | F2 | Commercial | Education | New | Food Preparation | Natural Gas | Conveyor Oven | E9 | TRC BC Ratio | 0 | 0 | 0 | 0 | 0 | 0 | 0 | 0 | 0 | 0 | 0 | 0 | 0 | 0 | 0 | 0 | 0 | 0 | 0 | 0 | 0 | 0 | 0 | 0 | 0 | 0 | 0 | 0 | 0 | 0 | 0
F2_Commercial_Education_New_Food Preparation_Natural Gas_Conveyor Oven_E10 | F2 | Commercial | Education | New | Food Preparation | Natural Gas | Conveyor Oven | E10 | TRC BC Ratio | 0 | 0 | 0 | 0 | 0 | 0 | 0 | 0 | 0 | 0 | 0 | 0 | 0 | 0 | 0 | 0 | 0 | 0 | 0 | 0 | 0 | 0 | 0 | 0 | 0 | 0 | 0 | 0 | 0 | 0 | 0
F3_Commercial_Education_New_Food Preparation_Natural Gas_Conveyor Oven_E1 | F3 | Commercial | Education | New | Food Preparation | Natural Gas | Conveyor Oven | E1 | PACT BC Ratio | 0.9 | 0.9 | 0.9 | 0.9 | 0.9 | 0.9 | 0.9 | 0.9 | 0.9 | 0.9 | 0.9 | 0.9 | 0.9 | 0.9 | 0.9 | 0.9 | 0.9 | 0.9 | 0.9 | 0.9 | 0.9 | 0.9 | 0.9 | 0.9 | 0.9 | 0.9 | 0.9 | 0.9 | 0.9 | 0.9 | 0.9
F3_Commercial_Education_New_Food Preparation_Natural Gas_Conveyor Oven_E2 | F3 | Commercial | Education | New | Food Preparation | Natural Gas | Conveyor Oven | E2 | PACT BC Ratio | 7.5479 | 7.5277 | 7.476 | 7.4185 | 7.6214 | 7.4852 | 7.4407 | 7.5574 | 7.8046 | 7.7451 | 7.7184 | 7.6756 | 6.831 | 6.7818 | 6.7853 | 6.7399 | 6.7306 | 6.7348 | 6.6078 | 6.6635 | 6.6972 | 6.7501 | 6.8219 | 3.7704 | 3.6993 | 3.6321 | 3.5682 | 3.507 | 3.4482 | 3.3914 | 3.3167
F3_Commercial_Education_New_Food Preparation_Natural Gas_Conveyor Oven_E3 | F3 | Commercial | Education | New | Food Preparation | Natural Gas | Conveyor Oven | E3 | PACT BC Ratio | 0 | 0 | 0 | 0 | 0 | 0 | 0 | 0 | 0 | 0 | 0 | 0 | 0 | 0 | 0 | 0 | 0 | 0 | 0 | 0 | 0 | 0 | 0 | 0 | 0 | 0 | 0 | 0 | 0 | 0 | 0
F3_Commercial_Education_New_Food Preparation_Natural Gas_Conveyor Oven_E4 | F3 | Commercial | Education | New | Food Preparation | Natural Gas | Conveyor Oven | E4 | PACT BC Ratio | 0 | 0 | 0 | 0 | 0 | 0 | 0 | 0 | 0 | 0 | 0 | 0 | 0 | 0 | 0 | 0 | 0 | 0 | 0 | 0 | 0 | 0 | 0 | 0 | 0 | 0 | 0 | 0 | 0 | 0 | 0
F3_Commercial_Education_New_Food Preparation_Natural Gas_Conveyor Oven_E5 | F3 | Commercial | Education | New | Food Preparation | Natural Gas | Conveyor Oven | E5 | PACT BC Ratio | 0 | 0 | 0 | 0 | 0 | 0 | 0 | 0 | 0 | 0 | 0 | 0 | 0 | 0 | 0 | 0 | 0 | 0 | 0 | 0 | 0 | 0 | 0 | 0 | 0 | 0 | 0 | 0 | 0 | 0 | 0
F3_Commercial_Education_New_Food Preparation_Natural Gas_Conveyor Oven_E6 | F3 | Commercial | Education | New | Food Preparation | Natural Gas | Conveyor Oven | E6 | PACT BC Ratio | 0 | 0 | 0 | 0 | 0 | 0 | 0 | 0 | 0 | 0 | 0 | 0 | 0 | 0 | 0 | 0 | 0 | 0 | 0 | 0 | 0 | 0 | 0 | 0 | 0 | 0 | 0 | 0 | 0 | 0 | 0
F3_Commercial_Education_New_Food Preparation_Natural Gas_Conveyor Oven_E7 | F3 | Commercial | Education | New | Food Preparation | Natural Gas | Conveyor Oven | E7 | PACT BC Ratio | 0 | 0 | 0 | 0 | 0 | 0 | 0 | 0 | 0 | 0 | 0 | 0 | 0 | 0 | 0 | 0 | 0 | 0 | 0 | 0 | 0 | 0 | 0 | 0 | 0 | 0 | 0 | 0 | 0 | 0 | 0
F3_Commercial_Education_New_Food Preparation_Natural Gas_Conveyor Oven_E8 | F3 | Commercial | Education | New | Food Preparation | Natural Gas | Conveyor Oven | E8 | PACT BC Ratio | 0 | 0 | 0 | 0 | 0 | 0 | 0 | 0 | 0 | 0 | 0 | 0 | 0 | 0 | 0 | 0 | 0 | 0 | 0 | 0 | 0 | 0 | 0 | 0 | 0 | 0 | 0 | 0 | 0 | 0 | 0
F3_Commercial_Education_New_Food Preparation_Natural Gas_Conveyor Oven_E9 | F3 | Commercial | Education | New | Food Preparation | Natural Gas | Conveyor Oven | E9 | PACT BC Ratio | 0 | 0 | 0 | 0 | 0 | 0 | 0 | 0 | 0 | 0 | 0 | 0 | 0 | 0 | 0 | 0 | 0 | 0 | 0 | 0 | 0 | 0 | 0 | 0 | 0 | 0 | 0 | 0 | 0 | 0 | 0
F3_Commercial_Education_New_Food Preparation_Natural Gas_Conveyor Oven_E10 | F3 | Commercial | Education | New | Food Preparation | Natural Gas | Conveyor Oven | E10 | PACT BC Ratio | 0 | 0 | 0 | 0 | 0 | 0 | 0 | 0 | 0 | 0 | 0 | 0 | 0 | 0 | 0 | 0 | 0 | 0 | 0 | 0 | 0 | 0 | 0 | 0 | 0 | 0 | 0 | 0 | 0 | 0 | 0
F4_Commercial_Education_New_Food Preparation_Natural Gas_Conveyor Oven_E1 | F4 | Commercial | Education | New | Food Preparation | Natural Gas | Conveyor Oven | E1 | PCT BC Ratio | 0.9 | 0.9 | 0.9 | 0.9 | 0.9 | 0.9 | 0.9 | 0.9 | 0.9 | 0.9 | 0.9 | 0.9 | 0.9 | 0.9 | 0.9 | 0.9 | 0.9 | 0.9 | 0.9 | 0.9 | 0.9 | 0.9 | 0.9 | 0.9 | 0.9 | 0.9 | 0.9 | 0.9 | 0.9 | 0.9 | 0.9
F4_Commercial_Education_New_Food Preparation_Natural Gas_Conveyor Oven_E2 | F4 | Commercial | Education | New | Food Preparation | Natural Gas | Conveyor Oven | E2 | PCT BC Ratio | 4.0339 | 4.0236 | 3.9973 | 3.9682 | 4.0712 | 4.002 | 3.9794 | 4.0387 | 4.1642 | 4.134 | 4.1204 | 4.0987 | 3.6699 | 3.6449 | 3.6467 | 3.6237 | 3.6189 | 3.6211 | 3.5566 | 3.5848 | 3.602 | 3.6288 | 3.6653 | 2.116 | 2.0799 | 2.0458 | 2.0134 | 1.9823 | 1.9525 | 1.9236 | 1.8857
F4_Commercial_Education_New_Food Preparation_Natural Gas_Conveyor Oven_E3 | F4 | Commercial | Education | New | Food Preparation | Natural Gas | Conveyor Oven | E3 | PCT BC Ratio | 0 | 0 | 0 | 0 | 0 | 0 | 0 | 0 | 0 | 0 | 0 | 0 | 0 | 0 | 0 | 0 | 0 | 0 | 0 | 0 | 0 | 0 | 0 | 0 | 0 | 0 | 0 | 0 | 0 | 0 | 0
F4_Commercial_Education_New_Food Preparation_Natural Gas_Conveyor Oven_E4 | F4 | Commercial | Education | New | Food Preparation | Natural Gas | Conveyor Oven | E4 | PCT BC Ratio | 0 | 0 | 0 | 0 | 0 | 0 | 0 | 0 | 0 | 0 | 0 | 0 | 0 | 0 | 0 | 0 | 0 | 0 | 0 | 0 | 0 | 0 | 0 | 0 | 0 | 0 | 0 | 0 | 0 | 0 | 0
F4_Commercial_Education_New_Food Preparation_Natural Gas_Conveyor Oven_E5 | F4 | Commercial | Education | New | Food Preparation | Natural Gas | Conveyor Oven | E5 | PCT BC Ratio | 0 | 0 | 0 | 0 | 0 | 0 | 0 | 0 | 0 | 0 | 0 | 0 | 0 | 0 | 0 | 0 | 0 | 0 | 0 | 0 | 0 | 0 | 0 | 0 | 0 | 0 | 0 | 0 | 0 | 0 | 0
F4_Commercial_Education_New_Food Preparation_Natural Gas_Conveyor Oven_E6 | F4 | Commercial | Education | New | Food Preparation | Natural Gas | Conveyor Oven | E6 | PCT BC Ratio | 0 | 0 | 0 | 0 | 0 | 0 | 0 | 0 | 0 | 0 | 0 | 0 | 0 | 0 | 0 | 0 | 0 | 0 | 0 | 0 | 0 | 0 | 0 | 0 | 0 | 0 | 0 | 0 | 0 | 0 | 0
F4_Commercial_Education_New_Food Preparation_Natural Gas_Conveyor Oven_E7 | F4 | Commercial | Education | New | Food Preparation | Natural Gas | Conveyor Oven | E7 | PCT BC Ratio | 0 | 0 | 0 | 0 | 0 | 0 | 0 | 0 | 0 | 0 | 0 | 0 | 0 | 0 | 0 | 0 | 0 | 0 | 0 | 0 | 0 | 0 | 0 | 0 | 0 | 0 | 0 | 0 | 0 | 0 | 0
F4_Commercial_Education_New_Food Preparation_Natural Gas_Conveyor Oven_E8 | F4 | Commercial | Education | New | Food Preparation | Natural Gas | Conveyor Oven | E8 | PCT BC Ratio | 0 | 0 | 0 | 0 | 0 | 0 | 0 | 0 | 0 | 0 | 0 | 0 | 0 | 0 | 0 | 0 | 0 | 0 | 0 | 0 | 0 | 0 | 0 | 0 | 0 | 0 | 0 | 0 | 0 | 0 | 0
F4_Commercial_Education_New_Food Preparation_Natural Gas_Conveyor Oven_E9 | F4 | Commercial | Education | New | Food Preparation | Natural Gas | Conveyor Oven | E9 | PCT BC Ratio | 0 | 0 | 0 | 0 | 0 | 0 | 0 | 0 | 0 | 0 | 0 | 0 | 0 | 0 | 0 | 0 | 0 | 0 | 0 | 0 | 0 | 0 | 0 | 0 | 0 | 0 | 0 | 0 | 0 | 0 | 0
F4_Commercial_Education_New_Food Preparation_Natural Gas_Conveyor Oven_E10 | F4 | Commercial | Education | New | Food Preparation | Natural Gas | Conveyor Oven | E10 | PCT BC Ratio | 0 | 0 | 0 | 0 | 0 | 0 | 0 | 0 | 0 | 0 | 0 | 0 | 0 | 0 | 0 | 0 | 0 | 0 | 0 | 0 | 0 | 0 | 0 | 0 | 0 | 0 | 0 | 0 | 0 | 0 | 0
F5_Commercial_Education_New_Food Preparation_Natural Gas_Conveyor Oven_E1 | F5 | Commercial | Education | New | Food Preparation | Natural Gas | Conveyor Oven | E1 | RIM BC Ratio | 0.9 | 0.9 | 0.9 | 0.9 | 0.9 | 0.9 | 0.9 | 0.9 | 0.9 | 0.9 | 0.9 | 0.9 | 0.9 | 0.9 | 0.9 | 0.9 | 0.9 | 0.9 | 0.9 | 0.9 | 0.9 | 0.9 | 0.9 | 0.9 | 0.9 | 0.9 | 0.9 | 0.9 | 0.9 | 0.9 | 0.9
F5_Commercial_Education_New_Food Preparation_Natural Gas_Conveyor Oven_E2 | F5 | Commercial | Education | New | Food Preparation | Natural Gas | Conveyor Oven | E2 | RIM BC Ratio | 0.75157 | 0.75137 | 0.75085 | 0.75026 | 0.75229 | 0.75094 | 0.75049 | 0.75166 | 0.75404 | 0.75348 | 0.75322 | 0.75281 | 0.74379 | 0.74321 | 0.74325 | 0.7427 | 0.74259 | 0.74264 | 0.74107 | 0.74176 | 0.74218 | 0.74283 | 0.74369 | 0.68339 | 0.68102 | 0.67871 | 0.67644 | 0.67421 | 0.67201 | 0.66982 | 0.66686
F5_Commercial_Education_New_Food Preparation_Natural Gas_Conveyor Oven_E3 | F5 | Commercial | Education | New | Food Preparation | Natural Gas | Conveyor Oven | E3 | RIM BC Ratio | 0 | 0 | 0 | 0 | 0 | 0 | 0 | 0 | 0 | 0 | 0 | 0 | 0 | 0 | 0 | 0 | 0 | 0 | 0 | 0 | 0 | 0 | 0 | 0 | 0 | 0 | 0 | 0 | 0 | 0 | 0
F5_Commercial_Education_New_Food Preparation_Natural Gas_Conveyor Oven_E4 | F5 | Commercial | Education | New | Food Preparation | Natural Gas | Conveyor Oven | E4 | RIM BC Ratio | 0 | 0 | 0 | 0 | 0 | 0 | 0 | 0 | 0 | 0 | 0 | 0 | 0 | 0 | 0 | 0 | 0 | 0 | 0 | 0 | 0 | 0 | 0 | 0 | 0 | 0 | 0 | 0 | 0 | 0 | 0
F5_Commercial_Education_New_Food Preparation_Natural Gas_Conveyor Oven_E5 | F5 | Commercial | Education | New | Food Preparation | Natural Gas | Conveyor Oven | E5 | RIM BC Ratio | 0 | 0 | 0 | 0 | 0 | 0 | 0 | 0 | 0 | 0 | 0 | 0 | 0 | 0 | 0 | 0 | 0 | 0 | 0 | 0 | 0 | 0 | 0 | 0 | 0 | 0 | 0 | 0 | 0 | 0 | 0
F5_Commercial_Education_New_Food Preparation_Natural Gas_Conveyor Oven_E6 | F5 | Commercial | Education | New | Food Preparation | Natural Gas | Conveyor Oven | E6 | RIM BC Ratio | 0 | 0 | 0 | 0 | 0 | 0 | 0 | 0 | 0 | 0 | 0 | 0 | 0 | 0 | 0 | 0 | 0 | 0 | 0 | 0 | 0 | 0 | 0 | 0 | 0 | 0 | 0 | 0 | 0 | 0 | 0
F5_Commercial_Education_New_Food Preparation_Natural Gas_Conveyor Oven_E7 | F5 | Commercial | Education | New | Food Preparation | Natural Gas | Conveyor Oven | E7 | RIM BC Ratio | 0 | 0 | 0 | 0 | 0 | 0 | 0 | 0 | 0 | 0 | 0 | 0 | 0 | 0 | 0 | 0 | 0 | 0 | 0 | 0 | 0 | 0 | 0 | 0 | 0 | 0 | 0 | 0 | 0 | 0 | 0
F5_Commercial_Education_New_Food Preparation_Natural Gas_Conveyor Oven_E8 | F5 | Commercial | Education | New | Food Preparation | Natural Gas | Conveyor Oven | E8 | RIM BC Ratio | 0 | 0 | 0 | 0 | 0 | 0 | 0 | 0 | 0 | 0 | 0 | 0 | 0 | 0 | 0 | 0 | 0 | 0 | 0 | 0 | 0 | 0 | 0 | 0 | 0 | 0 | 0 | 0 | 0 | 0 | 0
F5_Commercial_Education_New_Food Preparation_Natural Gas_Conveyor Oven_E9 | F5 | Commercial | Education | New | Food Preparation | Natural Gas | Conveyor Oven | E9 | RIM BC Ratio | 0 | 0 | 0 | 0 | 0 | 0 | 0 | 0 | 0 | 0 | 0 | 0 | 0 | 0 | 0 | 0 | 0 | 0 | 0 | 0 | 0 | 0 | 0 | 0 | 0 | 0 | 0 | 0 | 0 | 0 | 0
F5_Commercial_Education_New_Food Preparation_Natural Gas_Conveyor Oven_E10 | F5 | Commercial | Education | New | Food Preparation | Natural Gas | Conveyor Oven | E10 | RIM BC Ratio | 0 | 0 | 0 | 0 | 0 | 0 | 0 | 0 | 0 | 0 | 0 | 0 | 0 | 0 | 0 | 0 | 0 | 0 | 0 | 0 | 0 | 0 | 0 | 0 | 0 | 0 | 0 | 0 | 0 | 0 | 0
F0_Commercial_Education_New_Food Preparation_Natural Gas_Double Rack Oven_E0 | F0 | Commercial | Education | New | Food Preparation | Natural Gas | Double Rack Oven | E0 | Economic Unit | FTSC Qualified (>50% Cooking Efficiency) | FTSC Qualified (>50% Cooking Efficiency) | FTSC Qualified (>50% Cooking Efficiency) | FTSC Qualified (>50% Cooking Efficiency) | FTSC Qualified (>50% Cooking Efficiency) | FTSC Qualified (>50% Cooking Efficiency) | FTSC Qualified (>50% Cooking Efficiency) | FTSC Qualified (>50% Cooking Efficiency) | FTSC Qualified (>50% Cooking Efficiency) | FTSC Qualified (>50% Cooking Efficiency) | FTSC Qualified (>50% Cooking Efficiency) | FTSC Qualified (>50% Cooking Efficiency) | FTSC Qualified (>50% Cooking Efficiency) | FTSC Qualified (>50% Cooking Efficiency) | FTSC Qualified (>50% Cooking Efficiency) | FTSC Qualified (>50% Cooking Efficiency) | FTSC Qualified (>50% Cooking Efficiency) | FTSC Qualified (>50% Cooking Efficiency) | FTSC Qualified (>50% Cooking Efficiency) | FTSC Qualified (>50% Cooking Efficiency) | FTSC Qualified (>50% Cooking Efficiency) | FTSC Qualified (>50% Cooking Efficiency) | FTSC Qualified (>50% Cooking Efficiency) | FTSC Qualified (>50% Cooking Efficiency) | FTSC Qualified (>50% Cooking Efficiency) | FTSC Qualified (>50% Cooking Efficiency) | FTSC Qualified (>50% Cooking Efficiency) | FTSC Qualified (>50% Cooking Efficiency) | FTSC Qualified (>50% Cooking Efficiency) | FTSC Qualified (>50% Cooking Efficiency) | FTSC Qualified (>50% Cooking Efficiency)
F1_Commercial_Education_New_Food Preparation_Natural Gas_Double Rack Oven_E1 | F1 | Commercial | Education | New | Food Preparation | Natural Gas | Double Rack Oven | E1 | CCE | 0 | 0 | 0 | 0 | 0 | 0 | 0 | 0 | 0 | 0 | 0 | 0 | 0 | 0 | 0 | 0 | 0 | 0 | 0 | 0 | 0 | 0 | 0 | 0 | 0 | 0 | 0 | 0 | 0 | 0 | 0
F1_Commercial_Education_New_Food Preparation_Natural Gas_Double Rack Oven_E2 | F1 | Commercial | Education | New | Food Preparation | Natural Gas | Double Rack Oven | E2 | CCE | 0.004326 | 0.0041588 | 0.0041786 | 0.0042223 | 0.0042223 | 0.0042223 | 0.0042223 | 0.0042223 | 0.0042223 | 0.0042223 | 0.0042223 | 0.0042223 | 0.0042223 | 0.0042223 | 0.0042223 | 0.0042223 | 0.0042223 | 0.0042223 | 0.0042223 | 0.0042223 | 0.0042223 | 0.0042223 | 0.0042223 | 0.0042223 | 0.0042223 | 0.0042223 | 0.0042223 | 0.0042223 | 0.0042223 | 0.0042223 | 0.0042223
F1_Commercial_Education_New_Food Preparation_Natural Gas_Double Rack Oven_E3 | F1 | Commercial | Education | New | Food Preparation | Natural Gas | Double Rack Oven | E3 | CCE | 0 | 0 | 0 | 0 | 0 | 0 | 0 | 0 | 0 | 0 | 0 | 0 | 0 | 0 | 0 | 0 | 0 | 0 | 0 | 0 | 0 | 0 | 0 | 0 | 0 | 0 | 0 | 0 | 0 | 0 | 0
F1_Commercial_Education_New_Food Preparation_Natural Gas_Double Rack Oven_E4 | F1 | Commercial | Education | New | Food Preparation | Natural Gas | Double Rack Oven | E4 | CCE | 0 | 0 | 0 | 0 | 0 | 0 | 0 | 0 | 0 | 0 | 0 | 0 | 0 | 0 | 0 | 0 | 0 | 0 | 0 | 0 | 0 | 0 | 0 | 0 | 0 | 0 | 0 | 0 | 0 | 0 | 0
F1_Commercial_Education_New_Food Preparation_Natural Gas_Double Rack Oven_E5 | F1 | Commercial | Education | New | Food Preparation | Natural Gas | Double Rack Oven | E5 | CCE | 0 | 0 | 0 | 0 | 0 | 0 | 0 | 0 | 0 | 0 | 0 | 0 | 0 | 0 | 0 | 0 | 0 | 0 | 0 | 0 | 0 | 0 | 0 | 0 | 0 | 0 | 0 | 0 | 0 | 0 | 0
F1_Commercial_Education_New_Food Preparation_Natural Gas_Double Rack Oven_E6 | F1 | Commercial | Education | New | Food Preparation | Natural Gas | Double Rack Oven | E6 | CCE | 0 | 0 | 0 | 0 | 0 | 0 | 0 | 0 | 0 | 0 | 0 | 0 | 0 | 0 | 0 | 0 | 0 | 0 | 0 | 0 | 0 | 0 | 0 | 0 | 0 | 0 | 0 | 0 | 0 | 0 | 0
F1_Commercial_Education_New_Food Preparation_Natural Gas_Double Rack Oven_E7 | F1 | Commercial | Education | New | Food Preparation | Natural Gas | Double Rack Oven | E7 | CCE | 0 | 0 | 0 | 0 | 0 | 0 | 0 | 0 | 0 | 0 | 0 | 0 | 0 | 0 | 0 | 0 | 0 | 0 | 0 | 0 | 0 | 0 | 0 | 0 | 0 | 0 | 0 | 0 | 0 | 0 | 0
F1_Commercial_Education_New_Food Preparation_Natural Gas_Double Rack Oven_E8 | F1 | Commercial | Education | New | Food Preparation | Natural Gas | Double Rack Oven | E8 | CCE | 0 | 0 | 0 | 0 | 0 | 0 | 0 | 0 | 0 | 0 | 0 | 0 | 0 | 0 | 0 | 0 | 0 | 0 | 0 | 0 | 0 | 0 | 0 | 0 | 0 | 0 | 0 | 0 | 0 | 0 | 0
F1_Commercial_Education_New_Food Preparation_Natural Gas_Double Rack Oven_E9 | F1 | Commercial | Education | New | Food Preparation | Natural Gas | Double Rack Oven | E9 | CCE | 0 | 0 | 0 | 0 | 0 | 0 | 0 | 0 | 0 | 0 | 0 | 0 | 0 | 0 | 0 | 0 | 0 | 0 | 0 | 0 | 0 | 0 | 0 | 0 | 0 | 0 | 0 | 0 | 0 | 0 | 0
F1_Commercial_Education_New_Food Preparation_Natural Gas_Double Rack Oven_E10 | F1 | Commercial | Education | New | Food Preparation | Natural Gas | Double Rack Oven | E10 | CCE | 0 | 0 | 0 | 0 | 0 | 0 | 0 | 0 | 0 | 0 | 0 | 0 | 0 | 0 | 0 | 0 | 0 | 0 | 0 | 0 | 0 | 0 | 0 | 0 | 0 | 0 | 0 | 0 | 0 | 0 | 0
F2_Commercial_Education_New_Food Preparation_Natural Gas_Double Rack Oven_E1 | F2 | Commercial | Education | New | Food Preparation | Natural Gas | Double Rack Oven | E1 | TRC BC Ratio | 0.9 | 0.9 | 0.9 | 0.9 | 0.9 | 0.9 | 0.9 | 0.9 | 0.9 | 0.9 | 0.9 | 0.9 | 0.9 | 0.9 | 0.9 | 0.9 | 0.9 | 0.9 | 0.9 | 0.9 | 0.9 | 0.9 | 0.9 | 0.9 | 0.9 | 0.9 | 0.9 | 0.9 | 0.9 | 0.9 | 0.9
F2_Commercial_Education_New_Food Preparation_Natural Gas_Double Rack Oven_E2 | F2 | Commercial | Education | New | Food Preparation | Natural Gas | Double Rack Oven | E2 | TRC BC Ratio | 2.3756 | 2.4122 | 2.4389 | 2.4253 | 2.4277 | 2.2883 | 2.173 | 2.1086 | 2.0819 | 2.1591 | 2.2604 | 2.3663 | 2.1732 | 2.3021 | 2.3099 | 2.2984 | 2.3005 | 2.3076 | 2.2635 | 2.2901 | 2.3081 | 2.3333 | 2.3658 | 1.1865 | 1.1634 | 1.1416 | 1.121 | 1.1014 | 1.0827 | 1.0646 | 1.0472
F2_Commercial_Education_New_Food Preparation_Natural Gas_Double Rack Oven_E3 | F2 | Commercial | Education | New | Food Preparation | Natural Gas | Double Rack Oven | E3 | TRC BC Ratio | 0 | 0 | 0 | 0 | 0 | 0 | 0 | 0 | 0 | 0 | 0 | 0 | 0 | 0 | 0 | 0 | 0 | 0 | 0 | 0 | 0 | 0 | 0 | 0 | 0 | 0 | 0 | 0 | 0 | 0 | 0
F2_Commercial_Education_New_Food Preparation_Natural Gas_Double Rack Oven_E4 | F2 | Commercial | Education | New | Food Preparation | Natural Gas | Double Rack Oven | E4 | TRC BC Ratio | 0 | 0 | 0 | 0 | 0 | 0 | 0 | 0 | 0 | 0 | 0 | 0 | 0 | 0 | 0 | 0 | 0 | 0 | 0 | 0 | 0 | 0 | 0 | 0 | 0 | 0 | 0 | 0 | 0 | 0 | 0
F2_Commercial_Education_New_Food Preparation_Natural Gas_Double Rack Oven_E5 | F2 | Commercial | Education | New | Food Preparation | Natural Gas | Double Rack Oven | E5 | TRC BC Ratio | 0 | 0 | 0 | 0 | 0 | 0 | 0 | 0 | 0 | 0 | 0 | 0 | 0 | 0 | 0 | 0 | 0 | 0 | 0 | 0 | 0 | 0 | 0 | 0 | 0 | 0 | 0 | 0 | 0 | 0 | 0
F2_Commercial_Education_New_Food Preparation_Natural Gas_Double Rack Oven_E6 | F2 | Commercial | Education | New | Food Preparation | Natural Gas | Double Rack Oven | E6 | TRC BC Ratio | 0 | 0 | 0 | 0 | 0 | 0 | 0 | 0 | 0 | 0 | 0 | 0 | 0 | 0 | 0 | 0 | 0 | 0 | 0 | 0 | 0 | 0 | 0 | 0 | 0 | 0 | 0 | 0 | 0 | 0 | 0
F2_Commercial_Education_New_Food Preparation_Natural Gas_Double Rack Oven_E7 | F2 | Commercial | Education | New | Food Preparation | Natural Gas | Double Rack Oven | E7 | TRC BC Ratio | 0 | 0 | 0 | 0 | 0 | 0 | 0 | 0 | 0 | 0 | 0 | 0 | 0 | 0 | 0 | 0 | 0 | 0 | 0 | 0 | 0 | 0 | 0 | 0 | 0 | 0 | 0 | 0 | 0 | 0 | 0
F2_Commercial_Education_New_Food Preparation_Natural Gas_Double Rack Oven_E8 | F2 | Commercial | Education | New | Food Preparation | Natural Gas | Double Rack Oven | E8 | TRC BC Ratio | 0 | 0 | 0 | 0 | 0 | 0 | 0 | 0 | 0 | 0 | 0 | 0 | 0 | 0 | 0 | 0 | 0 | 0 | 0 | 0 | 0 | 0 | 0 | 0 | 0 | 0 | 0 | 0 | 0 | 0 | 0
F2_Commercial_Education_New_Food Preparation_Natural Gas_Double Rack Oven_E9 | F2 | Commercial | Education | New | Food Preparation | Natural Gas | Double Rack Oven | E9 | TRC BC Ratio | 0 | 0 | 0 | 0 | 0 | 0 | 0 | 0 | 0 | 0 | 0 | 0 | 0 | 0 | 0 | 0 | 0 | 0 | 0 | 0 | 0 | 0 | 0 | 0 | 0 | 0 | 0 | 0 | 0 | 0 | 0
F2_Commercial_Education_New_Food Preparation_Natural Gas_Double Rack Oven_E10 | F2 | Commercial | Education | New | Food Preparation | Natural Gas | Double Rack Oven | E10 | TRC BC Ratio | 0 | 0 | 0 | 0 | 0 | 0 | 0 | 0 | 0 | 0 | 0 | 0 | 0 | 0 | 0 | 0 | 0 | 0 | 0 | 0 | 0 | 0 | 0 | 0 | 0 | 0 | 0 | 0 | 0 | 0 | 0
F3_Commercial_Education_New_Food Preparation_Natural Gas_Double Rack Oven_E1 | F3 | Commercial | Education | New | Food Preparation | Natural Gas | Double Rack Oven | E1 | PACT BC Ratio | 0.9 | 0.9 | 0.9 | 0.9 | 0.9 | 0.9 | 0.9 | 0.9 | 0.9 | 0.9 | 0.9 | 0.9 | 0.9 | 0.9 | 0.9 | 0.9 | 0.9 | 0.9 | 0.9 | 0.9 | 0.9 | 0.9 | 0.9 | 0.9 | 0.9 | 0.9 | 0.9 | 0.9 | 0.9 | 0.9 | 0.9
F3_Commercial_Education_New_Food Preparation_Natural Gas_Double Rack Oven_E2 | F3 | Commercial | Education | New | Food Preparation | Natural Gas | Double Rack Oven | E2 | PACT BC Ratio | 3.1122 | 3.1603 | 3.1951 | 3.1773 | 3.1806 | 2.9979 | 2.8468 | 2.7625 | 2.7275 | 2.8286 | 2.9613 | 3.1001 | 2.8471 | 3.016 | 3.0263 | 3.0112 | 3.0139 | 3.0232 | 2.9654 | 3.0003 | 3.0238 | 3.0569 | 3.0994 | 1.5545 | 1.5241 | 1.4956 | 1.4686 | 1.443 | 1.4184 | 1.3948 | 1.3719
F3_Commercial_Education_New_Food Preparation_Natural Gas_Double Rack Oven_E3 | F3 | Commercial | Education | New | Food Preparation | Natural Gas | Double Rack Oven | E3 | PACT BC Ratio | 0 | 0 | 0 | 0 | 0 | 0 | 0 | 0 | 0 | 0 | 0 | 0 | 0 | 0 | 0 | 0 | 0 | 0 | 0 | 0 | 0 | 0 | 0 | 0 | 0 | 0 | 0 | 0 | 0 | 0 | 0
F3_Commercial_Education_New_Food Preparation_Natural Gas_Double Rack Oven_E4 | F3 | Commercial | Education | New | Food Preparation | Natural Gas | Double Rack Oven | E4 | PACT BC Ratio | 0 | 0 | 0 | 0 | 0 | 0 | 0 | 0 | 0 | 0 | 0 | 0 | 0 | 0 | 0 | 0 | 0 | 0 | 0 | 0 | 0 | 0 | 0 | 0 | 0 | 0 | 0 | 0 | 0 | 0 | 0
F3_Commercial_Education_New_Food Preparation_Natural Gas_Double Rack Oven_E5 | F3 | Commercial | Education | New | Food Preparation | Natural Gas | Double Rack Oven | E5 | PACT BC Ratio | 0 | 0 | 0 | 0 | 0 | 0 | 0 | 0 | 0 | 0 | 0 | 0 | 0 | 0 | 0 | 0 | 0 | 0 | 0 | 0 | 0 | 0 | 0 | 0 | 0 | 0 | 0 | 0 | 0 | 0 | 0
F3_Commercial_Education_New_Food Preparation_Natural Gas_Double Rack Oven_E6 | F3 | Commercial | Education | New | Food Preparation | Natural Gas | Double Rack Oven | E6 | PACT BC Ratio | 0 | 0 | 0 | 0 | 0 | 0 | 0 | 0 | 0 | 0 | 0 | 0 | 0 | 0 | 0 | 0 | 0 | 0 | 0 | 0 | 0 | 0 | 0 | 0 | 0 | 0 | 0 | 0 | 0 | 0 | 0
F3_Commercial_Education_New_Food Preparation_Natural Gas_Double Rack Oven_E7 | F3 | Commercial | Education | New | Food Preparation | Natural Gas | Double Rack Oven | E7 | PACT BC Ratio | 0 | 0 | 0 | 0 | 0 | 0 | 0 | 0 | 0 | 0 | 0 | 0 | 0 | 0 | 0 | 0 | 0 | 0 | 0 | 0 | 0 | 0 | 0 | 0 | 0 | 0 | 0 | 0 | 0 | 0 | 0
F3_Commercial_Education_New_Food Preparation_Natural Gas_Double Rack Oven_E8 | F3 | Commercial | Education | New | Food Preparation | Natural Gas | Double Rack Oven | E8 | PACT BC Ratio | 0 | 0 | 0 | 0 | 0 | 0 | 0 | 0 | 0 | 0 | 0 | 0 | 0 | 0 | 0 | 0 | 0 | 0 | 0 | 0 | 0 | 0 | 0 | 0 | 0 | 0 | 0 | 0 | 0 | 0 | 0
F3_Commercial_Education_New_Food Preparation_Natural Gas_Double Rack Oven_E9 | F3 | Commercial | Education | New | Food Preparation | Natural Gas | Double Rack Oven | E9 | PACT BC Ratio | 0 | 0 | 0 | 0 | 0 | 0 | 0 | 0 | 0 | 0 | 0 | 0 | 0 | 0 | 0 | 0 | 0 | 0 | 0 | 0 | 0 | 0 | 0 | 0 | 0 | 0 | 0 | 0 | 0 | 0 | 0
F3_Commercial_Education_New_Food Preparation_Natural Gas_Double Rack Oven_E10 | F3 | Commercial | Education | New | Food Preparation | Natural Gas | Double Rack Oven | E10 | PACT BC Ratio | 0 | 0 | 0 | 0 | 0 | 0 | 0 | 0 | 0 | 0 | 0 | 0 | 0 | 0 | 0 | 0 | 0 | 0 | 0 | 0 | 0 | 0 | 0 | 0 | 0 | 0 | 0 | 0 | 0 | 0 | 0
F4_Commercial_Education_New_Food Preparation_Natural Gas_Double Rack Oven_E1 | F4 | Commercial | Education | New | Food Preparation | Natural Gas | Double Rack Oven | E1 | PCT BC Ratio | 0.9 | 0.9 | 0.9 | 0.9 | 0.9 | 0.9 | 0.9 | 0.9 | 0.9 | 0.9 | 0.9 | 0.9 | 0.9 | 0.9 | 0.9 | 0.9 | 0.9 | 0.9 | 0.9 | 0.9 | 0.9 | 0.9 | 0.9 | 0.9 | 0.9 | 0.9 | 0.9 | 0.9 | 0.9 | 0.9 | 0.9
F4_Commercial_Education_New_Food Preparation_Natural Gas_Double Rack Oven_E2 | F4 | Commercial | Education | New | Food Preparation | Natural Gas | Double Rack Oven | E2 | PCT BC Ratio | 5.3478 | 5.4209 | 5.4741 | 5.4469 | 5.4518 | 5.1735 | 4.9433 | 4.8148 | 4.7615 | 4.9155 | 5.1178 | 5.3292 | 4.9438 | 5.201 | 5.2167 | 5.1937 | 5.1979 | 5.2121 | 5.1241 | 5.1772 | 5.213 | 5.2634 | 5.3282 | 2.9741 | 2.9279 | 2.8844 | 2.8434 | 2.8043 | 2.7669 | 2.7308 | 2.6959
F4_Commercial_Education_New_Food Preparation_Natural Gas_Double Rack Oven_E3 | F4 | Commercial | Education | New | Food Preparation | Natural Gas | Double Rack Oven | E3 | PCT BC Ratio | 0 | 0 | 0 | 0 | 0 | 0 | 0 | 0 | 0 | 0 | 0 | 0 | 0 | 0 | 0 | 0 | 0 | 0 | 0 | 0 | 0 | 0 | 0 | 0 | 0 | 0 | 0 | 0 | 0 | 0 | 0
F4_Commercial_Education_New_Food Preparation_Natural Gas_Double Rack Oven_E4 | F4 | Commercial | Education | New | Food Preparation | Natural Gas | Double Rack Oven | E4 | PCT BC Ratio | 0 | 0 | 0 | 0 | 0 | 0 | 0 | 0 | 0 | 0 | 0 | 0 | 0 | 0 | 0 | 0 | 0 | 0 | 0 | 0 | 0 | 0 | 0 | 0 | 0 | 0 | 0 | 0 | 0 | 0 | 0
F4_Commercial_Education_New_Food Preparation_Natural Gas_Double Rack Oven_E5 | F4 | Commercial | Education | New | Food Preparation | Natural Gas | Double Rack Oven | E5 | PCT BC Ratio | 0 | 0 | 0 | 0 | 0 | 0 | 0 | 0 | 0 | 0 | 0 | 0 | 0 | 0 | 0 | 0 | 0 | 0 | 0 | 0 | 0 | 0 | 0 | 0 | 0 | 0 | 0 | 0 | 0 | 0 | 0
F4_Commercial_Education_New_Food Preparation_Natural Gas_Double Rack Oven_E6 | F4 | Commercial | Education | New | Food Preparation | Natural Gas | Double Rack Oven | E6 | PCT BC Ratio | 0 | 0 | 0 | 0 | 0 | 0 | 0 | 0 | 0 | 0 | 0 | 0 | 0 | 0 | 0 | 0 | 0 | 0 | 0 | 0 | 0 | 0 | 0 | 0 | 0 | 0 | 0 | 0 | 0 | 0 | 0
F4_Commercial_Education_New_Food Preparation_Natural Gas_Double Rack Oven_E7 | F4 | Commercial | Education | New | Food Preparation | Natural Gas | Double Rack Oven | E7 | PCT BC Ratio | 0 | 0 | 0 | 0 | 0 | 0 | 0 | 0 | 0 | 0 | 0 | 0 | 0 | 0 | 0 | 0 | 0 | 0 | 0 | 0 | 0 | 0 | 0 | 0 | 0 | 0 | 0 | 0 | 0 | 0 | 0
F4_Commercial_Education_New_Food Preparation_Natural Gas_Double Rack Oven_E8 | F4 | Commercial | Education | New | Food Preparation | Natural Gas | Double Rack Oven | E8 | PCT BC Ratio | 0 | 0 | 0 | 0 | 0 | 0 | 0 | 0 | 0 | 0 | 0 | 0 | 0 | 0 | 0 | 0 | 0 | 0 | 0 | 0 | 0 | 0 | 0 | 0 | 0 | 0 | 0 | 0 | 0 | 0 | 0
F4_Commercial_Education_New_Food Preparation_Natural Gas_Double Rack Oven_E9 | F4 | Commercial | Education | New | Food Preparation | Natural Gas | Double Rack Oven | E9 | PCT BC Ratio | 0 | 0 | 0 | 0 | 0 | 0 | 0 | 0 | 0 | 0 | 0 | 0 | 0 | 0 | 0 | 0 | 0 | 0 | 0 | 0 | 0 | 0 | 0 | 0 | 0 | 0 | 0 | 0 | 0 | 0 | 0
F4_Commercial_Education_New_Food Preparation_Natural Gas_Double Rack Oven_E10 | F4 | Commercial | Education | New | Food Preparation | Natural Gas | Double Rack Oven | E10 | PCT BC Ratio | 0 | 0 | 0 | 0 | 0 | 0 | 0 | 0 | 0 | 0 | 0 | 0 | 0 | 0 | 0 | 0 | 0 | 0 | 0 | 0 | 0 | 0 | 0 | 0 | 0 | 0 | 0 | 0 | 0 | 0 | 0
F5_Commercial_Education_New_Food Preparation_Natural Gas_Double Rack Oven_E1 | F5 | Commercial | Education | New | Food Preparation | Natural Gas | Double Rack Oven | E1 | RIM BC Ratio | 0.9 | 0.9 | 0.9 | 0.9 | 0.9 | 0.9 | 0.9 | 0.9 | 0.9 | 0.9 | 0.9 | 0.9 | 0.9 | 0.9 | 0.9 | 0.9 | 0.9 | 0.9 | 0.9 | 0.9 | 0.9 | 0.9 | 0.9 | 0.9 | 0.9 | 0.9 | 0.9 | 0.9 | 0.9 | 0.9 | 0.9
F5_Commercial_Education_New_Food Preparation_Natural Gas_Double Rack Oven_E2 | F5 | Commercial | Education | New | Food Preparation | Natural Gas | Double Rack Oven | E2 | RIM BC Ratio | 0.65816 | 0.66029 | 0.6618 | 0.66103 | 0.66117 | 0.6529 | 0.64544 | 0.641 | 0.6391 | 0.6445 | 0.65115 | 0.65762 | 0.64545 | 0.65375 | 0.65423 | 0.65352 | 0.65365 | 0.65409 | 0.65135 | 0.65301 | 0.65412 | 0.65565 | 0.65759 | 0.54307 | 0.53932 | 0.5357 | 0.53221 | 0.5288 | 0.52547 | 0.52219 | 0.51894
F5_Commercial_Education_New_Food Preparation_Natural Gas_Double Rack Oven_E3 | F5 | Commercial | Education | New | Food Preparation | Natural Gas | Double Rack Oven | E3 | RIM BC Ratio | 0 | 0 | 0 | 0 | 0 | 0 | 0 | 0 | 0 | 0 | 0 | 0 | 0 | 0 | 0 | 0 | 0 | 0 | 0 | 0 | 0 | 0 | 0 | 0 | 0 | 0 | 0 | 0 | 0 | 0 | 0
F5_Commercial_Education_New_Food Preparation_Natural Gas_Double Rack Oven_E4 | F5 | Commercial | Education | New | Food Preparation | Natural Gas | Double Rack Oven | E4 | RIM BC Ratio | 0 | 0 | 0 | 0 | 0 | 0 | 0 | 0 | 0 | 0 | 0 | 0 | 0 | 0 | 0 | 0 | 0 | 0 | 0 | 0 | 0 | 0 | 0 | 0 | 0 | 0 | 0 | 0 | 0 | 0 | 0
F5_Commercial_Education_New_Food Preparation_Natural Gas_Double Rack Oven_E5 | F5 | Commercial | Education | New | Food Preparation | Natural Gas | Double Rack Oven | E5 | RIM BC Ratio | 0 | 0 | 0 | 0 | 0 | 0 | 0 | 0 | 0 | 0 | 0 | 0 | 0 | 0 | 0 | 0 | 0 | 0 | 0 | 0 | 0 | 0 | 0 | 0 | 0 | 0 | 0 | 0 | 0 | 0 | 0
F5_Commercial_Education_New_Food Preparation_Natural Gas_Double Rack Oven_E6 | F5 | Commercial | Education | New | Food Preparation | Natural Gas | Double Rack Oven | E6 | RIM BC Ratio | 0 | 0 | 0 | 0 | 0 | 0 | 0 | 0 | 0 | 0 | 0 | 0 | 0 | 0 | 0 | 0 | 0 | 0 | 0 | 0 | 0 | 0 | 0 | 0 | 0 | 0 | 0 | 0 | 0 | 0 | 0
F5_Commercial_Education_New_Food Preparation_Natural Gas_Double Rack Oven_E7 | F5 | Commercial | Education | New | Food Preparation | Natural Gas | Double Rack Oven | E7 | RIM BC Ratio | 0 | 0 | 0 | 0 | 0 | 0 | 0 | 0 | 0 | 0 | 0 | 0 | 0 | 0 | 0 | 0 | 0 | 0 | 0 | 0 | 0 | 0 | 0 | 0 | 0 | 0 | 0 | 0 | 0 | 0 | 0
F5_Commercial_Education_New_Food Preparation_Natural Gas_Double Rack Oven_E8 | F5 | Commercial | Education | New | Food Preparation | Natural Gas | Double Rack Oven | E8 | RIM BC Ratio | 0 | 0 | 0 | 0 | 0 | 0 | 0 | 0 | 0 | 0 | 0 | 0 | 0 | 0 | 0 | 0 | 0 | 0 | 0 | 0 | 0 | 0 | 0 | 0 | 0 | 0 | 0 | 0 | 0 | 0 | 0
F5_Commercial_Education_New_Food Preparation_Natural Gas_Double Rack Oven_E9 | F5 | Commercial | Education | New | Food Preparation | Natural Gas | Double Rack Oven | E9 | RIM BC Ratio | 0 | 0 | 0 | 0 | 0 | 0 | 0 | 0 | 0 | 0 | 0 | 0 | 0 | 0 | 0 | 0 | 0 | 0 | 0 | 0 | 0 | 0 | 0 | 0 | 0 | 0 | 0 | 0 | 0 | 0 | 0
F5_Commercial_Education_New_Food Preparation_Natural Gas_Double Rack Oven_E10 | F5 | Commercial | Education | New | Food Preparation | Natural Gas | Double Rack Oven | E10 | RIM BC Ratio | 0 | 0 | 0 | 0 | 0 | 0 | 0 | 0 | 0 | 0 | 0 | 0 | 0 | 0 | 0 | 0 | 0 | 0 | 0 | 0 | 0 | 0 | 0 | 0 | 0 | 0 | 0 | 0 | 0 | 0 | 0
F0_Commercial_Education_New_Food Preparation_Natural Gas_Fryer_E0 | F0 | Commercial | Education | New | Food Preparation | Natural Gas | Fryer | E0 | Economic Unit | ENERGY STAR (3.0) | ENERGY STAR (3.0) | ENERGY STAR (3.0) | ENERGY STAR (3.0) | ENERGY STAR (3.0) | ENERGY STAR (3.0) | ENERGY STAR (3.0) | ENERGY STAR (3.0) | ENERGY STAR (3.0) | ENERGY STAR (3.0) | ENERGY STAR (3.0) | ENERGY STAR (3.0) | ENERGY STAR (3.0) | ENERGY STAR (3.0) | ENERGY STAR (3.0) | ENERGY STAR (3.0) | ENERGY STAR (3.0) | ENERGY STAR (3.0) | ENERGY STAR (3.0) | ENERGY STAR (3.0) | ENERGY STAR (3.0) | ENERGY STAR (3.0) | ENERGY STAR (3.0) | ENERGY STAR (3.0) | ENERGY STAR (3.0) | ENERGY STAR (3.0) | ENERGY STAR (3.0) | ENERGY STAR (3.0) | ENERGY STAR (3.0) | ENERGY STAR (3.0) | ENERGY STAR (3.0)
F1_Commercial_Education_New_Food Preparation_Natural Gas_Fryer_E1 | F1 | Commercial | Education | New | Food Preparation | Natural Gas | Fryer | E1 | CCE | 0 | 0 | 0 | 0 | 0 | 0 | 0 | 0 | 0 | 0 | 0 | 0 | 0 | 0 | 0 | 0 | 0 | 0 | 0 | 0 | 0 | 0 | 0 | 0 | 0 | 0 | 0 | 0 | 0 | 0 | 0
F1_Commercial_Education_New_Food Preparation_Natural Gas_Fryer_E2 | F1 | Commercial | Education | New | Food Preparation | Natural Gas | Fryer | E2 | CCE | 0.0069821 | 0.0067123 | 0.0067443 | 0 | 0 | 0 | 0 | 0 | 0 | 0 | 0 | 0 | 0 | 0 | 0 | 0 | 0 | 0 | 0 | 0 | 0 | 0 | 0 | 0 | 0 | 0 | 0 | 0 | 0 | 0 | 0
F1_Commercial_Education_New_Food Preparation_Natural Gas_Fryer_E3 | F1 | Commercial | Education | New | Food Preparation | Natural Gas | Fryer | E3 | CCE | 0 | 0 | 0 | 0 | 0 | 0 | 0 | 0 | 0 | 0 | 0 | 0 | 0 | 0 | 0 | 0 | 0 | 0 | 0 | 0 | 0 | 0 | 0 | 0 | 0 | 0 | 0 | 0 | 0 | 0 | 0
F1_Commercial_Education_New_Food Preparation_Natural Gas_Fryer_E4 | F1 | Commercial | Education | New | Food Preparation | Natural Gas | Fryer | E4 | CCE | 0 | 0 | 0 | 0 | 0 | 0 | 0 | 0 | 0 | 0 | 0 | 0 | 0 | 0 | 0 | 0 | 0 | 0 | 0 | 0 | 0 | 0 | 0 | 0 | 0 | 0 | 0 | 0 | 0 | 0 | 0
F1_Commercial_Education_New_Food Preparation_Natural Gas_Fryer_E5 | F1 | Commercial | Education | New | Food Preparation | Natural Gas | Fryer | E5 | CCE | 0 | 0 | 0 | 0 | 0 | 0 | 0 | 0 | 0 | 0 | 0 | 0 | 0 | 0 | 0 | 0 | 0 | 0 | 0 | 0 | 0 | 0 | 0 | 0 | 0 | 0 | 0 | 0 | 0 | 0 | 0
F1_Commercial_Education_New_Food Preparation_Natural Gas_Fryer_E6 | F1 | Commercial | Education | New | Food Preparation | Natural Gas | Fryer | E6 | CCE | 0 | 0 | 0 | 0 | 0 | 0 | 0 | 0 | 0 | 0 | 0 | 0 | 0 | 0 | 0 | 0 | 0 | 0 | 0 | 0 | 0 | 0 | 0 | 0 | 0 | 0 | 0 | 0 | 0 | 0 | 0
F1_Commercial_Education_New_Food Preparation_Natural Gas_Fryer_E7 | F1 | Commercial | Education | New | Food Preparation | Natural Gas | Fryer | E7 | CCE | 0 | 0 | 0 | 0 | 0 | 0 | 0 | 0 | 0 | 0 | 0 | 0 | 0 | 0 | 0 | 0 | 0 | 0 | 0 | 0 | 0 | 0 | 0 | 0 | 0 | 0 | 0 | 0 | 0 | 0 | 0
F1_Commercial_Education_New_Food Preparation_Natural Gas_Fryer_E8 | F1 | Commercial | Education | New | Food Preparation | Natural Gas | Fryer | E8 | CCE | 0 | 0 | 0 | 0 | 0 | 0 | 0 | 0 | 0 | 0 | 0 | 0 | 0 | 0 | 0 | 0 | 0 | 0 | 0 | 0 | 0 | 0 | 0 | 0 | 0 | 0 | 0 | 0 | 0 | 0 | 0
F1_Commercial_Education_New_Food Preparation_Natural Gas_Fryer_E9 | F1 | Commercial | Education | New | Food Preparation | Natural Gas | Fryer | E9 | CCE | 0 | 0 | 0 | 0 | 0 | 0 | 0 | 0 | 0 | 0 | 0 | 0 | 0 | 0 | 0 | 0 | 0 | 0 | 0 | 0 | 0 | 0 | 0 | 0 | 0 | 0 | 0 | 0 | 0 | 0 | 0
F1_Commercial_Education_New_Food Preparation_Natural Gas_Fryer_E10 | F1 | Commercial | Education | New | Food Preparation | Natural Gas | Fryer | E10 | CCE | 0 | 0 | 0 | 0 | 0 | 0 | 0 | 0 | 0 | 0 | 0 | 0 | 0 | 0 | 0 | 0 | 0 | 0 | 0 | 0 | 0 | 0 | 0 | 0 | 0 | 0 | 0 | 0 | 0 | 0 | 0
F2_Commercial_Education_New_Food Preparation_Natural Gas_Fryer_E1 | F2 | Commercial | Education | New | Food Preparation | Natural Gas | Fryer | E1 | TRC BC Ratio | 0.9 | 0.9 | 0.9 | 0 | 0 | 0 | 0 | 0 | 0 | 0 | 0 | 0 | 0 | 0 | 0 | 0 | 0 | 0 | 0 | 0 | 0 | 0 | 0 | 0 | 0 | 0 | 0 | 0 | 0 | 0 | 0
F2_Commercial_Education_New_Food Preparation_Natural Gas_Fryer_E2 | F2 | Commercial | Education | New | Food Preparation | Natural Gas | Fryer | E2 | TRC BC Ratio | 1.4526 | 1.4846 | 1.5103 | 0.9 | 0.9 | 0.9 | 0.9 | 0.9 | 0.9 | 0.9 | 0.9 | 0.9 | 0.9 | 0.9 | 0.9 | 0.9 | 0.9 | 0.9 | 0.9 | 0.9 | 0.9 | 0.9 | 0.9 | 0.9 | 0.9 | 0.9 | 0.9 | 0.9 | 0.9 | 0.9 | 0.9
F2_Commercial_Education_New_Food Preparation_Natural Gas_Fryer_E3 | F2 | Commercial | Education | New | Food Preparation | Natural Gas | Fryer | E3 | TRC BC Ratio | 0 | 0 | 0 | 0 | 0 | 0 | 0 | 0 | 0 | 0 | 0 | 0 | 0 | 0 | 0 | 0 | 0 | 0 | 0 | 0 | 0 | 0 | 0 | 0 | 0 | 0 | 0 | 0 | 0 | 0 | 0
F2_Commercial_Education_New_Food Preparation_Natural Gas_Fryer_E4 | F2 | Commercial | Education | New | Food Preparation | Natural Gas | Fryer | E4 | TRC BC Ratio | 0 | 0 | 0 | 0 | 0 | 0 | 0 | 0 | 0 | 0 | 0 | 0 | 0 | 0 | 0 | 0 | 0 | 0 | 0 | 0 | 0 | 0 | 0 | 0 | 0 | 0 | 0 | 0 | 0 | 0 | 0
F2_Commercial_Education_New_Food Preparation_Natural Gas_Fryer_E5 | F2 | Commercial | Education | New | Food Preparation | Natural Gas | Fryer | E5 | TRC BC Ratio | 0 | 0 | 0 | 0 | 0 | 0 | 0 | 0 | 0 | 0 | 0 | 0 | 0 | 0 | 0 | 0 | 0 | 0 | 0 | 0 | 0 | 0 | 0 | 0 | 0 | 0 | 0 | 0 | 0 | 0 | 0
F2_Commercial_Education_New_Food Preparation_Natural Gas_Fryer_E6 | F2 | Commercial | Education | New | Food Preparation | Natural Gas | Fryer | E6 | TRC BC Ratio | 0 | 0 | 0 | 0 | 0 | 0 | 0 | 0 | 0 | 0 | 0 | 0 | 0 | 0 | 0 | 0 | 0 | 0 | 0 | 0 | 0 | 0 | 0 | 0 | 0 | 0 | 0 | 0 | 0 | 0 | 0
F2_Commercial_Education_New_Food Preparation_Natural Gas_Fryer_E7 | F2 | Commercial | Education | New | Food Preparation | Natural Gas | Fryer | E7 | TRC BC Ratio | 0 | 0 | 0 | 0 | 0 | 0 | 0 | 0 | 0 | 0 | 0 | 0 | 0 | 0 | 0 | 0 | 0 | 0 | 0 | 0 | 0 | 0 | 0 | 0 | 0 | 0 | 0 | 0 | 0 | 0 | 0
F2_Commercial_Education_New_Food Preparation_Natural Gas_Fryer_E8 | F2 | Commercial | Education | New | Food Preparation | Natural Gas | Fryer | E8 | TRC BC Ratio | 0 | 0 | 0 | 0 | 0 | 0 | 0 | 0 | 0 | 0 | 0 | 0 | 0 | 0 | 0 | 0 | 0 | 0 | 0 | 0 | 0 | 0 | 0 | 0 | 0 | 0 | 0 | 0 | 0 | 0 | 0
F2_Commercial_Education_New_Food Preparation_Natural Gas_Fryer_E9 | F2 | Commercial | Education | New | Food Preparation | Natural Gas | Fryer | E9 | TRC BC Ratio | 0 | 0 | 0 | 0 | 0 | 0 | 0 | 0 | 0 | 0 | 0 | 0 | 0 | 0 | 0 | 0 | 0 | 0 | 0 | 0 | 0 | 0 | 0 | 0 | 0 | 0 | 0 | 0 | 0 | 0 | 0
F2_Commercial_Education_New_Food Preparation_Natural Gas_Fryer_E10 | F2 | Commercial | Education | New | Food Preparation | Natural Gas | Fryer | E10 | TRC BC Ratio | 0 | 0 | 0 | 0 | 0 | 0 | 0 | 0 | 0 | 0 | 0 | 0 | 0 | 0 | 0 | 0 | 0 | 0 | 0 | 0 | 0 | 0 | 0 | 0 | 0 | 0 | 0 | 0 | 0 | 0 | 0
F3_Commercial_Education_New_Food Preparation_Natural Gas_Fryer_E1 | F3 | Commercial | Education | New | Food Preparation | Natural Gas | Fryer | E1 | PACT BC Ratio | 0.9 | 0.9 | 0.9 | 0 | 0 | 0 | 0 | 0 | 0 | 0 | 0 | 0 | 0 | 0 | 0 | 0 | 0 | 0 | 0 | 0 | 0 | 0 | 0 | 0 | 0 | 0 | 0 | 0 | 0 | 0 | 0
F3_Commercial_Education_New_Food Preparation_Natural Gas_Fryer_E2 | F3 | Commercial | Education | New | Food Preparation | Natural Gas | Fryer | E2 | PACT BC Ratio | 1.4526 | 1.4846 | 1.5103 | 0.9 | 0.9 | 0.9 | 0.9 | 0.9 | 0.9 | 0.9 | 0.9 | 0.9 | 0.9 | 0.9 | 0.9 | 0.9 | 0.9 | 0.9 | 0.9 | 0.9 | 0.9 | 0.9 | 0.9 | 0.9 | 0.9 | 0.9 | 0.9 | 0.9 | 0.9 | 0.9 | 0.9
F3_Commercial_Education_New_Food Preparation_Natural Gas_Fryer_E3 | F3 | Commercial | Education | New | Food Preparation | Natural Gas | Fryer | E3 | PACT BC Ratio | 0 | 0 | 0 | 0 | 0 | 0 | 0 | 0 | 0 | 0 | 0 | 0 | 0 | 0 | 0 | 0 | 0 | 0 | 0 | 0 | 0 | 0 | 0 | 0 | 0 | 0 | 0 | 0 | 0 | 0 | 0
F3_Commercial_Education_New_Food Preparation_Natural Gas_Fryer_E4 | F3 | Commercial | Education | New | Food Preparation | Natural Gas | Fryer | E4 | PACT BC Ratio | 0 | 0 | 0 | 0 | 0 | 0 | 0 | 0 | 0 | 0 | 0 | 0 | 0 | 0 | 0 | 0 | 0 | 0 | 0 | 0 | 0 | 0 | 0 | 0 | 0 | 0 | 0 | 0 | 0 | 0 | 0
F3_Commercial_Education_New_Food Preparation_Natural Gas_Fryer_E5 | F3 | Commercial | Education | New | Food Preparation | Natural Gas | Fryer | E5 | PACT BC Ratio | 0 | 0 | 0 | 0 | 0 | 0 | 0 | 0 | 0 | 0 | 0 | 0 | 0 | 0 | 0 | 0 | 0 | 0 | 0 | 0 | 0 | 0 | 0 | 0 | 0 | 0 | 0 | 0 | 0 | 0 | 0
F3_Commercial_Education_New_Food Preparation_Natural Gas_Fryer_E6 | F3 | Commercial | Education | New | Food Preparation | Natural Gas | Fryer | E6 | PACT BC Ratio | 0 | 0 | 0 | 0 | 0 | 0 | 0 | 0 | 0 | 0 | 0 | 0 | 0 | 0 | 0 | 0 | 0 | 0 | 0 | 0 | 0 | 0 | 0 | 0 | 0 | 0 | 0 | 0 | 0 | 0 | 0
F3_Commercial_Education_New_Food Preparation_Natural Gas_Fryer_E7 | F3 | Commercial | Education | New | Food Preparation | Natural Gas | Fryer | E7 | PACT BC Ratio | 0 | 0 | 0 | 0 | 0 | 0 | 0 | 0 | 0 | 0 | 0 | 0 | 0 | 0 | 0 | 0 | 0 | 0 | 0 | 0 | 0 | 0 | 0 | 0 | 0 | 0 | 0 | 0 | 0 | 0 | 0
F3_Commercial_Education_New_Food Preparation_Natural Gas_Fryer_E8 | F3 | Commercial | Education | New | Food Preparation | Natural Gas | Fryer | E8 | PACT BC Ratio | 0 | 0 | 0 | 0 | 0 | 0 | 0 | 0 | 0 | 0 | 0 | 0 | 0 | 0 | 0 | 0 | 0 | 0 | 0 | 0 | 0 | 0 | 0 | 0 | 0 | 0 | 0 | 0 | 0 | 0 | 0
F3_Commercial_Education_New_Food Preparation_Natural Gas_Fryer_E9 | F3 | Commercial | Education | New | Food Preparation | Natural Gas | Fryer | E9 | PACT BC Ratio | 0 | 0 | 0 | 0 | 0 | 0 | 0 | 0 | 0 | 0 | 0 | 0 | 0 | 0 | 0 | 0 | 0 | 0 | 0 | 0 | 0 | 0 | 0 | 0 | 0 | 0 | 0 | 0 | 0 | 0 | 0
F3_Commercial_Education_New_Food Preparation_Natural Gas_Fryer_E10 | F3 | Commercial | Education | New | Food Preparation | Natural Gas | Fryer | E10 | PACT BC Ratio | 0 | 0 | 0 | 0 | 0 | 0 | 0 | 0 | 0 | 0 | 0 | 0 | 0 | 0 | 0 | 0 | 0 | 0 | 0 | 0 | 0 | 0 | 0 | 0 | 0 | 0 | 0 | 0 | 0 | 0 | 0
F4_Commercial_Education_New_Food Preparation_Natural Gas_Fryer_E1 | F4 | Commercial | Education | New | Food Preparation | Natural Gas | Fryer | E1 | PCT BC Ratio | 0.9 | 0.9 | 0.9 | 0 | 0 | 0 | 0 | 0 | 0 | 0 | 0 | 0 | 0 | 0 | 0 | 0 | 0 | 0 | 0 | 0 | 0 | 0 | 0 | 0 | 0 | 0 | 0 | 0 | 0 | 0 | 0
F4_Commercial_Education_New_Food Preparation_Natural Gas_Fryer_E2 | F4 | Commercial | Education | New | Food Preparation | Natural Gas | Fryer | E2 | PCT BC Ratio | 4.6546 | 4.7351 | 4.7997 | 0.9 | 0.9 | 0.9 | 0.9 | 0.9 | 0.9 | 0.9 | 0.9 | 0.9 | 0.9 | 0.9 | 0.9 | 0.9 | 0.9 | 0.9 | 0.9 | 0.9 | 0.9 | 0.9 | 0.9 | 0.9 | 0.9 | 0.9 | 0.9 | 0.9 | 0.9 | 0.9 | 0.9
F4_Commercial_Education_New_Food Preparation_Natural Gas_Fryer_E3 | F4 | Commercial | Education | New | Food Preparation | Natural Gas | Fryer | E3 | PCT BC Ratio | 0 | 0 | 0 | 0 | 0 | 0 | 0 | 0 | 0 | 0 | 0 | 0 | 0 | 0 | 0 | 0 | 0 | 0 | 0 | 0 | 0 | 0 | 0 | 0 | 0 | 0 | 0 | 0 | 0 | 0 | 0
F4_Commercial_Education_New_Food Preparation_Natural Gas_Fryer_E4 | F4 | Commercial | Education | New | Food Preparation | Natural Gas | Fryer | E4 | PCT BC Ratio | 0 | 0 | 0 | 0 | 0 | 0 | 0 | 0 | 0 | 0 | 0 | 0 | 0 | 0 | 0 | 0 | 0 | 0 | 0 | 0 | 0 | 0 | 0 | 0 | 0 | 0 | 0 | 0 | 0 | 0 | 0
F4_Commercial_Education_New_Food Preparation_Natural Gas_Fryer_E5 | F4 | Commercial | Education | New | Food Preparation | Natural Gas | Fryer | E5 | PCT BC Ratio | 0 | 0 | 0 | 0 | 0 | 0 | 0 | 0 | 0 | 0 | 0 | 0 | 0 | 0 | 0 | 0 | 0 | 0 | 0 | 0 | 0 | 0 | 0 | 0 | 0 | 0 | 0 | 0 | 0 | 0 | 0
F4_Commercial_Education_New_Food Preparation_Natural Gas_Fryer_E6 | F4 | Commercial | Education | New | Food Preparation | Natural Gas | Fryer | E6 | PCT BC Ratio | 0 | 0 | 0 | 0 | 0 | 0 | 0 | 0 | 0 | 0 | 0 | 0 | 0 | 0 | 0 | 0 | 0 | 0 | 0 | 0 | 0 | 0 | 0 | 0 | 0 | 0 | 0 | 0 | 0 | 0 | 0
F4_Commercial_Education_New_Food Preparation_Natural Gas_Fryer_E7 | F4 | Commercial | Education | New | Food Preparation | Natural Gas | Fryer | E7 | PCT BC Ratio | 0 | 0 | 0 | 0 | 0 | 0 | 0 | 0 | 0 | 0 | 0 | 0 | 0 | 0 | 0 | 0 | 0 | 0 | 0 | 0 | 0 | 0 | 0 | 0 | 0 | 0 | 0 | 0 | 0 | 0 | 0
F4_Commercial_Education_New_Food Preparation_Natural Gas_Fryer_E8 | F4 | Commercial | Education | New | Food Preparation | Natural Gas | Fryer | E8 | PCT BC Ratio | 0 | 0 | 0 | 0 | 0 | 0 | 0 | 0 | 0 | 0 | 0 | 0 | 0 | 0 | 0 | 0 | 0 | 0 | 0 | 0 | 0 | 0 | 0 | 0 | 0 | 0 | 0 | 0 | 0 | 0 | 0
F4_Commercial_Education_New_Food Preparation_Natural Gas_Fryer_E9 | F4 | Commercial | Education | New | Food Preparation | Natural Gas | Fryer | E9 | PCT BC Ratio | 0 | 0 | 0 | 0 | 0 | 0 | 0 | 0 | 0 | 0 | 0 | 0 | 0 | 0 | 0 | 0 | 0 | 0 | 0 | 0 | 0 | 0 | 0 | 0 | 0 | 0 | 0 | 0 | 0 | 0 | 0
F4_Commercial_Education_New_Food Preparation_Natural Gas_Fryer_E10 | F4 | Commercial | Education | New | Food Preparation | Natural Gas | Fryer | E10 | PCT BC Ratio | 0 | 0 | 0 | 0 | 0 | 0 | 0 | 0 | 0 | 0 | 0 | 0 | 0 | 0 | 0 | 0 | 0 | 0 | 0 | 0 | 0 | 0 | 0 | 0 | 0 | 0 | 0 | 0 | 0 | 0 | 0
F5_Commercial_Education_New_Food Preparation_Natural Gas_Fryer_E1 | F5 | Commercial | Education | New | Food Preparation | Natural Gas | Fryer | E1 | RIM BC Ratio | 0.9 | 0.9 | 0.9 | 0 | 0 | 0 | 0 | 0 | 0 | 0 | 0 | 0 | 0 | 0 | 0 | 0 | 0 | 0 | 0 | 0 | 0 | 0 | 0 | 0 | 0 | 0 | 0 | 0 | 0 | 0 | 0
F5_Commercial_Education_New_Food Preparation_Natural Gas_Fryer_E2 | F5 | Commercial | Education | New | Food Preparation | Natural Gas | Fryer | E2 | RIM BC Ratio | 0.53008 | 0.53428 | 0.53758 | 0.9 | 0.9 | 0.9 | 0.9 | 0.9 | 0.9 | 0.9 | 0.9 | 0.9 | 0.9 | 0.9 | 0.9 | 0.9 | 0.9 | 0.9 | 0.9 | 0.9 | 0.9 | 0.9 | 0.9 | 0.9 | 0.9 | 0.9 | 0.9 | 0.9 | 0.9 | 0.9 | 0.9
F5_Commercial_Education_New_Food Preparation_Natural Gas_Fryer_E3 | F5 | Commercial | Education | New | Food Preparation | Natural Gas | Fryer | E3 | RIM BC Ratio | 0 | 0 | 0 | 0 | 0 | 0 | 0 | 0 | 0 | 0 | 0 | 0 | 0 | 0 | 0 | 0 | 0 | 0 | 0 | 0 | 0 | 0 | 0 | 0 | 0 | 0 | 0 | 0 | 0 | 0 | 0
F5_Commercial_Education_New_Food Preparation_Natural Gas_Fryer_E4 | F5 | Commercial | Education | New | Food Preparation | Natural Gas | Fryer | E4 | RIM BC Ratio | 0 | 0 | 0 | 0 | 0 | 0 | 0 | 0 | 0 | 0 | 0 | 0 | 0 | 0 | 0 | 0 | 0 | 0 | 0 | 0 | 0 | 0 | 0 | 0 | 0 | 0 | 0 | 0 | 0 | 0 | 0
F5_Commercial_Education_New_Food Preparation_Natural Gas_Fryer_E5 | F5 | Commercial | Education | New | Food Preparation | Natural Gas | Fryer | E5 | RIM BC Ratio | 0 | 0 | 0 | 0 | 0 | 0 | 0 | 0 | 0 | 0 | 0 | 0 | 0 | 0 | 0 | 0 | 0 | 0 | 0 | 0 | 0 | 0 | 0 | 0 | 0 | 0 | 0 | 0 | 0 | 0 | 0
F5_Commercial_Education_New_Food Preparation_Natural Gas_Fryer_E6 | F5 | Commercial | Education | New | Food Preparation | Natural Gas | Fryer | E6 | RIM BC Ratio | 0 | 0 | 0 | 0 | 0 | 0 | 0 | 0 | 0 | 0 | 0 | 0 | 0 | 0 | 0 | 0 | 0 | 0 | 0 | 0 | 0 | 0 | 0 | 0 | 0 | 0 | 0 | 0 | 0 | 0 | 0
F5_Commercial_Education_New_Food Preparation_Natural Gas_Fryer_E7 | F5 | Commercial | Education | New | Food Preparation | Natural Gas | Fryer | E7 | RIM BC Ratio | 0 | 0 | 0 | 0 | 0 | 0 | 0 | 0 | 0 | 0 | 0 | 0 | 0 | 0 | 0 | 0 | 0 | 0 | 0 | 0 | 0 | 0 | 0 | 0 | 0 | 0 | 0 | 0 | 0 | 0 | 0
F5_Commercial_Education_New_Food Preparation_Natural Gas_Fryer_E8 | F5 | Commercial | Education | New | Food Preparation | Natural Gas | Fryer | E8 | RIM BC Ratio | 0 | 0 | 0 | 0 | 0 | 0 | 0 | 0 | 0 | 0 | 0 | 0 | 0 | 0 | 0 | 0 | 0 | 0 | 0 | 0 | 0 | 0 | 0 | 0 | 0 | 0 | 0 | 0 | 0 | 0 | 0
F5_Commercial_Education_New_Food Preparation_Natural Gas_Fryer_E9 | F5 | Commercial | Education | New | Food Preparation | Natural Gas | Fryer | E9 | RIM BC Ratio | 0 | 0 | 0 | 0 | 0 | 0 | 0 | 0 | 0 | 0 | 0 | 0 | 0 | 0 | 0 | 0 | 0 | 0 | 0 | 0 | 0 | 0 | 0 | 0 | 0 | 0 | 0 | 0 | 0 | 0 | 0
F5_Commercial_Education_New_Food Preparation_Natural Gas_Fryer_E10 | F5 | Commercial | Education | New | Food Preparation | Natural Gas | Fryer | E10 | RIM BC Ratio | 0 | 0 | 0 | 0 | 0 | 0 | 0 | 0 | 0 | 0 | 0 | 0 | 0 | 0 | 0 | 0 | 0 | 0 | 0 | 0 | 0 | 0 | 0 | 0 | 0 | 0 | 0 | 0 | 0 | 0 | 0
F0_Commercial_Education_New_Food Preparation_Natural Gas_Broiler_E0 | F0 | Commercial | Education | New | Food Preparation | Natural Gas | Broiler | E0 | Economic Unit | Infrared Burners | Infrared Burners | Infrared Burners | Infrared Burners | Infrared Burners | Infrared Burners | Infrared Burners | Infrared Burners | Infrared Burners | Infrared Burners | Infrared Burners | Infrared Burners | Infrared Burners | Infrared Burners | Infrared Burners | Infrared Burners | Infrared Burners | Infrared Burners | Infrared Burners | Infrared Burners | Infrared Burners | Infrared Burners | Infrared Burners | Standard | Standard | Standard | Standard | Standard | Standard | Standard | Standard
F1_Commercial_Education_New_Food Preparation_Natural Gas_Broiler_E1 | F1 | Commercial | Education | New | Food Preparation | Natural Gas | Broiler | E1 | CCE | 0 | 0 | 0 | 0 | 0 | 0 | 0 | 0 | 0 | 0 | 0 | 0 | 0 | 0 | 0 | 0 | 0 | 0 | 0 | 0 | 0 | 0 | 0 | 0 | 0 | 0 | 0 | 0 | 0 | 0 | 0
F1_Commercial_Education_New_Food Preparation_Natural Gas_Broiler_E2 | F1 | Commercial | Education | New | Food Preparation | Natural Gas | Broiler | E2 | CCE | 0.0095007 | 0.0091336 | 0.0091772 | 0.0092731 | 0.0092731 | 0.0092731 | 0.0092731 | 0.0092731 | 0.0092731 | 0.0092731 | 0.0092731 | 0.0092731 | 0.0092731 | 0.0092731 | 0.0092731 | 0.0092731 | 0.0092731 | 0.0092731 | 0.0092731 | 0.0092731 | 0.0092731 | 0.0092731 | 0.0092731 | 0.0092731 | 0.0092731 | 0.0092731 | 0.0092731 | 0.0092731 | 0.0092731 | 0.0092731 | 0.0092731
F1_Commercial_Education_New_Food Preparation_Natural Gas_Broiler_E3 | F1 | Commercial | Education | New | Food Preparation | Natural Gas | Broiler | E3 | CCE | 0 | 0 | 0 | 0 | 0 | 0 | 0 | 0 | 0 | 0 | 0 | 0 | 0 | 0 | 0 | 0 | 0 | 0 | 0 | 0 | 0 | 0 | 0 | 0 | 0 | 0 | 0 | 0 | 0 | 0 | 0
F1_Commercial_Education_New_Food Preparation_Natural Gas_Broiler_E4 | F1 | Commercial | Education | New | Food Preparation | Natural Gas | Broiler | E4 | CCE | 0 | 0 | 0 | 0 | 0 | 0 | 0 | 0 | 0 | 0 | 0 | 0 | 0 | 0 | 0 | 0 | 0 | 0 | 0 | 0 | 0 | 0 | 0 | 0 | 0 | 0 | 0 | 0 | 0 | 0 | 0
F1_Commercial_Education_New_Food Preparation_Natural Gas_Broiler_E5 | F1 | Commercial | Education | New | Food Preparation | Natural Gas | Broiler | E5 | CCE | 0 | 0 | 0 | 0 | 0 | 0 | 0 | 0 | 0 | 0 | 0 | 0 | 0 | 0 | 0 | 0 | 0 | 0 | 0 | 0 | 0 | 0 | 0 | 0 | 0 | 0 | 0 | 0 | 0 | 0 | 0
F1_Commercial_Education_New_Food Preparation_Natural Gas_Broiler_E6 | F1 | Commercial | Education | New | Food Preparation | Natural Gas | Broiler | E6 | CCE | 0 | 0 | 0 | 0 | 0 | 0 | 0 | 0 | 0 | 0 | 0 | 0 | 0 | 0 | 0 | 0 | 0 | 0 | 0 | 0 | 0 | 0 | 0 | 0 | 0 | 0 | 0 | 0 | 0 | 0 | 0
F1_Commercial_Education_New_Food Preparation_Natural Gas_Broiler_E7 | F1 | Commercial | Education | New | Food Preparation | Natural Gas | Broiler | E7 | CCE | 0 | 0 | 0 | 0 | 0 | 0 | 0 | 0 | 0 | 0 | 0 | 0 | 0 | 0 | 0 | 0 | 0 | 0 | 0 | 0 | 0 | 0 | 0 | 0 | 0 | 0 | 0 | 0 | 0 | 0 | 0
F1_Commercial_Education_New_Food Preparation_Natural Gas_Broiler_E8 | F1 | Commercial | Education | New | Food Preparation | Natural Gas | Broiler | E8 | CCE | 0 | 0 | 0 | 0 | 0 | 0 | 0 | 0 | 0 | 0 | 0 | 0 | 0 | 0 | 0 | 0 | 0 | 0 | 0 | 0 | 0 | 0 | 0 | 0 | 0 | 0 | 0 | 0 | 0 | 0 | 0
F1_Commercial_Education_New_Food Preparation_Natural Gas_Broiler_E9 | F1 | Commercial | Education | New | Food Preparation | Natural Gas | Broiler | E9 | CCE | 0 | 0 | 0 | 0 | 0 | 0 | 0 | 0 | 0 | 0 | 0 | 0 | 0 | 0 | 0 | 0 | 0 | 0 | 0 | 0 | 0 | 0 | 0 | 0 | 0 | 0 | 0 | 0 | 0 | 0 | 0
F1_Commercial_Education_New_Food Preparation_Natural Gas_Broiler_E10 | F1 | Commercial | Education | New | Food Preparation | Natural Gas | Broiler | E10 | CCE | 0 | 0 | 0 | 0 | 0 | 0 | 0 | 0 | 0 | 0 | 0 | 0 | 0 | 0 | 0 | 0 | 0 | 0 | 0 | 0 | 0 | 0 | 0 | 0 | 0 | 0 | 0 | 0 | 0 | 0 | 0
F2_Commercial_Education_New_Food Preparation_Natural Gas_Broiler_E1 | F2 | Commercial | Education | New | Food Preparation | Natural Gas | Broiler | E1 | TRC BC Ratio | 0.9 | 0.9 | 0.9 | 0.9 | 0.9 | 0.9 | 0.9 | 0.9 | 0.9 | 0.9 | 0.9 | 0.9 | 0.9 | 0.9 | 0.9 | 0.9 | 0.9 | 0.9 | 0.9 | 0.9 | 0.9 | 0.9 | 0.9 | 0.9 | 0.9 | 0.9 | 0.9 | 0.9 | 0.9 | 0.9 | 0.9
F2_Commercial_Education_New_Food Preparation_Natural Gas_Broiler_E2 | F2 | Commercial | Education | New | Food Preparation | Natural Gas | Broiler | E2 | TRC BC Ratio | 1.0817 | 1.0984 | 1.1105 | 1.1043 | 1.1054 | 1.0419 | 0.98943 | 0.96011 | 0.94795 | 0.98308 | 1.0292 | 1.0775 | 0.98953 | 1.0482 | 1.0518 | 1.0465 | 1.0475 | 1.0507 | 1.0307 | 1.0428 | 1.0509 | 1.0624 | 1.0772 | 0.54026 | 0.52971 | 0.5198 | 0.51043 | 0.50152 | 0.49298 | 0.48476 | 0.4768
F2_Commercial_Education_New_Food Preparation_Natural Gas_Broiler_E3 | F2 | Commercial | Education | New | Food Preparation | Natural Gas | Broiler | E3 | TRC BC Ratio | 0 | 0 | 0 | 0 | 0 | 0 | 0 | 0 | 0 | 0 | 0 | 0 | 0 | 0 | 0 | 0 | 0 | 0 | 0 | 0 | 0 | 0 | 0 | 0 | 0 | 0 | 0 | 0 | 0 | 0 | 0
F2_Commercial_Education_New_Food Preparation_Natural Gas_Broiler_E4 | F2 | Commercial | Education | New | Food Preparation | Natural Gas | Broiler | E4 | TRC BC Ratio | 0 | 0 | 0 | 0 | 0 | 0 | 0 | 0 | 0 | 0 | 0 | 0 | 0 | 0 | 0 | 0 | 0 | 0 | 0 | 0 | 0 | 0 | 0 | 0 | 0 | 0 | 0 | 0 | 0 | 0 | 0
F2_Commercial_Education_New_Food Preparation_Natural Gas_Broiler_E5 | F2 | Commercial | Education | New | Food Preparation | Natural Gas | Broiler | E5 | TRC BC Ratio | 0 | 0 | 0 | 0 | 0 | 0 | 0 | 0 | 0 | 0 | 0 | 0 | 0 | 0 | 0 | 0 | 0 | 0 | 0 | 0 | 0 | 0 | 0 | 0 | 0 | 0 | 0 | 0 | 0 | 0 | 0
F2_Commercial_Education_New_Food Preparation_Natural Gas_Broiler_E6 | F2 | Commercial | Education | New | Food Preparation | Natural Gas | Broiler | E6 | TRC BC Ratio | 0 | 0 | 0 | 0 | 0 | 0 | 0 | 0 | 0 | 0 | 0 | 0 | 0 | 0 | 0 | 0 | 0 | 0 | 0 | 0 | 0 | 0 | 0 | 0 | 0 | 0 | 0 | 0 | 0 | 0 | 0
F2_Commercial_Education_New_Food Preparation_Natural Gas_Broiler_E7 | F2 | Commercial | Education | New | Food Preparation | Natural Gas | Broiler | E7 | TRC BC Ratio | 0 | 0 | 0 | 0 | 0 | 0 | 0 | 0 | 0 | 0 | 0 | 0 | 0 | 0 | 0 | 0 | 0 | 0 | 0 | 0 | 0 | 0 | 0 | 0 | 0 | 0 | 0 | 0 | 0 | 0 | 0
F2_Commercial_Education_New_Food Preparation_Natural Gas_Broiler_E8 | F2 | Commercial | Education | New | Food Preparation | Natural Gas | Broiler | E8 | TRC BC Ratio | 0 | 0 | 0 | 0 | 0 | 0 | 0 | 0 | 0 | 0 | 0 | 0 | 0 | 0 | 0 | 0 | 0 | 0 | 0 | 0 | 0 | 0 | 0 | 0 | 0 | 0 | 0 | 0 | 0 | 0 | 0
F2_Commercial_Education_New_Food Preparation_Natural Gas_Broiler_E9 | F2 | Commercial | Education | New | Food Preparation | Natural Gas | Broiler | E9 | TRC BC Ratio | 0 | 0 | 0 | 0 | 0 | 0 | 0 | 0 | 0 | 0 | 0 | 0 | 0 | 0 | 0 | 0 | 0 | 0 | 0 | 0 | 0 | 0 | 0 | 0 | 0 | 0 | 0 | 0 | 0 | 0 | 0
F2_Commercial_Education_New_Food Preparation_Natural Gas_Broiler_E10 | F2 | Commercial | Education | New | Food Preparation | Natural Gas | Broiler | E10 | TRC BC Ratio | 0 | 0 | 0 | 0 | 0 | 0 | 0 | 0 | 0 | 0 | 0 | 0 | 0 | 0 | 0 | 0 | 0 | 0 | 0 | 0 | 0 | 0 | 0 | 0 | 0 | 0 | 0 | 0 | 0 | 0 | 0
F3_Commercial_Education_New_Food Preparation_Natural Gas_Broiler_E1 | F3 | Commercial | Education | New | Food Preparation | Natural Gas | Broiler | E1 | PACT BC Ratio | 0.9 | 0.9 | 0.9 | 0.9 | 0.9 | 0.9 | 0.9 | 0.9 | 0.9 | 0.9 | 0.9 | 0.9 | 0.9 | 0.9 | 0.9 | 0.9 | 0.9 | 0.9 | 0.9 | 0.9 | 0.9 | 0.9 | 0.9 | 0.9 | 0.9 | 0.9 | 0.9 | 0.9 | 0.9 | 0.9 | 0.9
F3_Commercial_Education_New_Food Preparation_Natural Gas_Broiler_E2 | F3 | Commercial | Education | New | Food Preparation | Natural Gas | Broiler | E2 | PACT BC Ratio | 1.3418 | 1.3625 | 1.3776 | 1.3699 | 1.3713 | 1.2925 | 1.2274 | 1.191 | 1.1759 | 1.2195 | 1.2768 | 1.3366 | 1.2275 | 1.3003 | 1.3048 | 1.2982 | 1.2994 | 1.3034 | 1.2785 | 1.2936 | 1.3037 | 1.318 | 1.3363 | 0.6702 | 0.65711 | 0.64482 | 0.6332 | 0.62214 | 0.61155 | 0.60135 | 0.59148
F3_Commercial_Education_New_Food Preparation_Natural Gas_Broiler_E3 | F3 | Commercial | Education | New | Food Preparation | Natural Gas | Broiler | E3 | PACT BC Ratio | 0 | 0 | 0 | 0 | 0 | 0 | 0 | 0 | 0 | 0 | 0 | 0 | 0 | 0 | 0 | 0 | 0 | 0 | 0 | 0 | 0 | 0 | 0 | 0 | 0 | 0 | 0 | 0 | 0 | 0 | 0
F3_Commercial_Education_New_Food Preparation_Natural Gas_Broiler_E4 | F3 | Commercial | Education | New | Food Preparation | Natural Gas | Broiler | E4 | PACT BC Ratio | 0 | 0 | 0 | 0 | 0 | 0 | 0 | 0 | 0 | 0 | 0 | 0 | 0 | 0 | 0 | 0 | 0 | 0 | 0 | 0 | 0 | 0 | 0 | 0 | 0 | 0 | 0 | 0 | 0 | 0 | 0
F3_Commercial_Education_New_Food Preparation_Natural Gas_Broiler_E5 | F3 | Commercial | Education | New | Food Preparation | Natural Gas | Broiler | E5 | PACT BC Ratio | 0 | 0 | 0 | 0 | 0 | 0 | 0 | 0 | 0 | 0 | 0 | 0 | 0 | 0 | 0 | 0 | 0 | 0 | 0 | 0 | 0 | 0 | 0 | 0 | 0 | 0 | 0 | 0 | 0 | 0 | 0
F3_Commercial_Education_New_Food Preparation_Natural Gas_Broiler_E6 | F3 | Commercial | Education | New | Food Preparation | Natural Gas | Broiler | E6 | PACT BC Ratio | 0 | 0 | 0 | 0 | 0 | 0 | 0 | 0 | 0 | 0 | 0 | 0 | 0 | 0 | 0 | 0 | 0 | 0 | 0 | 0 | 0 | 0 | 0 | 0 | 0 | 0 | 0 | 0 | 0 | 0 | 0
F3_Commercial_Education_New_Food Preparation_Natural Gas_Broiler_E7 | F3 | Commercial | Education | New | Food Preparation | Natural Gas | Broiler | E7 | PACT BC Ratio | 0 | 0 | 0 | 0 | 0 | 0 | 0 | 0 | 0 | 0 | 0 | 0 | 0 | 0 | 0 | 0 | 0 | 0 | 0 | 0 | 0 | 0 | 0 | 0 | 0 | 0 | 0 | 0 | 0 | 0 | 0
F3_Commercial_Education_New_Food Preparation_Natural Gas_Broiler_E8 | F3 | Commercial | Education | New | Food Preparation | Natural Gas | Broiler | E8 | PACT BC Ratio | 0 | 0 | 0 | 0 | 0 | 0 | 0 | 0 | 0 | 0 | 0 | 0 | 0 | 0 | 0 | 0 | 0 | 0 | 0 | 0 | 0 | 0 | 0 | 0 | 0 | 0 | 0 | 0 | 0 | 0 | 0
F3_Commercial_Education_New_Food Preparation_Natural Gas_Broiler_E9 | F3 | Commercial | Education | New | Food Preparation | Natural Gas | Broiler | E9 | PACT BC Ratio | 0 | 0 | 0 | 0 | 0 | 0 | 0 | 0 | 0 | 0 | 0 | 0 | 0 | 0 | 0 | 0 | 0 | 0 | 0 | 0 | 0 | 0 | 0 | 0 | 0 | 0 | 0 | 0 | 0 | 0 | 0
F3_Commercial_Education_New_Food Preparation_Natural Gas_Broiler_E10 | F3 | Commercial | Education | New | Food Preparation | Natural Gas | Broiler | E10 | PACT BC Ratio | 0 | 0 | 0 | 0 | 0 | 0 | 0 | 0 | 0 | 0 | 0 | 0 | 0 | 0 | 0 | 0 | 0 | 0 | 0 | 0 | 0 | 0 | 0 | 0 | 0 | 0 | 0 | 0 | 0 | 0 | 0
F4_Commercial_Education_New_Food Preparation_Natural Gas_Broiler_E1 | F4 | Commercial | Education | New | Food Preparation | Natural Gas | Broiler | E1 | PCT BC Ratio | 0.9 | 0.9 | 0.9 | 0.9 | 0.9 | 0.9 | 0.9 | 0.9 | 0.9 | 0.9 | 0.9 | 0.9 | 0.9 | 0.9 | 0.9 | 0.9 | 0.9 | 0.9 | 0.9 | 0.9 | 0.9 | 0.9 | 0.9 | 0.9 | 0.9 | 0.9 | 0.9 | 0.9 | 0.9 | 0.9 | 0.9
F4_Commercial_Education_New_Food Preparation_Natural Gas_Broiler_E2 | F4 | Commercial | Education | New | Food Preparation | Natural Gas | Broiler | E2 | PCT BC Ratio | 2.9075 | 2.9421 | 2.9672 | 2.9544 | 2.9567 | 2.8251 | 2.7162 | 2.6554 | 2.6302 | 2.703 | 2.7987 | 2.8987 | 2.7164 | 2.8381 | 2.8455 | 2.8346 | 2.8366 | 2.8433 | 2.8017 | 2.8268 | 2.8437 | 2.8676 | 2.8982 | 1.7847 | 1.7629 | 1.7423 | 1.7229 | 1.7044 | 1.6867 | 1.6697 | 1.6532
F4_Commercial_Education_New_Food Preparation_Natural Gas_Broiler_E3 | F4 | Commercial | Education | New | Food Preparation | Natural Gas | Broiler | E3 | PCT BC Ratio | 0 | 0 | 0 | 0 | 0 | 0 | 0 | 0 | 0 | 0 | 0 | 0 | 0 | 0 | 0 | 0 | 0 | 0 | 0 | 0 | 0 | 0 | 0 | 0 | 0 | 0 | 0 | 0 | 0 | 0 | 0
F4_Commercial_Education_New_Food Preparation_Natural Gas_Broiler_E4 | F4 | Commercial | Education | New | Food Preparation | Natural Gas | Broiler | E4 | PCT BC Ratio | 0 | 0 | 0 | 0 | 0 | 0 | 0 | 0 | 0 | 0 | 0 | 0 | 0 | 0 | 0 | 0 | 0 | 0 | 0 | 0 | 0 | 0 | 0 | 0 | 0 | 0 | 0 | 0 | 0 | 0 | 0
F4_Commercial_Education_New_Food Preparation_Natural Gas_Broiler_E5 | F4 | Commercial | Education | New | Food Preparation | Natural Gas | Broiler | E5 | PCT BC Ratio | 0 | 0 | 0 | 0 | 0 | 0 | 0 | 0 | 0 | 0 | 0 | 0 | 0 | 0 | 0 | 0 | 0 | 0 | 0 | 0 | 0 | 0 | 0 | 0 | 0 | 0 | 0 | 0 | 0 | 0 | 0
F4_Commercial_Education_New_Food Preparation_Natural Gas_Broiler_E6 | F4 | Commercial | Education | New | Food Preparation | Natural Gas | Broiler | E6 | PCT BC Ratio | 0 | 0 | 0 | 0 | 0 | 0 | 0 | 0 | 0 | 0 | 0 | 0 | 0 | 0 | 0 | 0 | 0 | 0 | 0 | 0 | 0 | 0 | 0 | 0 | 0 | 0 | 0 | 0 | 0 | 0 | 0
F4_Commercial_Education_New_Food Preparation_Natural Gas_Broiler_E7 | F4 | Commercial | Education | New | Food Preparation | Natural Gas | Broiler | E7 | PCT BC Ratio | 0 | 0 | 0 | 0 | 0 | 0 | 0 | 0 | 0 | 0 | 0 | 0 | 0 | 0 | 0 | 0 | 0 | 0 | 0 | 0 | 0 | 0 | 0 | 0 | 0 | 0 | 0 | 0 | 0 | 0 | 0
F4_Commercial_Education_New_Food Preparation_Natural Gas_Broiler_E8 | F4 | Commercial | Education | New | Food Preparation | Natural Gas | Broiler | E8 | PCT BC Ratio | 0 | 0 | 0 | 0 | 0 | 0 | 0 | 0 | 0 | 0 | 0 | 0 | 0 | 0 | 0 | 0 | 0 | 0 | 0 | 0 | 0 | 0 | 0 | 0 | 0 | 0 | 0 | 0 | 0 | 0 | 0
F4_Commercial_Education_New_Food Preparation_Natural Gas_Broiler_E9 | F4 | Commercial | Education | New | Food Preparation | Natural Gas | Broiler | E9 | PCT BC Ratio | 0 | 0 | 0 | 0 | 0 | 0 | 0 | 0 | 0 | 0 | 0 | 0 | 0 | 0 | 0 | 0 | 0 | 0 | 0 | 0 | 0 | 0 | 0 | 0 | 0 | 0 | 0 | 0 | 0 | 0 | 0
F4_Commercial_Education_New_Food Preparation_Natural Gas_Broiler_E10 | F4 | Commercial | Education | New | Food Preparation | Natural Gas | Broiler | E10 | PCT BC Ratio | 0 | 0 | 0 | 0 | 0 | 0 | 0 | 0 | 0 | 0 | 0 | 0 | 0 | 0 | 0 | 0 | 0 | 0 | 0 | 0 | 0 | 0 | 0 | 0 | 0 | 0 | 0 | 0 | 0 | 0 | 0
F5_Commercial_Education_New_Food Preparation_Natural Gas_Broiler_E1 | F5 | Commercial | Education | New | Food Preparation | Natural Gas | Broiler | E1 | RIM BC Ratio | 0.9 | 0.9 | 0.9 | 0.9 | 0.9 | 0.9 | 0.9 | 0.9 | 0.9 | 0.9 | 0.9 | 0.9 | 0.9 | 0.9 | 0.9 | 0.9 | 0.9 | 0.9 | 0.9 | 0.9 | 0.9 | 0.9 | 0.9 | 0.9 | 0.9 | 0.9 | 0.9 | 0.9 | 0.9 | 0.9 | 0.9
F5_Commercial_Education_New_Food Preparation_Natural Gas_Broiler_E2 | F5 | Commercial | Education | New | Food Preparation | Natural Gas | Broiler | E2 | RIM BC Ratio | 0.51458 | 0.5176 | 0.51976 | 0.51866 | 0.51886 | 0.50717 | 0.49682 | 0.49075 | 0.48817 | 0.49553 | 0.50472 | 0.51381 | 0.49684 | 0.50836 | 0.50904 | 0.50804 | 0.50823 | 0.50884 | 0.505 | 0.50733 | 0.50888 | 0.51103 | 0.51377 | 0.37172 | 0.36766 | 0.36378 | 0.36005 | 0.35645 | 0.35295 | 0.34953 | 0.34617
F5_Commercial_Education_New_Food Preparation_Natural Gas_Broiler_E3 | F5 | Commercial | Education | New | Food Preparation | Natural Gas | Broiler | E3 | RIM BC Ratio | 0 | 0 | 0 | 0 | 0 | 0 | 0 | 0 | 0 | 0 | 0 | 0 | 0 | 0 | 0 | 0 | 0 | 0 | 0 | 0 | 0 | 0 | 0 | 0 | 0 | 0 | 0 | 0 | 0 | 0 | 0
F5_Commercial_Education_New_Food Preparation_Natural Gas_Broiler_E4 | F5 | Commercial | Education | New | Food Preparation | Natural Gas | Broiler | E4 | RIM BC Ratio | 0 | 0 | 0 | 0 | 0 | 0 | 0 | 0 | 0 | 0 | 0 | 0 | 0 | 0 | 0 | 0 | 0 | 0 | 0 | 0 | 0 | 0 | 0 | 0 | 0 | 0 | 0 | 0 | 0 | 0 | 0
F5_Commercial_Education_New_Food Preparation_Natural Gas_Broiler_E5 | F5 | Commercial | Education | New | Food Preparation | Natural Gas | Broiler | E5 | RIM BC Ratio | 0 | 0 | 0 | 0 | 0 | 0 | 0 | 0 | 0 | 0 | 0 | 0 | 0 | 0 | 0 | 0 | 0 | 0 | 0 | 0 | 0 | 0 | 0 | 0 | 0 | 0 | 0 | 0 | 0 | 0 | 0
F5_Commercial_Education_New_Food Preparation_Natural Gas_Broiler_E6 | F5 | Commercial | Education | New | Food Preparation | Natural Gas | Broiler | E6 | RIM BC Ratio | 0 | 0 | 0 | 0 | 0 | 0 | 0 | 0 | 0 | 0 | 0 | 0 | 0 | 0 | 0 | 0 | 0 | 0 | 0 | 0 | 0 | 0 | 0 | 0 | 0 | 0 | 0 | 0 | 0 | 0 | 0
F5_Commercial_Education_New_Food Preparation_Natural Gas_Broiler_E7 | F5 | Commercial | Education | New | Food Preparation | Natural Gas | Broiler | E7 | RIM BC Ratio | 0 | 0 | 0 | 0 | 0 | 0 | 0 | 0 | 0 | 0 | 0 | 0 | 0 | 0 | 0 | 0 | 0 | 0 | 0 | 0 | 0 | 0 | 0 | 0 | 0 | 0 | 0 | 0 | 0 | 0 | 0
F5_Commercial_Education_New_Food Preparation_Natural Gas_Broiler_E8 | F5 | Commercial | Education | New | Food Preparation | Natural Gas | Broiler | E8 | RIM BC Ratio | 0 | 0 | 0 | 0 | 0 | 0 | 0 | 0 | 0 | 0 | 0 | 0 | 0 | 0 | 0 | 0 | 0 | 0 | 0 | 0 | 0 | 0 | 0 | 0 | 0 | 0 | 0 | 0 | 0 | 0 | 0
F5_Commercial_Education_New_Food Preparation_Natural Gas_Broiler_E9 | F5 | Commercial | Education | New | Food Preparation | Natural Gas | Broiler | E9 | RIM BC Ratio | 0 | 0 | 0 | 0 | 0 | 0 | 0 | 0 | 0 | 0 | 0 | 0 | 0 | 0 | 0 | 0 | 0 | 0 | 0 | 0 | 0 | 0 | 0 | 0 | 0 | 0 | 0 | 0 | 0 | 0 | 0
F5_Commercial_Education_New_Food Preparation_Natural Gas_Broiler_E10 | F5 | Commercial | Education | New | Food Preparation | Natural Gas | Broiler | E10 | RIM BC Ratio | 0 | 0 | 0 | 0 | 0 | 0 | 0 | 0 | 0 | 0 | 0 | 0 | 0 | 0 | 0 | 0 | 0 | 0 | 0 | 0 | 0 | 0 | 0 | 0 | 0 | 0 | 0 | 0 | 0 | 0 | 0
F0_Commercial_Education_New_Food Preparation_Natural Gas_Griddle_E0 | F0 | Commercial | Education | New | Food Preparation | Natural Gas | Griddle | E0 | Economic Unit | ENERGY STAR | ENERGY STAR | ENERGY STAR | ENERGY STAR | ENERGY STAR | ENERGY STAR | ENERGY STAR | ENERGY STAR | ENERGY STAR | ENERGY STAR | ENERGY STAR | ENERGY STAR | ENERGY STAR | ENERGY STAR | ENERGY STAR | ENERGY STAR | ENERGY STAR | ENERGY STAR | ENERGY STAR | ENERGY STAR | ENERGY STAR | ENERGY STAR | ENERGY STAR | Standard | Standard | Standard | Standard | Standard | Standard | Standard | Standard
F1_Commercial_Education_New_Food Preparation_Natural Gas_Griddle_E1 | F1 | Commercial | Education | New | Food Preparation | Natural Gas | Griddle | E1 | CCE | 0 | 0 | 0 | 0 | 0 | 0 | 0 | 0 | 0 | 0 | 0 | 0 | 0 | 0 | 0 | 0 | 0 | 0 | 0 | 0 | 0 | 0 | 0 | 0 | 0 | 0 | 0 | 0 | 0 | 0 | 0
F1_Commercial_Education_New_Food Preparation_Natural Gas_Griddle_E2 | F1 | Commercial | Education | New | Food Preparation | Natural Gas | Griddle | E2 | CCE | 0.005722 | 0.0055009 | 0.0055271 | 0.0055849 | 0.0055849 | 0.0055849 | 0.0055849 | 0.0055849 | 0.0055849 | 0.0055849 | 0.0055849 | 0.0055849 | 0.0055849 | 0.0055849 | 0.0055849 | 0.0055849 | 0.0055849 | 0.0055849 | 0.0055849 | 0.0055849 | 0.0055849 | 0.0055849 | 0.0055849 | 0.0055849 | 0.0055849 | 0.0055849 | 0.0055849 | 0.0055849 | 0.0055849 | 0.0055849 | 0.0055849
F1_Commercial_Education_New_Food Preparation_Natural Gas_Griddle_E3 | F1 | Commercial | Education | New | Food Preparation | Natural Gas | Griddle | E3 | CCE | 0 | 0 | 0 | 0 | 0 | 0 | 0 | 0 | 0 | 0 | 0 | 0 | 0 | 0 | 0 | 0 | 0 | 0 | 0 | 0 | 0 | 0 | 0 | 0 | 0 | 0 | 0 | 0 | 0 | 0 | 0
F1_Commercial_Education_New_Food Preparation_Natural Gas_Griddle_E4 | F1 | Commercial | Education | New | Food Preparation | Natural Gas | Griddle | E4 | CCE | 0 | 0 | 0 | 0 | 0 | 0 | 0 | 0 | 0 | 0 | 0 | 0 | 0 | 0 | 0 | 0 | 0 | 0 | 0 | 0 | 0 | 0 | 0 | 0 | 0 | 0 | 0 | 0 | 0 | 0 | 0
F1_Commercial_Education_New_Food Preparation_Natural Gas_Griddle_E5 | F1 | Commercial | Education | New | Food Preparation | Natural Gas | Griddle | E5 | CCE | 0 | 0 | 0 | 0 | 0 | 0 | 0 | 0 | 0 | 0 | 0 | 0 | 0 | 0 | 0 | 0 | 0 | 0 | 0 | 0 | 0 | 0 | 0 | 0 | 0 | 0 | 0 | 0 | 0 | 0 | 0
F1_Commercial_Education_New_Food Preparation_Natural Gas_Griddle_E6 | F1 | Commercial | Education | New | Food Preparation | Natural Gas | Griddle | E6 | CCE | 0 | 0 | 0 | 0 | 0 | 0 | 0 | 0 | 0 | 0 | 0 | 0 | 0 | 0 | 0 | 0 | 0 | 0 | 0 | 0 | 0 | 0 | 0 | 0 | 0 | 0 | 0 | 0 | 0 | 0 | 0
F1_Commercial_Education_New_Food Preparation_Natural Gas_Griddle_E7 | F1 | Commercial | Education | New | Food Preparation | Natural Gas | Griddle | E7 | CCE | 0 | 0 | 0 | 0 | 0 | 0 | 0 | 0 | 0 | 0 | 0 | 0 | 0 | 0 | 0 | 0 | 0 | 0 | 0 | 0 | 0 | 0 | 0 | 0 | 0 | 0 | 0 | 0 | 0 | 0 | 0
F1_Commercial_Education_New_Food Preparation_Natural Gas_Griddle_E8 | F1 | Commercial | Education | New | Food Preparation | Natural Gas | Griddle | E8 | CCE | 0 | 0 | 0 | 0 | 0 | 0 | 0 | 0 | 0 | 0 | 0 | 0 | 0 | 0 | 0 | 0 | 0 | 0 | 0 | 0 | 0 | 0 | 0 | 0 | 0 | 0 | 0 | 0 | 0 | 0 | 0
F1_Commercial_Education_New_Food Preparation_Natural Gas_Griddle_E9 | F1 | Commercial | Education | New | Food Preparation | Natural Gas | Griddle | E9 | CCE | 0 | 0 | 0 | 0 | 0 | 0 | 0 | 0 | 0 | 0 | 0 | 0 | 0 | 0 | 0 | 0 | 0 | 0 | 0 | 0 | 0 | 0 | 0 | 0 | 0 | 0 | 0 | 0 | 0 | 0 | 0
F1_Commercial_Education_New_Food Preparation_Natural Gas_Griddle_E10 | F1 | Commercial | Education | New | Food Preparation | Natural Gas | Griddle | E10 | CCE | 0 | 0 | 0 | 0 | 0 | 0 | 0 | 0 | 0 | 0 | 0 | 0 | 0 | 0 | 0 | 0 | 0 | 0 | 0 | 0 | 0 | 0 | 0 | 0 | 0 | 0 | 0 | 0 | 0 | 0 | 0
F2_Commercial_Education_New_Food Preparation_Natural Gas_Griddle_E1 | F2 | Commercial | Education | New | Food Preparation | Natural Gas | Griddle | E1 | TRC BC Ratio | 0.9 | 0.9 | 0.9 | 0.9 | 0.9 | 0.9 | 0.9 | 0.9 | 0.9 | 0.9 | 0.9 | 0.9 | 0.9 | 0.9 | 0.9 | 0.9 | 0.9 | 0.9 | 0.9 | 0.9 | 0.9 | 0.9 | 0.9 | 0.9 | 0.9 | 0.9 | 0.9 | 0.9 | 0.9 | 0.9 | 0.9
F2_Commercial_Education_New_Food Preparation_Natural Gas_Griddle_E2 | F2 | Commercial | Education | New | Food Preparation | Natural Gas | Griddle | E2 | TRC BC Ratio | 1.796 | 1.8237 | 1.8438 | 1.8336 | 1.8354 | 1.73 | 1.6428 | 1.5942 | 1.574 | 1.6323 | 1.7089 | 1.789 | 1.643 | 1.7404 | 1.7464 | 1.7377 | 1.7393 | 1.7446 | 1.7113 | 1.7314 | 1.745 | 1.764 | 1.7886 | 0.89704 | 0.87953 | 0.86307 | 0.84752 | 0.83272 | 0.81854 | 0.80489 | 0.79167
F2_Commercial_Education_New_Food Preparation_Natural Gas_Griddle_E3 | F2 | Commercial | Education | New | Food Preparation | Natural Gas | Griddle | E3 | TRC BC Ratio | 0 | 0 | 0 | 0 | 0 | 0 | 0 | 0 | 0 | 0 | 0 | 0 | 0 | 0 | 0 | 0 | 0 | 0 | 0 | 0 | 0 | 0 | 0 | 0 | 0 | 0 | 0 | 0 | 0 | 0 | 0
F2_Commercial_Education_New_Food Preparation_Natural Gas_Griddle_E4 | F2 | Commercial | Education | New | Food Preparation | Natural Gas | Griddle | E4 | TRC BC Ratio | 0 | 0 | 0 | 0 | 0 | 0 | 0 | 0 | 0 | 0 | 0 | 0 | 0 | 0 | 0 | 0 | 0 | 0 | 0 | 0 | 0 | 0 | 0 | 0 | 0 | 0 | 0 | 0 | 0 | 0 | 0
F2_Commercial_Education_New_Food Preparation_Natural Gas_Griddle_E5 | F2 | Commercial | Education | New | Food Preparation | Natural Gas | Griddle | E5 | TRC BC Ratio | 0 | 0 | 0 | 0 | 0 | 0 | 0 | 0 | 0 | 0 | 0 | 0 | 0 | 0 | 0 | 0 | 0 | 0 | 0 | 0 | 0 | 0 | 0 | 0 | 0 | 0 | 0 | 0 | 0 | 0 | 0
F2_Commercial_Education_New_Food Preparation_Natural Gas_Griddle_E6 | F2 | Commercial | Education | New | Food Preparation | Natural Gas | Griddle | E6 | TRC BC Ratio | 0 | 0 | 0 | 0 | 0 | 0 | 0 | 0 | 0 | 0 | 0 | 0 | 0 | 0 | 0 | 0 | 0 | 0 | 0 | 0 | 0 | 0 | 0 | 0 | 0 | 0 | 0 | 0 | 0 | 0 | 0
F2_Commercial_Education_New_Food Preparation_Natural Gas_Griddle_E7 | F2 | Commercial | Education | New | Food Preparation | Natural Gas | Griddle | E7 | TRC BC Ratio | 0 | 0 | 0 | 0 | 0 | 0 | 0 | 0 | 0 | 0 | 0 | 0 | 0 | 0 | 0 | 0 | 0 | 0 | 0 | 0 | 0 | 0 | 0 | 0 | 0 | 0 | 0 | 0 | 0 | 0 | 0
F2_Commercial_Education_New_Food Preparation_Natural Gas_Griddle_E8 | F2 | Commercial | Education | New | Food Preparation | Natural Gas | Griddle | E8 | TRC BC Ratio | 0 | 0 | 0 | 0 | 0 | 0 | 0 | 0 | 0 | 0 | 0 | 0 | 0 | 0 | 0 | 0 | 0 | 0 | 0 | 0 | 0 | 0 | 0 | 0 | 0 | 0 | 0 | 0 | 0 | 0 | 0
F2_Commercial_Education_New_Food Preparation_Natural Gas_Griddle_E9 | F2 | Commercial | Education | New | Food Preparation | Natural Gas | Griddle | E9 | TRC BC Ratio | 0 | 0 | 0 | 0 | 0 | 0 | 0 | 0 | 0 | 0 | 0 | 0 | 0 | 0 | 0 | 0 | 0 | 0 | 0 | 0 | 0 | 0 | 0 | 0 | 0 | 0 | 0 | 0 | 0 | 0 | 0
F2_Commercial_Education_New_Food Preparation_Natural Gas_Griddle_E10 | F2 | Commercial | Education | New | Food Preparation | Natural Gas | Griddle | E10 | TRC BC Ratio | 0 | 0 | 0 | 0 | 0 | 0 | 0 | 0 | 0 | 0 | 0 | 0 | 0 | 0 | 0 | 0 | 0 | 0 | 0 | 0 | 0 | 0 | 0 | 0 | 0 | 0 | 0 | 0 | 0 | 0 | 0
F3_Commercial_Education_New_Food Preparation_Natural Gas_Griddle_E1 | F3 | Commercial | Education | New | Food Preparation | Natural Gas | Griddle | E1 | PACT BC Ratio | 0.9 | 0.9 | 0.9 | 0.9 | 0.9 | 0.9 | 0.9 | 0.9 | 0.9 | 0.9 | 0.9 | 0.9 | 0.9 | 0.9 | 0.9 | 0.9 | 0.9 | 0.9 | 0.9 | 0.9 | 0.9 | 0.9 | 0.9 | 0.9 | 0.9 | 0.9 | 0.9 | 0.9 | 0.9 | 0.9 | 0.9
F3_Commercial_Education_New_Food Preparation_Natural Gas_Griddle_E2 | F3 | Commercial | Education | New | Food Preparation | Natural Gas | Griddle | E2 | PACT BC Ratio | 1.796 | 1.8237 | 1.8438 | 1.8336 | 1.8354 | 1.73 | 1.6428 | 1.5942 | 1.574 | 1.6323 | 1.7089 | 1.789 | 1.643 | 1.7404 | 1.7464 | 1.7377 | 1.7393 | 1.7446 | 1.7113 | 1.7314 | 1.745 | 1.764 | 1.7886 | 0.89704 | 0.87953 | 0.86307 | 0.84752 | 0.83272 | 0.81854 | 0.80489 | 0.79167
F3_Commercial_Education_New_Food Preparation_Natural Gas_Griddle_E3 | F3 | Commercial | Education | New | Food Preparation | Natural Gas | Griddle | E3 | PACT BC Ratio | 0 | 0 | 0 | 0 | 0 | 0 | 0 | 0 | 0 | 0 | 0 | 0 | 0 | 0 | 0 | 0 | 0 | 0 | 0 | 0 | 0 | 0 | 0 | 0 | 0 | 0 | 0 | 0 | 0 | 0 | 0
F3_Commercial_Education_New_Food Preparation_Natural Gas_Griddle_E4 | F3 | Commercial | Education | New | Food Preparation | Natural Gas | Griddle | E4 | PACT BC Ratio | 0 | 0 | 0 | 0 | 0 | 0 | 0 | 0 | 0 | 0 | 0 | 0 | 0 | 0 | 0 | 0 | 0 | 0 | 0 | 0 | 0 | 0 | 0 | 0 | 0 | 0 | 0 | 0 | 0 | 0 | 0
F3_Commercial_Education_New_Food Preparation_Natural Gas_Griddle_E5 | F3 | Commercial | Education | New | Food Preparation | Natural Gas | Griddle | E5 | PACT BC Ratio | 0 | 0 | 0 | 0 | 0 | 0 | 0 | 0 | 0 | 0 | 0 | 0 | 0 | 0 | 0 | 0 | 0 | 0 | 0 | 0 | 0 | 0 | 0 | 0 | 0 | 0 | 0 | 0 | 0 | 0 | 0
F3_Commercial_Education_New_Food Preparation_Natural Gas_Griddle_E6 | F3 | Commercial | Education | New | Food Preparation | Natural Gas | Griddle | E6 | PACT BC Ratio | 0 | 0 | 0 | 0 | 0 | 0 | 0 | 0 | 0 | 0 | 0 | 0 | 0 | 0 | 0 | 0 | 0 | 0 | 0 | 0 | 0 | 0 | 0 | 0 | 0 | 0 | 0 | 0 | 0 | 0 | 0
F3_Commercial_Education_New_Food Preparation_Natural Gas_Griddle_E7 | F3 | Commercial | Education | New | Food Preparation | Natural Gas | Griddle | E7 | PACT BC Ratio | 0 | 0 | 0 | 0 | 0 | 0 | 0 | 0 | 0 | 0 | 0 | 0 | 0 | 0 | 0 | 0 | 0 | 0 | 0 | 0 | 0 | 0 | 0 | 0 | 0 | 0 | 0 | 0 | 0 | 0 | 0
F3_Commercial_Education_New_Food Preparation_Natural Gas_Griddle_E8 | F3 | Commercial | Education | New | Food Preparation | Natural Gas | Griddle | E8 | PACT BC Ratio | 0 | 0 | 0 | 0 | 0 | 0 | 0 | 0 | 0 | 0 | 0 | 0 | 0 | 0 | 0 | 0 | 0 | 0 | 0 | 0 | 0 | 0 | 0 | 0 | 0 | 0 | 0 | 0 | 0 | 0 | 0
F3_Commercial_Education_New_Food Preparation_Natural Gas_Griddle_E9 | F3 | Commercial | Education | New | Food Preparation | Natural Gas | Griddle | E9 | PACT BC Ratio | 0 | 0 | 0 | 0 | 0 | 0 | 0 | 0 | 0 | 0 | 0 | 0 | 0 | 0 | 0 | 0 | 0 | 0 | 0 | 0 | 0 | 0 | 0 | 0 | 0 | 0 | 0 | 0 | 0 | 0 | 0
F3_Commercial_Education_New_Food Preparation_Natural Gas_Griddle_E10 | F3 | Commercial | Education | New | Food Preparation | Natural Gas | Griddle | E10 | PACT BC Ratio | 0 | 0 | 0 | 0 | 0 | 0 | 0 | 0 | 0 | 0 | 0 | 0 | 0 | 0 | 0 | 0 | 0 | 0 | 0 | 0 | 0 | 0 | 0 | 0 | 0 | 0 | 0 | 0 | 0 | 0 | 0
F4_Commercial_Education_New_Food Preparation_Natural Gas_Griddle_E1 | F4 | Commercial | Education | New | Food Preparation | Natural Gas | Griddle | E1 | PCT BC Ratio | 0.9 | 0.9 | 0.9 | 0.9 | 0.9 | 0.9 | 0.9 | 0.9 | 0.9 | 0.9 | 0.9 | 0.9 | 0.9 | 0.9 | 0.9 | 0.9 | 0.9 | 0.9 | 0.9 | 0.9 | 0.9 | 0.9 | 0.9 | 0.9 | 0.9 | 0.9 | 0.9 | 0.9 | 0.9 | 0.9 | 0.9
F4_Commercial_Education_New_Food Preparation_Natural Gas_Griddle_E2 | F4 | Commercial | Education | New | Food Preparation | Natural Gas | Griddle | E2 | PCT BC Ratio | 5.5186 | 5.5883 | 5.639 | 5.6131 | 5.6178 | 5.3526 | 5.1333 | 5.0108 | 4.96 | 5.1068 | 5.2995 | 5.501 | 5.1337 | 5.3789 | 5.3938 | 5.3719 | 5.3759 | 5.3893 | 5.3055 | 5.3561 | 5.3902 | 5.4382 | 5.5 | 3.2569 | 3.2128 | 3.1714 | 3.1323 | 3.0951 | 3.0594 | 3.0251 | 2.9918
F4_Commercial_Education_New_Food Preparation_Natural Gas_Griddle_E3 | F4 | Commercial | Education | New | Food Preparation | Natural Gas | Griddle | E3 | PCT BC Ratio | 0 | 0 | 0 | 0 | 0 | 0 | 0 | 0 | 0 | 0 | 0 | 0 | 0 | 0 | 0 | 0 | 0 | 0 | 0 | 0 | 0 | 0 | 0 | 0 | 0 | 0 | 0 | 0 | 0 | 0 | 0
F4_Commercial_Education_New_Food Preparation_Natural Gas_Griddle_E4 | F4 | Commercial | Education | New | Food Preparation | Natural Gas | Griddle | E4 | PCT BC Ratio | 0 | 0 | 0 | 0 | 0 | 0 | 0 | 0 | 0 | 0 | 0 | 0 | 0 | 0 | 0 | 0 | 0 | 0 | 0 | 0 | 0 | 0 | 0 | 0 | 0 | 0 | 0 | 0 | 0 | 0 | 0
F4_Commercial_Education_New_Food Preparation_Natural Gas_Griddle_E5 | F4 | Commercial | Education | New | Food Preparation | Natural Gas | Griddle | E5 | PCT BC Ratio | 0 | 0 | 0 | 0 | 0 | 0 | 0 | 0 | 0 | 0 | 0 | 0 | 0 | 0 | 0 | 0 | 0 | 0 | 0 | 0 | 0 | 0 | 0 | 0 | 0 | 0 | 0 | 0 | 0 | 0 | 0
F4_Commercial_Education_New_Food Preparation_Natural Gas_Griddle_E6 | F4 | Commercial | Education | New | Food Preparation | Natural Gas | Griddle | E6 | PCT BC Ratio | 0 | 0 | 0 | 0 | 0 | 0 | 0 | 0 | 0 | 0 | 0 | 0 | 0 | 0 | 0 | 0 | 0 | 0 | 0 | 0 | 0 | 0 | 0 | 0 | 0 | 0 | 0 | 0 | 0 | 0 | 0
F4_Commercial_Education_New_Food Preparation_Natural Gas_Griddle_E7 | F4 | Commercial | Education | New | Food Preparation | Natural Gas | Griddle | E7 | PCT BC Ratio | 0 | 0 | 0 | 0 | 0 | 0 | 0 | 0 | 0 | 0 | 0 | 0 | 0 | 0 | 0 | 0 | 0 | 0 | 0 | 0 | 0 | 0 | 0 | 0 | 0 | 0 | 0 | 0 | 0 | 0 | 0
F4_Commercial_Education_New_Food Preparation_Natural Gas_Griddle_E8 | F4 | Commercial | Education | New | Food Preparation | Natural Gas | Griddle | E8 | PCT BC Ratio | 0 | 0 | 0 | 0 | 0 | 0 | 0 | 0 | 0 | 0 | 0 | 0 | 0 | 0 | 0 | 0 | 0 | 0 | 0 | 0 | 0 | 0 | 0 | 0 | 0 | 0 | 0 | 0 | 0 | 0 | 0
F4_Commercial_Education_New_Food Preparation_Natural Gas_Griddle_E9 | F4 | Commercial | Education | New | Food Preparation | Natural Gas | Griddle | E9 | PCT BC Ratio | 0 | 0 | 0 | 0 | 0 | 0 | 0 | 0 | 0 | 0 | 0 | 0 | 0 | 0 | 0 | 0 | 0 | 0 | 0 | 0 | 0 | 0 | 0 | 0 | 0 | 0 | 0 | 0 | 0 | 0 | 0
F4_Commercial_Education_New_Food Preparation_Natural Gas_Griddle_E10 | F4 | Commercial | Education | New | Food Preparation | Natural Gas | Griddle | E10 | PCT BC Ratio | 0 | 0 | 0 | 0 | 0 | 0 | 0 | 0 | 0 | 0 | 0 | 0 | 0 | 0 | 0 | 0 | 0 | 0 | 0 | 0 | 0 | 0 | 0 | 0 | 0 | 0 | 0 | 0 | 0 | 0 | 0
F5_Commercial_Education_New_Food Preparation_Natural Gas_Griddle_E1 | F5 | Commercial | Education | New | Food Preparation | Natural Gas | Griddle | E1 | RIM BC Ratio | 0.9 | 0.9 | 0.9 | 0.9 | 0.9 | 0.9 | 0.9 | 0.9 | 0.9 | 0.9 | 0.9 | 0.9 | 0.9 | 0.9 | 0.9 | 0.9 | 0.9 | 0.9 | 0.9 | 0.9 | 0.9 | 0.9 | 0.9 | 0.9 | 0.9 | 0.9 | 0.9 | 0.9 | 0.9 | 0.9 | 0.9
F5_Commercial_Education_New_Food Preparation_Natural Gas_Griddle_E2 | F5 | Commercial | Education | New | Food Preparation | Natural Gas | Griddle | E2 | RIM BC Ratio | 0.56985 | 0.57261 | 0.57458 | 0.57358 | 0.57376 | 0.56303 | 0.55347 | 0.54784 | 0.54543 | 0.55227 | 0.56078 | 0.56914 | 0.55349 | 0.56413 | 0.56476 | 0.56384 | 0.56401 | 0.56457 | 0.56103 | 0.56318 | 0.56461 | 0.56659 | 0.5691 | 0.43237 | 0.42826 | 0.42432 | 0.42052 | 0.41685 | 0.41327 | 0.40976 | 0.4063
F5_Commercial_Education_New_Food Preparation_Natural Gas_Griddle_E3 | F5 | Commercial | Education | New | Food Preparation | Natural Gas | Griddle | E3 | RIM BC Ratio | 0 | 0 | 0 | 0 | 0 | 0 | 0 | 0 | 0 | 0 | 0 | 0 | 0 | 0 | 0 | 0 | 0 | 0 | 0 | 0 | 0 | 0 | 0 | 0 | 0 | 0 | 0 | 0 | 0 | 0 | 0
F5_Commercial_Education_New_Food Preparation_Natural Gas_Griddle_E4 | F5 | Commercial | Education | New | Food Preparation | Natural Gas | Griddle | E4 | RIM BC Ratio | 0 | 0 | 0 | 0 | 0 | 0 | 0 | 0 | 0 | 0 | 0 | 0 | 0 | 0 | 0 | 0 | 0 | 0 | 0 | 0 | 0 | 0 | 0 | 0 | 0 | 0 | 0 | 0 | 0 | 0 | 0
F5_Commercial_Education_New_Food Preparation_Natural Gas_Griddle_E5 | F5 | Commercial | Education | New | Food Preparation | Natural Gas | Griddle | E5 | RIM BC Ratio | 0 | 0 | 0 | 0 | 0 | 0 | 0 | 0 | 0 | 0 | 0 | 0 | 0 | 0 | 0 | 0 | 0 | 0 | 0 | 0 | 0 | 0 | 0 | 0 | 0 | 0 | 0 | 0 | 0 | 0 | 0
F5_Commercial_Education_New_Food Preparation_Natural Gas_Griddle_E6 | F5 | Commercial | Education | New | Food Preparation | Natural Gas | Griddle | E6 | RIM BC Ratio | 0 | 0 | 0 | 0 | 0 | 0 | 0 | 0 | 0 | 0 | 0 | 0 | 0 | 0 | 0 | 0 | 0 | 0 | 0 | 0 | 0 | 0 | 0 | 0 | 0 | 0 | 0 | 0 | 0 | 0 | 0
F5_Commercial_Education_New_Food Preparation_Natural Gas_Griddle_E7 | F5 | Commercial | Education | New | Food Preparation | Natural Gas | Griddle | E7 | RIM BC Ratio | 0 | 0 | 0 | 0 | 0 | 0 | 0 | 0 | 0 | 0 | 0 | 0 | 0 | 0 | 0 | 0 | 0 | 0 | 0 | 0 | 0 | 0 | 0 | 0 | 0 | 0 | 0 | 0 | 0 | 0 | 0
F5_Commercial_Education_New_Food Preparation_Natural Gas_Griddle_E8 | F5 | Commercial | Education | New | Food Preparation | Natural Gas | Griddle | E8 | RIM BC Ratio | 0 | 0 | 0 | 0 | 0 | 0 | 0 | 0 | 0 | 0 | 0 | 0 | 0 | 0 | 0 | 0 | 0 | 0 | 0 | 0 | 0 | 0 | 0 | 0 | 0 | 0 | 0 | 0 | 0 | 0 | 0
F5_Commercial_Education_New_Food Preparation_Natural Gas_Griddle_E9 | F5 | Commercial | Education | New | Food Preparation | Natural Gas | Griddle | E9 | RIM BC Ratio | 0 | 0 | 0 | 0 | 0 | 0 | 0 | 0 | 0 | 0 | 0 | 0 | 0 | 0 | 0 | 0 | 0 | 0 | 0 | 0 | 0 | 0 | 0 | 0 | 0 | 0 | 0 | 0 | 0 | 0 | 0
F5_Commercial_Education_New_Food Preparation_Natural Gas_Griddle_E10 | F5 | Commercial | Education | New | Food Preparation | Natural Gas | Griddle | E10 | RIM BC Ratio | 0 | 0 | 0 | 0 | 0 | 0 | 0 | 0 | 0 | 0 | 0 | 0 | 0 | 0 | 0 | 0 | 0 | 0 | 0 | 0 | 0 | 0 | 0 | 0 | 0 | 0 | 0 | 0 | 0 | 0 | 0
F0_Commercial_Education_New_Food Preparation_Natural Gas_Range_E0 | F0 | Commercial | Education | New | Food Preparation | Natural Gas | Range | E0 | Economic Unit | High Efficiency | High Efficiency | High Efficiency | High Efficiency | High Efficiency | High Efficiency | High Efficiency | High Efficiency | High Efficiency | High Efficiency | High Efficiency | High Efficiency | High Efficiency | High Efficiency | High Efficiency | High Efficiency | High Efficiency | High Efficiency | High Efficiency | High Efficiency | High Efficiency | High Efficiency | High Efficiency | High Efficiency | High Efficiency | High Efficiency | High Efficiency | High Efficiency | High Efficiency | High Efficiency | High Efficiency
F1_Commercial_Education_New_Food Preparation_Natural Gas_Range_E1 | F1 | Commercial | Education | New | Food Preparation | Natural Gas | Range | E1 | CCE | 0 | 0 | 0 | 0 | 0 | 0 | 0 | 0 | 0 | 0 | 0 | 0 | 0 | 0 | 0 | 0 | 0 | 0 | 0 | 0 | 0 | 0 | 0 | 0 | 0 | 0 | 0 | 0 | 0 | 0 | 0
F1_Commercial_Education_New_Food Preparation_Natural Gas_Range_E2 | F1 | Commercial | Education | New | Food Preparation | Natural Gas | Range | E2 | CCE | 9.6499e-06 | 9.277e-06 | 9.3212e-06 | 9.4186e-06 | 9.4186e-06 | 9.4186e-06 | 9.4186e-06 | 9.4186e-06 | 9.4186e-06 | 9.4186e-06 | 9.4186e-06 | 9.4186e-06 | 9.4186e-06 | 9.4186e-06 | 9.4186e-06 | 9.4186e-06 | 9.4186e-06 | 9.4186e-06 | 9.4186e-06 | 9.4186e-06 | 9.4186e-06 | 9.4186e-06 | 9.4186e-06 | 9.4186e-06 | 9.4186e-06 | 9.4186e-06 | 9.4186e-06 | 9.4186e-06 | 9.4186e-06 | 9.4186e-06 | 9.4186e-06
F1_Commercial_Education_New_Food Preparation_Natural Gas_Range_E3 | F1 | Commercial | Education | New | Food Preparation | Natural Gas | Range | E3 | CCE | 0 | 0 | 0 | 0 | 0 | 0 | 0 | 0 | 0 | 0 | 0 | 0 | 0 | 0 | 0 | 0 | 0 | 0 | 0 | 0 | 0 | 0 | 0 | 0 | 0 | 0 | 0 | 0 | 0 | 0 | 0
F1_Commercial_Education_New_Food Preparation_Natural Gas_Range_E4 | F1 | Commercial | Education | New | Food Preparation | Natural Gas | Range | E4 | CCE | 0 | 0 | 0 | 0 | 0 | 0 | 0 | 0 | 0 | 0 | 0 | 0 | 0 | 0 | 0 | 0 | 0 | 0 | 0 | 0 | 0 | 0 | 0 | 0 | 0 | 0 | 0 | 0 | 0 | 0 | 0
F1_Commercial_Education_New_Food Preparation_Natural Gas_Range_E5 | F1 | Commercial | Education | New | Food Preparation | Natural Gas | Range | E5 | CCE | 0 | 0 | 0 | 0 | 0 | 0 | 0 | 0 | 0 | 0 | 0 | 0 | 0 | 0 | 0 | 0 | 0 | 0 | 0 | 0 | 0 | 0 | 0 | 0 | 0 | 0 | 0 | 0 | 0 | 0 | 0
F1_Commercial_Education_New_Food Preparation_Natural Gas_Range_E6 | F1 | Commercial | Education | New | Food Preparation | Natural Gas | Range | E6 | CCE | 0 | 0 | 0 | 0 | 0 | 0 | 0 | 0 | 0 | 0 | 0 | 0 | 0 | 0 | 0 | 0 | 0 | 0 | 0 | 0 | 0 | 0 | 0 | 0 | 0 | 0 | 0 | 0 | 0 | 0 | 0
F1_Commercial_Education_New_Food Preparation_Natural Gas_Range_E7 | F1 | Commercial | Education | New | Food Preparation | Natural Gas | Range | E7 | CCE | 0 | 0 | 0 | 0 | 0 | 0 | 0 | 0 | 0 | 0 | 0 | 0 | 0 | 0 | 0 | 0 | 0 | 0 | 0 | 0 | 0 | 0 | 0 | 0 | 0 | 0 | 0 | 0 | 0 | 0 | 0
F1_Commercial_Education_New_Food Preparation_Natural Gas_Range_E8 | F1 | Commercial | Education | New | Food Preparation | Natural Gas | Range | E8 | CCE | 0 | 0 | 0 | 0 | 0 | 0 | 0 | 0 | 0 | 0 | 0 | 0 | 0 | 0 | 0 | 0 | 0 | 0 | 0 | 0 | 0 | 0 | 0 | 0 | 0 | 0 | 0 | 0 | 0 | 0 | 0
F1_Commercial_Education_New_Food Preparation_Natural Gas_Range_E9 | F1 | Commercial | Education | New | Food Preparation | Natural Gas | Range | E9 | CCE | 0 | 0 | 0 | 0 | 0 | 0 | 0 | 0 | 0 | 0 | 0 | 0 | 0 | 0 | 0 | 0 | 0 | 0 | 0 | 0 | 0 | 0 | 0 | 0 | 0 | 0 | 0 | 0 | 0 | 0 | 0
F1_Commercial_Education_New_Food Preparation_Natural Gas_Range_E10 | F1 | Commercial | Education | New | Food Preparation | Natural Gas | Range | E10 | CCE | 0 | 0 | 0 | 0 | 0 | 0 | 0 | 0 | 0 | 0 | 0 | 0 | 0 | 0 | 0 | 0 | 0 | 0 | 0 | 0 | 0 | 0 | 0 | 0 | 0 | 0 | 0 | 0 | 0 | 0 | 0
F2_Commercial_Education_New_Food Preparation_Natural Gas_Range_E1 | F2 | Commercial | Education | New | Food Preparation | Natural Gas | Range | E1 | TRC BC Ratio | 0.9 | 0.9 | 0.9 | 0.9 | 0.9 | 0.9 | 0.9 | 0.9 | 0.9 | 0.9 | 0.9 | 0.9 | 0.9 | 0.9 | 0.9 | 0.9 | 0.9 | 0.9 | 0.9 | 0.9 | 0.9 | 0.9 | 0.9 | 0.9 | 0.9 | 0.9 | 0.9 | 0.9 | 0.9 | 0.9 | 0.9
F2_Commercial_Education_New_Food Preparation_Natural Gas_Range_E2 | F2 | Commercial | Education | New | Food Preparation | Natural Gas | Range | E2 | TRC BC Ratio | 1057.5122 | 1078.4736 | 1093.4653 | 1109.7176 | 1133.061 | 1061.5651 | 1005.6887 | 976.305 | 965.7499 | 949.553 | 938.6219 | 988.3561 | 884.5366 | 945.4449 | 1023.6163 | 1099.6016 | 1102.4375 | 1107.7013 | 1086.5344 | 1101.6349 | 1112.2016 | 1126.4659 | 1144.3937 | 539.0652 | 528.311 | 518.2462 | 508.7709 | 499.7846 | 491.2032 | 482.9519 | 474.9797
F2_Commercial_Education_New_Food Preparation_Natural Gas_Range_E3 | F2 | Commercial | Education | New | Food Preparation | Natural Gas | Range | E3 | TRC BC Ratio | 0 | 0 | 0 | 0 | 0 | 0 | 0 | 0 | 0 | 0 | 0 | 0 | 0 | 0 | 0 | 0 | 0 | 0 | 0 | 0 | 0 | 0 | 0 | 0 | 0 | 0 | 0 | 0 | 0 | 0 | 0
F2_Commercial_Education_New_Food Preparation_Natural Gas_Range_E4 | F2 | Commercial | Education | New | Food Preparation | Natural Gas | Range | E4 | TRC BC Ratio | 0 | 0 | 0 | 0 | 0 | 0 | 0 | 0 | 0 | 0 | 0 | 0 | 0 | 0 | 0 | 0 | 0 | 0 | 0 | 0 | 0 | 0 | 0 | 0 | 0 | 0 | 0 | 0 | 0 | 0 | 0
F2_Commercial_Education_New_Food Preparation_Natural Gas_Range_E5 | F2 | Commercial | Education | New | Food Preparation | Natural Gas | Range | E5 | TRC BC Ratio | 0 | 0 | 0 | 0 | 0 | 0 | 0 | 0 | 0 | 0 | 0 | 0 | 0 | 0 | 0 | 0 | 0 | 0 | 0 | 0 | 0 | 0 | 0 | 0 | 0 | 0 | 0 | 0 | 0 | 0 | 0
F2_Commercial_Education_New_Food Preparation_Natural Gas_Range_E6 | F2 | Commercial | Education | New | Food Preparation | Natural Gas | Range | E6 | TRC BC Ratio | 0 | 0 | 0 | 0 | 0 | 0 | 0 | 0 | 0 | 0 | 0 | 0 | 0 | 0 | 0 | 0 | 0 | 0 | 0 | 0 | 0 | 0 | 0 | 0 | 0 | 0 | 0 | 0 | 0 | 0 | 0
F2_Commercial_Education_New_Food Preparation_Natural Gas_Range_E7 | F2 | Commercial | Education | New | Food Preparation | Natural Gas | Range | E7 | TRC BC Ratio | 0 | 0 | 0 | 0 | 0 | 0 | 0 | 0 | 0 | 0 | 0 | 0 | 0 | 0 | 0 | 0 | 0 | 0 | 0 | 0 | 0 | 0 | 0 | 0 | 0 | 0 | 0 | 0 | 0 | 0 | 0
F2_Commercial_Education_New_Food Preparation_Natural Gas_Range_E8 | F2 | Commercial | Education | New | Food Preparation | Natural Gas | Range | E8 | TRC BC Ratio | 0 | 0 | 0 | 0 | 0 | 0 | 0 | 0 | 0 | 0 | 0 | 0 | 0 | 0 | 0 | 0 | 0 | 0 | 0 | 0 | 0 | 0 | 0 | 0 | 0 | 0 | 0 | 0 | 0 | 0 | 0
F2_Commercial_Education_New_Food Preparation_Natural Gas_Range_E9 | F2 | Commercial | Education | New | Food Preparation | Natural Gas | Range | E9 | TRC BC Ratio | 0 | 0 | 0 | 0 | 0 | 0 | 0 | 0 | 0 | 0 | 0 | 0 | 0 | 0 | 0 | 0 | 0 | 0 | 0 | 0 | 0 | 0 | 0 | 0 | 0 | 0 | 0 | 0 | 0 | 0 | 0
F2_Commercial_Education_New_Food Preparation_Natural Gas_Range_E10 | F2 | Commercial | Education | New | Food Preparation | Natural Gas | Range | E10 | TRC BC Ratio | 0 | 0 | 0 | 0 | 0 | 0 | 0 | 0 | 0 | 0 | 0 | 0 | 0 | 0 | 0 | 0 | 0 | 0 | 0 | 0 | 0 | 0 | 0 | 0 | 0 | 0 | 0 | 0 | 0 | 0 | 0
F3_Commercial_Education_New_Food Preparation_Natural Gas_Range_E1 | F3 | Commercial | Education | New | Food Preparation | Natural Gas | Range | E1 | PACT BC Ratio | 0.9 | 0.9 | 0.9 | 0.9 | 0.9 | 0.9 | 0.9 | 0.9 | 0.9 | 0.9 | 0.9 | 0.9 | 0.9 | 0.9 | 0.9 | 0.9 | 0.9 | 0.9 | 0.9 | 0.9 | 0.9 | 0.9 | 0.9 | 0.9 | 0.9 | 0.9 | 0.9 | 0.9 | 0.9 | 0.9 | 0.9
F3_Commercial_Education_New_Food Preparation_Natural Gas_Range_E2 | F3 | Commercial | Education | New | Food Preparation | Natural Gas | Range | E2 | PACT BC Ratio | 1057.5122 | 1078.4736 | 1093.4653 | 1109.7176 | 1133.061 | 1061.5651 | 1005.6887 | 976.305 | 965.7499 | 949.553 | 938.6219 | 988.3561 | 884.5366 | 945.4449 | 1023.6163 | 1099.6016 | 1102.4375 | 1107.7013 | 1086.5344 | 1101.6349 | 1112.2016 | 1126.4659 | 1144.3937 | 539.0652 | 528.311 | 518.2462 | 508.7709 | 499.7846 | 491.2032 | 482.9519 | 474.9797
F3_Commercial_Education_New_Food Preparation_Natural Gas_Range_E3 | F3 | Commercial | Education | New | Food Preparation | Natural Gas | Range | E3 | PACT BC Ratio | 0 | 0 | 0 | 0 | 0 | 0 | 0 | 0 | 0 | 0 | 0 | 0 | 0 | 0 | 0 | 0 | 0 | 0 | 0 | 0 | 0 | 0 | 0 | 0 | 0 | 0 | 0 | 0 | 0 | 0 | 0
F3_Commercial_Education_New_Food Preparation_Natural Gas_Range_E4 | F3 | Commercial | Education | New | Food Preparation | Natural Gas | Range | E4 | PACT BC Ratio | 0 | 0 | 0 | 0 | 0 | 0 | 0 | 0 | 0 | 0 | 0 | 0 | 0 | 0 | 0 | 0 | 0 | 0 | 0 | 0 | 0 | 0 | 0 | 0 | 0 | 0 | 0 | 0 | 0 | 0 | 0
F3_Commercial_Education_New_Food Preparation_Natural Gas_Range_E5 | F3 | Commercial | Education | New | Food Preparation | Natural Gas | Range | E5 | PACT BC Ratio | 0 | 0 | 0 | 0 | 0 | 0 | 0 | 0 | 0 | 0 | 0 | 0 | 0 | 0 | 0 | 0 | 0 | 0 | 0 | 0 | 0 | 0 | 0 | 0 | 0 | 0 | 0 | 0 | 0 | 0 | 0
F3_Commercial_Education_New_Food Preparation_Natural Gas_Range_E6 | F3 | Commercial | Education | New | Food Preparation | Natural Gas | Range | E6 | PACT BC Ratio | 0 | 0 | 0 | 0 | 0 | 0 | 0 | 0 | 0 | 0 | 0 | 0 | 0 | 0 | 0 | 0 | 0 | 0 | 0 | 0 | 0 | 0 | 0 | 0 | 0 | 0 | 0 | 0 | 0 | 0 | 0
F3_Commercial_Education_New_Food Preparation_Natural Gas_Range_E7 | F3 | Commercial | Education | New | Food Preparation | Natural Gas | Range | E7 | PACT BC Ratio | 0 | 0 | 0 | 0 | 0 | 0 | 0 | 0 | 0 | 0 | 0 | 0 | 0 | 0 | 0 | 0 | 0 | 0 | 0 | 0 | 0 | 0 | 0 | 0 | 0 | 0 | 0 | 0 | 0 | 0 | 0
F3_Commercial_Education_New_Food Preparation_Natural Gas_Range_E8 | F3 | Commercial | Education | New | Food Preparation | Natural Gas | Range | E8 | PACT BC Ratio | 0 | 0 | 0 | 0 | 0 | 0 | 0 | 0 | 0 | 0 | 0 | 0 | 0 | 0 | 0 | 0 | 0 | 0 | 0 | 0 | 0 | 0 | 0 | 0 | 0 | 0 | 0 | 0 | 0 | 0 | 0
F3_Commercial_Education_New_Food Preparation_Natural Gas_Range_E9 | F3 | Commercial | Education | New | Food Preparation | Natural Gas | Range | E9 | PACT BC Ratio | 0 | 0 | 0 | 0 | 0 | 0 | 0 | 0 | 0 | 0 | 0 | 0 | 0 | 0 | 0 | 0 | 0 | 0 | 0 | 0 | 0 | 0 | 0 | 0 | 0 | 0 | 0 | 0 | 0 | 0 | 0
F3_Commercial_Education_New_Food Preparation_Natural Gas_Range_E10 | F3 | Commercial | Education | New | Food Preparation | Natural Gas | Range | E10 | PACT BC Ratio | 0 | 0 | 0 | 0 | 0 | 0 | 0 | 0 | 0 | 0 | 0 | 0 | 0 | 0 | 0 | 0 | 0 | 0 | 0 | 0 | 0 | 0 | 0 | 0 | 0 | 0 | 0 | 0 | 0 | 0 | 0
F4_Commercial_Education_New_Food Preparation_Natural Gas_Range_E1 | F4 | Commercial | Education | New | Food Preparation | Natural Gas | Range | E1 | PCT BC Ratio | 0.9 | 0.9 | 0.9 | 0.9 | 0.9 | 0.9 | 0.9 | 0.9 | 0.9 | 0.9 | 0.9 | 0.9 | 0.9 | 0.9 | 0.9 | 0.9 | 0.9 | 0.9 | 0.9 | 0.9 | 0.9 | 0.9 | 0.9 | 0.9 | 0.9 | 0.9 | 0.9 | 0.9 | 0.9 | 0.9 | 0.9
F4_Commercial_Education_New_Food Preparation_Natural Gas_Range_E2 | F4 | Commercial | Education | New | Food Preparation | Natural Gas | Range | E2 | PCT BC Ratio | 2661.6339 | 2714.3714 | 2752.0895 | 2792.9794 | 2851.7097 | 2671.8307 | 2531.2492 | 2457.3217 | 2430.7657 | 2390.0152 | 2362.5134 | 2487.6415 | 2226.4381 | 2379.6796 | 2576.3539 | 2767.528 | 2774.663 | 2787.9063 | 2734.6519 | 2772.6439 | 2799.2289 | 2835.117 | 2880.2223 | 1357.254 | 1330.197 | 1304.8747 | 1281.0353 | 1258.4265 | 1236.8363 | 1216.0765 | 1196.0188
F4_Commercial_Education_New_Food Preparation_Natural Gas_Range_E3 | F4 | Commercial | Education | New | Food Preparation | Natural Gas | Range | E3 | PCT BC Ratio | 0 | 0 | 0 | 0 | 0 | 0 | 0 | 0 | 0 | 0 | 0 | 0 | 0 | 0 | 0 | 0 | 0 | 0 | 0 | 0 | 0 | 0 | 0 | 0 | 0 | 0 | 0 | 0 | 0 | 0 | 0
F4_Commercial_Education_New_Food Preparation_Natural Gas_Range_E4 | F4 | Commercial | Education | New | Food Preparation | Natural Gas | Range | E4 | PCT BC Ratio | 0 | 0 | 0 | 0 | 0 | 0 | 0 | 0 | 0 | 0 | 0 | 0 | 0 | 0 | 0 | 0 | 0 | 0 | 0 | 0 | 0 | 0 | 0 | 0 | 0 | 0 | 0 | 0 | 0 | 0 | 0
F4_Commercial_Education_New_Food Preparation_Natural Gas_Range_E5 | F4 | Commercial | Education | New | Food Preparation | Natural Gas | Range | E5 | PCT BC Ratio | 0 | 0 | 0 | 0 | 0 | 0 | 0 | 0 | 0 | 0 | 0 | 0 | 0 | 0 | 0 | 0 | 0 | 0 | 0 | 0 | 0 | 0 | 0 | 0 | 0 | 0 | 0 | 0 | 0 | 0 | 0
F4_Commercial_Education_New_Food Preparation_Natural Gas_Range_E6 | F4 | Commercial | Education | New | Food Preparation | Natural Gas | Range | E6 | PCT BC Ratio | 0 | 0 | 0 | 0 | 0 | 0 | 0 | 0 | 0 | 0 | 0 | 0 | 0 | 0 | 0 | 0 | 0 | 0 | 0 | 0 | 0 | 0 | 0 | 0 | 0 | 0 | 0 | 0 | 0 | 0 | 0
F4_Commercial_Education_New_Food Preparation_Natural Gas_Range_E7 | F4 | Commercial | Education | New | Food Preparation | Natural Gas | Range | E7 | PCT BC Ratio | 0 | 0 | 0 | 0 | 0 | 0 | 0 | 0 | 0 | 0 | 0 | 0 | 0 | 0 | 0 | 0 | 0 | 0 | 0 | 0 | 0 | 0 | 0 | 0 | 0 | 0 | 0 | 0 | 0 | 0 | 0
F4_Commercial_Education_New_Food Preparation_Natural Gas_Range_E8 | F4 | Commercial | Education | New | Food Preparation | Natural Gas | Range | E8 | PCT BC Ratio | 0 | 0 | 0 | 0 | 0 | 0 | 0 | 0 | 0 | 0 | 0 | 0 | 0 | 0 | 0 | 0 | 0 | 0 | 0 | 0 | 0 | 0 | 0 | 0 | 0 | 0 | 0 | 0 | 0 | 0 | 0
F4_Commercial_Education_New_Food Preparation_Natural Gas_Range_E9 | F4 | Commercial | Education | New | Food Preparation | Natural Gas | Range | E9 | PCT BC Ratio | 0 | 0 | 0 | 0 | 0 | 0 | 0 | 0 | 0 | 0 | 0 | 0 | 0 | 0 | 0 | 0 | 0 | 0 | 0 | 0 | 0 | 0 | 0 | 0 | 0 | 0 | 0 | 0 | 0 | 0 | 0
F4_Commercial_Education_New_Food Preparation_Natural Gas_Range_E10 | F4 | Commercial | Education | New | Food Preparation | Natural Gas | Range | E10 | PCT BC Ratio | 0 | 0 | 0 | 0 | 0 | 0 | 0 | 0 | 0 | 0 | 0 | 0 | 0 | 0 | 0 | 0 | 0 | 0 | 0 | 0 | 0 | 0 | 0 | 0 | 0 | 0 | 0 | 0 | 0 | 0 | 0
F5_Commercial_Education_New_Food Preparation_Natural Gas_Range_E1 | F5 | Commercial | Education | New | Food Preparation | Natural Gas | Range | E1 | RIM BC Ratio | 0.9 | 0.9 | 0.9 | 0.9 | 0.9 | 0.9 | 0.9 | 0.9 | 0.9 | 0.9 | 0.9 | 0.9 | 0.9 | 0.9 | 0.9 | 0.9 | 0.9 | 0.9 | 0.9 | 0.9 | 0.9 | 0.9 | 0.9 | 0.9 | 0.9 | 0.9 | 0.9 | 0.9 | 0.9 | 0.9 | 0.9
F5_Commercial_Education_New_Food Preparation_Natural Gas_Range_E2 | F5 | Commercial | Education | New | Food Preparation | Natural Gas | Range | E2 | RIM BC Ratio | 0.83402 | 0.83403 | 0.83404 | 0.83405 | 0.83406 | 0.83402 | 0.83399 | 0.83397 | 0.83396 | 0.83395 | 0.83394 | 0.83397 | 0.83389 | 0.83394 | 0.834 | 0.83405 | 0.83405 | 0.83405 | 0.83404 | 0.83405 | 0.83405 | 0.83406 | 0.83407 | 0.83339 | 0.83336 | 0.83334 | 0.83331 | 0.83329 | 0.83326 | 0.83324 | 0.83321
F5_Commercial_Education_New_Food Preparation_Natural Gas_Range_E3 | F5 | Commercial | Education | New | Food Preparation | Natural Gas | Range | E3 | RIM BC Ratio | 0 | 0 | 0 | 0 | 0 | 0 | 0 | 0 | 0 | 0 | 0 | 0 | 0 | 0 | 0 | 0 | 0 | 0 | 0 | 0 | 0 | 0 | 0 | 0 | 0 | 0 | 0 | 0 | 0 | 0 | 0
F5_Commercial_Education_New_Food Preparation_Natural Gas_Range_E4 | F5 | Commercial | Education | New | Food Preparation | Natural Gas | Range | E4 | RIM BC Ratio | 0 | 0 | 0 | 0 | 0 | 0 | 0 | 0 | 0 | 0 | 0 | 0 | 0 | 0 | 0 | 0 | 0 | 0 | 0 | 0 | 0 | 0 | 0 | 0 | 0 | 0 | 0 | 0 | 0 | 0 | 0
F5_Commercial_Education_New_Food Preparation_Natural Gas_Range_E5 | F5 | Commercial | Education | New | Food Preparation | Natural Gas | Range | E5 | RIM BC Ratio | 0 | 0 | 0 | 0 | 0 | 0 | 0 | 0 | 0 | 0 | 0 | 0 | 0 | 0 | 0 | 0 | 0 | 0 | 0 | 0 | 0 | 0 | 0 | 0 | 0 | 0 | 0 | 0 | 0 | 0 | 0
F5_Commercial_Education_New_Food Preparation_Natural Gas_Range_E6 | F5 | Commercial | Education | New | Food Preparation | Natural Gas | Range | E6 | RIM BC Ratio | 0 | 0 | 0 | 0 | 0 | 0 | 0 | 0 | 0 | 0 | 0 | 0 | 0 | 0 | 0 | 0 | 0 | 0 | 0 | 0 | 0 | 0 | 0 | 0 | 0 | 0 | 0 | 0 | 0 | 0 | 0
F5_Commercial_Education_New_Food Preparation_Natural Gas_Range_E7 | F5 | Commercial | Education | New | Food Preparation | Natural Gas | Range | E7 | RIM BC Ratio | 0 | 0 | 0 | 0 | 0 | 0 | 0 | 0 | 0 | 0 | 0 | 0 | 0 | 0 | 0 | 0 | 0 | 0 | 0 | 0 | 0 | 0 | 0 | 0 | 0 | 0 | 0 | 0 | 0 | 0 | 0
F5_Commercial_Education_New_Food Preparation_Natural Gas_Range_E8 | F5 | Commercial | Education | New | Food Preparation | Natural Gas | Range | E8 | RIM BC Ratio | 0 | 0 | 0 | 0 | 0 | 0 | 0 | 0 | 0 | 0 | 0 | 0 | 0 | 0 | 0 | 0 | 0 | 0 | 0 | 0 | 0 | 0 | 0 | 0 | 0 | 0 | 0 | 0 | 0 | 0 | 0
F5_Commercial_Education_New_Food Preparation_Natural Gas_Range_E9 | F5 | Commercial | Education | New | Food Preparation | Natural Gas | Range | E9 | RIM BC Ratio | 0 | 0 | 0 | 0 | 0 | 0 | 0 | 0 | 0 | 0 | 0 | 0 | 0 | 0 | 0 | 0 | 0 | 0 | 0 | 0 | 0 | 0 | 0 | 0 | 0 | 0 | 0 | 0 | 0 | 0 | 0
F5_Commercial_Education_New_Food Preparation_Natural Gas_Range_E10 | F5 | Commercial | Education | New | Food Preparation | Natural Gas | Range | E10 | RIM BC Ratio | 0 | 0 | 0 | 0 | 0 | 0 | 0 | 0 | 0 | 0 | 0 | 0 | 0 | 0 | 0 | 0 | 0 | 0 | 0 | 0 | 0 | 0 | 0 | 0 | 0 | 0 | 0 | 0 | 0 | 0 | 0
F0_Commercial_Education_New_Food Preparation_Natural Gas_Steamer_E0 | F0 | Commercial | Education | New | Food Preparation | Natural Gas | Steamer | E0 | Economic Unit | ENERGY STAR | ENERGY STAR | ENERGY STAR | ENERGY STAR | ENERGY STAR | ENERGY STAR | ENERGY STAR | ENERGY STAR | ENERGY STAR | ENERGY STAR | ENERGY STAR | ENERGY STAR | ENERGY STAR | ENERGY STAR | ENERGY STAR | ENERGY STAR | ENERGY STAR | ENERGY STAR | ENERGY STAR | ENERGY STAR | ENERGY STAR | ENERGY STAR | ENERGY STAR | ENERGY STAR | ENERGY STAR | ENERGY STAR | ENERGY STAR | ENERGY STAR | ENERGY STAR | ENERGY STAR | ENERGY STAR
F1_Commercial_Education_New_Food Preparation_Natural Gas_Steamer_E1 | F1 | Commercial | Education | New | Food Preparation | Natural Gas | Steamer | E1 | CCE | 0 | 0 | 0 | 0 | 0 | 0 | 0 | 0 | 0 | 0 | 0 | 0 | 0 | 0 | 0 | 0 | 0 | 0 | 0 | 0 | 0 | 0 | 0 | 0 | 0 | 0 | 0 | 0 | 0 | 0 | 0
F1_Commercial_Education_New_Food Preparation_Natural Gas_Steamer_E2 | F1 | Commercial | Education | New | Food Preparation | Natural Gas | Steamer | E2 | CCE | 0.0020223 | 0.0019441 | 0.0019534 | 0 | 0 | 0 | 0 | 0 | 0 | 0 | 0 | 0 | 0 | 0 | 0 | 0 | 0 | 0 | 0 | 0 | 0 | 0 | 0 | 0 | 0 | 0 | 0 | 0 | 0 | 0 | 0
F1_Commercial_Education_New_Food Preparation_Natural Gas_Steamer_E3 | F1 | Commercial | Education | New | Food Preparation | Natural Gas | Steamer | E3 | CCE | 0 | 0 | 0 | 0 | 0 | 0 | 0 | 0 | 0 | 0 | 0 | 0 | 0 | 0 | 0 | 0 | 0 | 0 | 0 | 0 | 0 | 0 | 0 | 0 | 0 | 0 | 0 | 0 | 0 | 0 | 0
F1_Commercial_Education_New_Food Preparation_Natural Gas_Steamer_E4 | F1 | Commercial | Education | New | Food Preparation | Natural Gas | Steamer | E4 | CCE | 0 | 0 | 0 | 0 | 0 | 0 | 0 | 0 | 0 | 0 | 0 | 0 | 0 | 0 | 0 | 0 | 0 | 0 | 0 | 0 | 0 | 0 | 0 | 0 | 0 | 0 | 0 | 0 | 0 | 0 | 0
F1_Commercial_Education_New_Food Preparation_Natural Gas_Steamer_E5 | F1 | Commercial | Education | New | Food Preparation | Natural Gas | Steamer | E5 | CCE | 0 | 0 | 0 | 0 | 0 | 0 | 0 | 0 | 0 | 0 | 0 | 0 | 0 | 0 | 0 | 0 | 0 | 0 | 0 | 0 | 0 | 0 | 0 | 0 | 0 | 0 | 0 | 0 | 0 | 0 | 0
F1_Commercial_Education_New_Food Preparation_Natural Gas_Steamer_E6 | F1 | Commercial | Education | New | Food Preparation | Natural Gas | Steamer | E6 | CCE | 0 | 0 | 0 | 0 | 0 | 0 | 0 | 0 | 0 | 0 | 0 | 0 | 0 | 0 | 0 | 0 | 0 | 0 | 0 | 0 | 0 | 0 | 0 | 0 | 0 | 0 | 0 | 0 | 0 | 0 | 0
F1_Commercial_Education_New_Food Preparation_Natural Gas_Steamer_E7 | F1 | Commercial | Education | New | Food Preparation | Natural Gas | Steamer | E7 | CCE | 0 | 0 | 0 | 0 | 0 | 0 | 0 | 0 | 0 | 0 | 0 | 0 | 0 | 0 | 0 | 0 | 0 | 0 | 0 | 0 | 0 | 0 | 0 | 0 | 0 | 0 | 0 | 0 | 0 | 0 | 0
F1_Commercial_Education_New_Food Preparation_Natural Gas_Steamer_E8 | F1 | Commercial | Education | New | Food Preparation | Natural Gas | Steamer | E8 | CCE | 0 | 0 | 0 | 0 | 0 | 0 | 0 | 0 | 0 | 0 | 0 | 0 | 0 | 0 | 0 | 0 | 0 | 0 | 0 | 0 | 0 | 0 | 0 | 0 | 0 | 0 | 0 | 0 | 0 | 0 | 0
F1_Commercial_Education_New_Food Preparation_Natural Gas_Steamer_E9 | F1 | Commercial | Education | New | Food Preparation | Natural Gas | Steamer | E9 | CCE | 0 | 0 | 0 | 0 | 0 | 0 | 0 | 0 | 0 | 0 | 0 | 0 | 0 | 0 | 0 | 0 | 0 | 0 | 0 | 0 | 0 | 0 | 0 | 0 | 0 | 0 | 0 | 0 | 0 | 0 | 0
F1_Commercial_Education_New_Food Preparation_Natural Gas_Steamer_E10 | F1 | Commercial | Education | New | Food Preparation | Natural Gas | Steamer | E10 | CCE | 0 | 0 | 0 | 0 | 0 | 0 | 0 | 0 | 0 | 0 | 0 | 0 | 0 | 0 | 0 | 0 | 0 | 0 | 0 | 0 | 0 | 0 | 0 | 0 | 0 | 0 | 0 | 0 | 0 | 0 | 0
F2_Commercial_Education_New_Food Preparation_Natural Gas_Steamer_E1 | F2 | Commercial | Education | New | Food Preparation | Natural Gas | Steamer | E1 | TRC BC Ratio | 0.9 | 0.9 | 0.9 | 0 | 0 | 0 | 0 | 0 | 0 | 0 | 0 | 0 | 0 | 0 | 0 | 0 | 0 | 0 | 0 | 0 | 0 | 0 | 0 | 0 | 0 | 0 | 0 | 0 | 0 | 0 | 0
F2_Commercial_Education_New_Food Preparation_Natural Gas_Steamer_E2 | F2 | Commercial | Education | New | Food Preparation | Natural Gas | Steamer | E2 | TRC BC Ratio | 5.0195 | 5.062 | 5.0865 | 0.9 | 0.9 | 0.9 | 0.9 | 0.9 | 0.9 | 0.9 | 0.9 | 0.9 | 0.9 | 0.9 | 0.9 | 0.9 | 0.9 | 0.9 | 0.9 | 0.9 | 0.9 | 0.9 | 0.9 | 0.9 | 0.9 | 0.9 | 0.9 | 0.9 | 0.9 | 0.9 | 0.9
F2_Commercial_Education_New_Food Preparation_Natural Gas_Steamer_E3 | F2 | Commercial | Education | New | Food Preparation | Natural Gas | Steamer | E3 | TRC BC Ratio | 0 | 0 | 0 | 0 | 0 | 0 | 0 | 0 | 0 | 0 | 0 | 0 | 0 | 0 | 0 | 0 | 0 | 0 | 0 | 0 | 0 | 0 | 0 | 0 | 0 | 0 | 0 | 0 | 0 | 0 | 0
F2_Commercial_Education_New_Food Preparation_Natural Gas_Steamer_E4 | F2 | Commercial | Education | New | Food Preparation | Natural Gas | Steamer | E4 | TRC BC Ratio | 0 | 0 | 0 | 0 | 0 | 0 | 0 | 0 | 0 | 0 | 0 | 0 | 0 | 0 | 0 | 0 | 0 | 0 | 0 | 0 | 0 | 0 | 0 | 0 | 0 | 0 | 0 | 0 | 0 | 0 | 0
F2_Commercial_Education_New_Food Preparation_Natural Gas_Steamer_E5 | F2 | Commercial | Education | New | Food Preparation | Natural Gas | Steamer | E5 | TRC BC Ratio | 0 | 0 | 0 | 0 | 0 | 0 | 0 | 0 | 0 | 0 | 0 | 0 | 0 | 0 | 0 | 0 | 0 | 0 | 0 | 0 | 0 | 0 | 0 | 0 | 0 | 0 | 0 | 0 | 0 | 0 | 0
F2_Commercial_Education_New_Food Preparation_Natural Gas_Steamer_E6 | F2 | Commercial | Education | New | Food Preparation | Natural Gas | Steamer | E6 | TRC BC Ratio | 0 | 0 | 0 | 0 | 0 | 0 | 0 | 0 | 0 | 0 | 0 | 0 | 0 | 0 | 0 | 0 | 0 | 0 | 0 | 0 | 0 | 0 | 0 | 0 | 0 | 0 | 0 | 0 | 0 | 0 | 0
F2_Commercial_Education_New_Food Preparation_Natural Gas_Steamer_E7 | F2 | Commercial | Education | New | Food Preparation | Natural Gas | Steamer | E7 | TRC BC Ratio | 0 | 0 | 0 | 0 | 0 | 0 | 0 | 0 | 0 | 0 | 0 | 0 | 0 | 0 | 0 | 0 | 0 | 0 | 0 | 0 | 0 | 0 | 0 | 0 | 0 | 0 | 0 | 0 | 0 | 0 | 0
F2_Commercial_Education_New_Food Preparation_Natural Gas_Steamer_E8 | F2 | Commercial | Education | New | Food Preparation | Natural Gas | Steamer | E8 | TRC BC Ratio | 0 | 0 | 0 | 0 | 0 | 0 | 0 | 0 | 0 | 0 | 0 | 0 | 0 | 0 | 0 | 0 | 0 | 0 | 0 | 0 | 0 | 0 | 0 | 0 | 0 | 0 | 0 | 0 | 0 | 0 | 0
F2_Commercial_Education_New_Food Preparation_Natural Gas_Steamer_E9 | F2 | Commercial | Education | New | Food Preparation | Natural Gas | Steamer | E9 | TRC BC Ratio | 0 | 0 | 0 | 0 | 0 | 0 | 0 | 0 | 0 | 0 | 0 | 0 | 0 | 0 | 0 | 0 | 0 | 0 | 0 | 0 | 0 | 0 | 0 | 0 | 0 | 0 | 0 | 0 | 0 | 0 | 0
F2_Commercial_Education_New_Food Preparation_Natural Gas_Steamer_E10 | F2 | Commercial | Education | New | Food Preparation | Natural Gas | Steamer | E10 | TRC BC Ratio | 0 | 0 | 0 | 0 | 0 | 0 | 0 | 0 | 0 | 0 | 0 | 0 | 0 | 0 | 0 | 0 | 0 | 0 | 0 | 0 | 0 | 0 | 0 | 0 | 0 | 0 | 0 | 0 | 0 | 0 | 0
F3_Commercial_Education_New_Food Preparation_Natural Gas_Steamer_E1 | F3 | Commercial | Education | New | Food Preparation | Natural Gas | Steamer | E1 | PACT BC Ratio | 0.9 | 0.9 | 0.9 | 0 | 0 | 0 | 0 | 0 | 0 | 0 | 0 | 0 | 0 | 0 | 0 | 0 | 0 | 0 | 0 | 0 | 0 | 0 | 0 | 0 | 0 | 0 | 0 | 0 | 0 | 0 | 0
F3_Commercial_Education_New_Food Preparation_Natural Gas_Steamer_E2 | F3 | Commercial | Education | New | Food Preparation | Natural Gas | Steamer | E2 | PACT BC Ratio | 5.4356 | 5.4817 | 5.5082 | 0.9 | 0.9 | 0.9 | 0.9 | 0.9 | 0.9 | 0.9 | 0.9 | 0.9 | 0.9 | 0.9 | 0.9 | 0.9 | 0.9 | 0.9 | 0.9 | 0.9 | 0.9 | 0.9 | 0.9 | 0.9 | 0.9 | 0.9 | 0.9 | 0.9 | 0.9 | 0.9 | 0.9
F3_Commercial_Education_New_Food Preparation_Natural Gas_Steamer_E3 | F3 | Commercial | Education | New | Food Preparation | Natural Gas | Steamer | E3 | PACT BC Ratio | 0 | 0 | 0 | 0 | 0 | 0 | 0 | 0 | 0 | 0 | 0 | 0 | 0 | 0 | 0 | 0 | 0 | 0 | 0 | 0 | 0 | 0 | 0 | 0 | 0 | 0 | 0 | 0 | 0 | 0 | 0
F3_Commercial_Education_New_Food Preparation_Natural Gas_Steamer_E4 | F3 | Commercial | Education | New | Food Preparation | Natural Gas | Steamer | E4 | PACT BC Ratio | 0 | 0 | 0 | 0 | 0 | 0 | 0 | 0 | 0 | 0 | 0 | 0 | 0 | 0 | 0 | 0 | 0 | 0 | 0 | 0 | 0 | 0 | 0 | 0 | 0 | 0 | 0 | 0 | 0 | 0 | 0
F3_Commercial_Education_New_Food Preparation_Natural Gas_Steamer_E5 | F3 | Commercial | Education | New | Food Preparation | Natural Gas | Steamer | E5 | PACT BC Ratio | 0 | 0 | 0 | 0 | 0 | 0 | 0 | 0 | 0 | 0 | 0 | 0 | 0 | 0 | 0 | 0 | 0 | 0 | 0 | 0 | 0 | 0 | 0 | 0 | 0 | 0 | 0 | 0 | 0 | 0 | 0
F3_Commercial_Education_New_Food Preparation_Natural Gas_Steamer_E6 | F3 | Commercial | Education | New | Food Preparation | Natural Gas | Steamer | E6 | PACT BC Ratio | 0 | 0 | 0 | 0 | 0 | 0 | 0 | 0 | 0 | 0 | 0 | 0 | 0 | 0 | 0 | 0 | 0 | 0 | 0 | 0 | 0 | 0 | 0 | 0 | 0 | 0 | 0 | 0 | 0 | 0 | 0
F3_Commercial_Education_New_Food Preparation_Natural Gas_Steamer_E7 | F3 | Commercial | Education | New | Food Preparation | Natural Gas | Steamer | E7 | PACT BC Ratio | 0 | 0 | 0 | 0 | 0 | 0 | 0 | 0 | 0 | 0 | 0 | 0 | 0 | 0 | 0 | 0 | 0 | 0 | 0 | 0 | 0 | 0 | 0 | 0 | 0 | 0 | 0 | 0 | 0 | 0 | 0
F3_Commercial_Education_New_Food Preparation_Natural Gas_Steamer_E8 | F3 | Commercial | Education | New | Food Preparation | Natural Gas | Steamer | E8 | PACT BC Ratio | 0 | 0 | 0 | 0 | 0 | 0 | 0 | 0 | 0 | 0 | 0 | 0 | 0 | 0 | 0 | 0 | 0 | 0 | 0 | 0 | 0 | 0 | 0 | 0 | 0 | 0 | 0 | 0 | 0 | 0 | 0
F3_Commercial_Education_New_Food Preparation_Natural Gas_Steamer_E9 | F3 | Commercial | Education | New | Food Preparation | Natural Gas | Steamer | E9 | PACT BC Ratio | 0 | 0 | 0 | 0 | 0 | 0 | 0 | 0 | 0 | 0 | 0 | 0 | 0 | 0 | 0 | 0 | 0 | 0 | 0 | 0 | 0 | 0 | 0 | 0 | 0 | 0 | 0 | 0 | 0 | 0 | 0
F3_Commercial_Education_New_Food Preparation_Natural Gas_Steamer_E10 | F3 | Commercial | Education | New | Food Preparation | Natural Gas | Steamer | E10 | PACT BC Ratio | 0 | 0 | 0 | 0 | 0 | 0 | 0 | 0 | 0 | 0 | 0 | 0 | 0 | 0 | 0 | 0 | 0 | 0 | 0 | 0 | 0 | 0 | 0 | 0 | 0 | 0 | 0 | 0 | 0 | 0 | 0
F4_Commercial_Education_New_Food Preparation_Natural Gas_Steamer_E1 | F4 | Commercial | Education | New | Food Preparation | Natural Gas | Steamer | E1 | PCT BC Ratio | 0.9 | 0.9 | 0.9 | 0 | 0 | 0 | 0 | 0 | 0 | 0 | 0 | 0 | 0 | 0 | 0 | 0 | 0 | 0 | 0 | 0 | 0 | 0 | 0 | 0 | 0 | 0 | 0 | 0 | 0 | 0 | 0
F4_Commercial_Education_New_Food Preparation_Natural Gas_Steamer_E2 | F4 | Commercial | Education | New | Food Preparation | Natural Gas | Steamer | E2 | PCT BC Ratio | 12.4994 | 12.5981 | 12.6548 | 0.9 | 0.9 | 0.9 | 0.9 | 0.9 | 0.9 | 0.9 | 0.9 | 0.9 | 0.9 | 0.9 | 0.9 | 0.9 | 0.9 | 0.9 | 0.9 | 0.9 | 0.9 | 0.9 | 0.9 | 0.9 | 0.9 | 0.9 | 0.9 | 0.9 | 0.9 | 0.9 | 0.9
F4_Commercial_Education_New_Food Preparation_Natural Gas_Steamer_E3 | F4 | Commercial | Education | New | Food Preparation | Natural Gas | Steamer | E3 | PCT BC Ratio | 0 | 0 | 0 | 0 | 0 | 0 | 0 | 0 | 0 | 0 | 0 | 0 | 0 | 0 | 0 | 0 | 0 | 0 | 0 | 0 | 0 | 0 | 0 | 0 | 0 | 0 | 0 | 0 | 0 | 0 | 0
F4_Commercial_Education_New_Food Preparation_Natural Gas_Steamer_E4 | F4 | Commercial | Education | New | Food Preparation | Natural Gas | Steamer | E4 | PCT BC Ratio | 0 | 0 | 0 | 0 | 0 | 0 | 0 | 0 | 0 | 0 | 0 | 0 | 0 | 0 | 0 | 0 | 0 | 0 | 0 | 0 | 0 | 0 | 0 | 0 | 0 | 0 | 0 | 0 | 0 | 0 | 0
F4_Commercial_Education_New_Food Preparation_Natural Gas_Steamer_E5 | F4 | Commercial | Education | New | Food Preparation | Natural Gas | Steamer | E5 | PCT BC Ratio | 0 | 0 | 0 | 0 | 0 | 0 | 0 | 0 | 0 | 0 | 0 | 0 | 0 | 0 | 0 | 0 | 0 | 0 | 0 | 0 | 0 | 0 | 0 | 0 | 0 | 0 | 0 | 0 | 0 | 0 | 0
F4_Commercial_Education_New_Food Preparation_Natural Gas_Steamer_E6 | F4 | Commercial | Education | New | Food Preparation | Natural Gas | Steamer | E6 | PCT BC Ratio | 0 | 0 | 0 | 0 | 0 | 0 | 0 | 0 | 0 | 0 | 0 | 0 | 0 | 0 | 0 | 0 | 0 | 0 | 0 | 0 | 0 | 0 | 0 | 0 | 0 | 0 | 0 | 0 | 0 | 0 | 0
F4_Commercial_Education_New_Food Preparation_Natural Gas_Steamer_E7 | F4 | Commercial | Education | New | Food Preparation | Natural Gas | Steamer | E7 | PCT BC Ratio | 0 | 0 | 0 | 0 | 0 | 0 | 0 | 0 | 0 | 0 | 0 | 0 | 0 | 0 | 0 | 0 | 0 | 0 | 0 | 0 | 0 | 0 | 0 | 0 | 0 | 0 | 0 | 0 | 0 | 0 | 0
F4_Commercial_Education_New_Food Preparation_Natural Gas_Steamer_E8 | F4 | Commercial | Education | New | Food Preparation | Natural Gas | Steamer | E8 | PCT BC Ratio | 0 | 0 | 0 | 0 | 0 | 0 | 0 | 0 | 0 | 0 | 0 | 0 | 0 | 0 | 0 | 0 | 0 | 0 | 0 | 0 | 0 | 0 | 0 | 0 | 0 | 0 | 0 | 0 | 0 | 0 | 0
F4_Commercial_Education_New_Food Preparation_Natural Gas_Steamer_E9 | F4 | Commercial | Education | New | Food Preparation | Natural Gas | Steamer | E9 | PCT BC Ratio | 0 | 0 | 0 | 0 | 0 | 0 | 0 | 0 | 0 | 0 | 0 | 0 | 0 | 0 | 0 | 0 | 0 | 0 | 0 | 0 | 0 | 0 | 0 | 0 | 0 | 0 | 0 | 0 | 0 | 0 | 0
F4_Commercial_Education_New_Food Preparation_Natural Gas_Steamer_E10 | F4 | Commercial | Education | New | Food Preparation | Natural Gas | Steamer | E10 | PCT BC Ratio | 0 | 0 | 0 | 0 | 0 | 0 | 0 | 0 | 0 | 0 | 0 | 0 | 0 | 0 | 0 | 0 | 0 | 0 | 0 | 0 | 0 | 0 | 0 | 0 | 0 | 0 | 0 | 0 | 0 | 0 | 0
F5_Commercial_Education_New_Food Preparation_Natural Gas_Steamer_E1 | F5 | Commercial | Education | New | Food Preparation | Natural Gas | Steamer | E1 | RIM BC Ratio | 0.9 | 0.9 | 0.9 | 0 | 0 | 0 | 0 | 0 | 0 | 0 | 0 | 0 | 0 | 0 | 0 | 0 | 0 | 0 | 0 | 0 | 0 | 0 | 0 | 0 | 0 | 0 | 0 | 0 | 0 | 0 | 0
F5_Commercial_Education_New_Food Preparation_Natural Gas_Steamer_E2 | F5 | Commercial | Education | New | Food Preparation | Natural Gas | Steamer | E2 | RIM BC Ratio | 0.72357 | 0.72438 | 0.72484 | 0.9 | 0.9 | 0.9 | 0.9 | 0.9 | 0.9 | 0.9 | 0.9 | 0.9 | 0.9 | 0.9 | 0.9 | 0.9 | 0.9 | 0.9 | 0.9 | 0.9 | 0.9 | 0.9 | 0.9 | 0.9 | 0.9 | 0.9 | 0.9 | 0.9 | 0.9 | 0.9 | 0.9
F5_Commercial_Education_New_Food Preparation_Natural Gas_Steamer_E3 | F5 | Commercial | Education | New | Food Preparation | Natural Gas | Steamer | E3 | RIM BC Ratio | 0 | 0 | 0 | 0 | 0 | 0 | 0 | 0 | 0 | 0 | 0 | 0 | 0 | 0 | 0 | 0 | 0 | 0 | 0 | 0 | 0 | 0 | 0 | 0 | 0 | 0 | 0 | 0 | 0 | 0 | 0
F5_Commercial_Education_New_Food Preparation_Natural Gas_Steamer_E4 | F5 | Commercial | Education | New | Food Preparation | Natural Gas | Steamer | E4 | RIM BC Ratio | 0 | 0 | 0 | 0 | 0 | 0 | 0 | 0 | 0 | 0 | 0 | 0 | 0 | 0 | 0 | 0 | 0 | 0 | 0 | 0 | 0 | 0 | 0 | 0 | 0 | 0 | 0 | 0 | 0 | 0 | 0
F5_Commercial_Education_New_Food Preparation_Natural Gas_Steamer_E5 | F5 | Commercial | Education | New | Food Preparation | Natural Gas | Steamer | E5 | RIM BC Ratio | 0 | 0 | 0 | 0 | 0 | 0 | 0 | 0 | 0 | 0 | 0 | 0 | 0 | 0 | 0 | 0 | 0 | 0 | 0 | 0 | 0 | 0 | 0 | 0 | 0 | 0 | 0 | 0 | 0 | 0 | 0
F5_Commercial_Education_New_Food Preparation_Natural Gas_Steamer_E6 | F5 | Commercial | Education | New | Food Preparation | Natural Gas | Steamer | E6 | RIM BC Ratio | 0 | 0 | 0 | 0 | 0 | 0 | 0 | 0 | 0 | 0 | 0 | 0 | 0 | 0 | 0 | 0 | 0 | 0 | 0 | 0 | 0 | 0 | 0 | 0 | 0 | 0 | 0 | 0 | 0 | 0 | 0
F5_Commercial_Education_New_Food Preparation_Natural Gas_Steamer_E7 | F5 | Commercial | Education | New | Food Preparation | Natural Gas | Steamer | E7 | RIM BC Ratio | 0 | 0 | 0 | 0 | 0 | 0 | 0 | 0 | 0 | 0 | 0 | 0 | 0 | 0 | 0 | 0 | 0 | 0 | 0 | 0 | 0 | 0 | 0 | 0 | 0 | 0 | 0 | 0 | 0 | 0 | 0
F5_Commercial_Education_New_Food Preparation_Natural Gas_Steamer_E8 | F5 | Commercial | Education | New | Food Preparation | Natural Gas | Steamer | E8 | RIM BC Ratio | 0 | 0 | 0 | 0 | 0 | 0 | 0 | 0 | 0 | 0 | 0 | 0 | 0 | 0 | 0 | 0 | 0 | 0 | 0 | 0 | 0 | 0 | 0 | 0 | 0 | 0 | 0 | 0 | 0 | 0 | 0
F5_Commercial_Education_New_Food Preparation_Natural Gas_Steamer_E9 | F5 | Commercial | Education | New | Food Preparation | Natural Gas | Steamer | E9 | RIM BC Ratio | 0 | 0 | 0 | 0 | 0 | 0 | 0 | 0 | 0 | 0 | 0 | 0 | 0 | 0 | 0 | 0 | 0 | 0 | 0 | 0 | 0 | 0 | 0 | 0 | 0 | 0 | 0 | 0 | 0 | 0 | 0
F5_Commercial_Education_New_Food Preparation_Natural Gas_Steamer_E10 | F5 | Commercial | Education | New | Food Preparation | Natural Gas | Steamer | E10 | RIM BC Ratio | 0 | 0 | 0 | 0 | 0 | 0 | 0 | 0 | 0 | 0 | 0 | 0 | 0 | 0 | 0 | 0 | 0 | 0 | 0 | 0 | 0 | 0 | 0 | 0 | 0 | 0 | 0 | 0 | 0 | 0 | 0
F0_Commercial_Education_New_Food Preparation_Natural Gas_Food Prep Other_E0 | F0 | Commercial | Education | New | Food Preparation | Natural Gas | Food Prep Other | E0 | Economic Unit | ENERGY STAR | ENERGY STAR | ENERGY STAR | ENERGY STAR | ENERGY STAR | ENERGY STAR | ENERGY STAR | ENERGY STAR | ENERGY STAR | ENERGY STAR | ENERGY STAR | ENERGY STAR | ENERGY STAR | ENERGY STAR | ENERGY STAR | ENERGY STAR | ENERGY STAR | ENERGY STAR | ENERGY STAR | ENERGY STAR | ENERGY STAR | ENERGY STAR | ENERGY STAR | Standard | Standard | Standard | Standard | Standard | Standard | Standard | Standard
F1_Commercial_Education_New_Food Preparation_Natural Gas_Food Prep Other_E1 | F1 | Commercial | Education | New | Food Preparation | Natural Gas | Food Prep Other | E1 | CCE | 0 | 0 | 0 | 0 | 0 | 0 | 0 | 0 | 0 | 0 | 0 | 0 | 0 | 0 | 0 | 0 | 0 | 0 | 0 | 0 | 0 | 0 | 0 | 0 | 0 | 0 | 0 | 0 | 0 | 0 | 0
F1_Commercial_Education_New_Food Preparation_Natural Gas_Food Prep Other_E2 | F1 | Commercial | Education | New | Food Preparation | Natural Gas | Food Prep Other | E2 | CCE | 0.15845 | 0.15233 | 0.15306 | 0.15466 | 0.15466 | 0.15466 | 0.15466 | 0.15466 | 0.15466 | 0.15466 | 0.15466 | 0.15466 | 0.15466 | 0.15466 | 0.15466 | 0.15466 | 0.15466 | 0.15466 | 0.15466 | 0.15466 | 0.15466 | 0.15466 | 0.15466 | 0.15466 | 0.15466 | 0.15466 | 0.15466 | 0.15466 | 0.15466 | 0.15466 | 0.15466
F1_Commercial_Education_New_Food Preparation_Natural Gas_Food Prep Other_E3 | F1 | Commercial | Education | New | Food Preparation | Natural Gas | Food Prep Other | E3 | CCE | 0 | 0 | 0 | 0 | 0 | 0 | 0 | 0 | 0 | 0 | 0 | 0 | 0 | 0 | 0 | 0 | 0 | 0 | 0 | 0 | 0 | 0 | 0 | 0 | 0 | 0 | 0 | 0 | 0 | 0 | 0
F1_Commercial_Education_New_Food Preparation_Natural Gas_Food Prep Other_E4 | F1 | Commercial | Education | New | Food Preparation | Natural Gas | Food Prep Other | E4 | CCE | 0 | 0 | 0 | 0 | 0 | 0 | 0 | 0 | 0 | 0 | 0 | 0 | 0 | 0 | 0 | 0 | 0 | 0 | 0 | 0 | 0 | 0 | 0 | 0 | 0 | 0 | 0 | 0 | 0 | 0 | 0
F1_Commercial_Education_New_Food Preparation_Natural Gas_Food Prep Other_E5 | F1 | Commercial | Education | New | Food Preparation | Natural Gas | Food Prep Other | E5 | CCE | 0 | 0 | 0 | 0 | 0 | 0 | 0 | 0 | 0 | 0 | 0 | 0 | 0 | 0 | 0 | 0 | 0 | 0 | 0 | 0 | 0 | 0 | 0 | 0 | 0 | 0 | 0 | 0 | 0 | 0 | 0
F1_Commercial_Education_New_Food Preparation_Natural Gas_Food Prep Other_E6 | F1 | Commercial | Education | New | Food Preparation | Natural Gas | Food Prep Other | E6 | CCE | 0 | 0 | 0 | 0 | 0 | 0 | 0 | 0 | 0 | 0 | 0 | 0 | 0 | 0 | 0 | 0 | 0 | 0 | 0 | 0 | 0 | 0 | 0 | 0 | 0 | 0 | 0 | 0 | 0 | 0 | 0
F1_Commercial_Education_New_Food Preparation_Natural Gas_Food Prep Other_E7 | F1 | Commercial | Education | New | Food Preparation | Natural Gas | Food Prep Other | E7 | CCE | 0 | 0 | 0 | 0 | 0 | 0 | 0 | 0 | 0 | 0 | 0 | 0 | 0 | 0 | 0 | 0 | 0 | 0 | 0 | 0 | 0 | 0 | 0 | 0 | 0 | 0 | 0 | 0 | 0 | 0 | 0
F1_Commercial_Education_New_Food Preparation_Natural Gas_Food Prep Other_E8 | F1 | Commercial | Education | New | Food Preparation | Natural Gas | Food Prep Other | E8 | CCE | 0 | 0 | 0 | 0 | 0 | 0 | 0 | 0 | 0 | 0 | 0 | 0 | 0 | 0 | 0 | 0 | 0 | 0 | 0 | 0 | 0 | 0 | 0 | 0 | 0 | 0 | 0 | 0 | 0 | 0 | 0
F1_Commercial_Education_New_Food Preparation_Natural Gas_Food Prep Other_E9 | F1 | Commercial | Education | New | Food Preparation | Natural Gas | Food Prep Other | E9 | CCE | 0 | 0 | 0 | 0 | 0 | 0 | 0 | 0 | 0 | 0 | 0 | 0 | 0 | 0 | 0 | 0 | 0 | 0 | 0 | 0 | 0 | 0 | 0 | 0 | 0 | 0 | 0 | 0 | 0 | 0 | 0
F1_Commercial_Education_New_Food Preparation_Natural Gas_Food Prep Other_E10 | F1 | Commercial | Education | New | Food Preparation | Natural Gas | Food Prep Other | E10 | CCE | 0 | 0 | 0 | 0 | 0 | 0 | 0 | 0 | 0 | 0 | 0 | 0 | 0 | 0 | 0 | 0 | 0 | 0 | 0 | 0 | 0 | 0 | 0 | 0 | 0 | 0 | 0 | 0 | 0 | 0 | 0
F2_Commercial_Education_New_Food Preparation_Natural Gas_Food Prep Other_E1 | F2 | Commercial | Education | New | Food Preparation | Natural Gas | Food Prep Other | E1 | TRC BC Ratio | 0.9 | 0.9 | 0.9 | 0.9 | 0.9 | 0.9 | 0.9 | 0.9 | 0.9 | 0.9 | 0.9 | 0.9 | 0.9 | 0.9 | 0.9 | 0.9 | 0.9 | 0.9 | 0.9 | 0.9 | 0.9 | 0.9 | 0.9 | 0.9 | 0.9 | 0.9 | 0.9 | 0.9 | 0.9 | 0.9 | 0.9
F2_Commercial_Education_New_Food Preparation_Natural Gas_Food Prep Other_E2 | F2 | Commercial | Education | New | Food Preparation | Natural Gas | Food Prep Other | E2 | TRC BC Ratio | 0.064402 | 0.065679 | 0.066592 | 0.067581 | 0.069003 | 0.064649 | 0.061246 | 0.059457 | 0.058814 | 0.057827 | 0.057162 | 0.060191 | 0.053868 | 0.057577 | 0.062338 | 0.066965 | 0.067138 | 0.067459 | 0.06617 | 0.067089 | 0.067733 | 0.068601 | 0.069693 | 0.032829 | 0.032174 | 0.031561 | 0.030984 | 0.030437 | 0.029914 | 0.029412 | 0.028926
F2_Commercial_Education_New_Food Preparation_Natural Gas_Food Prep Other_E3 | F2 | Commercial | Education | New | Food Preparation | Natural Gas | Food Prep Other | E3 | TRC BC Ratio | 0 | 0 | 0 | 0 | 0 | 0 | 0 | 0 | 0 | 0 | 0 | 0 | 0 | 0 | 0 | 0 | 0 | 0 | 0 | 0 | 0 | 0 | 0 | 0 | 0 | 0 | 0 | 0 | 0 | 0 | 0
F2_Commercial_Education_New_Food Preparation_Natural Gas_Food Prep Other_E4 | F2 | Commercial | Education | New | Food Preparation | Natural Gas | Food Prep Other | E4 | TRC BC Ratio | 0 | 0 | 0 | 0 | 0 | 0 | 0 | 0 | 0 | 0 | 0 | 0 | 0 | 0 | 0 | 0 | 0 | 0 | 0 | 0 | 0 | 0 | 0 | 0 | 0 | 0 | 0 | 0 | 0 | 0 | 0
F2_Commercial_Education_New_Food Preparation_Natural Gas_Food Prep Other_E5 | F2 | Commercial | Education | New | Food Preparation | Natural Gas | Food Prep Other | E5 | TRC BC Ratio | 0 | 0 | 0 | 0 | 0 | 0 | 0 | 0 | 0 | 0 | 0 | 0 | 0 | 0 | 0 | 0 | 0 | 0 | 0 | 0 | 0 | 0 | 0 | 0 | 0 | 0 | 0 | 0 | 0 | 0 | 0
F2_Commercial_Education_New_Food Preparation_Natural Gas_Food Prep Other_E6 | F2 | Commercial | Education | New | Food Preparation | Natural Gas | Food Prep Other | E6 | TRC BC Ratio | 0 | 0 | 0 | 0 | 0 | 0 | 0 | 0 | 0 | 0 | 0 | 0 | 0 | 0 | 0 | 0 | 0 | 0 | 0 | 0 | 0 | 0 | 0 | 0 | 0 | 0 | 0 | 0 | 0 | 0 | 0
F2_Commercial_Education_New_Food Preparation_Natural Gas_Food Prep Other_E7 | F2 | Commercial | Education | New | Food Preparation | Natural Gas | Food Prep Other | E7 | TRC BC Ratio | 0 | 0 | 0 | 0 | 0 | 0 | 0 | 0 | 0 | 0 | 0 | 0 | 0 | 0 | 0 | 0 | 0 | 0 | 0 | 0 | 0 | 0 | 0 | 0 | 0 | 0 | 0 | 0 | 0 | 0 | 0
F2_Commercial_Education_New_Food Preparation_Natural Gas_Food Prep Other_E8 | F2 | Commercial | Education | New | Food Preparation | Natural Gas | Food Prep Other | E8 | TRC BC Ratio | 0 | 0 | 0 | 0 | 0 | 0 | 0 | 0 | 0 | 0 | 0 | 0 | 0 | 0 | 0 | 0 | 0 | 0 | 0 | 0 | 0 | 0 | 0 | 0 | 0 | 0 | 0 | 0 | 0 | 0 | 0
F2_Commercial_Education_New_Food Preparation_Natural Gas_Food Prep Other_E9 | F2 | Commercial | Education | New | Food Preparation | Natural Gas | Food Prep Other | E9 | TRC BC Ratio | 0 | 0 | 0 | 0 | 0 | 0 | 0 | 0 | 0 | 0 | 0 | 0 | 0 | 0 | 0 | 0 | 0 | 0 | 0 | 0 | 0 | 0 | 0 | 0 | 0 | 0 | 0 | 0 | 0 | 0 | 0
F2_Commercial_Education_New_Food Preparation_Natural Gas_Food Prep Other_E10 | F2 | Commercial | Education | New | Food Preparation | Natural Gas | Food Prep Other | E10 | TRC BC Ratio | 0 | 0 | 0 | 0 | 0 | 0 | 0 | 0 | 0 | 0 | 0 | 0 | 0 | 0 | 0 | 0 | 0 | 0 | 0 | 0 | 0 | 0 | 0 | 0 | 0 | 0 | 0 | 0 | 0 | 0 | 0
F3_Commercial_Education_New_Food Preparation_Natural Gas_Food Prep Other_E1 | F3 | Commercial | Education | New | Food Preparation | Natural Gas | Food Prep Other | E1 | PACT BC Ratio | 0.9 | 0.9 | 0.9 | 0.9 | 0.9 | 0.9 | 0.9 | 0.9 | 0.9 | 0.9 | 0.9 | 0.9 | 0.9 | 0.9 | 0.9 | 0.9 | 0.9 | 0.9 | 0.9 | 0.9 | 0.9 | 0.9 | 0.9 | 0.9 | 0.9 | 0.9 | 0.9 | 0.9 | 0.9 | 0.9 | 0.9
F3_Commercial_Education_New_Food Preparation_Natural Gas_Food Prep Other_E2 | F3 | Commercial | Education | New | Food Preparation | Natural Gas | Food Prep Other | E2 | PACT BC Ratio | 1.1369 | 1.1594 | 1.1755 | 1.193 | 1.2181 | 1.1412 | 1.0812 | 1.0496 | 1.0382 | 1.0208 | 1.0091 | 1.0625 | 0.95093 | 1.0164 | 1.1004 | 1.1821 | 1.1852 | 1.1908 | 1.1681 | 1.1843 | 1.1957 | 1.211 | 1.2303 | 0.57953 | 0.56797 | 0.55715 | 0.54696 | 0.5373 | 0.52807 | 0.5192 | 0.51063
F3_Commercial_Education_New_Food Preparation_Natural Gas_Food Prep Other_E3 | F3 | Commercial | Education | New | Food Preparation | Natural Gas | Food Prep Other | E3 | PACT BC Ratio | 0 | 0 | 0 | 0 | 0 | 0 | 0 | 0 | 0 | 0 | 0 | 0 | 0 | 0 | 0 | 0 | 0 | 0 | 0 | 0 | 0 | 0 | 0 | 0 | 0 | 0 | 0 | 0 | 0 | 0 | 0
F3_Commercial_Education_New_Food Preparation_Natural Gas_Food Prep Other_E4 | F3 | Commercial | Education | New | Food Preparation | Natural Gas | Food Prep Other | E4 | PACT BC Ratio | 0 | 0 | 0 | 0 | 0 | 0 | 0 | 0 | 0 | 0 | 0 | 0 | 0 | 0 | 0 | 0 | 0 | 0 | 0 | 0 | 0 | 0 | 0 | 0 | 0 | 0 | 0 | 0 | 0 | 0 | 0
F3_Commercial_Education_New_Food Preparation_Natural Gas_Food Prep Other_E5 | F3 | Commercial | Education | New | Food Preparation | Natural Gas | Food Prep Other | E5 | PACT BC Ratio | 0 | 0 | 0 | 0 | 0 | 0 | 0 | 0 | 0 | 0 | 0 | 0 | 0 | 0 | 0 | 0 | 0 | 0 | 0 | 0 | 0 | 0 | 0 | 0 | 0 | 0 | 0 | 0 | 0 | 0 | 0
F3_Commercial_Education_New_Food Preparation_Natural Gas_Food Prep Other_E6 | F3 | Commercial | Education | New | Food Preparation | Natural Gas | Food Prep Other | E6 | PACT BC Ratio | 0 | 0 | 0 | 0 | 0 | 0 | 0 | 0 | 0 | 0 | 0 | 0 | 0 | 0 | 0 | 0 | 0 | 0 | 0 | 0 | 0 | 0 | 0 | 0 | 0 | 0 | 0 | 0 | 0 | 0 | 0
F3_Commercial_Education_New_Food Preparation_Natural Gas_Food Prep Other_E7 | F3 | Commercial | Education | New | Food Preparation | Natural Gas | Food Prep Other | E7 | PACT BC Ratio | 0 | 0 | 0 | 0 | 0 | 0 | 0 | 0 | 0 | 0 | 0 | 0 | 0 | 0 | 0 | 0 | 0 | 0 | 0 | 0 | 0 | 0 | 0 | 0 | 0 | 0 | 0 | 0 | 0 | 0 | 0
F3_Commercial_Education_New_Food Preparation_Natural Gas_Food Prep Other_E8 | F3 | Commercial | Education | New | Food Preparation | Natural Gas | Food Prep Other | E8 | PACT BC Ratio | 0 | 0 | 0 | 0 | 0 | 0 | 0 | 0 | 0 | 0 | 0 | 0 | 0 | 0 | 0 | 0 | 0 | 0 | 0 | 0 | 0 | 0 | 0 | 0 | 0 | 0 | 0 | 0 | 0 | 0 | 0
F3_Commercial_Education_New_Food Preparation_Natural Gas_Food Prep Other_E9 | F3 | Commercial | Education | New | Food Preparation | Natural Gas | Food Prep Other | E9 | PACT BC Ratio | 0 | 0 | 0 | 0 | 0 | 0 | 0 | 0 | 0 | 0 | 0 | 0 | 0 | 0 | 0 | 0 | 0 | 0 | 0 | 0 | 0 | 0 | 0 | 0 | 0 | 0 | 0 | 0 | 0 | 0 | 0
F3_Commercial_Education_New_Food Preparation_Natural Gas_Food Prep Other_E10 | F3 | Commercial | Education | New | Food Preparation | Natural Gas | Food Prep Other | E10 | PACT BC Ratio | 0 | 0 | 0 | 0 | 0 | 0 | 0 | 0 | 0 | 0 | 0 | 0 | 0 | 0 | 0 | 0 | 0 | 0 | 0 | 0 | 0 | 0 | 0 | 0 | 0 | 0 | 0 | 0 | 0 | 0 | 0
F4_Commercial_Education_New_Food Preparation_Natural Gas_Food Prep Other_E1 | F4 | Commercial | Education | New | Food Preparation | Natural Gas | Food Prep Other | E1 | PCT BC Ratio | 0.9 | 0.9 | 0.9 | 0.9 | 0.9 | 0.9 | 0.9 | 0.9 | 0.9 | 0.9 | 0.9 | 0.9 | 0.9 | 0.9 | 0.9 | 0.9 | 0.9 | 0.9 | 0.9 | 0.9 | 0.9 | 0.9 | 0.9 | 0.9 | 0.9 | 0.9 | 0.9 | 0.9 | 0.9 | 0.9 | 0.9
F4_Commercial_Education_New_Food Preparation_Natural Gas_Food Prep Other_E2 | F4 | Commercial | Education | New | Food Preparation | Natural Gas | Food Prep Other | E2 | PCT BC Ratio | 0.10732 | 0.10889 | 0.11002 | 0.11124 | 0.113 | 0.10762 | 0.10342 | 0.10121 | 0.10042 | 0.0992 | 0.098378 | 0.10212 | 0.094311 | 0.098891 | 0.10477 | 0.11048 | 0.1107 | 0.11109 | 0.1095 | 0.11064 | 0.11143 | 0.1125 | 0.11385 | 0.068334 | 0.067525 | 0.066768 | 0.066056 | 0.06538 | 0.064735 | 0.064115 | 0.063515
F4_Commercial_Education_New_Food Preparation_Natural Gas_Food Prep Other_E3 | F4 | Commercial | Education | New | Food Preparation | Natural Gas | Food Prep Other | E3 | PCT BC Ratio | 0 | 0 | 0 | 0 | 0 | 0 | 0 | 0 | 0 | 0 | 0 | 0 | 0 | 0 | 0 | 0 | 0 | 0 | 0 | 0 | 0 | 0 | 0 | 0 | 0 | 0 | 0 | 0 | 0 | 0 | 0
F4_Commercial_Education_New_Food Preparation_Natural Gas_Food Prep Other_E4 | F4 | Commercial | Education | New | Food Preparation | Natural Gas | Food Prep Other | E4 | PCT BC Ratio | 0 | 0 | 0 | 0 | 0 | 0 | 0 | 0 | 0 | 0 | 0 | 0 | 0 | 0 | 0 | 0 | 0 | 0 | 0 | 0 | 0 | 0 | 0 | 0 | 0 | 0 | 0 | 0 | 0 | 0 | 0
F4_Commercial_Education_New_Food Preparation_Natural Gas_Food Prep Other_E5 | F4 | Commercial | Education | New | Food Preparation | Natural Gas | Food Prep Other | E5 | PCT BC Ratio | 0 | 0 | 0 | 0 | 0 | 0 | 0 | 0 | 0 | 0 | 0 | 0 | 0 | 0 | 0 | 0 | 0 | 0 | 0 | 0 | 0 | 0 | 0 | 0 | 0 | 0 | 0 | 0 | 0 | 0 | 0
F4_Commercial_Education_New_Food Preparation_Natural Gas_Food Prep Other_E6 | F4 | Commercial | Education | New | Food Preparation | Natural Gas | Food Prep Other | E6 | PCT BC Ratio | 0 | 0 | 0 | 0 | 0 | 0 | 0 | 0 | 0 | 0 | 0 | 0 | 0 | 0 | 0 | 0 | 0 | 0 | 0 | 0 | 0 | 0 | 0 | 0 | 0 | 0 | 0 | 0 | 0 | 0 | 0
F4_Commercial_Education_New_Food Preparation_Natural Gas_Food Prep Other_E7 | F4 | Commercial | Education | New | Food Preparation | Natural Gas | Food Prep Other | E7 | PCT BC Ratio | 0 | 0 | 0 | 0 | 0 | 0 | 0 | 0 | 0 | 0 | 0 | 0 | 0 | 0 | 0 | 0 | 0 | 0 | 0 | 0 | 0 | 0 | 0 | 0 | 0 | 0 | 0 | 0 | 0 | 0 | 0
F4_Commercial_Education_New_Food Preparation_Natural Gas_Food Prep Other_E8 | F4 | Commercial | Education | New | Food Preparation | Natural Gas | Food Prep Other | E8 | PCT BC Ratio | 0 | 0 | 0 | 0 | 0 | 0 | 0 | 0 | 0 | 0 | 0 | 0 | 0 | 0 | 0 | 0 | 0 | 0 | 0 | 0 | 0 | 0 | 0 | 0 | 0 | 0 | 0 | 0 | 0 | 0 | 0
F4_Commercial_Education_New_Food Preparation_Natural Gas_Food Prep Other_E9 | F4 | Commercial | Education | New | Food Preparation | Natural Gas | Food Prep Other | E9 | PCT BC Ratio | 0 | 0 | 0 | 0 | 0 | 0 | 0 | 0 | 0 | 0 | 0 | 0 | 0 | 0 | 0 | 0 | 0 | 0 | 0 | 0 | 0 | 0 | 0 | 0 | 0 | 0 | 0 | 0 | 0 | 0 | 0
F4_Commercial_Education_New_Food Preparation_Natural Gas_Food Prep Other_E10 | F4 | Commercial | Education | New | Food Preparation | Natural Gas | Food Prep Other | E10 | PCT BC Ratio | 0 | 0 | 0 | 0 | 0 | 0 | 0 | 0 | 0 | 0 | 0 | 0 | 0 | 0 | 0 | 0 | 0 | 0 | 0 | 0 | 0 | 0 | 0 | 0 | 0 | 0 | 0 | 0 | 0 | 0 | 0
F5_Commercial_Education_New_Food Preparation_Natural Gas_Food Prep Other_E1 | F5 | Commercial | Education | New | Food Preparation | Natural Gas | Food Prep Other | E1 | RIM BC Ratio | 0.9 | 0.9 | 0.9 | 0.9 | 0.9 | 0.9 | 0.9 | 0.9 | 0.9 | 0.9 | 0.9 | 0.9 | 0.9 | 0.9 | 0.9 | 0.9 | 0.9 | 0.9 | 0.9 | 0.9 | 0.9 | 0.9 | 0.9 | 0.9 | 0.9 | 0.9 | 0.9 | 0.9 | 0.9 | 0.9 | 0.9
F5_Commercial_Education_New_Food Preparation_Natural Gas_Food Prep Other_E2 | F5 | Commercial | Education | New | Food Preparation | Natural Gas | Food Prep Other | E2 | RIM BC Ratio | 0.48131 | 0.4853 | 0.48811 | 0.49109 | 0.49529 | 0.48209 | 0.47104 | 0.46494 | 0.4627 | 0.45921 | 0.45681 | 0.46746 | 0.44451 | 0.45831 | 0.47466 | 0.48924 | 0.48976 | 0.49072 | 0.48682 | 0.48961 | 0.49154 | 0.49412 | 0.49729 | 0.34204 | 0.33798 | 0.33412 | 0.33043 | 0.32688 | 0.32344 | 0.32009 | 0.31681
F5_Commercial_Education_New_Food Preparation_Natural Gas_Food Prep Other_E3 | F5 | Commercial | Education | New | Food Preparation | Natural Gas | Food Prep Other | E3 | RIM BC Ratio | 0 | 0 | 0 | 0 | 0 | 0 | 0 | 0 | 0 | 0 | 0 | 0 | 0 | 0 | 0 | 0 | 0 | 0 | 0 | 0 | 0 | 0 | 0 | 0 | 0 | 0 | 0 | 0 | 0 | 0 | 0
F5_Commercial_Education_New_Food Preparation_Natural Gas_Food Prep Other_E4 | F5 | Commercial | Education | New | Food Preparation | Natural Gas | Food Prep Other | E4 | RIM BC Ratio | 0 | 0 | 0 | 0 | 0 | 0 | 0 | 0 | 0 | 0 | 0 | 0 | 0 | 0 | 0 | 0 | 0 | 0 | 0 | 0 | 0 | 0 | 0 | 0 | 0 | 0 | 0 | 0 | 0 | 0 | 0
F5_Commercial_Education_New_Food Preparation_Natural Gas_Food Prep Other_E5 | F5 | Commercial | Education | New | Food Preparation | Natural Gas | Food Prep Other | E5 | RIM BC Ratio | 0 | 0 | 0 | 0 | 0 | 0 | 0 | 0 | 0 | 0 | 0 | 0 | 0 | 0 | 0 | 0 | 0 | 0 | 0 | 0 | 0 | 0 | 0 | 0 | 0 | 0 | 0 | 0 | 0 | 0 | 0
F5_Commercial_Education_New_Food Preparation_Natural Gas_Food Prep Other_E6 | F5 | Commercial | Education | New | Food Preparation | Natural Gas | Food Prep Other | E6 | RIM BC Ratio | 0 | 0 | 0 | 0 | 0 | 0 | 0 | 0 | 0 | 0 | 0 | 0 | 0 | 0 | 0 | 0 | 0 | 0 | 0 | 0 | 0 | 0 | 0 | 0 | 0 | 0 | 0 | 0 | 0 | 0 | 0
F5_Commercial_Education_New_Food Preparation_Natural Gas_Food Prep Other_E7 | F5 | Commercial | Education | New | Food Preparation | Natural Gas | Food Prep Other | E7 | RIM BC Ratio | 0 | 0 | 0 | 0 | 0 | 0 | 0 | 0 | 0 | 0 | 0 | 0 | 0 | 0 | 0 | 0 | 0 | 0 | 0 | 0 | 0 | 0 | 0 | 0 | 0 | 0 | 0 | 0 | 0 | 0 | 0
F5_Commercial_Education_New_Food Preparation_Natural Gas_Food Prep Other_E8 | F5 | Commercial | Education | New | Food Preparation | Natural Gas | Food Prep Other | E8 | RIM BC Ratio | 0 | 0 | 0 | 0 | 0 | 0 | 0 | 0 | 0 | 0 | 0 | 0 | 0 | 0 | 0 | 0 | 0 | 0 | 0 | 0 | 0 | 0 | 0 | 0 | 0 | 0 | 0 | 0 | 0 | 0 | 0
F5_Commercial_Education_New_Food Preparation_Natural Gas_Food Prep Other_E9 | F5 | Commercial | Education | New | Food Preparation | Natural Gas | Food Prep Other | E9 | RIM BC Ratio | 0 | 0 | 0 | 0 | 0 | 0 | 0 | 0 | 0 | 0 | 0 | 0 | 0 | 0 | 0 | 0 | 0 | 0 | 0 | 0 | 0 | 0 | 0 | 0 | 0 | 0 | 0 | 0 | 0 | 0 | 0
F5_Commercial_Education_New_Food Preparation_Natural Gas_Food Prep Other_E10 | F5 | Commercial | Education | New | Food Preparation | Natural Gas | Food Prep Other | E10 | RIM BC Ratio | 0 | 0 | 0 | 0 | 0 | 0 | 0 | 0 | 0 | 0 | 0 | 0 | 0 | 0 | 0 | 0 | 0 | 0 | 0 | 0 | 0 | 0 | 0 | 0 | 0 | 0 | 0 | 0 | 0 | 0 | 0
F0_Commercial_Education_New_Miscellaneous_Natural Gas_Pool Heater_E0 | F0 | Commercial | Education | New | Miscellaneous | Natural Gas | Pool Heater | E0 | Economic Unit | Standard (EF .78) | Standard (EF .78) | Standard (EF .78) | Standard (EF .78) | Standard (EF .78) | Standard (EF .78) | Standard (EF .78) | Standard (EF .78) | Standard (EF .78) | Standard (EF .78) | Standard (EF .78) | Standard (EF .78) | Standard (EF .78) | Standard (EF .78) | Standard (EF .78) | Standard (EF .78) | Standard (EF .78) | Standard (EF .78) | Condensing (EF .90) | Condensing (EF .90) | Condensing (EF .90) | Condensing (EF .90) | Condensing (EF .90) | Standard (EF .78) | Standard (EF .78) | Standard (EF .78) | Standard (EF .78) | Standard (EF .78) | Standard (EF .78) | Standard (EF .78) | Standard (EF .78)
F1_Commercial_Education_New_Miscellaneous_Natural Gas_Pool Heater_E1 | F1 | Commercial | Education | New | Miscellaneous | Natural Gas | Pool Heater | E1 | CCE | 0 | 0 | 0 | 0 | 0 | 0 | 0 | 0 | 0 | 0 | 0 | 0 | 0 | 0 | 0 | 0 | 0 | 0 | 0 | 0 | 0 | 0 | 0 | 0 | 0 | 0 | 0 | 0 | 0 | 0 | 0
F1_Commercial_Education_New_Miscellaneous_Natural Gas_Pool Heater_E2 | F1 | Commercial | Education | New | Miscellaneous | Natural Gas | Pool Heater | E2 | CCE | 0.017772 | 0.017086 | 0.017167 | 0.017347 | 0.017347 | 0.017347 | 0.017347 | 0.017347 | 0.017347 | 0.017347 | 0.017347 | 0.017347 | 0.017347 | 0.017347 | 0.017347 | 0.017347 | 0.017347 | 0.017347 | 0.017347 | 0.017347 | 0.017347 | 0.017347 | 0.017347 | 0.017347 | 0.017347 | 0.017347 | 0.017347 | 0.017347 | 0.017347 | 0.017347 | 0.017347
F1_Commercial_Education_New_Miscellaneous_Natural Gas_Pool Heater_E3 | F1 | Commercial | Education | New | Miscellaneous | Natural Gas | Pool Heater | E3 | CCE | 0 | 0 | 0 | 0 | 0 | 0 | 0 | 0 | 0 | 0 | 0 | 0 | 0 | 0 | 0 | 0 | 0 | 0 | 0 | 0 | 0 | 0 | 0 | 0 | 0 | 0 | 0 | 0 | 0 | 0 | 0
F1_Commercial_Education_New_Miscellaneous_Natural Gas_Pool Heater_E4 | F1 | Commercial | Education | New | Miscellaneous | Natural Gas | Pool Heater | E4 | CCE | 0 | 0 | 0 | 0 | 0 | 0 | 0 | 0 | 0 | 0 | 0 | 0 | 0 | 0 | 0 | 0 | 0 | 0 | 0 | 0 | 0 | 0 | 0 | 0 | 0 | 0 | 0 | 0 | 0 | 0 | 0
F1_Commercial_Education_New_Miscellaneous_Natural Gas_Pool Heater_E5 | F1 | Commercial | Education | New | Miscellaneous | Natural Gas | Pool Heater | E5 | CCE | 0 | 0 | 0 | 0 | 0 | 0 | 0 | 0 | 0 | 0 | 0 | 0 | 0 | 0 | 0 | 0 | 0 | 0 | 0 | 0 | 0 | 0 | 0 | 0 | 0 | 0 | 0 | 0 | 0 | 0 | 0
F1_Commercial_Education_New_Miscellaneous_Natural Gas_Pool Heater_E6 | F1 | Commercial | Education | New | Miscellaneous | Natural Gas | Pool Heater | E6 | CCE | 0 | 0 | 0 | 0 | 0 | 0 | 0 | 0 | 0 | 0 | 0 | 0 | 0 | 0 | 0 | 0 | 0 | 0 | 0 | 0 | 0 | 0 | 0 | 0 | 0 | 0 | 0 | 0 | 0 | 0 | 0
F1_Commercial_Education_New_Miscellaneous_Natural Gas_Pool Heater_E7 | F1 | Commercial | Education | New | Miscellaneous | Natural Gas | Pool Heater | E7 | CCE | 0 | 0 | 0 | 0 | 0 | 0 | 0 | 0 | 0 | 0 | 0 | 0 | 0 | 0 | 0 | 0 | 0 | 0 | 0 | 0 | 0 | 0 | 0 | 0 | 0 | 0 | 0 | 0 | 0 | 0 | 0
F1_Commercial_Education_New_Miscellaneous_Natural Gas_Pool Heater_E8 | F1 | Commercial | Education | New | Miscellaneous | Natural Gas | Pool Heater | E8 | CCE | 0 | 0 | 0 | 0 | 0 | 0 | 0 | 0 | 0 | 0 | 0 | 0 | 0 | 0 | 0 | 0 | 0 | 0 | 0 | 0 | 0 | 0 | 0 | 0 | 0 | 0 | 0 | 0 | 0 | 0 | 0
F1_Commercial_Education_New_Miscellaneous_Natural Gas_Pool Heater_E9 | F1 | Commercial | Education | New | Miscellaneous | Natural Gas | Pool Heater | E9 | CCE | 0 | 0 | 0 | 0 | 0 | 0 | 0 | 0 | 0 | 0 | 0 | 0 | 0 | 0 | 0 | 0 | 0 | 0 | 0 | 0 | 0 | 0 | 0 | 0 | 0 | 0 | 0 | 0 | 0 | 0 | 0
F1_Commercial_Education_New_Miscellaneous_Natural Gas_Pool Heater_E10 | F1 | Commercial | Education | New | Miscellaneous | Natural Gas | Pool Heater | E10 | CCE | 0 | 0 | 0 | 0 | 0 | 0 | 0 | 0 | 0 | 0 | 0 | 0 | 0 | 0 | 0 | 0 | 0 | 0 | 0 | 0 | 0 | 0 | 0 | 0 | 0 | 0 | 0 | 0 | 0 | 0 | 0
F2_Commercial_Education_New_Miscellaneous_Natural Gas_Pool Heater_E1 | F2 | Commercial | Education | New | Miscellaneous | Natural Gas | Pool Heater | E1 | TRC BC Ratio | 0.9 | 0.9 | 0.9 | 0.9 | 0.9 | 0.9 | 0.9 | 0.9 | 0.9 | 0.9 | 0.9 | 0.9 | 0.9 | 0.9 | 0.9 | 0.9 | 0.9 | 0.9 | 0.9 | 0.9 | 0.9 | 0.9 | 0.9 | 0.9 | 0.9 | 0.9 | 0.9 | 0.9 | 0.9 | 0.9 | 0.9
F2_Commercial_Education_New_Miscellaneous_Natural Gas_Pool Heater_E2 | F2 | Commercial | Education | New | Miscellaneous | Natural Gas | Pool Heater | E2 | TRC BC Ratio | 0.56913 | 0.59017 | 0.59856 | 0.60055 | 0.62327 | 0.58756 | 0.56286 | 0.56218 | 0.57879 | 0.56904 | 0.56637 | 0.56026 | 0.42036 | 0.41012 | 0.40714 | 0.46017 | 0.52551 | 0.59905 | 0.65771 | 0.754 | 0.76585 | 0.78054 | 0.79807 | 0.30114 | 0.29474 | 0.28881 | 0.28328 | 0.2781 | 0.27319 | 0.2685 | 0.264
F2_Commercial_Education_New_Miscellaneous_Natural Gas_Pool Heater_E3 | F2 | Commercial | Education | New | Miscellaneous | Natural Gas | Pool Heater | E3 | TRC BC Ratio | 0 | 0 | 0 | 0 | 0 | 0 | 0 | 0 | 0 | 0 | 0 | 0 | 0 | 0 | 0 | 0 | 0 | 0 | 0 | 0 | 0 | 0 | 0 | 0 | 0 | 0 | 0 | 0 | 0 | 0 | 0
F2_Commercial_Education_New_Miscellaneous_Natural Gas_Pool Heater_E4 | F2 | Commercial | Education | New | Miscellaneous | Natural Gas | Pool Heater | E4 | TRC BC Ratio | 0 | 0 | 0 | 0 | 0 | 0 | 0 | 0 | 0 | 0 | 0 | 0 | 0 | 0 | 0 | 0 | 0 | 0 | 0 | 0 | 0 | 0 | 0 | 0 | 0 | 0 | 0 | 0 | 0 | 0 | 0
F2_Commercial_Education_New_Miscellaneous_Natural Gas_Pool Heater_E5 | F2 | Commercial | Education | New | Miscellaneous | Natural Gas | Pool Heater | E5 | TRC BC Ratio | 0 | 0 | 0 | 0 | 0 | 0 | 0 | 0 | 0 | 0 | 0 | 0 | 0 | 0 | 0 | 0 | 0 | 0 | 0 | 0 | 0 | 0 | 0 | 0 | 0 | 0 | 0 | 0 | 0 | 0 | 0
F2_Commercial_Education_New_Miscellaneous_Natural Gas_Pool Heater_E6 | F2 | Commercial | Education | New | Miscellaneous | Natural Gas | Pool Heater | E6 | TRC BC Ratio | 0 | 0 | 0 | 0 | 0 | 0 | 0 | 0 | 0 | 0 | 0 | 0 | 0 | 0 | 0 | 0 | 0 | 0 | 0 | 0 | 0 | 0 | 0 | 0 | 0 | 0 | 0 | 0 | 0 | 0 | 0
F2_Commercial_Education_New_Miscellaneous_Natural Gas_Pool Heater_E7 | F2 | Commercial | Education | New | Miscellaneous | Natural Gas | Pool Heater | E7 | TRC BC Ratio | 0 | 0 | 0 | 0 | 0 | 0 | 0 | 0 | 0 | 0 | 0 | 0 | 0 | 0 | 0 | 0 | 0 | 0 | 0 | 0 | 0 | 0 | 0 | 0 | 0 | 0 | 0 | 0 | 0 | 0 | 0
F2_Commercial_Education_New_Miscellaneous_Natural Gas_Pool Heater_E8 | F2 | Commercial | Education | New | Miscellaneous | Natural Gas | Pool Heater | E8 | TRC BC Ratio | 0 | 0 | 0 | 0 | 0 | 0 | 0 | 0 | 0 | 0 | 0 | 0 | 0 | 0 | 0 | 0 | 0 | 0 | 0 | 0 | 0 | 0 | 0 | 0 | 0 | 0 | 0 | 0 | 0 | 0 | 0
F2_Commercial_Education_New_Miscellaneous_Natural Gas_Pool Heater_E9 | F2 | Commercial | Education | New | Miscellaneous | Natural Gas | Pool Heater | E9 | TRC BC Ratio | 0 | 0 | 0 | 0 | 0 | 0 | 0 | 0 | 0 | 0 | 0 | 0 | 0 | 0 | 0 | 0 | 0 | 0 | 0 | 0 | 0 | 0 | 0 | 0 | 0 | 0 | 0 | 0 | 0 | 0 | 0
F2_Commercial_Education_New_Miscellaneous_Natural Gas_Pool Heater_E10 | F2 | Commercial | Education | New | Miscellaneous | Natural Gas | Pool Heater | E10 | TRC BC Ratio | 0 | 0 | 0 | 0 | 0 | 0 | 0 | 0 | 0 | 0 | 0 | 0 | 0 | 0 | 0 | 0 | 0 | 0 | 0 | 0 | 0 | 0 | 0 | 0 | 0 | 0 | 0 | 0 | 0 | 0 | 0
F3_Commercial_Education_New_Miscellaneous_Natural Gas_Pool Heater_E1 | F3 | Commercial | Education | New | Miscellaneous | Natural Gas | Pool Heater | E1 | PACT BC Ratio | 0.9 | 0.9 | 0.9 | 0.9 | 0.9 | 0.9 | 0.9 | 0.9 | 0.9 | 0.9 | 0.9 | 0.9 | 0.9 | 0.9 | 0.9 | 0.9 | 0.9 | 0.9 | 0.9 | 0.9 | 0.9 | 0.9 | 0.9 | 0.9 | 0.9 | 0.9 | 0.9 | 0.9 | 0.9 | 0.9 | 0.9
F3_Commercial_Education_New_Miscellaneous_Natural Gas_Pool Heater_E2 | F3 | Commercial | Education | New | Miscellaneous | Natural Gas | Pool Heater | E2 | PACT BC Ratio | 0.80033 | 0.82991 | 0.84171 | 0.84451 | 0.87645 | 0.82624 | 0.79152 | 0.79055 | 0.81391 | 0.8002 | 0.79645 | 0.78786 | 0.59112 | 0.57672 | 0.57253 | 0.64711 | 0.73899 | 0.8424 | 0.92489 | 1.0603 | 1.077 | 1.0976 | 1.1223 | 0.42347 | 0.41447 | 0.40613 | 0.39836 | 0.39107 | 0.38417 | 0.37758 | 0.37125
F3_Commercial_Education_New_Miscellaneous_Natural Gas_Pool Heater_E3 | F3 | Commercial | Education | New | Miscellaneous | Natural Gas | Pool Heater | E3 | PACT BC Ratio | 0 | 0 | 0 | 0 | 0 | 0 | 0 | 0 | 0 | 0 | 0 | 0 | 0 | 0 | 0 | 0 | 0 | 0 | 0 | 0 | 0 | 0 | 0 | 0 | 0 | 0 | 0 | 0 | 0 | 0 | 0
F3_Commercial_Education_New_Miscellaneous_Natural Gas_Pool Heater_E4 | F3 | Commercial | Education | New | Miscellaneous | Natural Gas | Pool Heater | E4 | PACT BC Ratio | 0 | 0 | 0 | 0 | 0 | 0 | 0 | 0 | 0 | 0 | 0 | 0 | 0 | 0 | 0 | 0 | 0 | 0 | 0 | 0 | 0 | 0 | 0 | 0 | 0 | 0 | 0 | 0 | 0 | 0 | 0
F3_Commercial_Education_New_Miscellaneous_Natural Gas_Pool Heater_E5 | F3 | Commercial | Education | New | Miscellaneous | Natural Gas | Pool Heater | E5 | PACT BC Ratio | 0 | 0 | 0 | 0 | 0 | 0 | 0 | 0 | 0 | 0 | 0 | 0 | 0 | 0 | 0 | 0 | 0 | 0 | 0 | 0 | 0 | 0 | 0 | 0 | 0 | 0 | 0 | 0 | 0 | 0 | 0
F3_Commercial_Education_New_Miscellaneous_Natural Gas_Pool Heater_E6 | F3 | Commercial | Education | New | Miscellaneous | Natural Gas | Pool Heater | E6 | PACT BC Ratio | 0 | 0 | 0 | 0 | 0 | 0 | 0 | 0 | 0 | 0 | 0 | 0 | 0 | 0 | 0 | 0 | 0 | 0 | 0 | 0 | 0 | 0 | 0 | 0 | 0 | 0 | 0 | 0 | 0 | 0 | 0
F3_Commercial_Education_New_Miscellaneous_Natural Gas_Pool Heater_E7 | F3 | Commercial | Education | New | Miscellaneous | Natural Gas | Pool Heater | E7 | PACT BC Ratio | 0 | 0 | 0 | 0 | 0 | 0 | 0 | 0 | 0 | 0 | 0 | 0 | 0 | 0 | 0 | 0 | 0 | 0 | 0 | 0 | 0 | 0 | 0 | 0 | 0 | 0 | 0 | 0 | 0 | 0 | 0
F3_Commercial_Education_New_Miscellaneous_Natural Gas_Pool Heater_E8 | F3 | Commercial | Education | New | Miscellaneous | Natural Gas | Pool Heater | E8 | PACT BC Ratio | 0 | 0 | 0 | 0 | 0 | 0 | 0 | 0 | 0 | 0 | 0 | 0 | 0 | 0 | 0 | 0 | 0 | 0 | 0 | 0 | 0 | 0 | 0 | 0 | 0 | 0 | 0 | 0 | 0 | 0 | 0
F3_Commercial_Education_New_Miscellaneous_Natural Gas_Pool Heater_E9 | F3 | Commercial | Education | New | Miscellaneous | Natural Gas | Pool Heater | E9 | PACT BC Ratio | 0 | 0 | 0 | 0 | 0 | 0 | 0 | 0 | 0 | 0 | 0 | 0 | 0 | 0 | 0 | 0 | 0 | 0 | 0 | 0 | 0 | 0 | 0 | 0 | 0 | 0 | 0 | 0 | 0 | 0 | 0
F3_Commercial_Education_New_Miscellaneous_Natural Gas_Pool Heater_E10 | F3 | Commercial | Education | New | Miscellaneous | Natural Gas | Pool Heater | E10 | PACT BC Ratio | 0 | 0 | 0 | 0 | 0 | 0 | 0 | 0 | 0 | 0 | 0 | 0 | 0 | 0 | 0 | 0 | 0 | 0 | 0 | 0 | 0 | 0 | 0 | 0 | 0 | 0 | 0 | 0 | 0 | 0 | 0
F4_Commercial_Education_New_Miscellaneous_Natural Gas_Pool Heater_E1 | F4 | Commercial | Education | New | Miscellaneous | Natural Gas | Pool Heater | E1 | PCT BC Ratio | 0.9 | 0.9 | 0.9 | 0.9 | 0.9 | 0.9 | 0.9 | 0.9 | 0.9 | 0.9 | 0.9 | 0.9 | 0.9 | 0.9 | 0.9 | 0.9 | 0.9 | 0.9 | 0.9 | 0.9 | 0.9 | 0.9 | 0.9 | 0.9 | 0.9 | 0.9 | 0.9 | 0.9 | 0.9 | 0.9 | 0.9
F4_Commercial_Education_New_Miscellaneous_Natural Gas_Pool Heater_E2 | F4 | Commercial | Education | New | Miscellaneous | Natural Gas | Pool Heater | E2 | PCT BC Ratio | 1.6263 | 1.6664 | 1.6824 | 1.6862 | 1.7296 | 1.6614 | 1.6143 | 1.613 | 1.6447 | 1.6261 | 1.621 | 1.6093 | 1.3422 | 1.3227 | 1.317 | 1.4182 | 1.543 | 1.6834 | 1.7954 | 1.9792 | 2.0018 | 2.0299 | 2.0634 | 1.1146 | 1.1024 | 1.091 | 1.0805 | 1.0706 | 1.0612 | 1.0523 | 1.0437
F4_Commercial_Education_New_Miscellaneous_Natural Gas_Pool Heater_E3 | F4 | Commercial | Education | New | Miscellaneous | Natural Gas | Pool Heater | E3 | PCT BC Ratio | 0 | 0 | 0 | 0 | 0 | 0 | 0 | 0 | 0 | 0 | 0 | 0 | 0 | 0 | 0 | 0 | 0 | 0 | 0 | 0 | 0 | 0 | 0 | 0 | 0 | 0 | 0 | 0 | 0 | 0 | 0
F4_Commercial_Education_New_Miscellaneous_Natural Gas_Pool Heater_E4 | F4 | Commercial | Education | New | Miscellaneous | Natural Gas | Pool Heater | E4 | PCT BC Ratio | 0 | 0 | 0 | 0 | 0 | 0 | 0 | 0 | 0 | 0 | 0 | 0 | 0 | 0 | 0 | 0 | 0 | 0 | 0 | 0 | 0 | 0 | 0 | 0 | 0 | 0 | 0 | 0 | 0 | 0 | 0
F4_Commercial_Education_New_Miscellaneous_Natural Gas_Pool Heater_E5 | F4 | Commercial | Education | New | Miscellaneous | Natural Gas | Pool Heater | E5 | PCT BC Ratio | 0 | 0 | 0 | 0 | 0 | 0 | 0 | 0 | 0 | 0 | 0 | 0 | 0 | 0 | 0 | 0 | 0 | 0 | 0 | 0 | 0 | 0 | 0 | 0 | 0 | 0 | 0 | 0 | 0 | 0 | 0
F4_Commercial_Education_New_Miscellaneous_Natural Gas_Pool Heater_E6 | F4 | Commercial | Education | New | Miscellaneous | Natural Gas | Pool Heater | E6 | PCT BC Ratio | 0 | 0 | 0 | 0 | 0 | 0 | 0 | 0 | 0 | 0 | 0 | 0 | 0 | 0 | 0 | 0 | 0 | 0 | 0 | 0 | 0 | 0 | 0 | 0 | 0 | 0 | 0 | 0 | 0 | 0 | 0
F4_Commercial_Education_New_Miscellaneous_Natural Gas_Pool Heater_E7 | F4 | Commercial | Education | New | Miscellaneous | Natural Gas | Pool Heater | E7 | PCT BC Ratio | 0 | 0 | 0 | 0 | 0 | 0 | 0 | 0 | 0 | 0 | 0 | 0 | 0 | 0 | 0 | 0 | 0 | 0 | 0 | 0 | 0 | 0 | 0 | 0 | 0 | 0 | 0 | 0 | 0 | 0 | 0
F4_Commercial_Education_New_Miscellaneous_Natural Gas_Pool Heater_E8 | F4 | Commercial | Education | New | Miscellaneous | Natural Gas | Pool Heater | E8 | PCT BC Ratio | 0 | 0 | 0 | 0 | 0 | 0 | 0 | 0 | 0 | 0 | 0 | 0 | 0 | 0 | 0 | 0 | 0 | 0 | 0 | 0 | 0 | 0 | 0 | 0 | 0 | 0 | 0 | 0 | 0 | 0 | 0
F4_Commercial_Education_New_Miscellaneous_Natural Gas_Pool Heater_E9 | F4 | Commercial | Education | New | Miscellaneous | Natural Gas | Pool Heater | E9 | PCT BC Ratio | 0 | 0 | 0 | 0 | 0 | 0 | 0 | 0 | 0 | 0 | 0 | 0 | 0 | 0 | 0 | 0 | 0 | 0 | 0 | 0 | 0 | 0 | 0 | 0 | 0 | 0 | 0 | 0 | 0 | 0 | 0
F4_Commercial_Education_New_Miscellaneous_Natural Gas_Pool Heater_E10 | F4 | Commercial | Education | New | Miscellaneous | Natural Gas | Pool Heater | E10 | PCT BC Ratio | 0 | 0 | 0 | 0 | 0 | 0 | 0 | 0 | 0 | 0 | 0 | 0 | 0 | 0 | 0 | 0 | 0 | 0 | 0 | 0 | 0 | 0 | 0 | 0 | 0 | 0 | 0 | 0 | 0 | 0 | 0
F5_Commercial_Education_New_Miscellaneous_Natural Gas_Pool Heater_E1 | F5 | Commercial | Education | New | Miscellaneous | Natural Gas | Pool Heater | E1 | RIM BC Ratio | 0.9 | 0.9 | 0.9 | 0.9 | 0.9 | 0.9 | 0.9 | 0.9 | 0.9 | 0.9 | 0.9 | 0.9 | 0.9 | 0.9 | 0.9 | 0.9 | 0.9 | 0.9 | 0.9 | 0.9 | 0.9 | 0.9 | 0.9 | 0.9 | 0.9 | 0.9 | 0.9 | 0.9 | 0.9 | 0.9 | 0.9
F5_Commercial_Education_New_Miscellaneous_Natural Gas_Pool Heater_E2 | F5 | Commercial | Education | New | Miscellaneous | Natural Gas | Pool Heater | E2 | RIM BC Ratio | 0.40857 | 0.41614 | 0.41909 | 0.41978 | 0.42753 | 0.41522 | 0.40626 | 0.40601 | 0.41208 | 0.40854 | 0.40756 | 0.4053 | 0.34605 | 0.34106 | 0.33959 | 0.36451 | 0.39196 | 0.41926 | 0.43874 | 0.46703 | 0.47023 | 0.47413 | 0.47867 | 0.28094 | 0.27695 | 0.2732 | 0.26966 | 0.2663 | 0.26308 | 0.25997 | 0.25696
F5_Commercial_Education_New_Miscellaneous_Natural Gas_Pool Heater_E3 | F5 | Commercial | Education | New | Miscellaneous | Natural Gas | Pool Heater | E3 | RIM BC Ratio | 0 | 0 | 0 | 0 | 0 | 0 | 0 | 0 | 0 | 0 | 0 | 0 | 0 | 0 | 0 | 0 | 0 | 0 | 0 | 0 | 0 | 0 | 0 | 0 | 0 | 0 | 0 | 0 | 0 | 0 | 0
F5_Commercial_Education_New_Miscellaneous_Natural Gas_Pool Heater_E4 | F5 | Commercial | Education | New | Miscellaneous | Natural Gas | Pool Heater | E4 | RIM BC Ratio | 0 | 0 | 0 | 0 | 0 | 0 | 0 | 0 | 0 | 0 | 0 | 0 | 0 | 0 | 0 | 0 | 0 | 0 | 0 | 0 | 0 | 0 | 0 | 0 | 0 | 0 | 0 | 0 | 0 | 0 | 0
F5_Commercial_Education_New_Miscellaneous_Natural Gas_Pool Heater_E5 | F5 | Commercial | Education | New | Miscellaneous | Natural Gas | Pool Heater | E5 | RIM BC Ratio | 0 | 0 | 0 | 0 | 0 | 0 | 0 | 0 | 0 | 0 | 0 | 0 | 0 | 0 | 0 | 0 | 0 | 0 | 0 | 0 | 0 | 0 | 0 | 0 | 0 | 0 | 0 | 0 | 0 | 0 | 0
F5_Commercial_Education_New_Miscellaneous_Natural Gas_Pool Heater_E6 | F5 | Commercial | Education | New | Miscellaneous | Natural Gas | Pool Heater | E6 | RIM BC Ratio | 0 | 0 | 0 | 0 | 0 | 0 | 0 | 0 | 0 | 0 | 0 | 0 | 0 | 0 | 0 | 0 | 0 | 0 | 0 | 0 | 0 | 0 | 0 | 0 | 0 | 0 | 0 | 0 | 0 | 0 | 0
F5_Commercial_Education_New_Miscellaneous_Natural Gas_Pool Heater_E7 | F5 | Commercial | Education | New | Miscellaneous | Natural Gas | Pool Heater | E7 | RIM BC Ratio | 0 | 0 | 0 | 0 | 0 | 0 | 0 | 0 | 0 | 0 | 0 | 0 | 0 | 0 | 0 | 0 | 0 | 0 | 0 | 0 | 0 | 0 | 0 | 0 | 0 | 0 | 0 | 0 | 0 | 0 | 0
F5_Commercial_Education_New_Miscellaneous_Natural Gas_Pool Heater_E8 | F5 | Commercial | Education | New | Miscellaneous | Natural Gas | Pool Heater | E8 | RIM BC Ratio | 0 | 0 | 0 | 0 | 0 | 0 | 0 | 0 | 0 | 0 | 0 | 0 | 0 | 0 | 0 | 0 | 0 | 0 | 0 | 0 | 0 | 0 | 0 | 0 | 0 | 0 | 0 | 0 | 0 | 0 | 0
F5_Commercial_Education_New_Miscellaneous_Natural Gas_Pool Heater_E9 | F5 | Commercial | Education | New | Miscellaneous | Natural Gas | Pool Heater | E9 | RIM BC Ratio | 0 | 0 | 0 | 0 | 0 | 0 | 0 | 0 | 0 | 0 | 0 | 0 | 0 | 0 | 0 | 0 | 0 | 0 | 0 | 0 | 0 | 0 | 0 | 0 | 0 | 0 | 0 | 0 | 0 | 0 | 0
F5_Commercial_Education_New_Miscellaneous_Natural Gas_Pool Heater_E10 | F5 | Commercial | Education | New | Miscellaneous | Natural Gas | Pool Heater | E10 | RIM BC Ratio | 0 | 0 | 0 | 0 | 0 | 0 | 0 | 0 | 0 | 0 | 0 | 0 | 0 | 0 | 0 | 0 | 0 | 0 | 0 | 0 | 0 | 0 | 0 | 0 | 0 | 0 | 0 | 0 | 0 | 0 | 0
F0_Commercial_Education_New_Miscellaneous_Natural Gas_Miscellaneous_E0 | F0 | Commercial | Education | New | Miscellaneous | Natural Gas | Miscellaneous | E0 | Economic Unit | Miscellaneous | Miscellaneous | Miscellaneous | Miscellaneous | Miscellaneous | Miscellaneous | Miscellaneous | Miscellaneous | Miscellaneous | Miscellaneous | Miscellaneous | Miscellaneous | Miscellaneous | Miscellaneous | Miscellaneous | Miscellaneous | Miscellaneous | Miscellaneous | Miscellaneous | Miscellaneous | Miscellaneous | Miscellaneous | Miscellaneous | Miscellaneous | Miscellaneous | Miscellaneous | Miscellaneous | Miscellaneous | Miscellaneous | Miscellaneous | Miscellaneous
F1_Commercial_Education_New_Miscellaneous_Natural Gas_Miscellaneous_E1 | F1 | Commercial | Education | New | Miscellaneous | Natural Gas | Miscellaneous | E1 | CCE | 0 | 0 | 0 | 0 | 0 | 0 | 0 | 0 | 0 | 0 | 0 | 0 | 0 | 0 | 0 | 0 | 0 | 0 | 0 | 0 | 0 | 0 | 0 | 0 | 0 | 0 | 0 | 0 | 0 | 0 | 0
F1_Commercial_Education_New_Miscellaneous_Natural Gas_Miscellaneous_E2 | F1 | Commercial | Education | New | Miscellaneous | Natural Gas | Miscellaneous | E2 | CCE | 0 | 0 | 0 | 0 | 0 | 0 | 0 | 0 | 0 | 0 | 0 | 0 | 0 | 0 | 0 | 0 | 0 | 0 | 0 | 0 | 0 | 0 | 0 | 0 | 0 | 0 | 0 | 0 | 0 | 0 | 0
F1_Commercial_Education_New_Miscellaneous_Natural Gas_Miscellaneous_E3 | F1 | Commercial | Education | New | Miscellaneous | Natural Gas | Miscellaneous | E3 | CCE | 0 | 0 | 0 | 0 | 0 | 0 | 0 | 0 | 0 | 0 | 0 | 0 | 0 | 0 | 0 | 0 | 0 | 0 | 0 | 0 | 0 | 0 | 0 | 0 | 0 | 0 | 0 | 0 | 0 | 0 | 0
F1_Commercial_Education_New_Miscellaneous_Natural Gas_Miscellaneous_E4 | F1 | Commercial | Education | New | Miscellaneous | Natural Gas | Miscellaneous | E4 | CCE | 0 | 0 | 0 | 0 | 0 | 0 | 0 | 0 | 0 | 0 | 0 | 0 | 0 | 0 | 0 | 0 | 0 | 0 | 0 | 0 | 0 | 0 | 0 | 0 | 0 | 0 | 0 | 0 | 0 | 0 | 0
F1_Commercial_Education_New_Miscellaneous_Natural Gas_Miscellaneous_E5 | F1 | Commercial | Education | New | Miscellaneous | Natural Gas | Miscellaneous | E5 | CCE | 0 | 0 | 0 | 0 | 0 | 0 | 0 | 0 | 0 | 0 | 0 | 0 | 0 | 0 | 0 | 0 | 0 | 0 | 0 | 0 | 0 | 0 | 0 | 0 | 0 | 0 | 0 | 0 | 0 | 0 | 0
F1_Commercial_Education_New_Miscellaneous_Natural Gas_Miscellaneous_E6 | F1 | Commercial | Education | New | Miscellaneous | Natural Gas | Miscellaneous | E6 | CCE | 0 | 0 | 0 | 0 | 0 | 0 | 0 | 0 | 0 | 0 | 0 | 0 | 0 | 0 | 0 | 0 | 0 | 0 | 0 | 0 | 0 | 0 | 0 | 0 | 0 | 0 | 0 | 0 | 0 | 0 | 0
F1_Commercial_Education_New_Miscellaneous_Natural Gas_Miscellaneous_E7 | F1 | Commercial | Education | New | Miscellaneous | Natural Gas | Miscellaneous | E7 | CCE | 0 | 0 | 0 | 0 | 0 | 0 | 0 | 0 | 0 | 0 | 0 | 0 | 0 | 0 | 0 | 0 | 0 | 0 | 0 | 0 | 0 | 0 | 0 | 0 | 0 | 0 | 0 | 0 | 0 | 0 | 0
F1_Commercial_Education_New_Miscellaneous_Natural Gas_Miscellaneous_E8 | F1 | Commercial | Education | New | Miscellaneous | Natural Gas | Miscellaneous | E8 | CCE | 0 | 0 | 0 | 0 | 0 | 0 | 0 | 0 | 0 | 0 | 0 | 0 | 0 | 0 | 0 | 0 | 0 | 0 | 0 | 0 | 0 | 0 | 0 | 0 | 0 | 0 | 0 | 0 | 0 | 0 | 0
F1_Commercial_Education_New_Miscellaneous_Natural Gas_Miscellaneous_E9 | F1 | Commercial | Education | New | Miscellaneous | Natural Gas | Miscellaneous | E9 | CCE | 0 | 0 | 0 | 0 | 0 | 0 | 0 | 0 | 0 | 0 | 0 | 0 | 0 | 0 | 0 | 0 | 0 | 0 | 0 | 0 | 0 | 0 | 0 | 0 | 0 | 0 | 0 | 0 | 0 | 0 | 0
F1_Commercial_Education_New_Miscellaneous_Natural Gas_Miscellaneous_E10 | F1 | Commercial | Education | New | Miscellaneous | Natural Gas | Miscellaneous | E10 | CCE | 0 | 0 | 0 | 0 | 0 | 0 | 0 | 0 | 0 | 0 | 0 | 0 | 0 | 0 | 0 | 0 | 0 | 0 | 0 | 0 | 0 | 0 | 0 | 0 | 0 | 0 | 0 | 0 | 0 | 0 | 0
F2_Commercial_Education_New_Miscellaneous_Natural Gas_Miscellaneous_E1 | F2 | Commercial | Education | New | Miscellaneous | Natural Gas | Miscellaneous | E1 | TRC BC Ratio | 0.9 | 0.9 | 0.9 | 0.9 | 0.9 | 0.9 | 0.9 | 0.9 | 0.9 | 0.9 | 0.9 | 0.9 | 0.9 | 0.9 | 0.9 | 0.9 | 0.9 | 0.9 | 0.9 | 0.9 | 0.9 | 0.9 | 0.9 | 0.9 | 0.9 | 0.9 | 0.9 | 0.9 | 0.9 | 0.9 | 0.9
F2_Commercial_Education_New_Miscellaneous_Natural Gas_Miscellaneous_E2 | F2 | Commercial | Education | New | Miscellaneous | Natural Gas | Miscellaneous | E2 | TRC BC Ratio | 0 | 0 | 0 | 0 | 0 | 0 | 0 | 0 | 0 | 0 | 0 | 0 | 0 | 0 | 0 | 0 | 0 | 0 | 0 | 0 | 0 | 0 | 0 | 0 | 0 | 0 | 0 | 0 | 0 | 0 | 0
F2_Commercial_Education_New_Miscellaneous_Natural Gas_Miscellaneous_E3 | F2 | Commercial | Education | New | Miscellaneous | Natural Gas | Miscellaneous | E3 | TRC BC Ratio | 0 | 0 | 0 | 0 | 0 | 0 | 0 | 0 | 0 | 0 | 0 | 0 | 0 | 0 | 0 | 0 | 0 | 0 | 0 | 0 | 0 | 0 | 0 | 0 | 0 | 0 | 0 | 0 | 0 | 0 | 0
F2_Commercial_Education_New_Miscellaneous_Natural Gas_Miscellaneous_E4 | F2 | Commercial | Education | New | Miscellaneous | Natural Gas | Miscellaneous | E4 | TRC BC Ratio | 0 | 0 | 0 | 0 | 0 | 0 | 0 | 0 | 0 | 0 | 0 | 0 | 0 | 0 | 0 | 0 | 0 | 0 | 0 | 0 | 0 | 0 | 0 | 0 | 0 | 0 | 0 | 0 | 0 | 0 | 0
F2_Commercial_Education_New_Miscellaneous_Natural Gas_Miscellaneous_E5 | F2 | Commercial | Education | New | Miscellaneous | Natural Gas | Miscellaneous | E5 | TRC BC Ratio | 0 | 0 | 0 | 0 | 0 | 0 | 0 | 0 | 0 | 0 | 0 | 0 | 0 | 0 | 0 | 0 | 0 | 0 | 0 | 0 | 0 | 0 | 0 | 0 | 0 | 0 | 0 | 0 | 0 | 0 | 0
F2_Commercial_Education_New_Miscellaneous_Natural Gas_Miscellaneous_E6 | F2 | Commercial | Education | New | Miscellaneous | Natural Gas | Miscellaneous | E6 | TRC BC Ratio | 0 | 0 | 0 | 0 | 0 | 0 | 0 | 0 | 0 | 0 | 0 | 0 | 0 | 0 | 0 | 0 | 0 | 0 | 0 | 0 | 0 | 0 | 0 | 0 | 0 | 0 | 0 | 0 | 0 | 0 | 0
F2_Commercial_Education_New_Miscellaneous_Natural Gas_Miscellaneous_E7 | F2 | Commercial | Education | New | Miscellaneous | Natural Gas | Miscellaneous | E7 | TRC BC Ratio | 0 | 0 | 0 | 0 | 0 | 0 | 0 | 0 | 0 | 0 | 0 | 0 | 0 | 0 | 0 | 0 | 0 | 0 | 0 | 0 | 0 | 0 | 0 | 0 | 0 | 0 | 0 | 0 | 0 | 0 | 0
F2_Commercial_Education_New_Miscellaneous_Natural Gas_Miscellaneous_E8 | F2 | Commercial | Education | New | Miscellaneous | Natural Gas | Miscellaneous | E8 | TRC BC Ratio | 0 | 0 | 0 | 0 | 0 | 0 | 0 | 0 | 0 | 0 | 0 | 0 | 0 | 0 | 0 | 0 | 0 | 0 | 0 | 0 | 0 | 0 | 0 | 0 | 0 | 0 | 0 | 0 | 0 | 0 | 0
F2_Commercial_Education_New_Miscellaneous_Natural Gas_Miscellaneous_E9 | F2 | Commercial | Education | New | Miscellaneous | Natural Gas | Miscellaneous | E9 | TRC BC Ratio | 0 | 0 | 0 | 0 | 0 | 0 | 0 | 0 | 0 | 0 | 0 | 0 | 0 | 0 | 0 | 0 | 0 | 0 | 0 | 0 | 0 | 0 | 0 | 0 | 0 | 0 | 0 | 0 | 0 | 0 | 0
F2_Commercial_Education_New_Miscellaneous_Natural Gas_Miscellaneous_E10 | F2 | Commercial | Education | New | Miscellaneous | Natural Gas | Miscellaneous | E10 | TRC BC Ratio | 0 | 0 | 0 | 0 | 0 | 0 | 0 | 0 | 0 | 0 | 0 | 0 | 0 | 0 | 0 | 0 | 0 | 0 | 0 | 0 | 0 | 0 | 0 | 0 | 0 | 0 | 0 | 0 | 0 | 0 | 0
F3_Commercial_Education_New_Miscellaneous_Natural Gas_Miscellaneous_E1 | F3 | Commercial | Education | New | Miscellaneous | Natural Gas | Miscellaneous | E1 | PACT BC Ratio | 0.9 | 0.9 | 0.9 | 0.9 | 0.9 | 0.9 | 0.9 | 0.9 | 0.9 | 0.9 | 0.9 | 0.9 | 0.9 | 0.9 | 0.9 | 0.9 | 0.9 | 0.9 | 0.9 | 0.9 | 0.9 | 0.9 | 0.9 | 0.9 | 0.9 | 0.9 | 0.9 | 0.9 | 0.9 | 0.9 | 0.9
F3_Commercial_Education_New_Miscellaneous_Natural Gas_Miscellaneous_E2 | F3 | Commercial | Education | New | Miscellaneous | Natural Gas | Miscellaneous | E2 | PACT BC Ratio | 0 | 0 | 0 | 0 | 0 | 0 | 0 | 0 | 0 | 0 | 0 | 0 | 0 | 0 | 0 | 0 | 0 | 0 | 0 | 0 | 0 | 0 | 0 | 0 | 0 | 0 | 0 | 0 | 0 | 0 | 0
F3_Commercial_Education_New_Miscellaneous_Natural Gas_Miscellaneous_E3 | F3 | Commercial | Education | New | Miscellaneous | Natural Gas | Miscellaneous | E3 | PACT BC Ratio | 0 | 0 | 0 | 0 | 0 | 0 | 0 | 0 | 0 | 0 | 0 | 0 | 0 | 0 | 0 | 0 | 0 | 0 | 0 | 0 | 0 | 0 | 0 | 0 | 0 | 0 | 0 | 0 | 0 | 0 | 0
F3_Commercial_Education_New_Miscellaneous_Natural Gas_Miscellaneous_E4 | F3 | Commercial | Education | New | Miscellaneous | Natural Gas | Miscellaneous | E4 | PACT BC Ratio | 0 | 0 | 0 | 0 | 0 | 0 | 0 | 0 | 0 | 0 | 0 | 0 | 0 | 0 | 0 | 0 | 0 | 0 | 0 | 0 | 0 | 0 | 0 | 0 | 0 | 0 | 0 | 0 | 0 | 0 | 0
F3_Commercial_Education_New_Miscellaneous_Natural Gas_Miscellaneous_E5 | F3 | Commercial | Education | New | Miscellaneous | Natural Gas | Miscellaneous | E5 | PACT BC Ratio | 0 | 0 | 0 | 0 | 0 | 0 | 0 | 0 | 0 | 0 | 0 | 0 | 0 | 0 | 0 | 0 | 0 | 0 | 0 | 0 | 0 | 0 | 0 | 0 | 0 | 0 | 0 | 0 | 0 | 0 | 0
F3_Commercial_Education_New_Miscellaneous_Natural Gas_Miscellaneous_E6 | F3 | Commercial | Education | New | Miscellaneous | Natural Gas | Miscellaneous | E6 | PACT BC Ratio | 0 | 0 | 0 | 0 | 0 | 0 | 0 | 0 | 0 | 0 | 0 | 0 | 0 | 0 | 0 | 0 | 0 | 0 | 0 | 0 | 0 | 0 | 0 | 0 | 0 | 0 | 0 | 0 | 0 | 0 | 0
F3_Commercial_Education_New_Miscellaneous_Natural Gas_Miscellaneous_E7 | F3 | Commercial | Education | New | Miscellaneous | Natural Gas | Miscellaneous | E7 | PACT BC Ratio | 0 | 0 | 0 | 0 | 0 | 0 | 0 | 0 | 0 | 0 | 0 | 0 | 0 | 0 | 0 | 0 | 0 | 0 | 0 | 0 | 0 | 0 | 0 | 0 | 0 | 0 | 0 | 0 | 0 | 0 | 0
F3_Commercial_Education_New_Miscellaneous_Natural Gas_Miscellaneous_E8 | F3 | Commercial | Education | New | Miscellaneous | Natural Gas | Miscellaneous | E8 | PACT BC Ratio | 0 | 0 | 0 | 0 | 0 | 0 | 0 | 0 | 0 | 0 | 0 | 0 | 0 | 0 | 0 | 0 | 0 | 0 | 0 | 0 | 0 | 0 | 0 | 0 | 0 | 0 | 0 | 0 | 0 | 0 | 0
F3_Commercial_Education_New_Miscellaneous_Natural Gas_Miscellaneous_E9 | F3 | Commercial | Education | New | Miscellaneous | Natural Gas | Miscellaneous | E9 | PACT BC Ratio | 0 | 0 | 0 | 0 | 0 | 0 | 0 | 0 | 0 | 0 | 0 | 0 | 0 | 0 | 0 | 0 | 0 | 0 | 0 | 0 | 0 | 0 | 0 | 0 | 0 | 0 | 0 | 0 | 0 | 0 | 0
F3_Commercial_Education_New_Miscellaneous_Natural Gas_Miscellaneous_E10 | F3 | Commercial | Education | New | Miscellaneous | Natural Gas | Miscellaneous | E10 | PACT BC Ratio | 0 | 0 | 0 | 0 | 0 | 0 | 0 | 0 | 0 | 0 | 0 | 0 | 0 | 0 | 0 | 0 | 0 | 0 | 0 | 0 | 0 | 0 | 0 | 0 | 0 | 0 | 0 | 0 | 0 | 0 | 0
F4_Commercial_Education_New_Miscellaneous_Natural Gas_Miscellaneous_E1 | F4 | Commercial | Education | New | Miscellaneous | Natural Gas | Miscellaneous | E1 | PCT BC Ratio | 0.9 | 0.9 | 0.9 | 0.9 | 0.9 | 0.9 | 0.9 | 0.9 | 0.9 | 0.9 | 0.9 | 0.9 | 0.9 | 0.9 | 0.9 | 0.9 | 0.9 | 0.9 | 0.9 | 0.9 | 0.9 | 0.9 | 0.9 | 0.9 | 0.9 | 0.9 | 0.9 | 0.9 | 0.9 | 0.9 | 0.9
F4_Commercial_Education_New_Miscellaneous_Natural Gas_Miscellaneous_E2 | F4 | Commercial | Education | New | Miscellaneous | Natural Gas | Miscellaneous | E2 | PCT BC Ratio | 0 | 0 | 0 | 0 | 0 | 0 | 0 | 0 | 0 | 0 | 0 | 0 | 0 | 0 | 0 | 0 | 0 | 0 | 0 | 0 | 0 | 0 | 0 | 0 | 0 | 0 | 0 | 0 | 0 | 0 | 0
F4_Commercial_Education_New_Miscellaneous_Natural Gas_Miscellaneous_E3 | F4 | Commercial | Education | New | Miscellaneous | Natural Gas | Miscellaneous | E3 | PCT BC Ratio | 0 | 0 | 0 | 0 | 0 | 0 | 0 | 0 | 0 | 0 | 0 | 0 | 0 | 0 | 0 | 0 | 0 | 0 | 0 | 0 | 0 | 0 | 0 | 0 | 0 | 0 | 0 | 0 | 0 | 0 | 0
F4_Commercial_Education_New_Miscellaneous_Natural Gas_Miscellaneous_E4 | F4 | Commercial | Education | New | Miscellaneous | Natural Gas | Miscellaneous | E4 | PCT BC Ratio | 0 | 0 | 0 | 0 | 0 | 0 | 0 | 0 | 0 | 0 | 0 | 0 | 0 | 0 | 0 | 0 | 0 | 0 | 0 | 0 | 0 | 0 | 0 | 0 | 0 | 0 | 0 | 0 | 0 | 0 | 0
F4_Commercial_Education_New_Miscellaneous_Natural Gas_Miscellaneous_E5 | F4 | Commercial | Education | New | Miscellaneous | Natural Gas | Miscellaneous | E5 | PCT BC Ratio | 0 | 0 | 0 | 0 | 0 | 0 | 0 | 0 | 0 | 0 | 0 | 0 | 0 | 0 | 0 | 0 | 0 | 0 | 0 | 0 | 0 | 0 | 0 | 0 | 0 | 0 | 0 | 0 | 0 | 0 | 0
F4_Commercial_Education_New_Miscellaneous_Natural Gas_Miscellaneous_E6 | F4 | Commercial | Education | New | Miscellaneous | Natural Gas | Miscellaneous | E6 | PCT BC Ratio | 0 | 0 | 0 | 0 | 0 | 0 | 0 | 0 | 0 | 0 | 0 | 0 | 0 | 0 | 0 | 0 | 0 | 0 | 0 | 0 | 0 | 0 | 0 | 0 | 0 | 0 | 0 | 0 | 0 | 0 | 0
F4_Commercial_Education_New_Miscellaneous_Natural Gas_Miscellaneous_E7 | F4 | Commercial | Education | New | Miscellaneous | Natural Gas | Miscellaneous | E7 | PCT BC Ratio | 0 | 0 | 0 | 0 | 0 | 0 | 0 | 0 | 0 | 0 | 0 | 0 | 0 | 0 | 0 | 0 | 0 | 0 | 0 | 0 | 0 | 0 | 0 | 0 | 0 | 0 | 0 | 0 | 0 | 0 | 0
F4_Commercial_Education_New_Miscellaneous_Natural Gas_Miscellaneous_E8 | F4 | Commercial | Education | New | Miscellaneous | Natural Gas | Miscellaneous | E8 | PCT BC Ratio | 0 | 0 | 0 | 0 | 0 | 0 | 0 | 0 | 0 | 0 | 0 | 0 | 0 | 0 | 0 | 0 | 0 | 0 | 0 | 0 | 0 | 0 | 0 | 0 | 0 | 0 | 0 | 0 | 0 | 0 | 0
F4_Commercial_Education_New_Miscellaneous_Natural Gas_Miscellaneous_E9 | F4 | Commercial | Education | New | Miscellaneous | Natural Gas | Miscellaneous | E9 | PCT BC Ratio | 0 | 0 | 0 | 0 | 0 | 0 | 0 | 0 | 0 | 0 | 0 | 0 | 0 | 0 | 0 | 0 | 0 | 0 | 0 | 0 | 0 | 0 | 0 | 0 | 0 | 0 | 0 | 0 | 0 | 0 | 0
F4_Commercial_Education_New_Miscellaneous_Natural Gas_Miscellaneous_E10 | F4 | Commercial | Education | New | Miscellaneous | Natural Gas | Miscellaneous | E10 | PCT BC Ratio | 0 | 0 | 0 | 0 | 0 | 0 | 0 | 0 | 0 | 0 | 0 | 0 | 0 | 0 | 0 | 0 | 0 | 0 | 0 | 0 | 0 | 0 | 0 | 0 | 0 | 0 | 0 | 0 | 0 | 0 | 0
F5_Commercial_Education_New_Miscellaneous_Natural Gas_Miscellaneous_E1 | F5 | Commercial | Education | New | Miscellaneous | Natural Gas | Miscellaneous | E1 | RIM BC Ratio | 0.9 | 0.9 | 0.9 | 0.9 | 0.9 | 0.9 | 0.9 | 0.9 | 0.9 | 0.9 | 0.9 | 0.9 | 0.9 | 0.9 | 0.9 | 0.9 | 0.9 | 0.9 | 0.9 | 0.9 | 0.9 | 0.9 | 0.9 | 0.9 | 0.9 | 0.9 | 0.9 | 0.9 | 0.9 | 0.9 | 0.9
F5_Commercial_Education_New_Miscellaneous_Natural Gas_Miscellaneous_E2 | F5 | Commercial | Education | New | Miscellaneous | Natural Gas | Miscellaneous | E2 | RIM BC Ratio | 0 | 0 | 0 | 0 | 0 | 0 | 0 | 0 | 0 | 0 | 0 | 0 | 0 | 0 | 0 | 0 | 0 | 0 | 0 | 0 | 0 | 0 | 0 | 0 | 0 | 0 | 0 | 0 | 0 | 0 | 0
F5_Commercial_Education_New_Miscellaneous_Natural Gas_Miscellaneous_E3 | F5 | Commercial | Education | New | Miscellaneous | Natural Gas | Miscellaneous | E3 | RIM BC Ratio | 0 | 0 | 0 | 0 | 0 | 0 | 0 | 0 | 0 | 0 | 0 | 0 | 0 | 0 | 0 | 0 | 0 | 0 | 0 | 0 | 0 | 0 | 0 | 0 | 0 | 0 | 0 | 0 | 0 | 0 | 0
F5_Commercial_Education_New_Miscellaneous_Natural Gas_Miscellaneous_E4 | F5 | Commercial | Education | New | Miscellaneous | Natural Gas | Miscellaneous | E4 | RIM BC Ratio | 0 | 0 | 0 | 0 | 0 | 0 | 0 | 0 | 0 | 0 | 0 | 0 | 0 | 0 | 0 | 0 | 0 | 0 | 0 | 0 | 0 | 0 | 0 | 0 | 0 | 0 | 0 | 0 | 0 | 0 | 0
F5_Commercial_Education_New_Miscellaneous_Natural Gas_Miscellaneous_E5 | F5 | Commercial | Education | New | Miscellaneous | Natural Gas | Miscellaneous | E5 | RIM BC Ratio | 0 | 0 | 0 | 0 | 0 | 0 | 0 | 0 | 0 | 0 | 0 | 0 | 0 | 0 | 0 | 0 | 0 | 0 | 0 | 0 | 0 | 0 | 0 | 0 | 0 | 0 | 0 | 0 | 0 | 0 | 0
F5_Commercial_Education_New_Miscellaneous_Natural Gas_Miscellaneous_E6 | F5 | Commercial | Education | New | Miscellaneous | Natural Gas | Miscellaneous | E6 | RIM BC Ratio | 0 | 0 | 0 | 0 | 0 | 0 | 0 | 0 | 0 | 0 | 0 | 0 | 0 | 0 | 0 | 0 | 0 | 0 | 0 | 0 | 0 | 0 | 0 | 0 | 0 | 0 | 0 | 0 | 0 | 0 | 0
F5_Commercial_Education_New_Miscellaneous_Natural Gas_Miscellaneous_E7 | F5 | Commercial | Education | New | Miscellaneous | Natural Gas | Miscellaneous | E7 | RIM BC Ratio | 0 | 0 | 0 | 0 | 0 | 0 | 0 | 0 | 0 | 0 | 0 | 0 | 0 | 0 | 0 | 0 | 0 | 0 | 0 | 0 | 0 | 0 | 0 | 0 | 0 | 0 | 0 | 0 | 0 | 0 | 0
F5_Commercial_Education_New_Miscellaneous_Natural Gas_Miscellaneous_E8 | F5 | Commercial | Education | New | Miscellaneous | Natural Gas | Miscellaneous | E8 | RIM BC Ratio | 0 | 0 | 0 | 0 | 0 | 0 | 0 | 0 | 0 | 0 | 0 | 0 | 0 | 0 | 0 | 0 | 0 | 0 | 0 | 0 | 0 | 0 | 0 | 0 | 0 | 0 | 0 | 0 | 0 | 0 | 0
F5_Commercial_Education_New_Miscellaneous_Natural Gas_Miscellaneous_E9 | F5 | Commercial | Education | New | Miscellaneous | Natural Gas | Miscellaneous | E9 | RIM BC Ratio | 0 | 0 | 0 | 0 | 0 | 0 | 0 | 0 | 0 | 0 | 0 | 0 | 0 | 0 | 0 | 0 | 0 | 0 | 0 | 0 | 0 | 0 | 0 | 0 | 0 | 0 | 0 | 0 | 0 | 0 | 0
F5_Commercial_Education_New_Miscellaneous_Natural Gas_Miscellaneous_E10 | F5 | Commercial | Education | New | Miscellaneous | Natural Gas | Miscellaneous | E10 | RIM BC Ratio | 0 | 0 | 0 | 0 | 0 | 0 | 0 | 0 | 0 | 0 | 0 | 0 | 0 | 0 | 0 | 0 | 0 | 0 | 0 | 0 | 0 | 0 | 0 | 0 | 0 | 0 | 0 | 0 | 0 | 0 | 0
F0_Commercial_Healthcare_Existing_Space Heating_Natural Gas_Furnace_E0 | F0 | Commercial | Healthcare | Existing | Space Heating | Natural Gas | Furnace | E0 | Economic Unit | AFUE 96% | AFUE 96% | AFUE 96% | AFUE 96% | AFUE 96% | AFUE 96% | AFUE 96% | AFUE 96% | AFUE 96% | AFUE 96% | AFUE 96% | AFUE 96% | AFUE 96% | AFUE 96% | AFUE 96% | AFUE 96% | AFUE 96% | AFUE 96% | AFUE 96% | AFUE 96% | AFUE 96% | AFUE 96% | AFUE 96% | AFUE 96% | AFUE 96% | AFUE 96% | AFUE 96% | AFUE 96% | AFUE 96% | AFUE 96% | AFUE 96%
F1_Commercial_Healthcare_Existing_Space Heating_Natural Gas_Furnace_E1 | F1 | Commercial | Healthcare | Existing | Space Heating | Natural Gas | Furnace | E1 | CCE | 0 | 0 | 0 | 0 | 0 | 0 | 0 | 0 | 0 | 0 | 0 | 0 | 0 | 0 | 0 | 0 | 0 | 0 | 0 | 0 | 0 | 0 | 0 | 0 | 0 | 0 | 0 | 0 | 0 | 0 | 0
F1_Commercial_Healthcare_Existing_Space Heating_Natural Gas_Furnace_E2 | F1 | Commercial | Healthcare | Existing | Space Heating | Natural Gas | Furnace | E2 | CCE | 0.048759 | 0.046874 | 0.047098 | 0.04759 | 0.04759 | 0 | 0 | 0 | 0 | 0 | 0 | 0 | 0 | 0 | 0 | 0 | 0 | 0 | 0 | 0 | 0 | 0 | 0 | 0 | 0 | 0 | 0 | 0 | 0 | 0 | 0
F1_Commercial_Healthcare_Existing_Space Heating_Natural Gas_Furnace_E3 | F1 | Commercial | Healthcare | Existing | Space Heating | Natural Gas | Furnace | E3 | CCE | 0.010385 | 0.0099841 | 0.010032 | 0.010137 | 0.010137 | 0 | 0 | 0 | 0 | 0 | 0 | 0 | 0 | 0 | 0 | 0 | 0 | 0 | 0 | 0 | 0 | 0 | 0 | 0 | 0 | 0 | 0 | 0 | 0 | 0 | 0
F1_Commercial_Healthcare_Existing_Space Heating_Natural Gas_Furnace_E4 | F1 | Commercial | Healthcare | Existing | Space Heating | Natural Gas | Furnace | E4 | CCE | 0.0035748 | 0.0034367 | 0.0034531 | 0.0034891 | 0.0034891 | -0.01406 | -0.01406 | -0.01406 | -0.01406 | -0.01406 | -0.01406 | -0.01406 | -0.01406 | -0.01406 | -0.01406 | -0.01406 | -0.01406 | -0.01406 | -0.01406 | -0.01406 | -0.01406 | -0.01406 | -0.01406 | -0.01406 | -0.01406 | -0.01406 | -0.01406 | -0.01406 | -0.01406 | -0.01406 | -0.01406
F1_Commercial_Healthcare_Existing_Space Heating_Natural Gas_Furnace_E5 | F1 | Commercial | Healthcare | Existing | Space Heating | Natural Gas | Furnace | E5 | CCE | 0 | 0 | 0 | 0 | 0 | 0 | 0 | 0.083131 | 0.083131 | 0.083131 | 0.083131 | 0.083131 | 0.083131 | 0.083131 | 0.083131 | 0.083131 | 0.083131 | 0.083131 | 0.083131 | 0.083131 | 0.083131 | 0.083131 | 0.083131 | 0.083131 | 0.083131 | 0.083131 | 0.083131 | 0.083131 | 0.083131 | 0.083131 | 0.083131
F1_Commercial_Healthcare_Existing_Space Heating_Natural Gas_Furnace_E6 | F1 | Commercial | Healthcare | Existing | Space Heating | Natural Gas | Furnace | E6 | CCE | 0 | 0 | 0 | 0 | 0 | 0 | 0 | 0 | 0 | 0 | 0 | 0 | 0 | 0 | 0 | 0 | 0 | 0 | 0 | 0 | 0 | 0 | 0 | 0 | 0 | 0 | 0 | 0 | 0 | 0 | 0
F1_Commercial_Healthcare_Existing_Space Heating_Natural Gas_Furnace_E7 | F1 | Commercial | Healthcare | Existing | Space Heating | Natural Gas | Furnace | E7 | CCE | 0 | 0 | 0 | 0 | 0 | 0 | 0 | 0 | 0 | 0 | 0 | 0 | 0 | 0 | 0 | 0 | 0 | 0 | 0 | 0 | 0 | 0 | 0 | 0 | 0 | 0 | 0 | 0 | 0 | 0 | 0
F1_Commercial_Healthcare_Existing_Space Heating_Natural Gas_Furnace_E8 | F1 | Commercial | Healthcare | Existing | Space Heating | Natural Gas | Furnace | E8 | CCE | 0 | 0 | 0 | 0 | 0 | 0 | 0 | 0 | 0 | 0 | 0 | 0 | 0 | 0 | 0 | 0 | 0 | 0 | 0 | 0 | 0 | 0 | 0 | 0 | 0 | 0 | 0 | 0 | 0 | 0 | 0
F1_Commercial_Healthcare_Existing_Space Heating_Natural Gas_Furnace_E9 | F1 | Commercial | Healthcare | Existing | Space Heating | Natural Gas | Furnace | E9 | CCE | 0 | 0 | 0 | 0 | 0 | 0 | 0 | 0 | 0 | 0 | 0 | 0 | 0 | 0 | 0 | 0 | 0 | 0 | 0 | 0 | 0 | 0 | 0 | 0 | 0 | 0 | 0 | 0 | 0 | 0 | 0
F1_Commercial_Healthcare_Existing_Space Heating_Natural Gas_Furnace_E10 | F1 | Commercial | Healthcare | Existing | Space Heating | Natural Gas | Furnace | E10 | CCE | 0 | 0 | 0 | 0 | 0 | 0 | 0 | 0 | 0 | 0 | 0 | 0 | 0 | 0 | 0 | 0 | 0 | 0 | 0 | 0 | 0 | 0 | 0 | 0 | 0 | 0 | 0 | 0 | 0 | 0 | 0
F2_Commercial_Healthcare_Existing_Space Heating_Natural Gas_Furnace_E1 | F2 | Commercial | Healthcare | Existing | Space Heating | Natural Gas | Furnace | E1 | TRC BC Ratio | 0.9 | 0.9 | 0.9 | 0.9 | 0.9 | 0 | 0 | 0 | 0 | 0 | 0 | 0 | 0 | 0 | 0 | 0 | 0 | 0 | 0 | 0 | 0 | 0 | 0 | 0 | 0 | 0 | 0 | 0 | 0 | 0 | 0
F2_Commercial_Healthcare_Existing_Space Heating_Natural Gas_Furnace_E2 | F2 | Commercial | Healthcare | Existing | Space Heating | Natural Gas | Furnace | E2 | TRC BC Ratio | 0.20388 | 0.20519 | 0.20592 | 0.2068 | 0.20863 | 0 | 0 | 0 | 0 | 0 | 0 | 0 | 0 | 0 | 0 | 0 | 0 | 0 | 0 | 0 | 0 | 0 | 0 | 0 | 0 | 0 | 0 | 0 | 0 | 0 | 0
F2_Commercial_Healthcare_Existing_Space Heating_Natural Gas_Furnace_E3 | F2 | Commercial | Healthcare | Existing | Space Heating | Natural Gas | Furnace | E3 | TRC BC Ratio | 0.95718 | 0.96333 | 0.96675 | 0.97091 | 0.97949 | 0.9 | 0.9 | 0.9 | 0.9 | 0.9 | 0.9 | 0.9 | 0.9 | 0.9 | 0.9 | 0.9 | 0.9 | 0.9 | 0.9 | 0.9 | 0.9 | 0.9 | 0.9 | 0.9 | 0.9 | 0.9 | 0.9 | 0.9 | 0.9 | 0.9 | 0.9
F2_Commercial_Healthcare_Existing_Space Heating_Natural Gas_Furnace_E4 | F2 | Commercial | Healthcare | Existing | Space Heating | Natural Gas | Furnace | E4 | TRC BC Ratio | 2.7808 | 2.7986 | 2.8086 | 2.8206 | 2.8456 | 0.9 | 0.9 | 0.9 | 0.9 | 0.9 | 0.9 | 0.9 | 0.9 | 0.9 | 0.9 | 0.9 | 0.9 | 0.9 | 0.9 | 0.9 | 0.9 | 0.9 | 0.9 | 0.9 | 0.9 | 0.9 | 0.9 | 0.9 | 0.9 | 0.9 | 0.9
F2_Commercial_Healthcare_Existing_Space Heating_Natural Gas_Furnace_E5 | F2 | Commercial | Healthcare | Existing | Space Heating | Natural Gas | Furnace | E5 | TRC BC Ratio | 0 | 0 | 0 | 0 | 0 | 0 | 0 | 0.11138 | 0.11071 | 0.10976 | 0.10924 | 0.10852 | 0.097409 | 0.096623 | 0.096526 | 0.095798 | 0.095542 | 0.095466 | 0.093688 | 0.094284 | 0.094539 | 0.094981 | 0.0956 | 0.055617 | 0.054229 | 0.052804 | 0.051328 | 0.049786 | 0.048164 | 0.046448 | 0.044625
F2_Commercial_Healthcare_Existing_Space Heating_Natural Gas_Furnace_E6 | F2 | Commercial | Healthcare | Existing | Space Heating | Natural Gas | Furnace | E6 | TRC BC Ratio | 0 | 0 | 0 | 0 | 0 | 0 | 0 | 0 | 0 | 0 | 0 | 0 | 0 | 0 | 0 | 0 | 0 | 0 | 0 | 0 | 0 | 0 | 0 | 0 | 0 | 0 | 0 | 0 | 0 | 0 | 0
F2_Commercial_Healthcare_Existing_Space Heating_Natural Gas_Furnace_E7 | F2 | Commercial | Healthcare | Existing | Space Heating | Natural Gas | Furnace | E7 | TRC BC Ratio | 0 | 0 | 0 | 0 | 0 | 0 | 0 | 0 | 0 | 0 | 0 | 0 | 0 | 0 | 0 | 0 | 0 | 0 | 0 | 0 | 0 | 0 | 0 | 0 | 0 | 0 | 0 | 0 | 0 | 0 | 0
F2_Commercial_Healthcare_Existing_Space Heating_Natural Gas_Furnace_E8 | F2 | Commercial | Healthcare | Existing | Space Heating | Natural Gas | Furnace | E8 | TRC BC Ratio | 0 | 0 | 0 | 0 | 0 | 0 | 0 | 0 | 0 | 0 | 0 | 0 | 0 | 0 | 0 | 0 | 0 | 0 | 0 | 0 | 0 | 0 | 0 | 0 | 0 | 0 | 0 | 0 | 0 | 0 | 0
F2_Commercial_Healthcare_Existing_Space Heating_Natural Gas_Furnace_E9 | F2 | Commercial | Healthcare | Existing | Space Heating | Natural Gas | Furnace | E9 | TRC BC Ratio | 0 | 0 | 0 | 0 | 0 | 0 | 0 | 0 | 0 | 0 | 0 | 0 | 0 | 0 | 0 | 0 | 0 | 0 | 0 | 0 | 0 | 0 | 0 | 0 | 0 | 0 | 0 | 0 | 0 | 0 | 0
F2_Commercial_Healthcare_Existing_Space Heating_Natural Gas_Furnace_E10 | F2 | Commercial | Healthcare | Existing | Space Heating | Natural Gas | Furnace | E10 | TRC BC Ratio | 0 | 0 | 0 | 0 | 0 | 0 | 0 | 0 | 0 | 0 | 0 | 0 | 0 | 0 | 0 | 0 | 0 | 0 | 0 | 0 | 0 | 0 | 0 | 0 | 0 | 0 | 0 | 0 | 0 | 0 | 0
F3_Commercial_Healthcare_Existing_Space Heating_Natural Gas_Furnace_E1 | F3 | Commercial | Healthcare | Existing | Space Heating | Natural Gas | Furnace | E1 | PACT BC Ratio | 0.9 | 0.9 | 0.9 | 0.9 | 0.9 | 0 | 0 | 0 | 0 | 0 | 0 | 0 | 0 | 0 | 0 | 0 | 0 | 0 | 0 | 0 | 0 | 0 | 0 | 0 | 0 | 0 | 0 | 0 | 0 | 0 | 0
F3_Commercial_Healthcare_Existing_Space Heating_Natural Gas_Furnace_E2 | F3 | Commercial | Healthcare | Existing | Space Heating | Natural Gas | Furnace | E2 | PACT BC Ratio | 0.20388 | 0.20519 | 0.20592 | 0.2068 | 0.20863 | 0 | 0 | 0 | 0 | 0 | 0 | 0 | 0 | 0 | 0 | 0 | 0 | 0 | 0 | 0 | 0 | 0 | 0 | 0 | 0 | 0 | 0 | 0 | 0 | 0 | 0
F3_Commercial_Healthcare_Existing_Space Heating_Natural Gas_Furnace_E3 | F3 | Commercial | Healthcare | Existing | Space Heating | Natural Gas | Furnace | E3 | PACT BC Ratio | 0.95718 | 0.96333 | 0.96675 | 0.97091 | 0.97949 | 0.9 | 0.9 | 0.9 | 0.9 | 0.9 | 0.9 | 0.9 | 0.9 | 0.9 | 0.9 | 0.9 | 0.9 | 0.9 | 0.9 | 0.9 | 0.9 | 0.9 | 0.9 | 0.9 | 0.9 | 0.9 | 0.9 | 0.9 | 0.9 | 0.9 | 0.9
F3_Commercial_Healthcare_Existing_Space Heating_Natural Gas_Furnace_E4 | F3 | Commercial | Healthcare | Existing | Space Heating | Natural Gas | Furnace | E4 | PACT BC Ratio | 2.7808 | 2.7986 | 2.8086 | 2.8206 | 2.8456 | 0.9 | 0.9 | 0.9 | 0.9 | 0.9 | 0.9 | 0.9 | 0.9 | 0.9 | 0.9 | 0.9 | 0.9 | 0.9 | 0.9 | 0.9 | 0.9 | 0.9 | 0.9 | 0.9 | 0.9 | 0.9 | 0.9 | 0.9 | 0.9 | 0.9 | 0.9
F3_Commercial_Healthcare_Existing_Space Heating_Natural Gas_Furnace_E5 | F3 | Commercial | Healthcare | Existing | Space Heating | Natural Gas | Furnace | E5 | PACT BC Ratio | 0 | 0 | 0 | 0 | 0 | 0 | 0 | 0.11138 | 0.11071 | 0.10976 | 0.10924 | 0.10852 | 0.097409 | 0.096623 | 0.096526 | 0.095798 | 0.095542 | 0.095466 | 0.093688 | 0.094284 | 0.094539 | 0.094981 | 0.0956 | 0.055617 | 0.054229 | 0.052804 | 0.051328 | 0.049786 | 0.048164 | 0.046448 | 0.044625
F3_Commercial_Healthcare_Existing_Space Heating_Natural Gas_Furnace_E6 | F3 | Commercial | Healthcare | Existing | Space Heating | Natural Gas | Furnace | E6 | PACT BC Ratio | 0 | 0 | 0 | 0 | 0 | 0 | 0 | 0 | 0 | 0 | 0 | 0 | 0 | 0 | 0 | 0 | 0 | 0 | 0 | 0 | 0 | 0 | 0 | 0 | 0 | 0 | 0 | 0 | 0 | 0 | 0
F3_Commercial_Healthcare_Existing_Space Heating_Natural Gas_Furnace_E7 | F3 | Commercial | Healthcare | Existing | Space Heating | Natural Gas | Furnace | E7 | PACT BC Ratio | 0 | 0 | 0 | 0 | 0 | 0 | 0 | 0 | 0 | 0 | 0 | 0 | 0 | 0 | 0 | 0 | 0 | 0 | 0 | 0 | 0 | 0 | 0 | 0 | 0 | 0 | 0 | 0 | 0 | 0 | 0
F3_Commercial_Healthcare_Existing_Space Heating_Natural Gas_Furnace_E8 | F3 | Commercial | Healthcare | Existing | Space Heating | Natural Gas | Furnace | E8 | PACT BC Ratio | 0 | 0 | 0 | 0 | 0 | 0 | 0 | 0 | 0 | 0 | 0 | 0 | 0 | 0 | 0 | 0 | 0 | 0 | 0 | 0 | 0 | 0 | 0 | 0 | 0 | 0 | 0 | 0 | 0 | 0 | 0
F3_Commercial_Healthcare_Existing_Space Heating_Natural Gas_Furnace_E9 | F3 | Commercial | Healthcare | Existing | Space Heating | Natural Gas | Furnace | E9 | PACT BC Ratio | 0 | 0 | 0 | 0 | 0 | 0 | 0 | 0 | 0 | 0 | 0 | 0 | 0 | 0 | 0 | 0 | 0 | 0 | 0 | 0 | 0 | 0 | 0 | 0 | 0 | 0 | 0 | 0 | 0 | 0 | 0
F3_Commercial_Healthcare_Existing_Space Heating_Natural Gas_Furnace_E10 | F3 | Commercial | Healthcare | Existing | Space Heating | Natural Gas | Furnace | E10 | PACT BC Ratio | 0 | 0 | 0 | 0 | 0 | 0 | 0 | 0 | 0 | 0 | 0 | 0 | 0 | 0 | 0 | 0 | 0 | 0 | 0 | 0 | 0 | 0 | 0 | 0 | 0 | 0 | 0 | 0 | 0 | 0 | 0
F4_Commercial_Healthcare_Existing_Space Heating_Natural Gas_Furnace_E1 | F4 | Commercial | Healthcare | Existing | Space Heating | Natural Gas | Furnace | E1 | PCT BC Ratio | 0.9 | 0.9 | 0.9 | 0.9 | 0.9 | 0 | 0 | 0 | 0 | 0 | 0 | 0 | 0 | 0 | 0 | 0 | 0 | 0 | 0 | 0 | 0 | 0 | 0 | 0 | 0 | 0 | 0 | 0 | 0 | 0 | 0
F4_Commercial_Healthcare_Existing_Space Heating_Natural Gas_Furnace_E2 | F4 | Commercial | Healthcare | Existing | Space Heating | Natural Gas | Furnace | E2 | PCT BC Ratio | 1.5129 | 1.5162 | 1.5181 | 1.5203 | 1.5249 | 0 | 0 | 0 | 0 | 0 | 0 | 0 | 0 | 0 | 0 | 0 | 0 | 0 | 0 | 0 | 0 | 0 | 0 | 0 | 0 | 0 | 0 | 0 | 0 | 0 | 0
F4_Commercial_Healthcare_Existing_Space Heating_Natural Gas_Furnace_E3 | F4 | Commercial | Healthcare | Existing | Space Heating | Natural Gas | Furnace | E3 | PCT BC Ratio | 3.4082 | 3.4237 | 3.4323 | 3.4427 | 3.4643 | 0.9 | 0.9 | 0.9 | 0.9 | 0.9 | 0.9 | 0.9 | 0.9 | 0.9 | 0.9 | 0.9 | 0.9 | 0.9 | 0.9 | 0.9 | 0.9 | 0.9 | 0.9 | 0.9 | 0.9 | 0.9 | 0.9 | 0.9 | 0.9 | 0.9 | 0.9
F4_Commercial_Healthcare_Existing_Space Heating_Natural Gas_Furnace_E4 | F4 | Commercial | Healthcare | Existing | Space Heating | Natural Gas | Furnace | E4 | PCT BC Ratio | 7.9962 | 8.0412 | 8.0662 | 8.0966 | 8.1593 | 0.9 | 0.9 | 0.9 | 0.9 | 0.9 | 0.9 | 0.9 | 0.9 | 0.9 | 0.9 | 0.9 | 0.9 | 0.9 | 0.9 | 0.9 | 0.9 | 0.9 | 0.9 | 0.9 | 0.9 | 0.9 | 0.9 | 0.9 | 0.9 | 0.9 | 0.9
F4_Commercial_Healthcare_Existing_Space Heating_Natural Gas_Furnace_E5 | F4 | Commercial | Healthcare | Existing | Space Heating | Natural Gas | Furnace | E5 | PCT BC Ratio | 0 | 0 | 0 | 0 | 0 | 0 | 0 | 1.2802 | 1.2785 | 1.2761 | 1.2748 | 1.273 | 1.2451 | 1.2431 | 1.2429 | 1.241 | 1.2404 | 1.2402 | 1.2357 | 1.2372 | 1.2379 | 1.239 | 1.2405 | 1.1399 | 1.1364 | 1.1329 | 1.1291 | 1.1253 | 1.1212 | 1.1169 | 1.1123
F4_Commercial_Healthcare_Existing_Space Heating_Natural Gas_Furnace_E6 | F4 | Commercial | Healthcare | Existing | Space Heating | Natural Gas | Furnace | E6 | PCT BC Ratio | 0 | 0 | 0 | 0 | 0 | 0 | 0 | 0 | 0 | 0 | 0 | 0 | 0 | 0 | 0 | 0 | 0 | 0 | 0 | 0 | 0 | 0 | 0 | 0 | 0 | 0 | 0 | 0 | 0 | 0 | 0
F4_Commercial_Healthcare_Existing_Space Heating_Natural Gas_Furnace_E7 | F4 | Commercial | Healthcare | Existing | Space Heating | Natural Gas | Furnace | E7 | PCT BC Ratio | 0 | 0 | 0 | 0 | 0 | 0 | 0 | 0 | 0 | 0 | 0 | 0 | 0 | 0 | 0 | 0 | 0 | 0 | 0 | 0 | 0 | 0 | 0 | 0 | 0 | 0 | 0 | 0 | 0 | 0 | 0
F4_Commercial_Healthcare_Existing_Space Heating_Natural Gas_Furnace_E8 | F4 | Commercial | Healthcare | Existing | Space Heating | Natural Gas | Furnace | E8 | PCT BC Ratio | 0 | 0 | 0 | 0 | 0 | 0 | 0 | 0 | 0 | 0 | 0 | 0 | 0 | 0 | 0 | 0 | 0 | 0 | 0 | 0 | 0 | 0 | 0 | 0 | 0 | 0 | 0 | 0 | 0 | 0 | 0
F4_Commercial_Healthcare_Existing_Space Heating_Natural Gas_Furnace_E9 | F4 | Commercial | Healthcare | Existing | Space Heating | Natural Gas | Furnace | E9 | PCT BC Ratio | 0 | 0 | 0 | 0 | 0 | 0 | 0 | 0 | 0 | 0 | 0 | 0 | 0 | 0 | 0 | 0 | 0 | 0 | 0 | 0 | 0 | 0 | 0 | 0 | 0 | 0 | 0 | 0 | 0 | 0 | 0
F4_Commercial_Healthcare_Existing_Space Heating_Natural Gas_Furnace_E10 | F4 | Commercial | Healthcare | Existing | Space Heating | Natural Gas | Furnace | E10 | PCT BC Ratio | 0 | 0 | 0 | 0 | 0 | 0 | 0 | 0 | 0 | 0 | 0 | 0 | 0 | 0 | 0 | 0 | 0 | 0 | 0 | 0 | 0 | 0 | 0 | 0 | 0 | 0 | 0 | 0 | 0 | 0 | 0
F5_Commercial_Healthcare_Existing_Space Heating_Natural Gas_Furnace_E1 | F5 | Commercial | Healthcare | Existing | Space Heating | Natural Gas | Furnace | E1 | RIM BC Ratio | 0.9 | 0.9 | 0.9 | 0.9 | 0.9 | 0 | 0 | 0 | 0 | 0 | 0 | 0 | 0 | 0 | 0 | 0 | 0 | 0 | 0 | 0 | 0 | 0 | 0 | 0 | 0 | 0 | 0 | 0 | 0 | 0 | 0
F5_Commercial_Healthcare_Existing_Space Heating_Natural Gas_Furnace_E2 | F5 | Commercial | Healthcare | Existing | Space Heating | Natural Gas | Furnace | E2 | RIM BC Ratio | 0.16385 | 0.1647 | 0.16517 | 0.16574 | 0.16691 | 0 | 0 | 0 | 0 | 0 | 0 | 0 | 0 | 0 | 0 | 0 | 0 | 0 | 0 | 0 | 0 | 0 | 0 | 0 | 0 | 0 | 0 | 0 | 0 | 0 | 0
F5_Commercial_Healthcare_Existing_Space Heating_Natural Gas_Furnace_E3 | F5 | Commercial | Healthcare | Existing | Space Heating | Natural Gas | Furnace | E3 | RIM BC Ratio | 0.44587 | 0.4472 | 0.44794 | 0.44883 | 0.45065 | 0.9 | 0.9 | 0.9 | 0.9 | 0.9 | 0.9 | 0.9 | 0.9 | 0.9 | 0.9 | 0.9 | 0.9 | 0.9 | 0.9 | 0.9 | 0.9 | 0.9 | 0.9 | 0.9 | 0.9 | 0.9 | 0.9 | 0.9 | 0.9 | 0.9 | 0.9
F5_Commercial_Healthcare_Existing_Space Heating_Natural Gas_Furnace_E4 | F5 | Commercial | Healthcare | Existing | Space Heating | Natural Gas | Furnace | E4 | RIM BC Ratio | 0.64198 | 0.64293 | 0.64345 | 0.64408 | 0.64537 | 0.9 | 0.9 | 0.9 | 0.9 | 0.9 | 0.9 | 0.9 | 0.9 | 0.9 | 0.9 | 0.9 | 0.9 | 0.9 | 0.9 | 0.9 | 0.9 | 0.9 | 0.9 | 0.9 | 0.9 | 0.9 | 0.9 | 0.9 | 0.9 | 0.9 | 0.9
F5_Commercial_Healthcare_Existing_Space Heating_Natural Gas_Furnace_E5 | F5 | Commercial | Healthcare | Existing | Space Heating | Natural Gas | Furnace | E5 | RIM BC Ratio | 0 | 0 | 0 | 0 | 0 | 0 | 0 | 0.098266 | 0.097744 | 0.097001 | 0.096596 | 0.096036 | 0.087229 | 0.086599 | 0.08652 | 0.085935 | 0.085729 | 0.085667 | 0.084233 | 0.084715 | 0.084921 | 0.085277 | 0.085776 | 0.052143 | 0.050921 | 0.049662 | 0.048354 | 0.046983 | 0.045536 | 0.043999 | 0.04236
F5_Commercial_Healthcare_Existing_Space Heating_Natural Gas_Furnace_E6 | F5 | Commercial | Healthcare | Existing | Space Heating | Natural Gas | Furnace | E6 | RIM BC Ratio | 0 | 0 | 0 | 0 | 0 | 0 | 0 | 0 | 0 | 0 | 0 | 0 | 0 | 0 | 0 | 0 | 0 | 0 | 0 | 0 | 0 | 0 | 0 | 0 | 0 | 0 | 0 | 0 | 0 | 0 | 0
F5_Commercial_Healthcare_Existing_Space Heating_Natural Gas_Furnace_E7 | F5 | Commercial | Healthcare | Existing | Space Heating | Natural Gas | Furnace | E7 | RIM BC Ratio | 0 | 0 | 0 | 0 | 0 | 0 | 0 | 0 | 0 | 0 | 0 | 0 | 0 | 0 | 0 | 0 | 0 | 0 | 0 | 0 | 0 | 0 | 0 | 0 | 0 | 0 | 0 | 0 | 0 | 0 | 0
F5_Commercial_Healthcare_Existing_Space Heating_Natural Gas_Furnace_E8 | F5 | Commercial | Healthcare | Existing | Space Heating | Natural Gas | Furnace | E8 | RIM BC Ratio | 0 | 0 | 0 | 0 | 0 | 0 | 0 | 0 | 0 | 0 | 0 | 0 | 0 | 0 | 0 | 0 | 0 | 0 | 0 | 0 | 0 | 0 | 0 | 0 | 0 | 0 | 0 | 0 | 0 | 0 | 0
F5_Commercial_Healthcare_Existing_Space Heating_Natural Gas_Furnace_E9 | F5 | Commercial | Healthcare | Existing | Space Heating | Natural Gas | Furnace | E9 | RIM BC Ratio | 0 | 0 | 0 | 0 | 0 | 0 | 0 | 0 | 0 | 0 | 0 | 0 | 0 | 0 | 0 | 0 | 0 | 0 | 0 | 0 | 0 | 0 | 0 | 0 | 0 | 0 | 0 | 0 | 0 | 0 | 0
F5_Commercial_Healthcare_Existing_Space Heating_Natural Gas_Furnace_E10 | F5 | Commercial | Healthcare | Existing | Space Heating | Natural Gas | Furnace | E10 | RIM BC Ratio | 0 | 0 | 0 | 0 | 0 | 0 | 0 | 0 | 0 | 0 | 0 | 0 | 0 | 0 | 0 | 0 | 0 | 0 | 0 | 0 | 0 | 0 | 0 | 0 | 0 | 0 | 0 | 0 | 0 | 0 | 0
F0_Commercial_Healthcare_Existing_Space Heating_Natural Gas_Boiler_E0 | F0 | Commercial | Healthcare | Existing | Space Heating | Natural Gas | Boiler | E0 | Economic Unit | Convert to Gas-Fired ASHP | Convert to Gas-Fired ASHP | Convert to Gas-Fired ASHP | Convert to Gas-Fired ASHP | Convert to Gas-Fired ASHP | TE 98% | TE 98% | TE 98% | TE 98% | TE 98% | TE 98% | TE 98% | TE 98% | TE 98% | TE 98% | TE 98% | TE 98% | TE 98% | TE 98% | TE 98% | TE 98% | TE 98% | TE 98% | TE 98% | TE 98% | TE 98% | TE 98% | TE 98% | TE 98% | TE 98% | TE 98%
F1_Commercial_Healthcare_Existing_Space Heating_Natural Gas_Boiler_E1 | F1 | Commercial | Healthcare | Existing | Space Heating | Natural Gas | Boiler | E1 | CCE | 0 | 0 | 0 | 0 | 0 | 0 | 0 | 0 | 0 | 0 | 0 | 0 | 0 | 0 | 0 | 0 | 0 | 0 | 0 | 0 | 0 | 0 | 0 | 0 | 0 | 0 | 0 | 0 | 0 | 0 | 0
F1_Commercial_Healthcare_Existing_Space Heating_Natural Gas_Boiler_E2 | F1 | Commercial | Healthcare | Existing | Space Heating | Natural Gas | Boiler | E2 | CCE | 0.0011228 | 0.0010794 | 0.0010845 | 0.0010959 | 0.0010959 | 0 | 0 | 0 | 0 | 0 | 0 | 0 | 0 | 0 | 0 | 0 | 0 | 0 | 0 | 0 | 0 | 0 | 0 | 0 | 0 | 0 | 0 | 0 | 0 | 0 | 0
F1_Commercial_Healthcare_Existing_Space Heating_Natural Gas_Boiler_E3 | F1 | Commercial | Healthcare | Existing | Space Heating | Natural Gas | Boiler | E3 | CCE | 0.0066518 | 0.0063948 | 0.0064253 | 0.0064924 | 0.0064924 | 0 | 0 | 0 | 0 | 0 | 0 | 0 | 0 | 0 | 0 | 0 | 0 | 0 | 0 | 0 | 0 | 0 | 0 | 0 | 0 | 0 | 0 | 0 | 0 | 0 | 0
F1_Commercial_Healthcare_Existing_Space Heating_Natural Gas_Boiler_E4 | F1 | Commercial | Healthcare | Existing | Space Heating | Natural Gas | Boiler | E4 | CCE | 0.0067073 | 0.0064481 | 0.0064789 | 0.0065466 | 0.0065466 | 0.0067787 | 0.0067787 | 0.0067787 | 0.0067787 | 0.0067787 | 0.0067787 | 0.0067787 | 0.0067787 | 0.0067787 | 0.0067787 | 0.0067787 | 0.0067787 | 0.0067787 | 0.0067787 | 0.0067787 | 0.0067787 | 0.0067787 | 0.0067787 | 0.0067787 | 0.0067787 | 0.0067787 | 0.0067787 | 0.0067787 | 0.0067787 | 0.0067787 | 0.0067787
F1_Commercial_Healthcare_Existing_Space Heating_Natural Gas_Boiler_E5 | F1 | Commercial | Healthcare | Existing | Space Heating | Natural Gas | Boiler | E5 | CCE | 0.019991 | 0.019218 | 0.01931 | 0.019512 | 0.019512 | 0.027739 | 0.027739 | 0.027739 | 0.027739 | 0.027739 | 0.027739 | 0.027739 | 0.027739 | 0.027739 | 0.027739 | 0.027739 | 0.027739 | 0.027739 | 0.027739 | 0.027739 | 0.027739 | 0.027739 | 0.027739 | 0.027739 | 0.027739 | 0.027739 | 0.027739 | 0.027739 | 0.027739 | 0.027739 | 0.027739
F1_Commercial_Healthcare_Existing_Space Heating_Natural Gas_Boiler_E6 | F1 | Commercial | Healthcare | Existing | Space Heating | Natural Gas | Boiler | E6 | CCE | 0 | 0 | 0 | 0 | 0 | 0 | 0 | 0 | 0 | 0 | 0 | 0 | 0 | 0 | 0 | 0 | 0 | 0 | 0 | 0 | 0 | 0 | 0 | 0 | 0 | 0 | 0 | 0 | 0 | 0 | 0
F1_Commercial_Healthcare_Existing_Space Heating_Natural Gas_Boiler_E7 | F1 | Commercial | Healthcare | Existing | Space Heating | Natural Gas | Boiler | E7 | CCE | 0 | 0 | 0 | 0 | 0 | 0 | 0 | 0 | 0 | 0 | 0 | 0 | 0 | 0 | 0 | 0 | 0 | 0 | 0 | 0 | 0 | 0 | 0 | 0 | 0 | 0 | 0 | 0 | 0 | 0 | 0
F1_Commercial_Healthcare_Existing_Space Heating_Natural Gas_Boiler_E8 | F1 | Commercial | Healthcare | Existing | Space Heating | Natural Gas | Boiler | E8 | CCE | 0 | 0 | 0 | 0 | 0 | 0 | 0 | 0 | 0 | 0 | 0 | 0 | 0 | 0 | 0 | 0 | 0 | 0 | 0 | 0 | 0 | 0 | 0 | 0 | 0 | 0 | 0 | 0 | 0 | 0 | 0
F1_Commercial_Healthcare_Existing_Space Heating_Natural Gas_Boiler_E9 | F1 | Commercial | Healthcare | Existing | Space Heating | Natural Gas | Boiler | E9 | CCE | 0 | 0 | 0 | 0 | 0 | 0 | 0 | 0 | 0 | 0 | 0 | 0 | 0 | 0 | 0 | 0 | 0 | 0 | 0 | 0 | 0 | 0 | 0 | 0 | 0 | 0 | 0 | 0 | 0 | 0 | 0
F1_Commercial_Healthcare_Existing_Space Heating_Natural Gas_Boiler_E10 | F1 | Commercial | Healthcare | Existing | Space Heating | Natural Gas | Boiler | E10 | CCE | 0 | 0 | 0 | 0 | 0 | 0 | 0 | 0 | 0 | 0 | 0 | 0 | 0 | 0 | 0 | 0 | 0 | 0 | 0 | 0 | 0 | 0 | 0 | 0 | 0 | 0 | 0 | 0 | 0 | 0 | 0
F2_Commercial_Healthcare_Existing_Space Heating_Natural Gas_Boiler_E1 | F2 | Commercial | Healthcare | Existing | Space Heating | Natural Gas | Boiler | E1 | TRC BC Ratio | 0.9 | 0.9 | 0.9 | 0.9 | 0.9 | 0 | 0 | 0 | 0 | 0 | 0 | 0 | 0 | 0 | 0 | 0 | 0 | 0 | 0 | 0 | 0 | 0 | 0 | 0 | 0 | 0 | 0 | 0 | 0 | 0 | 0
F2_Commercial_Healthcare_Existing_Space Heating_Natural Gas_Boiler_E2 | F2 | Commercial | Healthcare | Existing | Space Heating | Natural Gas | Boiler | E2 | TRC BC Ratio | 8.8481 | 8.901 | 8.9346 | 8.9746 | 9.0549 | 0 | 0 | 0 | 0 | 0 | 0 | 0 | 0 | 0 | 0 | 0 | 0 | 0 | 0 | 0 | 0 | 0 | 0 | 0 | 0 | 0 | 0 | 0 | 0 | 0 | 0
F2_Commercial_Healthcare_Existing_Space Heating_Natural Gas_Boiler_E3 | F2 | Commercial | Healthcare | Existing | Space Heating | Natural Gas | Boiler | E3 | TRC BC Ratio | 1.4935 | 1.5024 | 1.5081 | 1.5148 | 1.5284 | 0.9 | 0.9 | 0.9 | 0.9 | 0.9 | 0.9 | 0.9 | 0.9 | 0.9 | 0.9 | 0.9 | 0.9 | 0.9 | 0.9 | 0.9 | 0.9 | 0.9 | 0.9 | 0.9 | 0.9 | 0.9 | 0.9 | 0.9 | 0.9 | 0.9 | 0.9
F2_Commercial_Healthcare_Existing_Space Heating_Natural Gas_Boiler_E4 | F2 | Commercial | Healthcare | Existing | Space Heating | Natural Gas | Boiler | E4 | TRC BC Ratio | 1.4812 | 1.49 | 1.4956 | 1.5023 | 1.5158 | 1.408 | 1.3629 | 1.3387 | 1.3303 | 1.3186 | 1.312 | 1.3031 | 1.1721 | 1.1624 | 1.1608 | 1.1519 | 1.1484 | 1.1471 | 1.1252 | 1.1305 | 1.1317 | 1.1351 | 1.1405 | 0.66916 | 0.65091 | 0.63217 | 0.61277 | 0.59254 | 0.57131 | 0.5489 | 0.52516
F2_Commercial_Healthcare_Existing_Space Heating_Natural Gas_Boiler_E5 | F2 | Commercial | Healthcare | Existing | Space Heating | Natural Gas | Boiler | E5 | TRC BC Ratio | 0.49695 | 0.49992 | 0.50181 | 0.50406 | 0.50857 | 0.34408 | 0.33306 | 0.32714 | 0.32508 | 0.32222 | 0.32061 | 0.31843 | 0.28643 | 0.28406 | 0.28367 | 0.28148 | 0.28064 | 0.28032 | 0.27496 | 0.27625 | 0.27655 | 0.27738 | 0.2787 | 0.16352 | 0.15906 | 0.15448 | 0.14974 | 0.1448 | 0.13961 | 0.13413 | 0.12833
F2_Commercial_Healthcare_Existing_Space Heating_Natural Gas_Boiler_E6 | F2 | Commercial | Healthcare | Existing | Space Heating | Natural Gas | Boiler | E6 | TRC BC Ratio | 0 | 0 | 0 | 0 | 0 | 0 | 0 | 0 | 0 | 0 | 0 | 0 | 0 | 0 | 0 | 0 | 0 | 0 | 0 | 0 | 0 | 0 | 0 | 0 | 0 | 0 | 0 | 0 | 0 | 0 | 0
F2_Commercial_Healthcare_Existing_Space Heating_Natural Gas_Boiler_E7 | F2 | Commercial | Healthcare | Existing | Space Heating | Natural Gas | Boiler | E7 | TRC BC Ratio | 0 | 0 | 0 | 0 | 0 | 0 | 0 | 0 | 0 | 0 | 0 | 0 | 0 | 0 | 0 | 0 | 0 | 0 | 0 | 0 | 0 | 0 | 0 | 0 | 0 | 0 | 0 | 0 | 0 | 0 | 0
F2_Commercial_Healthcare_Existing_Space Heating_Natural Gas_Boiler_E8 | F2 | Commercial | Healthcare | Existing | Space Heating | Natural Gas | Boiler | E8 | TRC BC Ratio | 0 | 0 | 0 | 0 | 0 | 0 | 0 | 0 | 0 | 0 | 0 | 0 | 0 | 0 | 0 | 0 | 0 | 0 | 0 | 0 | 0 | 0 | 0 | 0 | 0 | 0 | 0 | 0 | 0 | 0 | 0
F2_Commercial_Healthcare_Existing_Space Heating_Natural Gas_Boiler_E9 | F2 | Commercial | Healthcare | Existing | Space Heating | Natural Gas | Boiler | E9 | TRC BC Ratio | 0 | 0 | 0 | 0 | 0 | 0 | 0 | 0 | 0 | 0 | 0 | 0 | 0 | 0 | 0 | 0 | 0 | 0 | 0 | 0 | 0 | 0 | 0 | 0 | 0 | 0 | 0 | 0 | 0 | 0 | 0
F2_Commercial_Healthcare_Existing_Space Heating_Natural Gas_Boiler_E10 | F2 | Commercial | Healthcare | Existing | Space Heating | Natural Gas | Boiler | E10 | TRC BC Ratio | 0 | 0 | 0 | 0 | 0 | 0 | 0 | 0 | 0 | 0 | 0 | 0 | 0 | 0 | 0 | 0 | 0 | 0 | 0 | 0 | 0 | 0 | 0 | 0 | 0 | 0 | 0 | 0 | 0 | 0 | 0
F3_Commercial_Healthcare_Existing_Space Heating_Natural Gas_Boiler_E1 | F3 | Commercial | Healthcare | Existing | Space Heating | Natural Gas | Boiler | E1 | PACT BC Ratio | 0.9 | 0.9 | 0.9 | 0.9 | 0.9 | 0 | 0 | 0 | 0 | 0 | 0 | 0 | 0 | 0 | 0 | 0 | 0 | 0 | 0 | 0 | 0 | 0 | 0 | 0 | 0 | 0 | 0 | 0 | 0 | 0 | 0
F3_Commercial_Healthcare_Existing_Space Heating_Natural Gas_Boiler_E2 | F3 | Commercial | Healthcare | Existing | Space Heating | Natural Gas | Boiler | E2 | PACT BC Ratio | 22.5779 | 22.7127 | 22.7984 | 22.9005 | 23.1054 | 0 | 0 | 0 | 0 | 0 | 0 | 0 | 0 | 0 | 0 | 0 | 0 | 0 | 0 | 0 | 0 | 0 | 0 | 0 | 0 | 0 | 0 | 0 | 0 | 0 | 0
F3_Commercial_Healthcare_Existing_Space Heating_Natural Gas_Boiler_E3 | F3 | Commercial | Healthcare | Existing | Space Heating | Natural Gas | Boiler | E3 | PACT BC Ratio | 3.811 | 3.8338 | 3.8482 | 3.8655 | 3.9 | 0.9 | 0.9 | 0.9 | 0.9 | 0.9 | 0.9 | 0.9 | 0.9 | 0.9 | 0.9 | 0.9 | 0.9 | 0.9 | 0.9 | 0.9 | 0.9 | 0.9 | 0.9 | 0.9 | 0.9 | 0.9 | 0.9 | 0.9 | 0.9 | 0.9 | 0.9
F3_Commercial_Healthcare_Existing_Space Heating_Natural Gas_Boiler_E4 | F3 | Commercial | Healthcare | Existing | Space Heating | Natural Gas | Boiler | E4 | PACT BC Ratio | 3.7795 | 3.802 | 3.8164 | 3.8335 | 3.8678 | 3.5929 | 3.4778 | 3.416 | 3.3945 | 3.3646 | 3.3478 | 3.3251 | 2.9909 | 2.9662 | 2.9621 | 2.9392 | 2.9304 | 2.9271 | 2.8711 | 2.8846 | 2.8877 | 2.8964 | 2.9102 | 1.7075 | 1.6609 | 1.6131 | 1.5636 | 1.512 | 1.4578 | 1.4006 | 1.3401
F3_Commercial_Healthcare_Existing_Space Heating_Natural Gas_Boiler_E5 | F3 | Commercial | Healthcare | Existing | Space Heating | Natural Gas | Boiler | E5 | PACT BC Ratio | 1.2681 | 1.2757 | 1.2805 | 1.2862 | 1.2977 | 0.878 | 0.84987 | 0.83477 | 0.82952 | 0.82221 | 0.8181 | 0.81255 | 0.73089 | 0.72485 | 0.72385 | 0.71825 | 0.71611 | 0.71528 | 0.70162 | 0.70491 | 0.70568 | 0.70779 | 0.71117 | 0.41726 | 0.40588 | 0.3942 | 0.3821 | 0.36949 | 0.35625 | 0.34227 | 0.32747
F3_Commercial_Healthcare_Existing_Space Heating_Natural Gas_Boiler_E6 | F3 | Commercial | Healthcare | Existing | Space Heating | Natural Gas | Boiler | E6 | PACT BC Ratio | 0 | 0 | 0 | 0 | 0 | 0 | 0 | 0 | 0 | 0 | 0 | 0 | 0 | 0 | 0 | 0 | 0 | 0 | 0 | 0 | 0 | 0 | 0 | 0 | 0 | 0 | 0 | 0 | 0 | 0 | 0
F3_Commercial_Healthcare_Existing_Space Heating_Natural Gas_Boiler_E7 | F3 | Commercial | Healthcare | Existing | Space Heating | Natural Gas | Boiler | E7 | PACT BC Ratio | 0 | 0 | 0 | 0 | 0 | 0 | 0 | 0 | 0 | 0 | 0 | 0 | 0 | 0 | 0 | 0 | 0 | 0 | 0 | 0 | 0 | 0 | 0 | 0 | 0 | 0 | 0 | 0 | 0 | 0 | 0
F3_Commercial_Healthcare_Existing_Space Heating_Natural Gas_Boiler_E8 | F3 | Commercial | Healthcare | Existing | Space Heating | Natural Gas | Boiler | E8 | PACT BC Ratio | 0 | 0 | 0 | 0 | 0 | 0 | 0 | 0 | 0 | 0 | 0 | 0 | 0 | 0 | 0 | 0 | 0 | 0 | 0 | 0 | 0 | 0 | 0 | 0 | 0 | 0 | 0 | 0 | 0 | 0 | 0
F3_Commercial_Healthcare_Existing_Space Heating_Natural Gas_Boiler_E9 | F3 | Commercial | Healthcare | Existing | Space Heating | Natural Gas | Boiler | E9 | PACT BC Ratio | 0 | 0 | 0 | 0 | 0 | 0 | 0 | 0 | 0 | 0 | 0 | 0 | 0 | 0 | 0 | 0 | 0 | 0 | 0 | 0 | 0 | 0 | 0 | 0 | 0 | 0 | 0 | 0 | 0 | 0 | 0
F3_Commercial_Healthcare_Existing_Space Heating_Natural Gas_Boiler_E10 | F3 | Commercial | Healthcare | Existing | Space Heating | Natural Gas | Boiler | E10 | PACT BC Ratio | 0 | 0 | 0 | 0 | 0 | 0 | 0 | 0 | 0 | 0 | 0 | 0 | 0 | 0 | 0 | 0 | 0 | 0 | 0 | 0 | 0 | 0 | 0 | 0 | 0 | 0 | 0 | 0 | 0 | 0 | 0
F4_Commercial_Healthcare_Existing_Space Heating_Natural Gas_Boiler_E1 | F4 | Commercial | Healthcare | Existing | Space Heating | Natural Gas | Boiler | E1 | PCT BC Ratio | 0.9 | 0.9 | 0.9 | 0.9 | 0.9 | 0 | 0 | 0 | 0 | 0 | 0 | 0 | 0 | 0 | 0 | 0 | 0 | 0 | 0 | 0 | 0 | 0 | 0 | 0 | 0 | 0 | 0 | 0 | 0 | 0 | 0
F4_Commercial_Healthcare_Existing_Space Heating_Natural Gas_Boiler_E2 | F4 | Commercial | Healthcare | Existing | Space Heating | Natural Gas | Boiler | E2 | PCT BC Ratio | 13.5736 | 13.6532 | 13.7039 | 13.7642 | 13.8853 | 0 | 0 | 0 | 0 | 0 | 0 | 0 | 0 | 0 | 0 | 0 | 0 | 0 | 0 | 0 | 0 | 0 | 0 | 0 | 0 | 0 | 0 | 0 | 0 | 0 | 0
F4_Commercial_Healthcare_Existing_Space Heating_Natural Gas_Boiler_E3 | F4 | Commercial | Healthcare | Existing | Space Heating | Natural Gas | Boiler | E3 | PCT BC Ratio | 2.4863 | 2.4998 | 2.5083 | 2.5185 | 2.5389 | 0.9 | 0.9 | 0.9 | 0.9 | 0.9 | 0.9 | 0.9 | 0.9 | 0.9 | 0.9 | 0.9 | 0.9 | 0.9 | 0.9 | 0.9 | 0.9 | 0.9 | 0.9 | 0.9 | 0.9 | 0.9 | 0.9 | 0.9 | 0.9 | 0.9 | 0.9
F4_Commercial_Healthcare_Existing_Space Heating_Natural Gas_Boiler_E4 | F4 | Commercial | Healthcare | Existing | Space Heating | Natural Gas | Boiler | E4 | PCT BC Ratio | 2.4677 | 2.481 | 2.4895 | 2.4996 | 2.5199 | 2.3575 | 2.2895 | 2.253 | 2.2403 | 2.2226 | 2.2127 | 2.1993 | 2.0018 | 1.9872 | 1.9848 | 1.9713 | 1.9661 | 1.9641 | 1.9311 | 1.939 | 1.9409 | 1.946 | 1.9541 | 1.2436 | 1.2161 | 1.1878 | 1.1586 | 1.1281 | 1.0961 | 1.0623 | 1.0265
F4_Commercial_Healthcare_Existing_Space Heating_Natural Gas_Boiler_E5 | F4 | Commercial | Healthcare | Existing | Space Heating | Natural Gas | Boiler | E5 | PCT BC Ratio | 0.98399 | 0.98846 | 0.99131 | 0.9947 | 1.0015 | 0.75353 | 0.73691 | 0.728 | 0.72489 | 0.72057 | 0.71815 | 0.71487 | 0.66662 | 0.66305 | 0.66246 | 0.65915 | 0.65789 | 0.6574 | 0.64933 | 0.65127 | 0.65173 | 0.65297 | 0.65497 | 0.48133 | 0.47461 | 0.46771 | 0.46056 | 0.45311 | 0.44529 | 0.43703 | 0.42829
F4_Commercial_Healthcare_Existing_Space Heating_Natural Gas_Boiler_E6 | F4 | Commercial | Healthcare | Existing | Space Heating | Natural Gas | Boiler | E6 | PCT BC Ratio | 0 | 0 | 0 | 0 | 0 | 0 | 0 | 0 | 0 | 0 | 0 | 0 | 0 | 0 | 0 | 0 | 0 | 0 | 0 | 0 | 0 | 0 | 0 | 0 | 0 | 0 | 0 | 0 | 0 | 0 | 0
F4_Commercial_Healthcare_Existing_Space Heating_Natural Gas_Boiler_E7 | F4 | Commercial | Healthcare | Existing | Space Heating | Natural Gas | Boiler | E7 | PCT BC Ratio | 0 | 0 | 0 | 0 | 0 | 0 | 0 | 0 | 0 | 0 | 0 | 0 | 0 | 0 | 0 | 0 | 0 | 0 | 0 | 0 | 0 | 0 | 0 | 0 | 0 | 0 | 0 | 0 | 0 | 0 | 0
F4_Commercial_Healthcare_Existing_Space Heating_Natural Gas_Boiler_E8 | F4 | Commercial | Healthcare | Existing | Space Heating | Natural Gas | Boiler | E8 | PCT BC Ratio | 0 | 0 | 0 | 0 | 0 | 0 | 0 | 0 | 0 | 0 | 0 | 0 | 0 | 0 | 0 | 0 | 0 | 0 | 0 | 0 | 0 | 0 | 0 | 0 | 0 | 0 | 0 | 0 | 0 | 0 | 0
F4_Commercial_Healthcare_Existing_Space Heating_Natural Gas_Boiler_E9 | F4 | Commercial | Healthcare | Existing | Space Heating | Natural Gas | Boiler | E9 | PCT BC Ratio | 0 | 0 | 0 | 0 | 0 | 0 | 0 | 0 | 0 | 0 | 0 | 0 | 0 | 0 | 0 | 0 | 0 | 0 | 0 | 0 | 0 | 0 | 0 | 0 | 0 | 0 | 0 | 0 | 0 | 0 | 0
F4_Commercial_Healthcare_Existing_Space Heating_Natural Gas_Boiler_E10 | F4 | Commercial | Healthcare | Existing | Space Heating | Natural Gas | Boiler | E10 | PCT BC Ratio | 0 | 0 | 0 | 0 | 0 | 0 | 0 | 0 | 0 | 0 | 0 | 0 | 0 | 0 | 0 | 0 | 0 | 0 | 0 | 0 | 0 | 0 | 0 | 0 | 0 | 0 | 0 | 0 | 0 | 0 | 0
F5_Commercial_Healthcare_Existing_Space Heating_Natural Gas_Boiler_E1 | F5 | Commercial | Healthcare | Existing | Space Heating | Natural Gas | Boiler | E1 | RIM BC Ratio | 0.9 | 0.9 | 0.9 | 0.9 | 0.9 | 0 | 0 | 0 | 0 | 0 | 0 | 0 | 0 | 0 | 0 | 0 | 0 | 0 | 0 | 0 | 0 | 0 | 0 | 0 | 0 | 0 | 0 | 0 | 0 | 0 | 0
F5_Commercial_Healthcare_Existing_Space Heating_Natural Gas_Boiler_E2 | F5 | Commercial | Healthcare | Existing | Space Heating | Natural Gas | Boiler | E2 | RIM BC Ratio | 0.80492 | 0.80509 | 0.8052 | 0.80533 | 0.80558 | 0 | 0 | 0 | 0 | 0 | 0 | 0 | 0 | 0 | 0 | 0 | 0 | 0 | 0 | 0 | 0 | 0 | 0 | 0 | 0 | 0 | 0 | 0 | 0 | 0 | 0
F5_Commercial_Healthcare_Existing_Space Heating_Natural Gas_Boiler_E3 | F5 | Commercial | Healthcare | Existing | Space Heating | Natural Gas | Boiler | E3 | RIM BC Ratio | 0.68471 | 0.68545 | 0.68591 | 0.68645 | 0.68753 | 0.9 | 0.9 | 0.9 | 0.9 | 0.9 | 0.9 | 0.9 | 0.9 | 0.9 | 0.9 | 0.9 | 0.9 | 0.9 | 0.9 | 0.9 | 0.9 | 0.9 | 0.9 | 0.9 | 0.9 | 0.9 | 0.9 | 0.9 | 0.9 | 0.9 | 0.9
F5_Commercial_Healthcare_Existing_Space Heating_Natural Gas_Boiler_E4 | F5 | Commercial | Healthcare | Existing | Space Heating | Natural Gas | Boiler | E4 | RIM BC Ratio | 0.68369 | 0.68442 | 0.68489 | 0.68544 | 0.68653 | 0.67733 | 0.67313 | 0.67078 | 0.66995 | 0.66877 | 0.66811 | 0.6672 | 0.65257 | 0.65138 | 0.65119 | 0.65007 | 0.64964 | 0.64947 | 0.64668 | 0.64736 | 0.64752 | 0.64795 | 0.64864 | 0.56063 | 0.55551 | 0.55006 | 0.54419 | 0.5378 | 0.53078 | 0.523 | 0.51432
F5_Commercial_Healthcare_Existing_Space Heating_Natural Gas_Boiler_E5 | F5 | Commercial | Healthcare | Existing | Space Heating | Natural Gas | Boiler | E5 | RIM BC Ratio | 0.50336 | 0.50455 | 0.5053 | 0.50619 | 0.50796 | 0.4279 | 0.4211 | 0.41736 | 0.41604 | 0.4142 | 0.41315 | 0.41173 | 0.38967 | 0.38795 | 0.38766 | 0.38605 | 0.38543 | 0.38519 | 0.38119 | 0.38216 | 0.38239 | 0.38301 | 0.38399 | 0.27819 | 0.27309 | 0.26775 | 0.26211 | 0.25611 | 0.24968 | 0.24274 | 0.2352
F5_Commercial_Healthcare_Existing_Space Heating_Natural Gas_Boiler_E6 | F5 | Commercial | Healthcare | Existing | Space Heating | Natural Gas | Boiler | E6 | RIM BC Ratio | 0 | 0 | 0 | 0 | 0 | 0 | 0 | 0 | 0 | 0 | 0 | 0 | 0 | 0 | 0 | 0 | 0 | 0 | 0 | 0 | 0 | 0 | 0 | 0 | 0 | 0 | 0 | 0 | 0 | 0 | 0
F5_Commercial_Healthcare_Existing_Space Heating_Natural Gas_Boiler_E7 | F5 | Commercial | Healthcare | Existing | Space Heating | Natural Gas | Boiler | E7 | RIM BC Ratio | 0 | 0 | 0 | 0 | 0 | 0 | 0 | 0 | 0 | 0 | 0 | 0 | 0 | 0 | 0 | 0 | 0 | 0 | 0 | 0 | 0 | 0 | 0 | 0 | 0 | 0 | 0 | 0 | 0 | 0 | 0
F5_Commercial_Healthcare_Existing_Space Heating_Natural Gas_Boiler_E8 | F5 | Commercial | Healthcare | Existing | Space Heating | Natural Gas | Boiler | E8 | RIM BC Ratio | 0 | 0 | 0 | 0 | 0 | 0 | 0 | 0 | 0 | 0 | 0 | 0 | 0 | 0 | 0 | 0 | 0 | 0 | 0 | 0 | 0 | 0 | 0 | 0 | 0 | 0 | 0 | 0 | 0 | 0 | 0
F5_Commercial_Healthcare_Existing_Space Heating_Natural Gas_Boiler_E9 | F5 | Commercial | Healthcare | Existing | Space Heating | Natural Gas | Boiler | E9 | RIM BC Ratio | 0 | 0 | 0 | 0 | 0 | 0 | 0 | 0 | 0 | 0 | 0 | 0 | 0 | 0 | 0 | 0 | 0 | 0 | 0 | 0 | 0 | 0 | 0 | 0 | 0 | 0 | 0 | 0 | 0 | 0 | 0
F5_Commercial_Healthcare_Existing_Space Heating_Natural Gas_Boiler_E10 | F5 | Commercial | Healthcare | Existing | Space Heating | Natural Gas | Boiler | E10 | RIM BC Ratio | 0 | 0 | 0 | 0 | 0 | 0 | 0 | 0 | 0 | 0 | 0 | 0 | 0 | 0 | 0 | 0 | 0 | 0 | 0 | 0 | 0 | 0 | 0 | 0 | 0 | 0 | 0 | 0 | 0 | 0 | 0
F0_Commercial_Healthcare_Existing_Space Heating_Natural Gas_Unit Heater_E0 | F0 | Commercial | Healthcare | Existing | Space Heating | Natural Gas | Unit Heater | E0 | Economic Unit | Infrared Radiant | Infrared Radiant | Infrared Radiant | Infrared Radiant | Infrared Radiant | Infrared Radiant | Infrared Radiant | Infrared Radiant | Infrared Radiant | Infrared Radiant | Infrared Radiant | Infrared Radiant | Infrared Radiant | Infrared Radiant | Infrared Radiant | Infrared Radiant | Infrared Radiant | Infrared Radiant | Infrared Radiant | Infrared Radiant | Infrared Radiant | Infrared Radiant | Infrared Radiant | Infrared Radiant | Infrared Radiant | Infrared Radiant | Infrared Radiant | Infrared Radiant | Infrared Radiant | Infrared Radiant | Infrared Radiant
F1_Commercial_Healthcare_Existing_Space Heating_Natural Gas_Unit Heater_E1 | F1 | Commercial | Healthcare | Existing | Space Heating | Natural Gas | Unit Heater | E1 | CCE | 0 | 0 | 0 | 0 | 0 | 0 | 0 | 0 | 0 | 0 | 0 | 0 | 0 | 0 | 0 | 0 | 0 | 0 | 0 | 0 | 0 | 0 | 0 | 0 | 0 | 0 | 0 | 0 | 0 | 0 | 0
F1_Commercial_Healthcare_Existing_Space Heating_Natural Gas_Unit Heater_E2 | F1 | Commercial | Healthcare | Existing | Space Heating | Natural Gas | Unit Heater | E2 | CCE | 0.051943 | 0.049936 | 0.050174 | 0.050698 | 0.050698 | 0 | 0 | 0 | 0 | 0 | 0 | 0 | 0 | 0 | 0 | 0 | 0 | 0 | 0 | 0 | 0 | 0 | 0 | 0 | 0 | 0 | 0 | 0 | 0 | 0 | 0
F1_Commercial_Healthcare_Existing_Space Heating_Natural Gas_Unit Heater_E3 | F1 | Commercial | Healthcare | Existing | Space Heating | Natural Gas | Unit Heater | E3 | CCE | 0.0040497 | 0.0038932 | 0.0039118 | 0.0039527 | 0.0039527 | -0.034187 | -0.034187 | -0.034187 | -0.034187 | -0.034187 | -0.034187 | -0.034187 | -0.034187 | -0.034187 | -0.034187 | -0.034187 | -0.034187 | -0.034187 | -0.034187 | -0.034187 | -0.034187 | -0.034187 | -0.034187 | -0.034187 | -0.034187 | -0.034187 | -0.034187 | -0.034187 | -0.034187 | -0.034187 | -0.034187
F1_Commercial_Healthcare_Existing_Space Heating_Natural Gas_Unit Heater_E4 | F1 | Commercial | Healthcare | Existing | Space Heating | Natural Gas | Unit Heater | E4 | CCE | 0 | 0 | 0 | 0 | 0 | 0 | 0 | 0 | 0 | 0 | 0 | 0 | 0 | 0 | 0 | 0 | 0 | 0 | 0 | 0 | 0 | 0 | 0 | 0 | 0 | 0 | 0 | 0 | 0 | 0 | 0
F1_Commercial_Healthcare_Existing_Space Heating_Natural Gas_Unit Heater_E5 | F1 | Commercial | Healthcare | Existing | Space Heating | Natural Gas | Unit Heater | E5 | CCE | 0 | 0 | 0 | 0 | 0 | 0 | 0 | 0 | 0 | 0 | 0 | 0 | 0 | 0 | 0 | 0 | 0 | 0 | 0 | 0 | 0 | 0 | 0 | 0 | 0 | 0 | 0 | 0 | 0 | 0 | 0
F1_Commercial_Healthcare_Existing_Space Heating_Natural Gas_Unit Heater_E6 | F1 | Commercial | Healthcare | Existing | Space Heating | Natural Gas | Unit Heater | E6 | CCE | 0 | 0 | 0 | 0 | 0 | 0 | 0 | 0 | 0 | 0 | 0 | 0 | 0 | 0 | 0 | 0 | 0 | 0 | 0 | 0 | 0 | 0 | 0 | 0 | 0 | 0 | 0 | 0 | 0 | 0 | 0
F1_Commercial_Healthcare_Existing_Space Heating_Natural Gas_Unit Heater_E7 | F1 | Commercial | Healthcare | Existing | Space Heating | Natural Gas | Unit Heater | E7 | CCE | 0 | 0 | 0 | 0 | 0 | 0 | 0 | 0 | 0 | 0 | 0 | 0 | 0 | 0 | 0 | 0 | 0 | 0 | 0 | 0 | 0 | 0 | 0 | 0 | 0 | 0 | 0 | 0 | 0 | 0 | 0
F1_Commercial_Healthcare_Existing_Space Heating_Natural Gas_Unit Heater_E8 | F1 | Commercial | Healthcare | Existing | Space Heating | Natural Gas | Unit Heater | E8 | CCE | 0 | 0 | 0 | 0 | 0 | 0 | 0 | 0 | 0 | 0 | 0 | 0 | 0 | 0 | 0 | 0 | 0 | 0 | 0 | 0 | 0 | 0 | 0 | 0 | 0 | 0 | 0 | 0 | 0 | 0 | 0
F1_Commercial_Healthcare_Existing_Space Heating_Natural Gas_Unit Heater_E9 | F1 | Commercial | Healthcare | Existing | Space Heating | Natural Gas | Unit Heater | E9 | CCE | 0 | 0 | 0 | 0 | 0 | 0 | 0 | 0 | 0 | 0 | 0 | 0 | 0 | 0 | 0 | 0 | 0 | 0 | 0 | 0 | 0 | 0 | 0 | 0 | 0 | 0 | 0 | 0 | 0 | 0 | 0
F1_Commercial_Healthcare_Existing_Space Heating_Natural Gas_Unit Heater_E10 | F1 | Commercial | Healthcare | Existing | Space Heating | Natural Gas | Unit Heater | E10 | CCE | 0 | 0 | 0 | 0 | 0 | 0 | 0 | 0 | 0 | 0 | 0 | 0 | 0 | 0 | 0 | 0 | 0 | 0 | 0 | 0 | 0 | 0 | 0 | 0 | 0 | 0 | 0 | 0 | 0 | 0 | 0
F2_Commercial_Healthcare_Existing_Space Heating_Natural Gas_Unit Heater_E1 | F2 | Commercial | Healthcare | Existing | Space Heating | Natural Gas | Unit Heater | E1 | TRC BC Ratio | 0.9 | 0.9 | 0.9 | 0.9 | 0.9 | 0 | 0 | 0 | 0 | 0 | 0 | 0 | 0 | 0 | 0 | 0 | 0 | 0 | 0 | 0 | 0 | 0 | 0 | 0 | 0 | 0 | 0 | 0 | 0 | 0 | 0
F2_Commercial_Healthcare_Existing_Space Heating_Natural Gas_Unit Heater_E2 | F2 | Commercial | Healthcare | Existing | Space Heating | Natural Gas | Unit Heater | E2 | TRC BC Ratio | 0.19668 | 0.1988 | 0.20008 | 0.20163 | 0.20169 | 0.9 | 0.9 | 0.9 | 0.9 | 0.9 | 0.9 | 0.9 | 0.9 | 0.9 | 0.9 | 0.9 | 0.9 | 0.9 | 0.9 | 0.9 | 0.9 | 0.9 | 0.9 | 0.9 | 0.9 | 0.9 | 0.9 | 0.9 | 0.9 | 0.9 | 0.9
F2_Commercial_Healthcare_Existing_Space Heating_Natural Gas_Unit Heater_E3 | F2 | Commercial | Healthcare | Existing | Space Heating | Natural Gas | Unit Heater | E3 | TRC BC Ratio | 2.5227 | 2.5498 | 2.5663 | 2.5862 | 2.587 | 0.9 | 0.9 | 0.9 | 0.9 | 0.9 | 0.9 | 0.9 | 0.9 | 0.9 | 0.9 | 0.9 | 0.9 | 0.9 | 0.9 | 0.9 | 0.9 | 0.9 | 0.9 | 0.9 | 0.9 | 0.9 | 0.9 | 0.9 | 0.9 | 0.9 | 0.9
F2_Commercial_Healthcare_Existing_Space Heating_Natural Gas_Unit Heater_E4 | F2 | Commercial | Healthcare | Existing | Space Heating | Natural Gas | Unit Heater | E4 | TRC BC Ratio | 0 | 0 | 0 | 0 | 0 | 0 | 0 | 0 | 0 | 0 | 0 | 0 | 0 | 0 | 0 | 0 | 0 | 0 | 0 | 0 | 0 | 0 | 0 | 0 | 0 | 0 | 0 | 0 | 0 | 0 | 0
F2_Commercial_Healthcare_Existing_Space Heating_Natural Gas_Unit Heater_E5 | F2 | Commercial | Healthcare | Existing | Space Heating | Natural Gas | Unit Heater | E5 | TRC BC Ratio | 0 | 0 | 0 | 0 | 0 | 0 | 0 | 0 | 0 | 0 | 0 | 0 | 0 | 0 | 0 | 0 | 0 | 0 | 0 | 0 | 0 | 0 | 0 | 0 | 0 | 0 | 0 | 0 | 0 | 0 | 0
F2_Commercial_Healthcare_Existing_Space Heating_Natural Gas_Unit Heater_E6 | F2 | Commercial | Healthcare | Existing | Space Heating | Natural Gas | Unit Heater | E6 | TRC BC Ratio | 0 | 0 | 0 | 0 | 0 | 0 | 0 | 0 | 0 | 0 | 0 | 0 | 0 | 0 | 0 | 0 | 0 | 0 | 0 | 0 | 0 | 0 | 0 | 0 | 0 | 0 | 0 | 0 | 0 | 0 | 0
F2_Commercial_Healthcare_Existing_Space Heating_Natural Gas_Unit Heater_E7 | F2 | Commercial | Healthcare | Existing | Space Heating | Natural Gas | Unit Heater | E7 | TRC BC Ratio | 0 | 0 | 0 | 0 | 0 | 0 | 0 | 0 | 0 | 0 | 0 | 0 | 0 | 0 | 0 | 0 | 0 | 0 | 0 | 0 | 0 | 0 | 0 | 0 | 0 | 0 | 0 | 0 | 0 | 0 | 0
F2_Commercial_Healthcare_Existing_Space Heating_Natural Gas_Unit Heater_E8 | F2 | Commercial | Healthcare | Existing | Space Heating | Natural Gas | Unit Heater | E8 | TRC BC Ratio | 0 | 0 | 0 | 0 | 0 | 0 | 0 | 0 | 0 | 0 | 0 | 0 | 0 | 0 | 0 | 0 | 0 | 0 | 0 | 0 | 0 | 0 | 0 | 0 | 0 | 0 | 0 | 0 | 0 | 0 | 0
F2_Commercial_Healthcare_Existing_Space Heating_Natural Gas_Unit Heater_E9 | F2 | Commercial | Healthcare | Existing | Space Heating | Natural Gas | Unit Heater | E9 | TRC BC Ratio | 0 | 0 | 0 | 0 | 0 | 0 | 0 | 0 | 0 | 0 | 0 | 0 | 0 | 0 | 0 | 0 | 0 | 0 | 0 | 0 | 0 | 0 | 0 | 0 | 0 | 0 | 0 | 0 | 0 | 0 | 0
F2_Commercial_Healthcare_Existing_Space Heating_Natural Gas_Unit Heater_E10 | F2 | Commercial | Healthcare | Existing | Space Heating | Natural Gas | Unit Heater | E10 | TRC BC Ratio | 0 | 0 | 0 | 0 | 0 | 0 | 0 | 0 | 0 | 0 | 0 | 0 | 0 | 0 | 0 | 0 | 0 | 0 | 0 | 0 | 0 | 0 | 0 | 0 | 0 | 0 | 0 | 0 | 0 | 0 | 0
F3_Commercial_Healthcare_Existing_Space Heating_Natural Gas_Unit Heater_E1 | F3 | Commercial | Healthcare | Existing | Space Heating | Natural Gas | Unit Heater | E1 | PACT BC Ratio | 0.9 | 0.9 | 0.9 | 0.9 | 0.9 | 0 | 0 | 0 | 0 | 0 | 0 | 0 | 0 | 0 | 0 | 0 | 0 | 0 | 0 | 0 | 0 | 0 | 0 | 0 | 0 | 0 | 0 | 0 | 0 | 0 | 0
F3_Commercial_Healthcare_Existing_Space Heating_Natural Gas_Unit Heater_E2 | F3 | Commercial | Healthcare | Existing | Space Heating | Natural Gas | Unit Heater | E2 | PACT BC Ratio | 0.19668 | 0.1988 | 0.20008 | 0.20163 | 0.20169 | 0.9 | 0.9 | 0.9 | 0.9 | 0.9 | 0.9 | 0.9 | 0.9 | 0.9 | 0.9 | 0.9 | 0.9 | 0.9 | 0.9 | 0.9 | 0.9 | 0.9 | 0.9 | 0.9 | 0.9 | 0.9 | 0.9 | 0.9 | 0.9 | 0.9 | 0.9
F3_Commercial_Healthcare_Existing_Space Heating_Natural Gas_Unit Heater_E3 | F3 | Commercial | Healthcare | Existing | Space Heating | Natural Gas | Unit Heater | E3 | PACT BC Ratio | 2.5227 | 2.5498 | 2.5663 | 2.5862 | 2.587 | 0.9 | 0.9 | 0.9 | 0.9 | 0.9 | 0.9 | 0.9 | 0.9 | 0.9 | 0.9 | 0.9 | 0.9 | 0.9 | 0.9 | 0.9 | 0.9 | 0.9 | 0.9 | 0.9 | 0.9 | 0.9 | 0.9 | 0.9 | 0.9 | 0.9 | 0.9
F3_Commercial_Healthcare_Existing_Space Heating_Natural Gas_Unit Heater_E4 | F3 | Commercial | Healthcare | Existing | Space Heating | Natural Gas | Unit Heater | E4 | PACT BC Ratio | 0 | 0 | 0 | 0 | 0 | 0 | 0 | 0 | 0 | 0 | 0 | 0 | 0 | 0 | 0 | 0 | 0 | 0 | 0 | 0 | 0 | 0 | 0 | 0 | 0 | 0 | 0 | 0 | 0 | 0 | 0
F3_Commercial_Healthcare_Existing_Space Heating_Natural Gas_Unit Heater_E5 | F3 | Commercial | Healthcare | Existing | Space Heating | Natural Gas | Unit Heater | E5 | PACT BC Ratio | 0 | 0 | 0 | 0 | 0 | 0 | 0 | 0 | 0 | 0 | 0 | 0 | 0 | 0 | 0 | 0 | 0 | 0 | 0 | 0 | 0 | 0 | 0 | 0 | 0 | 0 | 0 | 0 | 0 | 0 | 0
F3_Commercial_Healthcare_Existing_Space Heating_Natural Gas_Unit Heater_E6 | F3 | Commercial | Healthcare | Existing | Space Heating | Natural Gas | Unit Heater | E6 | PACT BC Ratio | 0 | 0 | 0 | 0 | 0 | 0 | 0 | 0 | 0 | 0 | 0 | 0 | 0 | 0 | 0 | 0 | 0 | 0 | 0 | 0 | 0 | 0 | 0 | 0 | 0 | 0 | 0 | 0 | 0 | 0 | 0
F3_Commercial_Healthcare_Existing_Space Heating_Natural Gas_Unit Heater_E7 | F3 | Commercial | Healthcare | Existing | Space Heating | Natural Gas | Unit Heater | E7 | PACT BC Ratio | 0 | 0 | 0 | 0 | 0 | 0 | 0 | 0 | 0 | 0 | 0 | 0 | 0 | 0 | 0 | 0 | 0 | 0 | 0 | 0 | 0 | 0 | 0 | 0 | 0 | 0 | 0 | 0 | 0 | 0 | 0
F3_Commercial_Healthcare_Existing_Space Heating_Natural Gas_Unit Heater_E8 | F3 | Commercial | Healthcare | Existing | Space Heating | Natural Gas | Unit Heater | E8 | PACT BC Ratio | 0 | 0 | 0 | 0 | 0 | 0 | 0 | 0 | 0 | 0 | 0 | 0 | 0 | 0 | 0 | 0 | 0 | 0 | 0 | 0 | 0 | 0 | 0 | 0 | 0 | 0 | 0 | 0 | 0 | 0 | 0
F3_Commercial_Healthcare_Existing_Space Heating_Natural Gas_Unit Heater_E9 | F3 | Commercial | Healthcare | Existing | Space Heating | Natural Gas | Unit Heater | E9 | PACT BC Ratio | 0 | 0 | 0 | 0 | 0 | 0 | 0 | 0 | 0 | 0 | 0 | 0 | 0 | 0 | 0 | 0 | 0 | 0 | 0 | 0 | 0 | 0 | 0 | 0 | 0 | 0 | 0 | 0 | 0 | 0 | 0
F3_Commercial_Healthcare_Existing_Space Heating_Natural Gas_Unit Heater_E10 | F3 | Commercial | Healthcare | Existing | Space Heating | Natural Gas | Unit Heater | E10 | PACT BC Ratio | 0 | 0 | 0 | 0 | 0 | 0 | 0 | 0 | 0 | 0 | 0 | 0 | 0 | 0 | 0 | 0 | 0 | 0 | 0 | 0 | 0 | 0 | 0 | 0 | 0 | 0 | 0 | 0 | 0 | 0 | 0
F4_Commercial_Healthcare_Existing_Space Heating_Natural Gas_Unit Heater_E1 | F4 | Commercial | Healthcare | Existing | Space Heating | Natural Gas | Unit Heater | E1 | PCT BC Ratio | 0.9 | 0.9 | 0.9 | 0.9 | 0.9 | 0 | 0 | 0 | 0 | 0 | 0 | 0 | 0 | 0 | 0 | 0 | 0 | 0 | 0 | 0 | 0 | 0 | 0 | 0 | 0 | 0 | 0 | 0 | 0 | 0 | 0
F4_Commercial_Healthcare_Existing_Space Heating_Natural Gas_Unit Heater_E2 | F4 | Commercial | Healthcare | Existing | Space Heating | Natural Gas | Unit Heater | E2 | PCT BC Ratio | 1.4948 | 1.5002 | 1.5034 | 1.5073 | 1.5075 | 0.9 | 0.9 | 0.9 | 0.9 | 0.9 | 0.9 | 0.9 | 0.9 | 0.9 | 0.9 | 0.9 | 0.9 | 0.9 | 0.9 | 0.9 | 0.9 | 0.9 | 0.9 | 0.9 | 0.9 | 0.9 | 0.9 | 0.9 | 0.9 | 0.9 | 0.9
F4_Commercial_Healthcare_Existing_Space Heating_Natural Gas_Unit Heater_E3 | F4 | Commercial | Healthcare | Existing | Space Heating | Natural Gas | Unit Heater | E3 | PCT BC Ratio | 7.347 | 7.4152 | 7.4567 | 7.5066 | 7.5087 | 0.9 | 0.9 | 0.9 | 0.9 | 0.9 | 0.9 | 0.9 | 0.9 | 0.9 | 0.9 | 0.9 | 0.9 | 0.9 | 0.9 | 0.9 | 0.9 | 0.9 | 0.9 | 0.9 | 0.9 | 0.9 | 0.9 | 0.9 | 0.9 | 0.9 | 0.9
F4_Commercial_Healthcare_Existing_Space Heating_Natural Gas_Unit Heater_E4 | F4 | Commercial | Healthcare | Existing | Space Heating | Natural Gas | Unit Heater | E4 | PCT BC Ratio | 0 | 0 | 0 | 0 | 0 | 0 | 0 | 0 | 0 | 0 | 0 | 0 | 0 | 0 | 0 | 0 | 0 | 0 | 0 | 0 | 0 | 0 | 0 | 0 | 0 | 0 | 0 | 0 | 0 | 0 | 0
F4_Commercial_Healthcare_Existing_Space Heating_Natural Gas_Unit Heater_E5 | F4 | Commercial | Healthcare | Existing | Space Heating | Natural Gas | Unit Heater | E5 | PCT BC Ratio | 0 | 0 | 0 | 0 | 0 | 0 | 0 | 0 | 0 | 0 | 0 | 0 | 0 | 0 | 0 | 0 | 0 | 0 | 0 | 0 | 0 | 0 | 0 | 0 | 0 | 0 | 0 | 0 | 0 | 0 | 0
F4_Commercial_Healthcare_Existing_Space Heating_Natural Gas_Unit Heater_E6 | F4 | Commercial | Healthcare | Existing | Space Heating | Natural Gas | Unit Heater | E6 | PCT BC Ratio | 0 | 0 | 0 | 0 | 0 | 0 | 0 | 0 | 0 | 0 | 0 | 0 | 0 | 0 | 0 | 0 | 0 | 0 | 0 | 0 | 0 | 0 | 0 | 0 | 0 | 0 | 0 | 0 | 0 | 0 | 0
F4_Commercial_Healthcare_Existing_Space Heating_Natural Gas_Unit Heater_E7 | F4 | Commercial | Healthcare | Existing | Space Heating | Natural Gas | Unit Heater | E7 | PCT BC Ratio | 0 | 0 | 0 | 0 | 0 | 0 | 0 | 0 | 0 | 0 | 0 | 0 | 0 | 0 | 0 | 0 | 0 | 0 | 0 | 0 | 0 | 0 | 0 | 0 | 0 | 0 | 0 | 0 | 0 | 0 | 0
F4_Commercial_Healthcare_Existing_Space Heating_Natural Gas_Unit Heater_E8 | F4 | Commercial | Healthcare | Existing | Space Heating | Natural Gas | Unit Heater | E8 | PCT BC Ratio | 0 | 0 | 0 | 0 | 0 | 0 | 0 | 0 | 0 | 0 | 0 | 0 | 0 | 0 | 0 | 0 | 0 | 0 | 0 | 0 | 0 | 0 | 0 | 0 | 0 | 0 | 0 | 0 | 0 | 0 | 0
F4_Commercial_Healthcare_Existing_Space Heating_Natural Gas_Unit Heater_E9 | F4 | Commercial | Healthcare | Existing | Space Heating | Natural Gas | Unit Heater | E9 | PCT BC Ratio | 0 | 0 | 0 | 0 | 0 | 0 | 0 | 0 | 0 | 0 | 0 | 0 | 0 | 0 | 0 | 0 | 0 | 0 | 0 | 0 | 0 | 0 | 0 | 0 | 0 | 0 | 0 | 0 | 0 | 0 | 0
F4_Commercial_Healthcare_Existing_Space Heating_Natural Gas_Unit Heater_E10 | F4 | Commercial | Healthcare | Existing | Space Heating | Natural Gas | Unit Heater | E10 | PCT BC Ratio | 0 | 0 | 0 | 0 | 0 | 0 | 0 | 0 | 0 | 0 | 0 | 0 | 0 | 0 | 0 | 0 | 0 | 0 | 0 | 0 | 0 | 0 | 0 | 0 | 0 | 0 | 0 | 0 | 0 | 0 | 0
F5_Commercial_Healthcare_Existing_Space Heating_Natural Gas_Unit Heater_E1 | F5 | Commercial | Healthcare | Existing | Space Heating | Natural Gas | Unit Heater | E1 | RIM BC Ratio | 0.9 | 0.9 | 0.9 | 0.9 | 0.9 | 0 | 0 | 0 | 0 | 0 | 0 | 0 | 0 | 0 | 0 | 0 | 0 | 0 | 0 | 0 | 0 | 0 | 0 | 0 | 0 | 0 | 0 | 0 | 0 | 0 | 0
F5_Commercial_Healthcare_Existing_Space Heating_Natural Gas_Unit Heater_E2 | F5 | Commercial | Healthcare | Existing | Space Heating | Natural Gas | Unit Heater | E2 | RIM BC Ratio | 0.15917 | 0.16056 | 0.16139 | 0.1624 | 0.16244 | 0.9 | 0.9 | 0.9 | 0.9 | 0.9 | 0.9 | 0.9 | 0.9 | 0.9 | 0.9 | 0.9 | 0.9 | 0.9 | 0.9 | 0.9 | 0.9 | 0.9 | 0.9 | 0.9 | 0.9 | 0.9 | 0.9 | 0.9 | 0.9 | 0.9 | 0.9
F5_Commercial_Healthcare_Existing_Space Heating_Natural Gas_Unit Heater_E3 | F5 | Commercial | Healthcare | Existing | Space Heating | Natural Gas | Unit Heater | E3 | RIM BC Ratio | 0.62717 | 0.62883 | 0.62983 | 0.63102 | 0.63107 | 0.9 | 0.9 | 0.9 | 0.9 | 0.9 | 0.9 | 0.9 | 0.9 | 0.9 | 0.9 | 0.9 | 0.9 | 0.9 | 0.9 | 0.9 | 0.9 | 0.9 | 0.9 | 0.9 | 0.9 | 0.9 | 0.9 | 0.9 | 0.9 | 0.9 | 0.9
F5_Commercial_Healthcare_Existing_Space Heating_Natural Gas_Unit Heater_E4 | F5 | Commercial | Healthcare | Existing | Space Heating | Natural Gas | Unit Heater | E4 | RIM BC Ratio | 0 | 0 | 0 | 0 | 0 | 0 | 0 | 0 | 0 | 0 | 0 | 0 | 0 | 0 | 0 | 0 | 0 | 0 | 0 | 0 | 0 | 0 | 0 | 0 | 0 | 0 | 0 | 0 | 0 | 0 | 0
F5_Commercial_Healthcare_Existing_Space Heating_Natural Gas_Unit Heater_E5 | F5 | Commercial | Healthcare | Existing | Space Heating | Natural Gas | Unit Heater | E5 | RIM BC Ratio | 0 | 0 | 0 | 0 | 0 | 0 | 0 | 0 | 0 | 0 | 0 | 0 | 0 | 0 | 0 | 0 | 0 | 0 | 0 | 0 | 0 | 0 | 0 | 0 | 0 | 0 | 0 | 0 | 0 | 0 | 0
F5_Commercial_Healthcare_Existing_Space Heating_Natural Gas_Unit Heater_E6 | F5 | Commercial | Healthcare | Existing | Space Heating | Natural Gas | Unit Heater | E6 | RIM BC Ratio | 0 | 0 | 0 | 0 | 0 | 0 | 0 | 0 | 0 | 0 | 0 | 0 | 0 | 0 | 0 | 0 | 0 | 0 | 0 | 0 | 0 | 0 | 0 | 0 | 0 | 0 | 0 | 0 | 0 | 0 | 0
F5_Commercial_Healthcare_Existing_Space Heating_Natural Gas_Unit Heater_E7 | F5 | Commercial | Healthcare | Existing | Space Heating | Natural Gas | Unit Heater | E7 | RIM BC Ratio | 0 | 0 | 0 | 0 | 0 | 0 | 0 | 0 | 0 | 0 | 0 | 0 | 0 | 0 | 0 | 0 | 0 | 0 | 0 | 0 | 0 | 0 | 0 | 0 | 0 | 0 | 0 | 0 | 0 | 0 | 0
F5_Commercial_Healthcare_Existing_Space Heating_Natural Gas_Unit Heater_E8 | F5 | Commercial | Healthcare | Existing | Space Heating | Natural Gas | Unit Heater | E8 | RIM BC Ratio | 0 | 0 | 0 | 0 | 0 | 0 | 0 | 0 | 0 | 0 | 0 | 0 | 0 | 0 | 0 | 0 | 0 | 0 | 0 | 0 | 0 | 0 | 0 | 0 | 0 | 0 | 0 | 0 | 0 | 0 | 0
F5_Commercial_Healthcare_Existing_Space Heating_Natural Gas_Unit Heater_E9 | F5 | Commercial | Healthcare | Existing | Space Heating | Natural Gas | Unit Heater | E9 | RIM BC Ratio | 0 | 0 | 0 | 0 | 0 | 0 | 0 | 0 | 0 | 0 | 0 | 0 | 0 | 0 | 0 | 0 | 0 | 0 | 0 | 0 | 0 | 0 | 0 | 0 | 0 | 0 | 0 | 0 | 0 | 0 | 0
F5_Commercial_Healthcare_Existing_Space Heating_Natural Gas_Unit Heater_E10 | F5 | Commercial | Healthcare | Existing | Space Heating | Natural Gas | Unit Heater | E10 | RIM BC Ratio | 0 | 0 | 0 | 0 | 0 | 0 | 0 | 0 | 0 | 0 | 0 | 0 | 0 | 0 | 0 | 0 | 0 | 0 | 0 | 0 | 0 | 0 | 0 | 0 | 0 | 0 | 0 | 0 | 0 | 0 | 0
F0_Commercial_Healthcare_Existing_Water Heating_Natural Gas_Water Heater_E0 | F0 | Commercial | Healthcare | Existing | Water Heating | Natural Gas | Water Heater | E0 | Economic Unit | TE 96% (Instantaneous) | TE 96% (Instantaneous) | TE 96% (Instantaneous) | TE 96% (Instantaneous) | TE 96% (Instantaneous) | TE 96% (Instantaneous) | TE 96% (Instantaneous) | UEF 1.0+ (Gas-Fired HPWH) | UEF 1.0+ (Gas-Fired HPWH) | UEF 1.0+ (Gas-Fired HPWH) | UEF 1.0+ (Gas-Fired HPWH) | UEF 1.0+ (Gas-Fired HPWH) | UEF 1.0+ (Gas-Fired HPWH) | UEF 1.0+ (Gas-Fired HPWH) | UEF 1.0+ (Gas-Fired HPWH) | UEF 1.0+ (Gas-Fired HPWH) | UEF 1.0+ (Gas-Fired HPWH) | UEF 1.0+ (Gas-Fired HPWH) | UEF 1.0+ (Gas-Fired HPWH) | UEF 1.0+ (Gas-Fired HPWH) | UEF 1.0+ (Gas-Fired HPWH) | UEF 1.0+ (Gas-Fired HPWH) | UEF 1.0+ (Gas-Fired HPWH) | UEF 1.0+ (Gas-Fired HPWH) | UEF 1.0+ (Gas-Fired HPWH) | UEF 1.0+ (Gas-Fired HPWH) | UEF 1.0+ (Gas-Fired HPWH) | UEF 1.0+ (Gas-Fired HPWH) | UEF 1.0+ (Gas-Fired HPWH) | UEF 1.0+ (Gas-Fired HPWH) | UEF 1.0+ (Gas-Fired HPWH)
F1_Commercial_Healthcare_Existing_Water Heating_Natural Gas_Water Heater_E1 | F1 | Commercial | Healthcare | Existing | Water Heating | Natural Gas | Water Heater | E1 | CCE | 0 | 0 | 0 | 0 | 0 | 0 | 0 | 0 | 0 | 0 | 0 | 0 | 0 | 0 | 0 | 0 | 0 | 0 | 0 | 0 | 0 | 0 | 0 | 0 | 0 | 0 | 0 | 0 | 0 | 0 | 0
F1_Commercial_Healthcare_Existing_Water Heating_Natural Gas_Water Heater_E2 | F1 | Commercial | Healthcare | Existing | Water Heating | Natural Gas | Water Heater | E2 | CCE | 0.00061826 | 0.00059437 | 0.0005972 | 0.00060344 | 0.00060344 | 0.00060344 | 0.00060344 | 0.00060344 | 0.00060344 | 0.00060344 | 0.00060344 | 0.00060344 | 0.00060344 | 0.00060344 | 0.00060344 | 0.00060344 | 0.00060344 | 0.00060344 | 0.00060344 | 0.00060344 | 0.00060344 | 0.00060344 | 0.00060344 | 0.00060344 | 0.00060344 | 0.00060344 | 0.00060344 | 0.00060344 | 0.00060344 | 0.00060344 | 0.00060344
F1_Commercial_Healthcare_Existing_Water Heating_Natural Gas_Water Heater_E3 | F1 | Commercial | Healthcare | Existing | Water Heating | Natural Gas | Water Heater | E3 | CCE | 0.00045318 | 0.00043566 | 0.00043774 | 0.00044232 | 0.00044232 | 0.00044232 | 0.00044232 | 0.00044232 | 0.00044232 | 0.00044232 | 0.00044232 | 0.00044232 | 0.00044232 | 0.00044232 | 0.00044232 | 0.00044232 | 0.00044232 | 0.00044232 | 0.00044232 | 0.00044232 | 0.00044232 | 0.00044232 | 0.00044232 | 0.00044232 | 0.00044232 | 0.00044232 | 0.00044232 | 0.00044232 | 0.00044232 | 0.00044232 | 0.00044232
F1_Commercial_Healthcare_Existing_Water Heating_Natural Gas_Water Heater_E4 | F1 | Commercial | Healthcare | Existing | Water Heating | Natural Gas | Water Heater | E4 | CCE | 0 | 0 | 0 | 0 | 0 | 0 | 0 | 0.00099057 | 0.00099057 | 0.00099057 | 0.00099057 | 0.00099057 | 0.00099057 | 0.00099057 | 0.00099057 | 0.00099057 | 0.00099057 | 0.00099057 | 0.00099057 | 0.00099057 | 0.00099057 | 0.00099057 | 0.00099057 | 0.00099057 | 0.00099057 | 0.00099057 | 0.00099057 | 0.00099057 | 0.00099057 | 0.00099057 | 0.00099057
F1_Commercial_Healthcare_Existing_Water Heating_Natural Gas_Water Heater_E5 | F1 | Commercial | Healthcare | Existing | Water Heating | Natural Gas | Water Heater | E5 | CCE | 0 | 0 | 0 | 0 | 0 | 0 | 0 | 0 | 0 | 0 | 0 | 0 | 0 | 0 | 0 | 0 | 0 | 0 | 0 | 0 | 0 | 0 | 0 | 0 | 0 | 0 | 0 | 0 | 0 | 0 | 0
F1_Commercial_Healthcare_Existing_Water Heating_Natural Gas_Water Heater_E6 | F1 | Commercial | Healthcare | Existing | Water Heating | Natural Gas | Water Heater | E6 | CCE | 0 | 0 | 0 | 0 | 0 | 0 | 0 | 0 | 0 | 0 | 0 | 0 | 0 | 0 | 0 | 0 | 0 | 0 | 0 | 0 | 0 | 0 | 0 | 0 | 0 | 0 | 0 | 0 | 0 | 0 | 0
F1_Commercial_Healthcare_Existing_Water Heating_Natural Gas_Water Heater_E7 | F1 | Commercial | Healthcare | Existing | Water Heating | Natural Gas | Water Heater | E7 | CCE | 0 | 0 | 0 | 0 | 0 | 0 | 0 | 0 | 0 | 0 | 0 | 0 | 0 | 0 | 0 | 0 | 0 | 0 | 0 | 0 | 0 | 0 | 0 | 0 | 0 | 0 | 0 | 0 | 0 | 0 | 0
F1_Commercial_Healthcare_Existing_Water Heating_Natural Gas_Water Heater_E8 | F1 | Commercial | Healthcare | Existing | Water Heating | Natural Gas | Water Heater | E8 | CCE | 0 | 0 | 0 | 0 | 0 | 0 | 0 | 0 | 0 | 0 | 0 | 0 | 0 | 0 | 0 | 0 | 0 | 0 | 0 | 0 | 0 | 0 | 0 | 0 | 0 | 0 | 0 | 0 | 0 | 0 | 0
F1_Commercial_Healthcare_Existing_Water Heating_Natural Gas_Water Heater_E9 | F1 | Commercial | Healthcare | Existing | Water Heating | Natural Gas | Water Heater | E9 | CCE | 0 | 0 | 0 | 0 | 0 | 0 | 0 | 0 | 0 | 0 | 0 | 0 | 0 | 0 | 0 | 0 | 0 | 0 | 0 | 0 | 0 | 0 | 0 | 0 | 0 | 0 | 0 | 0 | 0 | 0 | 0
F1_Commercial_Healthcare_Existing_Water Heating_Natural Gas_Water Heater_E10 | F1 | Commercial | Healthcare | Existing | Water Heating | Natural Gas | Water Heater | E10 | CCE | 0 | 0 | 0 | 0 | 0 | 0 | 0 | 0 | 0 | 0 | 0 | 0 | 0 | 0 | 0 | 0 | 0 | 0 | 0 | 0 | 0 | 0 | 0 | 0 | 0 | 0 | 0 | 0 | 0 | 0 | 0
F2_Commercial_Healthcare_Existing_Water Heating_Natural Gas_Water Heater_E1 | F2 | Commercial | Healthcare | Existing | Water Heating | Natural Gas | Water Heater | E1 | TRC BC Ratio | 0.9 | 0.9 | 0.9 | 0.9 | 0.9 | 0.9 | 0.9 | 0.9 | 0.9 | 0.9 | 0.9 | 0.9 | 0.9 | 0.9 | 0.9 | 0.9 | 0.9 | 0.9 | 0.9 | 0.9 | 0.9 | 0.9 | 0.9 | 0.9 | 0.9 | 0.9 | 0.9 | 0.9 | 0.9 | 0.9 | 0.9
F2_Commercial_Healthcare_Existing_Water Heating_Natural Gas_Water Heater_E2 | F2 | Commercial | Healthcare | Existing | Water Heating | Natural Gas | Water Heater | E2 | TRC BC Ratio | 16.5058 | 16.833 | 17.067 | 17.3206 | 17.685 | 16.5691 | 15.6969 | 15.2383 | 15.0736 | 14.8208 | 14.6502 | 15.4264 | 13.806 | 14.7567 | 15.9768 | 17.1628 | 17.207 | 17.2892 | 16.9588 | 17.1945 | 17.3594 | 17.5821 | 17.8619 | 8.4138 | 8.246 | 8.0889 | 7.941 | 7.8007 | 7.6668 | 7.538 | 7.4136
F2_Commercial_Healthcare_Existing_Water Heating_Natural Gas_Water Heater_E3 | F2 | Commercial | Healthcare | Existing | Water Heating | Natural Gas | Water Heater | E3 | TRC BC Ratio | 22.5185 | 22.9648 | 23.2841 | 23.6301 | 24.1272 | 22.6048 | 21.415 | 20.7893 | 20.5645 | 20.2196 | 19.9868 | 21.0459 | 18.8352 | 20.1321 | 21.7967 | 23.4147 | 23.4751 | 23.5872 | 23.1365 | 23.458 | 23.683 | 23.9868 | 24.3685 | 11.4788 | 11.2498 | 11.0354 | 10.8337 | 10.6423 | 10.4596 | 10.2839 | 10.1141
F2_Commercial_Healthcare_Existing_Water Heating_Natural Gas_Water Heater_E4 | F2 | Commercial | Healthcare | Existing | Water Heating | Natural Gas | Water Heater | E4 | TRC BC Ratio | 0 | 0 | 0 | 0 | 0 | 0 | 0 | 9.1118 | 8.738 | 8.2598 | 7.812 | 8.6044 | 7.53 | 8.8449 | 10.4282 | 12.0469 | 12.1109 | 12.2029 | 11.9682 | 12.1784 | 12.3318 | 12.5298 | 12.7722 | 5.346 | 5.2344 | 5.1308 | 5.034 | 4.9429 | 4.8564 | 4.7735 | 4.7114
F2_Commercial_Healthcare_Existing_Water Heating_Natural Gas_Water Heater_E5 | F2 | Commercial | Healthcare | Existing | Water Heating | Natural Gas | Water Heater | E5 | TRC BC Ratio | 0 | 0 | 0 | 0 | 0 | 0 | 0 | 0 | 0 | 0 | 0 | 0 | 0 | 0 | 0 | 0 | 0 | 0 | 0 | 0 | 0 | 0 | 0 | 0 | 0 | 0 | 0 | 0 | 0 | 0 | 0
F2_Commercial_Healthcare_Existing_Water Heating_Natural Gas_Water Heater_E6 | F2 | Commercial | Healthcare | Existing | Water Heating | Natural Gas | Water Heater | E6 | TRC BC Ratio | 0 | 0 | 0 | 0 | 0 | 0 | 0 | 0 | 0 | 0 | 0 | 0 | 0 | 0 | 0 | 0 | 0 | 0 | 0 | 0 | 0 | 0 | 0 | 0 | 0 | 0 | 0 | 0 | 0 | 0 | 0
F2_Commercial_Healthcare_Existing_Water Heating_Natural Gas_Water Heater_E7 | F2 | Commercial | Healthcare | Existing | Water Heating | Natural Gas | Water Heater | E7 | TRC BC Ratio | 0 | 0 | 0 | 0 | 0 | 0 | 0 | 0 | 0 | 0 | 0 | 0 | 0 | 0 | 0 | 0 | 0 | 0 | 0 | 0 | 0 | 0 | 0 | 0 | 0 | 0 | 0 | 0 | 0 | 0 | 0
F2_Commercial_Healthcare_Existing_Water Heating_Natural Gas_Water Heater_E8 | F2 | Commercial | Healthcare | Existing | Water Heating | Natural Gas | Water Heater | E8 | TRC BC Ratio | 0 | 0 | 0 | 0 | 0 | 0 | 0 | 0 | 0 | 0 | 0 | 0 | 0 | 0 | 0 | 0 | 0 | 0 | 0 | 0 | 0 | 0 | 0 | 0 | 0 | 0 | 0 | 0 | 0 | 0 | 0
F2_Commercial_Healthcare_Existing_Water Heating_Natural Gas_Water Heater_E9 | F2 | Commercial | Healthcare | Existing | Water Heating | Natural Gas | Water Heater | E9 | TRC BC Ratio | 0 | 0 | 0 | 0 | 0 | 0 | 0 | 0 | 0 | 0 | 0 | 0 | 0 | 0 | 0 | 0 | 0 | 0 | 0 | 0 | 0 | 0 | 0 | 0 | 0 | 0 | 0 | 0 | 0 | 0 | 0
F2_Commercial_Healthcare_Existing_Water Heating_Natural Gas_Water Heater_E10 | F2 | Commercial | Healthcare | Existing | Water Heating | Natural Gas | Water Heater | E10 | TRC BC Ratio | 0 | 0 | 0 | 0 | 0 | 0 | 0 | 0 | 0 | 0 | 0 | 0 | 0 | 0 | 0 | 0 | 0 | 0 | 0 | 0 | 0 | 0 | 0 | 0 | 0 | 0 | 0 | 0 | 0 | 0 | 0
F3_Commercial_Healthcare_Existing_Water Heating_Natural Gas_Water Heater_E1 | F3 | Commercial | Healthcare | Existing | Water Heating | Natural Gas | Water Heater | E1 | PACT BC Ratio | 0.9 | 0.9 | 0.9 | 0.9 | 0.9 | 0.9 | 0.9 | 0.9 | 0.9 | 0.9 | 0.9 | 0.9 | 0.9 | 0.9 | 0.9 | 0.9 | 0.9 | 0.9 | 0.9 | 0.9 | 0.9 | 0.9 | 0.9 | 0.9 | 0.9 | 0.9 | 0.9 | 0.9 | 0.9 | 0.9 | 0.9
F3_Commercial_Healthcare_Existing_Water Heating_Natural Gas_Water Heater_E2 | F3 | Commercial | Healthcare | Existing | Water Heating | Natural Gas | Water Heater | E2 | PACT BC Ratio | 26.9913 | 27.5263 | 27.9089 | 28.3237 | 28.9195 | 27.0947 | 25.6685 | 24.9186 | 24.6492 | 24.2358 | 23.9568 | 25.2262 | 22.5763 | 24.1309 | 26.1261 | 28.0655 | 28.1379 | 28.2722 | 27.732 | 28.1174 | 28.3871 | 28.7512 | 29.2088 | 13.7588 | 13.4843 | 13.2274 | 12.9855 | 12.7562 | 12.5372 | 12.3266 | 12.1231
F3_Commercial_Healthcare_Existing_Water Heating_Natural Gas_Water Heater_E3 | F3 | Commercial | Healthcare | Existing | Water Heating | Natural Gas | Water Heater | E3 | PACT BC Ratio | 36.8235 | 37.5534 | 38.0754 | 38.6413 | 39.4542 | 36.9646 | 35.0189 | 33.9958 | 33.6282 | 33.0643 | 32.6836 | 34.4154 | 30.8003 | 32.9212 | 35.6432 | 38.2891 | 38.3878 | 38.5711 | 37.8341 | 38.3599 | 38.7278 | 39.2245 | 39.8488 | 18.7707 | 18.3962 | 18.0458 | 17.7158 | 17.4029 | 17.1041 | 16.8168 | 16.5392
F3_Commercial_Healthcare_Existing_Water Heating_Natural Gas_Water Heater_E4 | F3 | Commercial | Healthcare | Existing | Water Heating | Natural Gas | Water Heater | E4 | PACT BC Ratio | 0 | 0 | 0 | 0 | 0 | 0 | 0 | 14.9001 | 14.2888 | 13.5069 | 12.7746 | 14.0703 | 12.3134 | 14.4637 | 17.0528 | 19.6998 | 19.8044 | 19.9549 | 19.571 | 19.9148 | 20.1656 | 20.4894 | 20.8858 | 8.742 | 8.5595 | 8.3902 | 8.232 | 8.0829 | 7.9414 | 7.806 | 7.7043
F3_Commercial_Healthcare_Existing_Water Heating_Natural Gas_Water Heater_E5 | F3 | Commercial | Healthcare | Existing | Water Heating | Natural Gas | Water Heater | E5 | PACT BC Ratio | 0 | 0 | 0 | 0 | 0 | 0 | 0 | 0 | 0 | 0 | 0 | 0 | 0 | 0 | 0 | 0 | 0 | 0 | 0 | 0 | 0 | 0 | 0 | 0 | 0 | 0 | 0 | 0 | 0 | 0 | 0
F3_Commercial_Healthcare_Existing_Water Heating_Natural Gas_Water Heater_E6 | F3 | Commercial | Healthcare | Existing | Water Heating | Natural Gas | Water Heater | E6 | PACT BC Ratio | 0 | 0 | 0 | 0 | 0 | 0 | 0 | 0 | 0 | 0 | 0 | 0 | 0 | 0 | 0 | 0 | 0 | 0 | 0 | 0 | 0 | 0 | 0 | 0 | 0 | 0 | 0 | 0 | 0 | 0 | 0
F3_Commercial_Healthcare_Existing_Water Heating_Natural Gas_Water Heater_E7 | F3 | Commercial | Healthcare | Existing | Water Heating | Natural Gas | Water Heater | E7 | PACT BC Ratio | 0 | 0 | 0 | 0 | 0 | 0 | 0 | 0 | 0 | 0 | 0 | 0 | 0 | 0 | 0 | 0 | 0 | 0 | 0 | 0 | 0 | 0 | 0 | 0 | 0 | 0 | 0 | 0 | 0 | 0 | 0
F3_Commercial_Healthcare_Existing_Water Heating_Natural Gas_Water Heater_E8 | F3 | Commercial | Healthcare | Existing | Water Heating | Natural Gas | Water Heater | E8 | PACT BC Ratio | 0 | 0 | 0 | 0 | 0 | 0 | 0 | 0 | 0 | 0 | 0 | 0 | 0 | 0 | 0 | 0 | 0 | 0 | 0 | 0 | 0 | 0 | 0 | 0 | 0 | 0 | 0 | 0 | 0 | 0 | 0
F3_Commercial_Healthcare_Existing_Water Heating_Natural Gas_Water Heater_E9 | F3 | Commercial | Healthcare | Existing | Water Heating | Natural Gas | Water Heater | E9 | PACT BC Ratio | 0 | 0 | 0 | 0 | 0 | 0 | 0 | 0 | 0 | 0 | 0 | 0 | 0 | 0 | 0 | 0 | 0 | 0 | 0 | 0 | 0 | 0 | 0 | 0 | 0 | 0 | 0 | 0 | 0 | 0 | 0
F3_Commercial_Healthcare_Existing_Water Heating_Natural Gas_Water Heater_E10 | F3 | Commercial | Healthcare | Existing | Water Heating | Natural Gas | Water Heater | E10 | PACT BC Ratio | 0 | 0 | 0 | 0 | 0 | 0 | 0 | 0 | 0 | 0 | 0 | 0 | 0 | 0 | 0 | 0 | 0 | 0 | 0 | 0 | 0 | 0 | 0 | 0 | 0 | 0 | 0 | 0 | 0 | 0 | 0
F4_Commercial_Healthcare_Existing_Water Heating_Natural Gas_Water Heater_E1 | F4 | Commercial | Healthcare | Existing | Water Heating | Natural Gas | Water Heater | E1 | PCT BC Ratio | 0.9 | 0.9 | 0.9 | 0.9 | 0.9 | 0.9 | 0.9 | 0.9 | 0.9 | 0.9 | 0.9 | 0.9 | 0.9 | 0.9 | 0.9 | 0.9 | 0.9 | 0.9 | 0.9 | 0.9 | 0.9 | 0.9 | 0.9 | 0.9 | 0.9 | 0.9 | 0.9 | 0.9 | 0.9 | 0.9 | 0.9
F4_Commercial_Healthcare_Existing_Water Heating_Natural Gas_Water Heater_E2 | F4 | Commercial | Healthcare | Existing | Water Heating | Natural Gas | Water Heater | E2 | PCT BC Ratio | 29.5232 | 30.0999 | 30.5123 | 30.9595 | 31.6017 | 29.6347 | 28.0974 | 27.289 | 26.9986 | 26.553 | 26.2522 | 27.6205 | 24.7642 | 26.4399 | 28.5906 | 30.6812 | 30.7592 | 30.904 | 30.3217 | 30.7371 | 31.0278 | 31.4203 | 31.9135 | 15.2594 | 14.9636 | 14.6867 | 14.426 | 14.1787 | 13.9426 | 13.7156 | 13.4963
F4_Commercial_Healthcare_Existing_Water Heating_Natural Gas_Water Heater_E3 | F4 | Commercial | Healthcare | Existing | Water Heating | Natural Gas | Water Heater | E3 | PCT BC Ratio | 40.1217 | 40.9085 | 41.4712 | 42.0812 | 42.9574 | 40.2738 | 38.1765 | 37.0736 | 36.6774 | 36.0695 | 35.6592 | 37.5259 | 33.6291 | 35.9153 | 38.8494 | 41.7015 | 41.8079 | 42.0055 | 41.211 | 41.7778 | 42.1744 | 42.7098 | 43.3827 | 20.662 | 20.2584 | 19.8806 | 19.5249 | 19.1876 | 18.8655 | 18.5558 | 18.2566
F4_Commercial_Healthcare_Existing_Water Heating_Natural Gas_Water Heater_E4 | F4 | Commercial | Healthcare | Existing | Water Heating | Natural Gas | Water Heater | E4 | PCT BC Ratio | 0 | 0 | 0 | 0 | 0 | 0 | 0 | 16.4897 | 15.8308 | 14.988 | 14.1986 | 15.5953 | 13.7015 | 16.0193 | 18.8102 | 21.6635 | 21.7763 | 21.9385 | 21.5247 | 21.8952 | 22.1656 | 22.5147 | 22.942 | 9.8517 | 9.655 | 9.4725 | 9.3019 | 9.1413 | 8.9888 | 8.8427 | 8.7332
F4_Commercial_Healthcare_Existing_Water Heating_Natural Gas_Water Heater_E5 | F4 | Commercial | Healthcare | Existing | Water Heating | Natural Gas | Water Heater | E5 | PCT BC Ratio | 0 | 0 | 0 | 0 | 0 | 0 | 0 | 0 | 0 | 0 | 0 | 0 | 0 | 0 | 0 | 0 | 0 | 0 | 0 | 0 | 0 | 0 | 0 | 0 | 0 | 0 | 0 | 0 | 0 | 0 | 0
F4_Commercial_Healthcare_Existing_Water Heating_Natural Gas_Water Heater_E6 | F4 | Commercial | Healthcare | Existing | Water Heating | Natural Gas | Water Heater | E6 | PCT BC Ratio | 0 | 0 | 0 | 0 | 0 | 0 | 0 | 0 | 0 | 0 | 0 | 0 | 0 | 0 | 0 | 0 | 0 | 0 | 0 | 0 | 0 | 0 | 0 | 0 | 0 | 0 | 0 | 0 | 0 | 0 | 0
F4_Commercial_Healthcare_Existing_Water Heating_Natural Gas_Water Heater_E7 | F4 | Commercial | Healthcare | Existing | Water Heating | Natural Gas | Water Heater | E7 | PCT BC Ratio | 0 | 0 | 0 | 0 | 0 | 0 | 0 | 0 | 0 | 0 | 0 | 0 | 0 | 0 | 0 | 0 | 0 | 0 | 0 | 0 | 0 | 0 | 0 | 0 | 0 | 0 | 0 | 0 | 0 | 0 | 0
F4_Commercial_Healthcare_Existing_Water Heating_Natural Gas_Water Heater_E8 | F4 | Commercial | Healthcare | Existing | Water Heating | Natural Gas | Water Heater | E8 | PCT BC Ratio | 0 | 0 | 0 | 0 | 0 | 0 | 0 | 0 | 0 | 0 | 0 | 0 | 0 | 0 | 0 | 0 | 0 | 0 | 0 | 0 | 0 | 0 | 0 | 0 | 0 | 0 | 0 | 0 | 0 | 0 | 0
F4_Commercial_Healthcare_Existing_Water Heating_Natural Gas_Water Heater_E9 | F4 | Commercial | Healthcare | Existing | Water Heating | Natural Gas | Water Heater | E9 | PCT BC Ratio | 0 | 0 | 0 | 0 | 0 | 0 | 0 | 0 | 0 | 0 | 0 | 0 | 0 | 0 | 0 | 0 | 0 | 0 | 0 | 0 | 0 | 0 | 0 | 0 | 0 | 0 | 0 | 0 | 0 | 0 | 0
F4_Commercial_Healthcare_Existing_Water Heating_Natural Gas_Water Heater_E10 | F4 | Commercial | Healthcare | Existing | Water Heating | Natural Gas | Water Heater | E10 | PCT BC Ratio | 0 | 0 | 0 | 0 | 0 | 0 | 0 | 0 | 0 | 0 | 0 | 0 | 0 | 0 | 0 | 0 | 0 | 0 | 0 | 0 | 0 | 0 | 0 | 0 | 0 | 0 | 0 | 0 | 0 | 0 | 0
F5_Commercial_Healthcare_Existing_Water Heating_Natural Gas_Water Heater_E1 | F5 | Commercial | Healthcare | Existing | Water Heating | Natural Gas | Water Heater | E1 | RIM BC Ratio | 0.9 | 0.9 | 0.9 | 0.9 | 0.9 | 0.9 | 0.9 | 0.9 | 0.9 | 0.9 | 0.9 | 0.9 | 0.9 | 0.9 | 0.9 | 0.9 | 0.9 | 0.9 | 0.9 | 0.9 | 0.9 | 0.9 | 0.9 | 0.9 | 0.9 | 0.9 | 0.9 | 0.9 | 0.9 | 0.9 | 0.9
F5_Commercial_Healthcare_Existing_Water Heating_Natural Gas_Water Heater_E2 | F5 | Commercial | Healthcare | Existing | Water Heating | Natural Gas | Water Heater | E2 | RIM BC Ratio | 0.80964 | 0.81011 | 0.81044 | 0.81079 | 0.81126 | 0.80973 | 0.80839 | 0.80763 | 0.80734 | 0.80689 | 0.80658 | 0.80795 | 0.80492 | 0.80677 | 0.80884 | 0.81057 | 0.81063 | 0.81074 | 0.81029 | 0.81062 | 0.81084 | 0.81113 | 0.81149 | 0.78694 | 0.78602 | 0.78514 | 0.78427 | 0.78342 | 0.78258 | 0.78174 | 0.78091
F5_Commercial_Healthcare_Existing_Water Heating_Natural Gas_Water Heater_E3 | F5 | Commercial | Healthcare | Existing | Water Heating | Natural Gas | Water Heater | E3 | RIM BC Ratio | 0.81618 | 0.81653 | 0.81677 | 0.81703 | 0.81739 | 0.81625 | 0.81525 | 0.81468 | 0.81446 | 0.81413 | 0.81389 | 0.81491 | 0.81266 | 0.81404 | 0.81558 | 0.81687 | 0.81692 | 0.817 | 0.81666 | 0.8169 | 0.81707 | 0.81729 | 0.81755 | 0.79914 | 0.79845 | 0.79778 | 0.79712 | 0.79648 | 0.79584 | 0.79521 | 0.79458
F5_Commercial_Healthcare_Existing_Water Heating_Natural Gas_Water Heater_E4 | F5 | Commercial | Healthcare | Existing | Water Heating | Natural Gas | Water Heater | E4 | RIM BC Ratio | 0 | 0 | 0 | 0 | 0 | 0 | 0 | 0.7904 | 0.78861 | 0.7861 | 0.78349 | 0.78794 | 0.78169 | 0.78914 | 0.79573 | 0.80075 | 0.80092 | 0.80117 | 0.80054 | 0.8011 | 0.8015 | 0.80201 | 0.8026 | 0.76193 | 0.76052 | 0.75916 | 0.75784 | 0.75655 | 0.75529 | 0.75405 | 0.75309
F5_Commercial_Healthcare_Existing_Water Heating_Natural Gas_Water Heater_E5 | F5 | Commercial | Healthcare | Existing | Water Heating | Natural Gas | Water Heater | E5 | RIM BC Ratio | 0 | 0 | 0 | 0 | 0 | 0 | 0 | 0 | 0 | 0 | 0 | 0 | 0 | 0 | 0 | 0 | 0 | 0 | 0 | 0 | 0 | 0 | 0 | 0 | 0 | 0 | 0 | 0 | 0 | 0 | 0
F5_Commercial_Healthcare_Existing_Water Heating_Natural Gas_Water Heater_E6 | F5 | Commercial | Healthcare | Existing | Water Heating | Natural Gas | Water Heater | E6 | RIM BC Ratio | 0 | 0 | 0 | 0 | 0 | 0 | 0 | 0 | 0 | 0 | 0 | 0 | 0 | 0 | 0 | 0 | 0 | 0 | 0 | 0 | 0 | 0 | 0 | 0 | 0 | 0 | 0 | 0 | 0 | 0 | 0
F5_Commercial_Healthcare_Existing_Water Heating_Natural Gas_Water Heater_E7 | F5 | Commercial | Healthcare | Existing | Water Heating | Natural Gas | Water Heater | E7 | RIM BC Ratio | 0 | 0 | 0 | 0 | 0 | 0 | 0 | 0 | 0 | 0 | 0 | 0 | 0 | 0 | 0 | 0 | 0 | 0 | 0 | 0 | 0 | 0 | 0 | 0 | 0 | 0 | 0 | 0 | 0 | 0 | 0
F5_Commercial_Healthcare_Existing_Water Heating_Natural Gas_Water Heater_E8 | F5 | Commercial | Healthcare | Existing | Water Heating | Natural Gas | Water Heater | E8 | RIM BC Ratio | 0 | 0 | 0 | 0 | 0 | 0 | 0 | 0 | 0 | 0 | 0 | 0 | 0 | 0 | 0 | 0 | 0 | 0 | 0 | 0 | 0 | 0 | 0 | 0 | 0 | 0 | 0 | 0 | 0 | 0 | 0
F5_Commercial_Healthcare_Existing_Water Heating_Natural Gas_Water Heater_E9 | F5 | Commercial | Healthcare | Existing | Water Heating | Natural Gas | Water Heater | E9 | RIM BC Ratio | 0 | 0 | 0 | 0 | 0 | 0 | 0 | 0 | 0 | 0 | 0 | 0 | 0 | 0 | 0 | 0 | 0 | 0 | 0 | 0 | 0 | 0 | 0 | 0 | 0 | 0 | 0 | 0 | 0 | 0 | 0
F5_Commercial_Healthcare_Existing_Water Heating_Natural Gas_Water Heater_E10 | F5 | Commercial | Healthcare | Existing | Water Heating | Natural Gas | Water Heater | E10 | RIM BC Ratio | 0 | 0 | 0 | 0 | 0 | 0 | 0 | 0 | 0 | 0 | 0 | 0 | 0 | 0 | 0 | 0 | 0 | 0 | 0 | 0 | 0 | 0 | 0 | 0 | 0 | 0 | 0 | 0 | 0 | 0 | 0
F0_Commercial_Healthcare_Existing_Food Preparation_Natural Gas_Oven_E0 | F0 | Commercial | Healthcare | Existing | Food Preparation | Natural Gas | Oven | E0 | Economic Unit | ENERGY STAR (3.0) | ENERGY STAR (3.0) | ENERGY STAR (3.0) | ENERGY STAR (3.0) | ENERGY STAR (3.0) | ENERGY STAR (3.0) | ENERGY STAR (3.0) | ENERGY STAR (3.0) | ENERGY STAR (3.0) | ENERGY STAR (3.0) | ENERGY STAR (3.0) | ENERGY STAR (3.0) | ENERGY STAR (3.0) | ENERGY STAR (3.0) | ENERGY STAR (3.0) | ENERGY STAR (3.0) | ENERGY STAR (3.0) | ENERGY STAR (3.0) | ENERGY STAR (3.0) | ENERGY STAR (3.0) | ENERGY STAR (3.0) | ENERGY STAR (3.0) | ENERGY STAR (3.0) | Standard | Standard | Standard | Standard | Standard | Standard | Standard | Standard
F1_Commercial_Healthcare_Existing_Food Preparation_Natural Gas_Oven_E1 | F1 | Commercial | Healthcare | Existing | Food Preparation | Natural Gas | Oven | E1 | CCE | 0 | 0 | 0 | 0 | 0 | 0 | 0 | 0 | 0 | 0 | 0 | 0 | 0 | 0 | 0 | 0 | 0 | 0 | 0 | 0 | 0 | 0 | 0 | 0 | 0 | 0 | 0 | 0 | 0 | 0 | 0
F1_Commercial_Healthcare_Existing_Food Preparation_Natural Gas_Oven_E2 | F1 | Commercial | Healthcare | Existing | Food Preparation | Natural Gas | Oven | E2 | CCE | 0.0062008 | 0.0059612 | 0.0059896 | 0.0060522 | 0.0060522 | 0.0060522 | 0.0060522 | 0.0060522 | 0.0060522 | 0.0060522 | 0.0060522 | 0.0060522 | 0.0060522 | 0.0060522 | 0.0060522 | 0.0060522 | 0.0060522 | 0.0060522 | 0.0060522 | 0.0060522 | 0.0060522 | 0.0060522 | 0.0060522 | 0.0060522 | 0.0060522 | 0.0060522 | 0.0060522 | 0.0060522 | 0.0060522 | 0.0060522 | 0.0060522
F1_Commercial_Healthcare_Existing_Food Preparation_Natural Gas_Oven_E3 | F1 | Commercial | Healthcare | Existing | Food Preparation | Natural Gas | Oven | E3 | CCE | 0 | 0 | 0 | 0 | 0 | 0 | 0 | 0 | 0 | 0 | 0 | 0 | 0 | 0 | 0 | 0 | 0 | 0 | 0 | 0 | 0 | 0 | 0 | 0 | 0 | 0 | 0 | 0 | 0 | 0 | 0
F1_Commercial_Healthcare_Existing_Food Preparation_Natural Gas_Oven_E4 | F1 | Commercial | Healthcare | Existing | Food Preparation | Natural Gas | Oven | E4 | CCE | 0 | 0 | 0 | 0 | 0 | 0 | 0 | 0 | 0 | 0 | 0 | 0 | 0 | 0 | 0 | 0 | 0 | 0 | 0 | 0 | 0 | 0 | 0 | 0 | 0 | 0 | 0 | 0 | 0 | 0 | 0
F1_Commercial_Healthcare_Existing_Food Preparation_Natural Gas_Oven_E5 | F1 | Commercial | Healthcare | Existing | Food Preparation | Natural Gas | Oven | E5 | CCE | 0 | 0 | 0 | 0 | 0 | 0 | 0 | 0 | 0 | 0 | 0 | 0 | 0 | 0 | 0 | 0 | 0 | 0 | 0 | 0 | 0 | 0 | 0 | 0 | 0 | 0 | 0 | 0 | 0 | 0 | 0
F1_Commercial_Healthcare_Existing_Food Preparation_Natural Gas_Oven_E6 | F1 | Commercial | Healthcare | Existing | Food Preparation | Natural Gas | Oven | E6 | CCE | 0 | 0 | 0 | 0 | 0 | 0 | 0 | 0 | 0 | 0 | 0 | 0 | 0 | 0 | 0 | 0 | 0 | 0 | 0 | 0 | 0 | 0 | 0 | 0 | 0 | 0 | 0 | 0 | 0 | 0 | 0
F1_Commercial_Healthcare_Existing_Food Preparation_Natural Gas_Oven_E7 | F1 | Commercial | Healthcare | Existing | Food Preparation | Natural Gas | Oven | E7 | CCE | 0 | 0 | 0 | 0 | 0 | 0 | 0 | 0 | 0 | 0 | 0 | 0 | 0 | 0 | 0 | 0 | 0 | 0 | 0 | 0 | 0 | 0 | 0 | 0 | 0 | 0 | 0 | 0 | 0 | 0 | 0
F1_Commercial_Healthcare_Existing_Food Preparation_Natural Gas_Oven_E8 | F1 | Commercial | Healthcare | Existing | Food Preparation | Natural Gas | Oven | E8 | CCE | 0 | 0 | 0 | 0 | 0 | 0 | 0 | 0 | 0 | 0 | 0 | 0 | 0 | 0 | 0 | 0 | 0 | 0 | 0 | 0 | 0 | 0 | 0 | 0 | 0 | 0 | 0 | 0 | 0 | 0 | 0
F1_Commercial_Healthcare_Existing_Food Preparation_Natural Gas_Oven_E9 | F1 | Commercial | Healthcare | Existing | Food Preparation | Natural Gas | Oven | E9 | CCE | 0 | 0 | 0 | 0 | 0 | 0 | 0 | 0 | 0 | 0 | 0 | 0 | 0 | 0 | 0 | 0 | 0 | 0 | 0 | 0 | 0 | 0 | 0 | 0 | 0 | 0 | 0 | 0 | 0 | 0 | 0
F1_Commercial_Healthcare_Existing_Food Preparation_Natural Gas_Oven_E10 | F1 | Commercial | Healthcare | Existing | Food Preparation | Natural Gas | Oven | E10 | CCE | 0 | 0 | 0 | 0 | 0 | 0 | 0 | 0 | 0 | 0 | 0 | 0 | 0 | 0 | 0 | 0 | 0 | 0 | 0 | 0 | 0 | 0 | 0 | 0 | 0 | 0 | 0 | 0 | 0 | 0 | 0
F2_Commercial_Healthcare_Existing_Food Preparation_Natural Gas_Oven_E1 | F2 | Commercial | Healthcare | Existing | Food Preparation | Natural Gas | Oven | E1 | TRC BC Ratio | 0.9 | 0.9 | 0.9 | 0.9 | 0.9 | 0.9 | 0.9 | 0.9 | 0.9 | 0.9 | 0.9 | 0.9 | 0.9 | 0.9 | 0.9 | 0.9 | 0.9 | 0.9 | 0.9 | 0.9 | 0.9 | 0.9 | 0.9 | 0.9 | 0.9 | 0.9 | 0.9 | 0.9 | 0.9 | 0.9 | 0.9
F2_Commercial_Healthcare_Existing_Food Preparation_Natural Gas_Oven_E2 | F2 | Commercial | Healthcare | Existing | Food Preparation | Natural Gas | Oven | E2 | TRC BC Ratio | 1.651 | 1.6761 | 1.6937 | 1.7118 | 1.7402 | 1.6356 | 1.5492 | 1.5033 | 1.4856 | 1.4593 | 1.5232 | 1.584 | 1.4129 | 1.4871 | 1.5856 | 1.6788 | 1.6824 | 1.6897 | 1.6574 | 1.6795 | 1.6949 | 1.7158 | 1.7422 | 0.83439 | 0.81785 | 0.80234 | 0.78773 | 0.77386 | 0.7606 | 0.74785 | 0.73552
F2_Commercial_Healthcare_Existing_Food Preparation_Natural Gas_Oven_E3 | F2 | Commercial | Healthcare | Existing | Food Preparation | Natural Gas | Oven | E3 | TRC BC Ratio | 0 | 0 | 0 | 0 | 0 | 0 | 0 | 0 | 0 | 0 | 0 | 0 | 0 | 0 | 0 | 0 | 0 | 0 | 0 | 0 | 0 | 0 | 0 | 0 | 0 | 0 | 0 | 0 | 0 | 0 | 0
F2_Commercial_Healthcare_Existing_Food Preparation_Natural Gas_Oven_E4 | F2 | Commercial | Healthcare | Existing | Food Preparation | Natural Gas | Oven | E4 | TRC BC Ratio | 0 | 0 | 0 | 0 | 0 | 0 | 0 | 0 | 0 | 0 | 0 | 0 | 0 | 0 | 0 | 0 | 0 | 0 | 0 | 0 | 0 | 0 | 0 | 0 | 0 | 0 | 0 | 0 | 0 | 0 | 0
F2_Commercial_Healthcare_Existing_Food Preparation_Natural Gas_Oven_E5 | F2 | Commercial | Healthcare | Existing | Food Preparation | Natural Gas | Oven | E5 | TRC BC Ratio | 0 | 0 | 0 | 0 | 0 | 0 | 0 | 0 | 0 | 0 | 0 | 0 | 0 | 0 | 0 | 0 | 0 | 0 | 0 | 0 | 0 | 0 | 0 | 0 | 0 | 0 | 0 | 0 | 0 | 0 | 0
F2_Commercial_Healthcare_Existing_Food Preparation_Natural Gas_Oven_E6 | F2 | Commercial | Healthcare | Existing | Food Preparation | Natural Gas | Oven | E6 | TRC BC Ratio | 0 | 0 | 0 | 0 | 0 | 0 | 0 | 0 | 0 | 0 | 0 | 0 | 0 | 0 | 0 | 0 | 0 | 0 | 0 | 0 | 0 | 0 | 0 | 0 | 0 | 0 | 0 | 0 | 0 | 0 | 0
F2_Commercial_Healthcare_Existing_Food Preparation_Natural Gas_Oven_E7 | F2 | Commercial | Healthcare | Existing | Food Preparation | Natural Gas | Oven | E7 | TRC BC Ratio | 0 | 0 | 0 | 0 | 0 | 0 | 0 | 0 | 0 | 0 | 0 | 0 | 0 | 0 | 0 | 0 | 0 | 0 | 0 | 0 | 0 | 0 | 0 | 0 | 0 | 0 | 0 | 0 | 0 | 0 | 0
F2_Commercial_Healthcare_Existing_Food Preparation_Natural Gas_Oven_E8 | F2 | Commercial | Healthcare | Existing | Food Preparation | Natural Gas | Oven | E8 | TRC BC Ratio | 0 | 0 | 0 | 0 | 0 | 0 | 0 | 0 | 0 | 0 | 0 | 0 | 0 | 0 | 0 | 0 | 0 | 0 | 0 | 0 | 0 | 0 | 0 | 0 | 0 | 0 | 0 | 0 | 0 | 0 | 0
F2_Commercial_Healthcare_Existing_Food Preparation_Natural Gas_Oven_E9 | F2 | Commercial | Healthcare | Existing | Food Preparation | Natural Gas | Oven | E9 | TRC BC Ratio | 0 | 0 | 0 | 0 | 0 | 0 | 0 | 0 | 0 | 0 | 0 | 0 | 0 | 0 | 0 | 0 | 0 | 0 | 0 | 0 | 0 | 0 | 0 | 0 | 0 | 0 | 0 | 0 | 0 | 0 | 0
F2_Commercial_Healthcare_Existing_Food Preparation_Natural Gas_Oven_E10 | F2 | Commercial | Healthcare | Existing | Food Preparation | Natural Gas | Oven | E10 | TRC BC Ratio | 0 | 0 | 0 | 0 | 0 | 0 | 0 | 0 | 0 | 0 | 0 | 0 | 0 | 0 | 0 | 0 | 0 | 0 | 0 | 0 | 0 | 0 | 0 | 0 | 0 | 0 | 0 | 0 | 0 | 0 | 0
F3_Commercial_Healthcare_Existing_Food Preparation_Natural Gas_Oven_E1 | F3 | Commercial | Healthcare | Existing | Food Preparation | Natural Gas | Oven | E1 | PACT BC Ratio | 0.9 | 0.9 | 0.9 | 0.9 | 0.9 | 0.9 | 0.9 | 0.9 | 0.9 | 0.9 | 0.9 | 0.9 | 0.9 | 0.9 | 0.9 | 0.9 | 0.9 | 0.9 | 0.9 | 0.9 | 0.9 | 0.9 | 0.9 | 0.9 | 0.9 | 0.9 | 0.9 | 0.9 | 0.9 | 0.9 | 0.9
F3_Commercial_Healthcare_Existing_Food Preparation_Natural Gas_Oven_E2 | F3 | Commercial | Healthcare | Existing | Food Preparation | Natural Gas | Oven | E2 | PACT BC Ratio | 1.651 | 1.6761 | 1.6937 | 1.7118 | 1.7402 | 1.6356 | 1.5492 | 1.5033 | 1.4856 | 1.4593 | 1.5232 | 1.584 | 1.4129 | 1.4871 | 1.5856 | 1.6788 | 1.6824 | 1.6897 | 1.6574 | 1.6795 | 1.6949 | 1.7158 | 1.7422 | 0.83439 | 0.81785 | 0.80234 | 0.78773 | 0.77386 | 0.7606 | 0.74785 | 0.73552
F3_Commercial_Healthcare_Existing_Food Preparation_Natural Gas_Oven_E3 | F3 | Commercial | Healthcare | Existing | Food Preparation | Natural Gas | Oven | E3 | PACT BC Ratio | 0 | 0 | 0 | 0 | 0 | 0 | 0 | 0 | 0 | 0 | 0 | 0 | 0 | 0 | 0 | 0 | 0 | 0 | 0 | 0 | 0 | 0 | 0 | 0 | 0 | 0 | 0 | 0 | 0 | 0 | 0
F3_Commercial_Healthcare_Existing_Food Preparation_Natural Gas_Oven_E4 | F3 | Commercial | Healthcare | Existing | Food Preparation | Natural Gas | Oven | E4 | PACT BC Ratio | 0 | 0 | 0 | 0 | 0 | 0 | 0 | 0 | 0 | 0 | 0 | 0 | 0 | 0 | 0 | 0 | 0 | 0 | 0 | 0 | 0 | 0 | 0 | 0 | 0 | 0 | 0 | 0 | 0 | 0 | 0
F3_Commercial_Healthcare_Existing_Food Preparation_Natural Gas_Oven_E5 | F3 | Commercial | Healthcare | Existing | Food Preparation | Natural Gas | Oven | E5 | PACT BC Ratio | 0 | 0 | 0 | 0 | 0 | 0 | 0 | 0 | 0 | 0 | 0 | 0 | 0 | 0 | 0 | 0 | 0 | 0 | 0 | 0 | 0 | 0 | 0 | 0 | 0 | 0 | 0 | 0 | 0 | 0 | 0
F3_Commercial_Healthcare_Existing_Food Preparation_Natural Gas_Oven_E6 | F3 | Commercial | Healthcare | Existing | Food Preparation | Natural Gas | Oven | E6 | PACT BC Ratio | 0 | 0 | 0 | 0 | 0 | 0 | 0 | 0 | 0 | 0 | 0 | 0 | 0 | 0 | 0 | 0 | 0 | 0 | 0 | 0 | 0 | 0 | 0 | 0 | 0 | 0 | 0 | 0 | 0 | 0 | 0
F3_Commercial_Healthcare_Existing_Food Preparation_Natural Gas_Oven_E7 | F3 | Commercial | Healthcare | Existing | Food Preparation | Natural Gas | Oven | E7 | PACT BC Ratio | 0 | 0 | 0 | 0 | 0 | 0 | 0 | 0 | 0 | 0 | 0 | 0 | 0 | 0 | 0 | 0 | 0 | 0 | 0 | 0 | 0 | 0 | 0 | 0 | 0 | 0 | 0 | 0 | 0 | 0 | 0
F3_Commercial_Healthcare_Existing_Food Preparation_Natural Gas_Oven_E8 | F3 | Commercial | Healthcare | Existing | Food Preparation | Natural Gas | Oven | E8 | PACT BC Ratio | 0 | 0 | 0 | 0 | 0 | 0 | 0 | 0 | 0 | 0 | 0 | 0 | 0 | 0 | 0 | 0 | 0 | 0 | 0 | 0 | 0 | 0 | 0 | 0 | 0 | 0 | 0 | 0 | 0 | 0 | 0
F3_Commercial_Healthcare_Existing_Food Preparation_Natural Gas_Oven_E9 | F3 | Commercial | Healthcare | Existing | Food Preparation | Natural Gas | Oven | E9 | PACT BC Ratio | 0 | 0 | 0 | 0 | 0 | 0 | 0 | 0 | 0 | 0 | 0 | 0 | 0 | 0 | 0 | 0 | 0 | 0 | 0 | 0 | 0 | 0 | 0 | 0 | 0 | 0 | 0 | 0 | 0 | 0 | 0
F3_Commercial_Healthcare_Existing_Food Preparation_Natural Gas_Oven_E10 | F3 | Commercial | Healthcare | Existing | Food Preparation | Natural Gas | Oven | E10 | PACT BC Ratio | 0 | 0 | 0 | 0 | 0 | 0 | 0 | 0 | 0 | 0 | 0 | 0 | 0 | 0 | 0 | 0 | 0 | 0 | 0 | 0 | 0 | 0 | 0 | 0 | 0 | 0 | 0 | 0 | 0 | 0 | 0
F4_Commercial_Healthcare_Existing_Food Preparation_Natural Gas_Oven_E1 | F4 | Commercial | Healthcare | Existing | Food Preparation | Natural Gas | Oven | E1 | PCT BC Ratio | 0.9 | 0.9 | 0.9 | 0.9 | 0.9 | 0.9 | 0.9 | 0.9 | 0.9 | 0.9 | 0.9 | 0.9 | 0.9 | 0.9 | 0.9 | 0.9 | 0.9 | 0.9 | 0.9 | 0.9 | 0.9 | 0.9 | 0.9 | 0.9 | 0.9 | 0.9 | 0.9 | 0.9 | 0.9 | 0.9 | 0.9
F4_Commercial_Healthcare_Existing_Food Preparation_Natural Gas_Oven_E2 | F4 | Commercial | Healthcare | Existing | Food Preparation | Natural Gas | Oven | E2 | PCT BC Ratio | 5.1538 | 5.2169 | 5.2611 | 5.3069 | 5.3783 | 5.115 | 4.8976 | 4.7822 | 4.7376 | 4.6715 | 4.8323 | 4.9851 | 4.5547 | 4.7415 | 4.9892 | 5.2237 | 5.2328 | 5.2512 | 5.1699 | 5.2256 | 5.2642 | 5.3168 | 5.3833 | 3.0993 | 3.0576 | 3.0186 | 2.9819 | 2.947 | 2.9136 | 2.8815 | 2.8505
F4_Commercial_Healthcare_Existing_Food Preparation_Natural Gas_Oven_E3 | F4 | Commercial | Healthcare | Existing | Food Preparation | Natural Gas | Oven | E3 | PCT BC Ratio | 0 | 0 | 0 | 0 | 0 | 0 | 0 | 0 | 0 | 0 | 0 | 0 | 0 | 0 | 0 | 0 | 0 | 0 | 0 | 0 | 0 | 0 | 0 | 0 | 0 | 0 | 0 | 0 | 0 | 0 | 0
F4_Commercial_Healthcare_Existing_Food Preparation_Natural Gas_Oven_E4 | F4 | Commercial | Healthcare | Existing | Food Preparation | Natural Gas | Oven | E4 | PCT BC Ratio | 0 | 0 | 0 | 0 | 0 | 0 | 0 | 0 | 0 | 0 | 0 | 0 | 0 | 0 | 0 | 0 | 0 | 0 | 0 | 0 | 0 | 0 | 0 | 0 | 0 | 0 | 0 | 0 | 0 | 0 | 0
F4_Commercial_Healthcare_Existing_Food Preparation_Natural Gas_Oven_E5 | F4 | Commercial | Healthcare | Existing | Food Preparation | Natural Gas | Oven | E5 | PCT BC Ratio | 0 | 0 | 0 | 0 | 0 | 0 | 0 | 0 | 0 | 0 | 0 | 0 | 0 | 0 | 0 | 0 | 0 | 0 | 0 | 0 | 0 | 0 | 0 | 0 | 0 | 0 | 0 | 0 | 0 | 0 | 0
F4_Commercial_Healthcare_Existing_Food Preparation_Natural Gas_Oven_E6 | F4 | Commercial | Healthcare | Existing | Food Preparation | Natural Gas | Oven | E6 | PCT BC Ratio | 0 | 0 | 0 | 0 | 0 | 0 | 0 | 0 | 0 | 0 | 0 | 0 | 0 | 0 | 0 | 0 | 0 | 0 | 0 | 0 | 0 | 0 | 0 | 0 | 0 | 0 | 0 | 0 | 0 | 0 | 0
F4_Commercial_Healthcare_Existing_Food Preparation_Natural Gas_Oven_E7 | F4 | Commercial | Healthcare | Existing | Food Preparation | Natural Gas | Oven | E7 | PCT BC Ratio | 0 | 0 | 0 | 0 | 0 | 0 | 0 | 0 | 0 | 0 | 0 | 0 | 0 | 0 | 0 | 0 | 0 | 0 | 0 | 0 | 0 | 0 | 0 | 0 | 0 | 0 | 0 | 0 | 0 | 0 | 0
F4_Commercial_Healthcare_Existing_Food Preparation_Natural Gas_Oven_E8 | F4 | Commercial | Healthcare | Existing | Food Preparation | Natural Gas | Oven | E8 | PCT BC Ratio | 0 | 0 | 0 | 0 | 0 | 0 | 0 | 0 | 0 | 0 | 0 | 0 | 0 | 0 | 0 | 0 | 0 | 0 | 0 | 0 | 0 | 0 | 0 | 0 | 0 | 0 | 0 | 0 | 0 | 0 | 0
F4_Commercial_Healthcare_Existing_Food Preparation_Natural Gas_Oven_E9 | F4 | Commercial | Healthcare | Existing | Food Preparation | Natural Gas | Oven | E9 | PCT BC Ratio | 0 | 0 | 0 | 0 | 0 | 0 | 0 | 0 | 0 | 0 | 0 | 0 | 0 | 0 | 0 | 0 | 0 | 0 | 0 | 0 | 0 | 0 | 0 | 0 | 0 | 0 | 0 | 0 | 0 | 0 | 0
F4_Commercial_Healthcare_Existing_Food Preparation_Natural Gas_Oven_E10 | F4 | Commercial | Healthcare | Existing | Food Preparation | Natural Gas | Oven | E10 | PCT BC Ratio | 0 | 0 | 0 | 0 | 0 | 0 | 0 | 0 | 0 | 0 | 0 | 0 | 0 | 0 | 0 | 0 | 0 | 0 | 0 | 0 | 0 | 0 | 0 | 0 | 0 | 0 | 0 | 0 | 0 | 0 | 0
F5_Commercial_Healthcare_Existing_Food Preparation_Natural Gas_Oven_E1 | F5 | Commercial | Healthcare | Existing | Food Preparation | Natural Gas | Oven | E1 | RIM BC Ratio | 0.9 | 0.9 | 0.9 | 0.9 | 0.9 | 0.9 | 0.9 | 0.9 | 0.9 | 0.9 | 0.9 | 0.9 | 0.9 | 0.9 | 0.9 | 0.9 | 0.9 | 0.9 | 0.9 | 0.9 | 0.9 | 0.9 | 0.9 | 0.9 | 0.9 | 0.9 | 0.9 | 0.9 | 0.9 | 0.9 | 0.9
F5_Commercial_Healthcare_Existing_Food Preparation_Natural Gas_Oven_E2 | F5 | Commercial | Healthcare | Existing | Food Preparation | Natural Gas | Oven | E2 | RIM BC Ratio | 0.5544 | 0.5572 | 0.55913 | 0.56109 | 0.56411 | 0.55265 | 0.54242 | 0.53669 | 0.53442 | 0.53097 | 0.53921 | 0.54663 | 0.5247 | 0.53462 | 0.54682 | 0.5575 | 0.55789 | 0.55869 | 0.55512 | 0.55758 | 0.55926 | 0.56152 | 0.56432 | 0.41727 | 0.41309 | 0.4091 | 0.40526 | 0.40156 | 0.39796 | 0.39444 | 0.39099
F5_Commercial_Healthcare_Existing_Food Preparation_Natural Gas_Oven_E3 | F5 | Commercial | Healthcare | Existing | Food Preparation | Natural Gas | Oven | E3 | RIM BC Ratio | 0 | 0 | 0 | 0 | 0 | 0 | 0 | 0 | 0 | 0 | 0 | 0 | 0 | 0 | 0 | 0 | 0 | 0 | 0 | 0 | 0 | 0 | 0 | 0 | 0 | 0 | 0 | 0 | 0 | 0 | 0
F5_Commercial_Healthcare_Existing_Food Preparation_Natural Gas_Oven_E4 | F5 | Commercial | Healthcare | Existing | Food Preparation | Natural Gas | Oven | E4 | RIM BC Ratio | 0 | 0 | 0 | 0 | 0 | 0 | 0 | 0 | 0 | 0 | 0 | 0 | 0 | 0 | 0 | 0 | 0 | 0 | 0 | 0 | 0 | 0 | 0 | 0 | 0 | 0 | 0 | 0 | 0 | 0 | 0
F5_Commercial_Healthcare_Existing_Food Preparation_Natural Gas_Oven_E5 | F5 | Commercial | Healthcare | Existing | Food Preparation | Natural Gas | Oven | E5 | RIM BC Ratio | 0 | 0 | 0 | 0 | 0 | 0 | 0 | 0 | 0 | 0 | 0 | 0 | 0 | 0 | 0 | 0 | 0 | 0 | 0 | 0 | 0 | 0 | 0 | 0 | 0 | 0 | 0 | 0 | 0 | 0 | 0
F5_Commercial_Healthcare_Existing_Food Preparation_Natural Gas_Oven_E6 | F5 | Commercial | Healthcare | Existing | Food Preparation | Natural Gas | Oven | E6 | RIM BC Ratio | 0 | 0 | 0 | 0 | 0 | 0 | 0 | 0 | 0 | 0 | 0 | 0 | 0 | 0 | 0 | 0 | 0 | 0 | 0 | 0 | 0 | 0 | 0 | 0 | 0 | 0 | 0 | 0 | 0 | 0 | 0
F5_Commercial_Healthcare_Existing_Food Preparation_Natural Gas_Oven_E7 | F5 | Commercial | Healthcare | Existing | Food Preparation | Natural Gas | Oven | E7 | RIM BC Ratio | 0 | 0 | 0 | 0 | 0 | 0 | 0 | 0 | 0 | 0 | 0 | 0 | 0 | 0 | 0 | 0 | 0 | 0 | 0 | 0 | 0 | 0 | 0 | 0 | 0 | 0 | 0 | 0 | 0 | 0 | 0
F5_Commercial_Healthcare_Existing_Food Preparation_Natural Gas_Oven_E8 | F5 | Commercial | Healthcare | Existing | Food Preparation | Natural Gas | Oven | E8 | RIM BC Ratio | 0 | 0 | 0 | 0 | 0 | 0 | 0 | 0 | 0 | 0 | 0 | 0 | 0 | 0 | 0 | 0 | 0 | 0 | 0 | 0 | 0 | 0 | 0 | 0 | 0 | 0 | 0 | 0 | 0 | 0 | 0
F5_Commercial_Healthcare_Existing_Food Preparation_Natural Gas_Oven_E9 | F5 | Commercial | Healthcare | Existing | Food Preparation | Natural Gas | Oven | E9 | RIM BC Ratio | 0 | 0 | 0 | 0 | 0 | 0 | 0 | 0 | 0 | 0 | 0 | 0 | 0 | 0 | 0 | 0 | 0 | 0 | 0 | 0 | 0 | 0 | 0 | 0 | 0 | 0 | 0 | 0 | 0 | 0 | 0
F5_Commercial_Healthcare_Existing_Food Preparation_Natural Gas_Oven_E10 | F5 | Commercial | Healthcare | Existing | Food Preparation | Natural Gas | Oven | E10 | RIM BC Ratio | 0 | 0 | 0 | 0 | 0 | 0 | 0 | 0 | 0 | 0 | 0 | 0 | 0 | 0 | 0 | 0 | 0 | 0 | 0 | 0 | 0 | 0 | 0 | 0 | 0 | 0 | 0 | 0 | 0 | 0 | 0
F0_Commercial_Healthcare_Existing_Food Preparation_Natural Gas_Conveyor Oven_E0 | F0 | Commercial | Healthcare | Existing | Food Preparation | Natural Gas | Conveyor Oven | E0 | Economic Unit | Efficient (>44% Baking Efficiency) | Efficient (>44% Baking Efficiency) | Efficient (>44% Baking Efficiency) | Efficient (>44% Baking Efficiency) | Efficient (>44% Baking Efficiency) | Efficient (>44% Baking Efficiency) | Efficient (>44% Baking Efficiency) | Efficient (>44% Baking Efficiency) | Efficient (>44% Baking Efficiency) | Efficient (>44% Baking Efficiency) | Efficient (>44% Baking Efficiency) | Efficient (>44% Baking Efficiency) | Efficient (>44% Baking Efficiency) | Efficient (>44% Baking Efficiency) | Efficient (>44% Baking Efficiency) | Efficient (>44% Baking Efficiency) | Efficient (>44% Baking Efficiency) | Efficient (>44% Baking Efficiency) | Efficient (>44% Baking Efficiency) | Efficient (>44% Baking Efficiency) | Efficient (>44% Baking Efficiency) | Efficient (>44% Baking Efficiency) | Efficient (>44% Baking Efficiency) | Efficient (>44% Baking Efficiency) | Efficient (>44% Baking Efficiency) | Efficient (>44% Baking Efficiency) | Efficient (>44% Baking Efficiency) | Efficient (>44% Baking Efficiency) | Efficient (>44% Baking Efficiency) | Efficient (>44% Baking Efficiency) | Efficient (>44% Baking Efficiency)
F1_Commercial_Healthcare_Existing_Food Preparation_Natural Gas_Conveyor Oven_E1 | F1 | Commercial | Healthcare | Existing | Food Preparation | Natural Gas | Conveyor Oven | E1 | CCE | 0 | 0 | 0 | 0 | 0 | 0 | 0 | 0 | 0 | 0 | 0 | 0 | 0 | 0 | 0 | 0 | 0 | 0 | 0 | 0 | 0 | 0 | 0 | 0 | 0 | 0 | 0 | 0 | 0 | 0 | 0
F1_Commercial_Healthcare_Existing_Food Preparation_Natural Gas_Conveyor Oven_E2 | F1 | Commercial | Healthcare | Existing | Food Preparation | Natural Gas | Conveyor Oven | E2 | CCE | 0.0038084 | 0.0036613 | 0.0036787 | 0.0037172 | 0.0037172 | 0.0037172 | 0.0037172 | 0.0037172 | 0.0037172 | 0.0037172 | 0.0037172 | 0.0037172 | 0.0037172 | 0.0037172 | 0.0037172 | 0.0037172 | 0.0037172 | 0.0037172 | 0.0037172 | 0.0037172 | 0.0037172 | 0.0037172 | 0.0037172 | 0.0037172 | 0.0037172 | 0.0037172 | 0.0037172 | 0.0037172 | 0.0037172 | 0.0037172 | 0.0037172
F1_Commercial_Healthcare_Existing_Food Preparation_Natural Gas_Conveyor Oven_E3 | F1 | Commercial | Healthcare | Existing | Food Preparation | Natural Gas | Conveyor Oven | E3 | CCE | 0 | 0 | 0 | 0 | 0 | 0 | 0 | 0 | 0 | 0 | 0 | 0 | 0 | 0 | 0 | 0 | 0 | 0 | 0 | 0 | 0 | 0 | 0 | 0 | 0 | 0 | 0 | 0 | 0 | 0 | 0
F1_Commercial_Healthcare_Existing_Food Preparation_Natural Gas_Conveyor Oven_E4 | F1 | Commercial | Healthcare | Existing | Food Preparation | Natural Gas | Conveyor Oven | E4 | CCE | 0 | 0 | 0 | 0 | 0 | 0 | 0 | 0 | 0 | 0 | 0 | 0 | 0 | 0 | 0 | 0 | 0 | 0 | 0 | 0 | 0 | 0 | 0 | 0 | 0 | 0 | 0 | 0 | 0 | 0 | 0
F1_Commercial_Healthcare_Existing_Food Preparation_Natural Gas_Conveyor Oven_E5 | F1 | Commercial | Healthcare | Existing | Food Preparation | Natural Gas | Conveyor Oven | E5 | CCE | 0 | 0 | 0 | 0 | 0 | 0 | 0 | 0 | 0 | 0 | 0 | 0 | 0 | 0 | 0 | 0 | 0 | 0 | 0 | 0 | 0 | 0 | 0 | 0 | 0 | 0 | 0 | 0 | 0 | 0 | 0
F1_Commercial_Healthcare_Existing_Food Preparation_Natural Gas_Conveyor Oven_E6 | F1 | Commercial | Healthcare | Existing | Food Preparation | Natural Gas | Conveyor Oven | E6 | CCE | 0 | 0 | 0 | 0 | 0 | 0 | 0 | 0 | 0 | 0 | 0 | 0 | 0 | 0 | 0 | 0 | 0 | 0 | 0 | 0 | 0 | 0 | 0 | 0 | 0 | 0 | 0 | 0 | 0 | 0 | 0
F1_Commercial_Healthcare_Existing_Food Preparation_Natural Gas_Conveyor Oven_E7 | F1 | Commercial | Healthcare | Existing | Food Preparation | Natural Gas | Conveyor Oven | E7 | CCE | 0 | 0 | 0 | 0 | 0 | 0 | 0 | 0 | 0 | 0 | 0 | 0 | 0 | 0 | 0 | 0 | 0 | 0 | 0 | 0 | 0 | 0 | 0 | 0 | 0 | 0 | 0 | 0 | 0 | 0 | 0
F1_Commercial_Healthcare_Existing_Food Preparation_Natural Gas_Conveyor Oven_E8 | F1 | Commercial | Healthcare | Existing | Food Preparation | Natural Gas | Conveyor Oven | E8 | CCE | 0 | 0 | 0 | 0 | 0 | 0 | 0 | 0 | 0 | 0 | 0 | 0 | 0 | 0 | 0 | 0 | 0 | 0 | 0 | 0 | 0 | 0 | 0 | 0 | 0 | 0 | 0 | 0 | 0 | 0 | 0
F1_Commercial_Healthcare_Existing_Food Preparation_Natural Gas_Conveyor Oven_E9 | F1 | Commercial | Healthcare | Existing | Food Preparation | Natural Gas | Conveyor Oven | E9 | CCE | 0 | 0 | 0 | 0 | 0 | 0 | 0 | 0 | 0 | 0 | 0 | 0 | 0 | 0 | 0 | 0 | 0 | 0 | 0 | 0 | 0 | 0 | 0 | 0 | 0 | 0 | 0 | 0 | 0 | 0 | 0
F1_Commercial_Healthcare_Existing_Food Preparation_Natural Gas_Conveyor Oven_E10 | F1 | Commercial | Healthcare | Existing | Food Preparation | Natural Gas | Conveyor Oven | E10 | CCE | 0 | 0 | 0 | 0 | 0 | 0 | 0 | 0 | 0 | 0 | 0 | 0 | 0 | 0 | 0 | 0 | 0 | 0 | 0 | 0 | 0 | 0 | 0 | 0 | 0 | 0 | 0 | 0 | 0 | 0 | 0
F2_Commercial_Healthcare_Existing_Food Preparation_Natural Gas_Conveyor Oven_E1 | F2 | Commercial | Healthcare | Existing | Food Preparation | Natural Gas | Conveyor Oven | E1 | TRC BC Ratio | 0.9 | 0.9 | 0.9 | 0.9 | 0.9 | 0.9 | 0.9 | 0.9 | 0.9 | 0.9 | 0.9 | 0.9 | 0.9 | 0.9 | 0.9 | 0.9 | 0.9 | 0.9 | 0.9 | 0.9 | 0.9 | 0.9 | 0.9 | 0.9 | 0.9 | 0.9 | 0.9 | 0.9 | 0.9 | 0.9 | 0.9
F2_Commercial_Healthcare_Existing_Food Preparation_Natural Gas_Conveyor Oven_E2 | F2 | Commercial | Healthcare | Existing | Food Preparation | Natural Gas | Conveyor Oven | E2 | TRC BC Ratio | 2.6175 | 2.6105 | 2.5926 | 2.5726 | 2.643 | 2.5958 | 2.5803 | 2.6208 | 2.7065 | 2.6859 | 2.6766 | 2.6618 | 2.3689 | 2.3519 | 2.3531 | 2.3373 | 2.3341 | 2.3356 | 2.2915 | 2.3108 | 2.3225 | 2.3409 | 2.3658 | 1.3075 | 1.2829 | 1.2596 | 1.2374 | 1.2162 | 1.1958 | 1.1761 | 1.1502
F2_Commercial_Healthcare_Existing_Food Preparation_Natural Gas_Conveyor Oven_E3 | F2 | Commercial | Healthcare | Existing | Food Preparation | Natural Gas | Conveyor Oven | E3 | TRC BC Ratio | 0 | 0 | 0 | 0 | 0 | 0 | 0 | 0 | 0 | 0 | 0 | 0 | 0 | 0 | 0 | 0 | 0 | 0 | 0 | 0 | 0 | 0 | 0 | 0 | 0 | 0 | 0 | 0 | 0 | 0 | 0
F2_Commercial_Healthcare_Existing_Food Preparation_Natural Gas_Conveyor Oven_E4 | F2 | Commercial | Healthcare | Existing | Food Preparation | Natural Gas | Conveyor Oven | E4 | TRC BC Ratio | 0 | 0 | 0 | 0 | 0 | 0 | 0 | 0 | 0 | 0 | 0 | 0 | 0 | 0 | 0 | 0 | 0 | 0 | 0 | 0 | 0 | 0 | 0 | 0 | 0 | 0 | 0 | 0 | 0 | 0 | 0
F2_Commercial_Healthcare_Existing_Food Preparation_Natural Gas_Conveyor Oven_E5 | F2 | Commercial | Healthcare | Existing | Food Preparation | Natural Gas | Conveyor Oven | E5 | TRC BC Ratio | 0 | 0 | 0 | 0 | 0 | 0 | 0 | 0 | 0 | 0 | 0 | 0 | 0 | 0 | 0 | 0 | 0 | 0 | 0 | 0 | 0 | 0 | 0 | 0 | 0 | 0 | 0 | 0 | 0 | 0 | 0
F2_Commercial_Healthcare_Existing_Food Preparation_Natural Gas_Conveyor Oven_E6 | F2 | Commercial | Healthcare | Existing | Food Preparation | Natural Gas | Conveyor Oven | E6 | TRC BC Ratio | 0 | 0 | 0 | 0 | 0 | 0 | 0 | 0 | 0 | 0 | 0 | 0 | 0 | 0 | 0 | 0 | 0 | 0 | 0 | 0 | 0 | 0 | 0 | 0 | 0 | 0 | 0 | 0 | 0 | 0 | 0
F2_Commercial_Healthcare_Existing_Food Preparation_Natural Gas_Conveyor Oven_E7 | F2 | Commercial | Healthcare | Existing | Food Preparation | Natural Gas | Conveyor Oven | E7 | TRC BC Ratio | 0 | 0 | 0 | 0 | 0 | 0 | 0 | 0 | 0 | 0 | 0 | 0 | 0 | 0 | 0 | 0 | 0 | 0 | 0 | 0 | 0 | 0 | 0 | 0 | 0 | 0 | 0 | 0 | 0 | 0 | 0
F2_Commercial_Healthcare_Existing_Food Preparation_Natural Gas_Conveyor Oven_E8 | F2 | Commercial | Healthcare | Existing | Food Preparation | Natural Gas | Conveyor Oven | E8 | TRC BC Ratio | 0 | 0 | 0 | 0 | 0 | 0 | 0 | 0 | 0 | 0 | 0 | 0 | 0 | 0 | 0 | 0 | 0 | 0 | 0 | 0 | 0 | 0 | 0 | 0 | 0 | 0 | 0 | 0 | 0 | 0 | 0
F2_Commercial_Healthcare_Existing_Food Preparation_Natural Gas_Conveyor Oven_E9 | F2 | Commercial | Healthcare | Existing | Food Preparation | Natural Gas | Conveyor Oven | E9 | TRC BC Ratio | 0 | 0 | 0 | 0 | 0 | 0 | 0 | 0 | 0 | 0 | 0 | 0 | 0 | 0 | 0 | 0 | 0 | 0 | 0 | 0 | 0 | 0 | 0 | 0 | 0 | 0 | 0 | 0 | 0 | 0 | 0
F2_Commercial_Healthcare_Existing_Food Preparation_Natural Gas_Conveyor Oven_E10 | F2 | Commercial | Healthcare | Existing | Food Preparation | Natural Gas | Conveyor Oven | E10 | TRC BC Ratio | 0 | 0 | 0 | 0 | 0 | 0 | 0 | 0 | 0 | 0 | 0 | 0 | 0 | 0 | 0 | 0 | 0 | 0 | 0 | 0 | 0 | 0 | 0 | 0 | 0 | 0 | 0 | 0 | 0 | 0 | 0
F3_Commercial_Healthcare_Existing_Food Preparation_Natural Gas_Conveyor Oven_E1 | F3 | Commercial | Healthcare | Existing | Food Preparation | Natural Gas | Conveyor Oven | E1 | PACT BC Ratio | 0.9 | 0.9 | 0.9 | 0.9 | 0.9 | 0.9 | 0.9 | 0.9 | 0.9 | 0.9 | 0.9 | 0.9 | 0.9 | 0.9 | 0.9 | 0.9 | 0.9 | 0.9 | 0.9 | 0.9 | 0.9 | 0.9 | 0.9 | 0.9 | 0.9 | 0.9 | 0.9 | 0.9 | 0.9 | 0.9 | 0.9
F3_Commercial_Healthcare_Existing_Food Preparation_Natural Gas_Conveyor Oven_E2 | F3 | Commercial | Healthcare | Existing | Food Preparation | Natural Gas | Conveyor Oven | E2 | PACT BC Ratio | 7.5479 | 7.5277 | 7.476 | 7.4185 | 7.6214 | 7.4852 | 7.4407 | 7.5574 | 7.8046 | 7.7451 | 7.7184 | 7.6756 | 6.831 | 6.7818 | 6.7853 | 6.7399 | 6.7306 | 6.7348 | 6.6078 | 6.6635 | 6.6972 | 6.7501 | 6.8219 | 3.7704 | 3.6993 | 3.6321 | 3.5682 | 3.507 | 3.4482 | 3.3914 | 3.3167
F3_Commercial_Healthcare_Existing_Food Preparation_Natural Gas_Conveyor Oven_E3 | F3 | Commercial | Healthcare | Existing | Food Preparation | Natural Gas | Conveyor Oven | E3 | PACT BC Ratio | 0 | 0 | 0 | 0 | 0 | 0 | 0 | 0 | 0 | 0 | 0 | 0 | 0 | 0 | 0 | 0 | 0 | 0 | 0 | 0 | 0 | 0 | 0 | 0 | 0 | 0 | 0 | 0 | 0 | 0 | 0
F3_Commercial_Healthcare_Existing_Food Preparation_Natural Gas_Conveyor Oven_E4 | F3 | Commercial | Healthcare | Existing | Food Preparation | Natural Gas | Conveyor Oven | E4 | PACT BC Ratio | 0 | 0 | 0 | 0 | 0 | 0 | 0 | 0 | 0 | 0 | 0 | 0 | 0 | 0 | 0 | 0 | 0 | 0 | 0 | 0 | 0 | 0 | 0 | 0 | 0 | 0 | 0 | 0 | 0 | 0 | 0
F3_Commercial_Healthcare_Existing_Food Preparation_Natural Gas_Conveyor Oven_E5 | F3 | Commercial | Healthcare | Existing | Food Preparation | Natural Gas | Conveyor Oven | E5 | PACT BC Ratio | 0 | 0 | 0 | 0 | 0 | 0 | 0 | 0 | 0 | 0 | 0 | 0 | 0 | 0 | 0 | 0 | 0 | 0 | 0 | 0 | 0 | 0 | 0 | 0 | 0 | 0 | 0 | 0 | 0 | 0 | 0
F3_Commercial_Healthcare_Existing_Food Preparation_Natural Gas_Conveyor Oven_E6 | F3 | Commercial | Healthcare | Existing | Food Preparation | Natural Gas | Conveyor Oven | E6 | PACT BC Ratio | 0 | 0 | 0 | 0 | 0 | 0 | 0 | 0 | 0 | 0 | 0 | 0 | 0 | 0 | 0 | 0 | 0 | 0 | 0 | 0 | 0 | 0 | 0 | 0 | 0 | 0 | 0 | 0 | 0 | 0 | 0
F3_Commercial_Healthcare_Existing_Food Preparation_Natural Gas_Conveyor Oven_E7 | F3 | Commercial | Healthcare | Existing | Food Preparation | Natural Gas | Conveyor Oven | E7 | PACT BC Ratio | 0 | 0 | 0 | 0 | 0 | 0 | 0 | 0 | 0 | 0 | 0 | 0 | 0 | 0 | 0 | 0 | 0 | 0 | 0 | 0 | 0 | 0 | 0 | 0 | 0 | 0 | 0 | 0 | 0 | 0 | 0
F3_Commercial_Healthcare_Existing_Food Preparation_Natural Gas_Conveyor Oven_E8 | F3 | Commercial | Healthcare | Existing | Food Preparation | Natural Gas | Conveyor Oven | E8 | PACT BC Ratio | 0 | 0 | 0 | 0 | 0 | 0 | 0 | 0 | 0 | 0 | 0 | 0 | 0 | 0 | 0 | 0 | 0 | 0 | 0 | 0 | 0 | 0 | 0 | 0 | 0 | 0 | 0 | 0 | 0 | 0 | 0
F3_Commercial_Healthcare_Existing_Food Preparation_Natural Gas_Conveyor Oven_E9 | F3 | Commercial | Healthcare | Existing | Food Preparation | Natural Gas | Conveyor Oven | E9 | PACT BC Ratio | 0 | 0 | 0 | 0 | 0 | 0 | 0 | 0 | 0 | 0 | 0 | 0 | 0 | 0 | 0 | 0 | 0 | 0 | 0 | 0 | 0 | 0 | 0 | 0 | 0 | 0 | 0 | 0 | 0 | 0 | 0
F3_Commercial_Healthcare_Existing_Food Preparation_Natural Gas_Conveyor Oven_E10 | F3 | Commercial | Healthcare | Existing | Food Preparation | Natural Gas | Conveyor Oven | E10 | PACT BC Ratio | 0 | 0 | 0 | 0 | 0 | 0 | 0 | 0 | 0 | 0 | 0 | 0 | 0 | 0 | 0 | 0 | 0 | 0 | 0 | 0 | 0 | 0 | 0 | 0 | 0 | 0 | 0 | 0 | 0 | 0 | 0
F4_Commercial_Healthcare_Existing_Food Preparation_Natural Gas_Conveyor Oven_E1 | F4 | Commercial | Healthcare | Existing | Food Preparation | Natural Gas | Conveyor Oven | E1 | PCT BC Ratio | 0.9 | 0.9 | 0.9 | 0.9 | 0.9 | 0.9 | 0.9 | 0.9 | 0.9 | 0.9 | 0.9 | 0.9 | 0.9 | 0.9 | 0.9 | 0.9 | 0.9 | 0.9 | 0.9 | 0.9 | 0.9 | 0.9 | 0.9 | 0.9 | 0.9 | 0.9 | 0.9 | 0.9 | 0.9 | 0.9 | 0.9
F4_Commercial_Healthcare_Existing_Food Preparation_Natural Gas_Conveyor Oven_E2 | F4 | Commercial | Healthcare | Existing | Food Preparation | Natural Gas | Conveyor Oven | E2 | PCT BC Ratio | 4.0339 | 4.0236 | 3.9973 | 3.9682 | 4.0712 | 4.002 | 3.9794 | 4.0387 | 4.1642 | 4.134 | 4.1204 | 4.0987 | 3.6699 | 3.6449 | 3.6467 | 3.6237 | 3.6189 | 3.6211 | 3.5566 | 3.5848 | 3.602 | 3.6288 | 3.6653 | 2.116 | 2.0799 | 2.0458 | 2.0134 | 1.9823 | 1.9525 | 1.9236 | 1.8857
F4_Commercial_Healthcare_Existing_Food Preparation_Natural Gas_Conveyor Oven_E3 | F4 | Commercial | Healthcare | Existing | Food Preparation | Natural Gas | Conveyor Oven | E3 | PCT BC Ratio | 0 | 0 | 0 | 0 | 0 | 0 | 0 | 0 | 0 | 0 | 0 | 0 | 0 | 0 | 0 | 0 | 0 | 0 | 0 | 0 | 0 | 0 | 0 | 0 | 0 | 0 | 0 | 0 | 0 | 0 | 0
F4_Commercial_Healthcare_Existing_Food Preparation_Natural Gas_Conveyor Oven_E4 | F4 | Commercial | Healthcare | Existing | Food Preparation | Natural Gas | Conveyor Oven | E4 | PCT BC Ratio | 0 | 0 | 0 | 0 | 0 | 0 | 0 | 0 | 0 | 0 | 0 | 0 | 0 | 0 | 0 | 0 | 0 | 0 | 0 | 0 | 0 | 0 | 0 | 0 | 0 | 0 | 0 | 0 | 0 | 0 | 0
F4_Commercial_Healthcare_Existing_Food Preparation_Natural Gas_Conveyor Oven_E5 | F4 | Commercial | Healthcare | Existing | Food Preparation | Natural Gas | Conveyor Oven | E5 | PCT BC Ratio | 0 | 0 | 0 | 0 | 0 | 0 | 0 | 0 | 0 | 0 | 0 | 0 | 0 | 0 | 0 | 0 | 0 | 0 | 0 | 0 | 0 | 0 | 0 | 0 | 0 | 0 | 0 | 0 | 0 | 0 | 0
F4_Commercial_Healthcare_Existing_Food Preparation_Natural Gas_Conveyor Oven_E6 | F4 | Commercial | Healthcare | Existing | Food Preparation | Natural Gas | Conveyor Oven | E6 | PCT BC Ratio | 0 | 0 | 0 | 0 | 0 | 0 | 0 | 0 | 0 | 0 | 0 | 0 | 0 | 0 | 0 | 0 | 0 | 0 | 0 | 0 | 0 | 0 | 0 | 0 | 0 | 0 | 0 | 0 | 0 | 0 | 0
F4_Commercial_Healthcare_Existing_Food Preparation_Natural Gas_Conveyor Oven_E7 | F4 | Commercial | Healthcare | Existing | Food Preparation | Natural Gas | Conveyor Oven | E7 | PCT BC Ratio | 0 | 0 | 0 | 0 | 0 | 0 | 0 | 0 | 0 | 0 | 0 | 0 | 0 | 0 | 0 | 0 | 0 | 0 | 0 | 0 | 0 | 0 | 0 | 0 | 0 | 0 | 0 | 0 | 0 | 0 | 0
F4_Commercial_Healthcare_Existing_Food Preparation_Natural Gas_Conveyor Oven_E8 | F4 | Commercial | Healthcare | Existing | Food Preparation | Natural Gas | Conveyor Oven | E8 | PCT BC Ratio | 0 | 0 | 0 | 0 | 0 | 0 | 0 | 0 | 0 | 0 | 0 | 0 | 0 | 0 | 0 | 0 | 0 | 0 | 0 | 0 | 0 | 0 | 0 | 0 | 0 | 0 | 0 | 0 | 0 | 0 | 0
F4_Commercial_Healthcare_Existing_Food Preparation_Natural Gas_Conveyor Oven_E9 | F4 | Commercial | Healthcare | Existing | Food Preparation | Natural Gas | Conveyor Oven | E9 | PCT BC Ratio | 0 | 0 | 0 | 0 | 0 | 0 | 0 | 0 | 0 | 0 | 0 | 0 | 0 | 0 | 0 | 0 | 0 | 0 | 0 | 0 | 0 | 0 | 0 | 0 | 0 | 0 | 0 | 0 | 0 | 0 | 0
F4_Commercial_Healthcare_Existing_Food Preparation_Natural Gas_Conveyor Oven_E10 | F4 | Commercial | Healthcare | Existing | Food Preparation | Natural Gas | Conveyor Oven | E10 | PCT BC Ratio | 0 | 0 | 0 | 0 | 0 | 0 | 0 | 0 | 0 | 0 | 0 | 0 | 0 | 0 | 0 | 0 | 0 | 0 | 0 | 0 | 0 | 0 | 0 | 0 | 0 | 0 | 0 | 0 | 0 | 0 | 0
F5_Commercial_Healthcare_Existing_Food Preparation_Natural Gas_Conveyor Oven_E1 | F5 | Commercial | Healthcare | Existing | Food Preparation | Natural Gas | Conveyor Oven | E1 | RIM BC Ratio | 0.9 | 0.9 | 0.9 | 0.9 | 0.9 | 0.9 | 0.9 | 0.9 | 0.9 | 0.9 | 0.9 | 0.9 | 0.9 | 0.9 | 0.9 | 0.9 | 0.9 | 0.9 | 0.9 | 0.9 | 0.9 | 0.9 | 0.9 | 0.9 | 0.9 | 0.9 | 0.9 | 0.9 | 0.9 | 0.9 | 0.9
F5_Commercial_Healthcare_Existing_Food Preparation_Natural Gas_Conveyor Oven_E2 | F5 | Commercial | Healthcare | Existing | Food Preparation | Natural Gas | Conveyor Oven | E2 | RIM BC Ratio | 0.75157 | 0.75137 | 0.75085 | 0.75026 | 0.75229 | 0.75094 | 0.75049 | 0.75166 | 0.75404 | 0.75348 | 0.75322 | 0.75281 | 0.74379 | 0.74321 | 0.74325 | 0.7427 | 0.74259 | 0.74264 | 0.74107 | 0.74176 | 0.74218 | 0.74283 | 0.74369 | 0.68339 | 0.68102 | 0.67871 | 0.67644 | 0.67421 | 0.67201 | 0.66982 | 0.66686
F5_Commercial_Healthcare_Existing_Food Preparation_Natural Gas_Conveyor Oven_E3 | F5 | Commercial | Healthcare | Existing | Food Preparation | Natural Gas | Conveyor Oven | E3 | RIM BC Ratio | 0 | 0 | 0 | 0 | 0 | 0 | 0 | 0 | 0 | 0 | 0 | 0 | 0 | 0 | 0 | 0 | 0 | 0 | 0 | 0 | 0 | 0 | 0 | 0 | 0 | 0 | 0 | 0 | 0 | 0 | 0
F5_Commercial_Healthcare_Existing_Food Preparation_Natural Gas_Conveyor Oven_E4 | F5 | Commercial | Healthcare | Existing | Food Preparation | Natural Gas | Conveyor Oven | E4 | RIM BC Ratio | 0 | 0 | 0 | 0 | 0 | 0 | 0 | 0 | 0 | 0 | 0 | 0 | 0 | 0 | 0 | 0 | 0 | 0 | 0 | 0 | 0 | 0 | 0 | 0 | 0 | 0 | 0 | 0 | 0 | 0 | 0
F5_Commercial_Healthcare_Existing_Food Preparation_Natural Gas_Conveyor Oven_E5 | F5 | Commercial | Healthcare | Existing | Food Preparation | Natural Gas | Conveyor Oven | E5 | RIM BC Ratio | 0 | 0 | 0 | 0 | 0 | 0 | 0 | 0 | 0 | 0 | 0 | 0 | 0 | 0 | 0 | 0 | 0 | 0 | 0 | 0 | 0 | 0 | 0 | 0 | 0 | 0 | 0 | 0 | 0 | 0 | 0
F5_Commercial_Healthcare_Existing_Food Preparation_Natural Gas_Conveyor Oven_E6 | F5 | Commercial | Healthcare | Existing | Food Preparation | Natural Gas | Conveyor Oven | E6 | RIM BC Ratio | 0 | 0 | 0 | 0 | 0 | 0 | 0 | 0 | 0 | 0 | 0 | 0 | 0 | 0 | 0 | 0 | 0 | 0 | 0 | 0 | 0 | 0 | 0 | 0 | 0 | 0 | 0 | 0 | 0 | 0 | 0
F5_Commercial_Healthcare_Existing_Food Preparation_Natural Gas_Conveyor Oven_E7 | F5 | Commercial | Healthcare | Existing | Food Preparation | Natural Gas | Conveyor Oven | E7 | RIM BC Ratio | 0 | 0 | 0 | 0 | 0 | 0 | 0 | 0 | 0 | 0 | 0 | 0 | 0 | 0 | 0 | 0 | 0 | 0 | 0 | 0 | 0 | 0 | 0 | 0 | 0 | 0 | 0 | 0 | 0 | 0 | 0
F5_Commercial_Healthcare_Existing_Food Preparation_Natural Gas_Conveyor Oven_E8 | F5 | Commercial | Healthcare | Existing | Food Preparation | Natural Gas | Conveyor Oven | E8 | RIM BC Ratio | 0 | 0 | 0 | 0 | 0 | 0 | 0 | 0 | 0 | 0 | 0 | 0 | 0 | 0 | 0 | 0 | 0 | 0 | 0 | 0 | 0 | 0 | 0 | 0 | 0 | 0 | 0 | 0 | 0 | 0 | 0
F5_Commercial_Healthcare_Existing_Food Preparation_Natural Gas_Conveyor Oven_E9 | F5 | Commercial | Healthcare | Existing | Food Preparation | Natural Gas | Conveyor Oven | E9 | RIM BC Ratio | 0 | 0 | 0 | 0 | 0 | 0 | 0 | 0 | 0 | 0 | 0 | 0 | 0 | 0 | 0 | 0 | 0 | 0 | 0 | 0 | 0 | 0 | 0 | 0 | 0 | 0 | 0 | 0 | 0 | 0 | 0
F5_Commercial_Healthcare_Existing_Food Preparation_Natural Gas_Conveyor Oven_E10 | F5 | Commercial | Healthcare | Existing | Food Preparation | Natural Gas | Conveyor Oven | E10 | RIM BC Ratio | 0 | 0 | 0 | 0 | 0 | 0 | 0 | 0 | 0 | 0 | 0 | 0 | 0 | 0 | 0 | 0 | 0 | 0 | 0 | 0 | 0 | 0 | 0 | 0 | 0 | 0 | 0 | 0 | 0 | 0 | 0
F0_Commercial_Healthcare_Existing_Food Preparation_Natural Gas_Double Rack Oven_E0 | F0 | Commercial | Healthcare | Existing | Food Preparation | Natural Gas | Double Rack Oven | E0 | Economic Unit | FTSC Qualified (>50% Cooking Efficiency) | FTSC Qualified (>50% Cooking Efficiency) | FTSC Qualified (>50% Cooking Efficiency) | FTSC Qualified (>50% Cooking Efficiency) | FTSC Qualified (>50% Cooking Efficiency) | FTSC Qualified (>50% Cooking Efficiency) | FTSC Qualified (>50% Cooking Efficiency) | FTSC Qualified (>50% Cooking Efficiency) | FTSC Qualified (>50% Cooking Efficiency) | FTSC Qualified (>50% Cooking Efficiency) | FTSC Qualified (>50% Cooking Efficiency) | FTSC Qualified (>50% Cooking Efficiency) | FTSC Qualified (>50% Cooking Efficiency) | FTSC Qualified (>50% Cooking Efficiency) | FTSC Qualified (>50% Cooking Efficiency) | FTSC Qualified (>50% Cooking Efficiency) | FTSC Qualified (>50% Cooking Efficiency) | FTSC Qualified (>50% Cooking Efficiency) | FTSC Qualified (>50% Cooking Efficiency) | FTSC Qualified (>50% Cooking Efficiency) | FTSC Qualified (>50% Cooking Efficiency) | FTSC Qualified (>50% Cooking Efficiency) | FTSC Qualified (>50% Cooking Efficiency) | FTSC Qualified (>50% Cooking Efficiency) | FTSC Qualified (>50% Cooking Efficiency) | FTSC Qualified (>50% Cooking Efficiency) | FTSC Qualified (>50% Cooking Efficiency) | FTSC Qualified (>50% Cooking Efficiency) | FTSC Qualified (>50% Cooking Efficiency) | FTSC Qualified (>50% Cooking Efficiency) | FTSC Qualified (>50% Cooking Efficiency)
F1_Commercial_Healthcare_Existing_Food Preparation_Natural Gas_Double Rack Oven_E1 | F1 | Commercial | Healthcare | Existing | Food Preparation | Natural Gas | Double Rack Oven | E1 | CCE | 0 | 0 | 0 | 0 | 0 | 0 | 0 | 0 | 0 | 0 | 0 | 0 | 0 | 0 | 0 | 0 | 0 | 0 | 0 | 0 | 0 | 0 | 0 | 0 | 0 | 0 | 0 | 0 | 0 | 0 | 0
F1_Commercial_Healthcare_Existing_Food Preparation_Natural Gas_Double Rack Oven_E2 | F1 | Commercial | Healthcare | Existing | Food Preparation | Natural Gas | Double Rack Oven | E2 | CCE | 0.004326 | 0.0041588 | 0.0041786 | 0.0042223 | 0.0042223 | 0.0042223 | 0.0042223 | 0.0042223 | 0.0042223 | 0.0042223 | 0.0042223 | 0.0042223 | 0.0042223 | 0.0042223 | 0.0042223 | 0.0042223 | 0.0042223 | 0.0042223 | 0.0042223 | 0.0042223 | 0.0042223 | 0.0042223 | 0.0042223 | 0.0042223 | 0.0042223 | 0.0042223 | 0.0042223 | 0.0042223 | 0.0042223 | 0.0042223 | 0.0042223
F1_Commercial_Healthcare_Existing_Food Preparation_Natural Gas_Double Rack Oven_E3 | F1 | Commercial | Healthcare | Existing | Food Preparation | Natural Gas | Double Rack Oven | E3 | CCE | 0 | 0 | 0 | 0 | 0 | 0 | 0 | 0 | 0 | 0 | 0 | 0 | 0 | 0 | 0 | 0 | 0 | 0 | 0 | 0 | 0 | 0 | 0 | 0 | 0 | 0 | 0 | 0 | 0 | 0 | 0
F1_Commercial_Healthcare_Existing_Food Preparation_Natural Gas_Double Rack Oven_E4 | F1 | Commercial | Healthcare | Existing | Food Preparation | Natural Gas | Double Rack Oven | E4 | CCE | 0 | 0 | 0 | 0 | 0 | 0 | 0 | 0 | 0 | 0 | 0 | 0 | 0 | 0 | 0 | 0 | 0 | 0 | 0 | 0 | 0 | 0 | 0 | 0 | 0 | 0 | 0 | 0 | 0 | 0 | 0
F1_Commercial_Healthcare_Existing_Food Preparation_Natural Gas_Double Rack Oven_E5 | F1 | Commercial | Healthcare | Existing | Food Preparation | Natural Gas | Double Rack Oven | E5 | CCE | 0 | 0 | 0 | 0 | 0 | 0 | 0 | 0 | 0 | 0 | 0 | 0 | 0 | 0 | 0 | 0 | 0 | 0 | 0 | 0 | 0 | 0 | 0 | 0 | 0 | 0 | 0 | 0 | 0 | 0 | 0
F1_Commercial_Healthcare_Existing_Food Preparation_Natural Gas_Double Rack Oven_E6 | F1 | Commercial | Healthcare | Existing | Food Preparation | Natural Gas | Double Rack Oven | E6 | CCE | 0 | 0 | 0 | 0 | 0 | 0 | 0 | 0 | 0 | 0 | 0 | 0 | 0 | 0 | 0 | 0 | 0 | 0 | 0 | 0 | 0 | 0 | 0 | 0 | 0 | 0 | 0 | 0 | 0 | 0 | 0
F1_Commercial_Healthcare_Existing_Food Preparation_Natural Gas_Double Rack Oven_E7 | F1 | Commercial | Healthcare | Existing | Food Preparation | Natural Gas | Double Rack Oven | E7 | CCE | 0 | 0 | 0 | 0 | 0 | 0 | 0 | 0 | 0 | 0 | 0 | 0 | 0 | 0 | 0 | 0 | 0 | 0 | 0 | 0 | 0 | 0 | 0 | 0 | 0 | 0 | 0 | 0 | 0 | 0 | 0
F1_Commercial_Healthcare_Existing_Food Preparation_Natural Gas_Double Rack Oven_E8 | F1 | Commercial | Healthcare | Existing | Food Preparation | Natural Gas | Double Rack Oven | E8 | CCE | 0 | 0 | 0 | 0 | 0 | 0 | 0 | 0 | 0 | 0 | 0 | 0 | 0 | 0 | 0 | 0 | 0 | 0 | 0 | 0 | 0 | 0 | 0 | 0 | 0 | 0 | 0 | 0 | 0 | 0 | 0
F1_Commercial_Healthcare_Existing_Food Preparation_Natural Gas_Double Rack Oven_E9 | F1 | Commercial | Healthcare | Existing | Food Preparation | Natural Gas | Double Rack Oven | E9 | CCE | 0 | 0 | 0 | 0 | 0 | 0 | 0 | 0 | 0 | 0 | 0 | 0 | 0 | 0 | 0 | 0 | 0 | 0 | 0 | 0 | 0 | 0 | 0 | 0 | 0 | 0 | 0 | 0 | 0 | 0 | 0
F1_Commercial_Healthcare_Existing_Food Preparation_Natural Gas_Double Rack Oven_E10 | F1 | Commercial | Healthcare | Existing | Food Preparation | Natural Gas | Double Rack Oven | E10 | CCE | 0 | 0 | 0 | 0 | 0 | 0 | 0 | 0 | 0 | 0 | 0 | 0 | 0 | 0 | 0 | 0 | 0 | 0 | 0 | 0 | 0 | 0 | 0 | 0 | 0 | 0 | 0 | 0 | 0 | 0 | 0
F2_Commercial_Healthcare_Existing_Food Preparation_Natural Gas_Double Rack Oven_E1 | F2 | Commercial | Healthcare | Existing | Food Preparation | Natural Gas | Double Rack Oven | E1 | TRC BC Ratio | 0.9 | 0.9 | 0.9 | 0.9 | 0.9 | 0.9 | 0.9 | 0.9 | 0.9 | 0.9 | 0.9 | 0.9 | 0.9 | 0.9 | 0.9 | 0.9 | 0.9 | 0.9 | 0.9 | 0.9 | 0.9 | 0.9 | 0.9 | 0.9 | 0.9 | 0.9 | 0.9 | 0.9 | 0.9 | 0.9 | 0.9
F2_Commercial_Healthcare_Existing_Food Preparation_Natural Gas_Double Rack Oven_E2 | F2 | Commercial | Healthcare | Existing | Food Preparation | Natural Gas | Double Rack Oven | E2 | TRC BC Ratio | 2.3756 | 2.4122 | 2.4389 | 2.4253 | 2.4277 | 2.2883 | 2.173 | 2.1086 | 2.0819 | 2.1591 | 2.2604 | 2.3663 | 2.1732 | 2.3021 | 2.3099 | 2.2984 | 2.3005 | 2.3076 | 2.2635 | 2.2901 | 2.3081 | 2.3333 | 2.3658 | 1.1865 | 1.1634 | 1.1416 | 1.121 | 1.1014 | 1.0827 | 1.0646 | 1.0472
F2_Commercial_Healthcare_Existing_Food Preparation_Natural Gas_Double Rack Oven_E3 | F2 | Commercial | Healthcare | Existing | Food Preparation | Natural Gas | Double Rack Oven | E3 | TRC BC Ratio | 0 | 0 | 0 | 0 | 0 | 0 | 0 | 0 | 0 | 0 | 0 | 0 | 0 | 0 | 0 | 0 | 0 | 0 | 0 | 0 | 0 | 0 | 0 | 0 | 0 | 0 | 0 | 0 | 0 | 0 | 0
F2_Commercial_Healthcare_Existing_Food Preparation_Natural Gas_Double Rack Oven_E4 | F2 | Commercial | Healthcare | Existing | Food Preparation | Natural Gas | Double Rack Oven | E4 | TRC BC Ratio | 0 | 0 | 0 | 0 | 0 | 0 | 0 | 0 | 0 | 0 | 0 | 0 | 0 | 0 | 0 | 0 | 0 | 0 | 0 | 0 | 0 | 0 | 0 | 0 | 0 | 0 | 0 | 0 | 0 | 0 | 0
F2_Commercial_Healthcare_Existing_Food Preparation_Natural Gas_Double Rack Oven_E5 | F2 | Commercial | Healthcare | Existing | Food Preparation | Natural Gas | Double Rack Oven | E5 | TRC BC Ratio | 0 | 0 | 0 | 0 | 0 | 0 | 0 | 0 | 0 | 0 | 0 | 0 | 0 | 0 | 0 | 0 | 0 | 0 | 0 | 0 | 0 | 0 | 0 | 0 | 0 | 0 | 0 | 0 | 0 | 0 | 0
F2_Commercial_Healthcare_Existing_Food Preparation_Natural Gas_Double Rack Oven_E6 | F2 | Commercial | Healthcare | Existing | Food Preparation | Natural Gas | Double Rack Oven | E6 | TRC BC Ratio | 0 | 0 | 0 | 0 | 0 | 0 | 0 | 0 | 0 | 0 | 0 | 0 | 0 | 0 | 0 | 0 | 0 | 0 | 0 | 0 | 0 | 0 | 0 | 0 | 0 | 0 | 0 | 0 | 0 | 0 | 0
F2_Commercial_Healthcare_Existing_Food Preparation_Natural Gas_Double Rack Oven_E7 | F2 | Commercial | Healthcare | Existing | Food Preparation | Natural Gas | Double Rack Oven | E7 | TRC BC Ratio | 0 | 0 | 0 | 0 | 0 | 0 | 0 | 0 | 0 | 0 | 0 | 0 | 0 | 0 | 0 | 0 | 0 | 0 | 0 | 0 | 0 | 0 | 0 | 0 | 0 | 0 | 0 | 0 | 0 | 0 | 0
F2_Commercial_Healthcare_Existing_Food Preparation_Natural Gas_Double Rack Oven_E8 | F2 | Commercial | Healthcare | Existing | Food Preparation | Natural Gas | Double Rack Oven | E8 | TRC BC Ratio | 0 | 0 | 0 | 0 | 0 | 0 | 0 | 0 | 0 | 0 | 0 | 0 | 0 | 0 | 0 | 0 | 0 | 0 | 0 | 0 | 0 | 0 | 0 | 0 | 0 | 0 | 0 | 0 | 0 | 0 | 0
F2_Commercial_Healthcare_Existing_Food Preparation_Natural Gas_Double Rack Oven_E9 | F2 | Commercial | Healthcare | Existing | Food Preparation | Natural Gas | Double Rack Oven | E9 | TRC BC Ratio | 0 | 0 | 0 | 0 | 0 | 0 | 0 | 0 | 0 | 0 | 0 | 0 | 0 | 0 | 0 | 0 | 0 | 0 | 0 | 0 | 0 | 0 | 0 | 0 | 0 | 0 | 0 | 0 | 0 | 0 | 0
F2_Commercial_Healthcare_Existing_Food Preparation_Natural Gas_Double Rack Oven_E10 | F2 | Commercial | Healthcare | Existing | Food Preparation | Natural Gas | Double Rack Oven | E10 | TRC BC Ratio | 0 | 0 | 0 | 0 | 0 | 0 | 0 | 0 | 0 | 0 | 0 | 0 | 0 | 0 | 0 | 0 | 0 | 0 | 0 | 0 | 0 | 0 | 0 | 0 | 0 | 0 | 0 | 0 | 0 | 0 | 0
F3_Commercial_Healthcare_Existing_Food Preparation_Natural Gas_Double Rack Oven_E1 | F3 | Commercial | Healthcare | Existing | Food Preparation | Natural Gas | Double Rack Oven | E1 | PACT BC Ratio | 0.9 | 0.9 | 0.9 | 0.9 | 0.9 | 0.9 | 0.9 | 0.9 | 0.9 | 0.9 | 0.9 | 0.9 | 0.9 | 0.9 | 0.9 | 0.9 | 0.9 | 0.9 | 0.9 | 0.9 | 0.9 | 0.9 | 0.9 | 0.9 | 0.9 | 0.9 | 0.9 | 0.9 | 0.9 | 0.9 | 0.9
F3_Commercial_Healthcare_Existing_Food Preparation_Natural Gas_Double Rack Oven_E2 | F3 | Commercial | Healthcare | Existing | Food Preparation | Natural Gas | Double Rack Oven | E2 | PACT BC Ratio | 3.1122 | 3.1603 | 3.1951 | 3.1773 | 3.1806 | 2.9979 | 2.8468 | 2.7625 | 2.7275 | 2.8286 | 2.9613 | 3.1001 | 2.8471 | 3.016 | 3.0263 | 3.0112 | 3.0139 | 3.0232 | 2.9654 | 3.0003 | 3.0238 | 3.0569 | 3.0994 | 1.5545 | 1.5241 | 1.4956 | 1.4686 | 1.443 | 1.4184 | 1.3948 | 1.3719
F3_Commercial_Healthcare_Existing_Food Preparation_Natural Gas_Double Rack Oven_E3 | F3 | Commercial | Healthcare | Existing | Food Preparation | Natural Gas | Double Rack Oven | E3 | PACT BC Ratio | 0 | 0 | 0 | 0 | 0 | 0 | 0 | 0 | 0 | 0 | 0 | 0 | 0 | 0 | 0 | 0 | 0 | 0 | 0 | 0 | 0 | 0 | 0 | 0 | 0 | 0 | 0 | 0 | 0 | 0 | 0
F3_Commercial_Healthcare_Existing_Food Preparation_Natural Gas_Double Rack Oven_E4 | F3 | Commercial | Healthcare | Existing | Food Preparation | Natural Gas | Double Rack Oven | E4 | PACT BC Ratio | 0 | 0 | 0 | 0 | 0 | 0 | 0 | 0 | 0 | 0 | 0 | 0 | 0 | 0 | 0 | 0 | 0 | 0 | 0 | 0 | 0 | 0 | 0 | 0 | 0 | 0 | 0 | 0 | 0 | 0 | 0
F3_Commercial_Healthcare_Existing_Food Preparation_Natural Gas_Double Rack Oven_E5 | F3 | Commercial | Healthcare | Existing | Food Preparation | Natural Gas | Double Rack Oven | E5 | PACT BC Ratio | 0 | 0 | 0 | 0 | 0 | 0 | 0 | 0 | 0 | 0 | 0 | 0 | 0 | 0 | 0 | 0 | 0 | 0 | 0 | 0 | 0 | 0 | 0 | 0 | 0 | 0 | 0 | 0 | 0 | 0 | 0
F3_Commercial_Healthcare_Existing_Food Preparation_Natural Gas_Double Rack Oven_E6 | F3 | Commercial | Healthcare | Existing | Food Preparation | Natural Gas | Double Rack Oven | E6 | PACT BC Ratio | 0 | 0 | 0 | 0 | 0 | 0 | 0 | 0 | 0 | 0 | 0 | 0 | 0 | 0 | 0 | 0 | 0 | 0 | 0 | 0 | 0 | 0 | 0 | 0 | 0 | 0 | 0 | 0 | 0 | 0 | 0
F3_Commercial_Healthcare_Existing_Food Preparation_Natural Gas_Double Rack Oven_E7 | F3 | Commercial | Healthcare | Existing | Food Preparation | Natural Gas | Double Rack Oven | E7 | PACT BC Ratio | 0 | 0 | 0 | 0 | 0 | 0 | 0 | 0 | 0 | 0 | 0 | 0 | 0 | 0 | 0 | 0 | 0 | 0 | 0 | 0 | 0 | 0 | 0 | 0 | 0 | 0 | 0 | 0 | 0 | 0 | 0
F3_Commercial_Healthcare_Existing_Food Preparation_Natural Gas_Double Rack Oven_E8 | F3 | Commercial | Healthcare | Existing | Food Preparation | Natural Gas | Double Rack Oven | E8 | PACT BC Ratio | 0 | 0 | 0 | 0 | 0 | 0 | 0 | 0 | 0 | 0 | 0 | 0 | 0 | 0 | 0 | 0 | 0 | 0 | 0 | 0 | 0 | 0 | 0 | 0 | 0 | 0 | 0 | 0 | 0 | 0 | 0
F3_Commercial_Healthcare_Existing_Food Preparation_Natural Gas_Double Rack Oven_E9 | F3 | Commercial | Healthcare | Existing | Food Preparation | Natural Gas | Double Rack Oven | E9 | PACT BC Ratio | 0 | 0 | 0 | 0 | 0 | 0 | 0 | 0 | 0 | 0 | 0 | 0 | 0 | 0 | 0 | 0 | 0 | 0 | 0 | 0 | 0 | 0 | 0 | 0 | 0 | 0 | 0 | 0 | 0 | 0 | 0
F3_Commercial_Healthcare_Existing_Food Preparation_Natural Gas_Double Rack Oven_E10 | F3 | Commercial | Healthcare | Existing | Food Preparation | Natural Gas | Double Rack Oven | E10 | PACT BC Ratio | 0 | 0 | 0 | 0 | 0 | 0 | 0 | 0 | 0 | 0 | 0 | 0 | 0 | 0 | 0 | 0 | 0 | 0 | 0 | 0 | 0 | 0 | 0 | 0 | 0 | 0 | 0 | 0 | 0 | 0 | 0
F4_Commercial_Healthcare_Existing_Food Preparation_Natural Gas_Double Rack Oven_E1 | F4 | Commercial | Healthcare | Existing | Food Preparation | Natural Gas | Double Rack Oven | E1 | PCT BC Ratio | 0.9 | 0.9 | 0.9 | 0.9 | 0.9 | 0.9 | 0.9 | 0.9 | 0.9 | 0.9 | 0.9 | 0.9 | 0.9 | 0.9 | 0.9 | 0.9 | 0.9 | 0.9 | 0.9 | 0.9 | 0.9 | 0.9 | 0.9 | 0.9 | 0.9 | 0.9 | 0.9 | 0.9 | 0.9 | 0.9 | 0.9
F4_Commercial_Healthcare_Existing_Food Preparation_Natural Gas_Double Rack Oven_E2 | F4 | Commercial | Healthcare | Existing | Food Preparation | Natural Gas | Double Rack Oven | E2 | PCT BC Ratio | 5.3478 | 5.4209 | 5.4741 | 5.4469 | 5.4518 | 5.1735 | 4.9433 | 4.8148 | 4.7615 | 4.9155 | 5.1178 | 5.3292 | 4.9438 | 5.201 | 5.2167 | 5.1937 | 5.1979 | 5.2121 | 5.1241 | 5.1772 | 5.213 | 5.2634 | 5.3282 | 2.9741 | 2.9279 | 2.8844 | 2.8434 | 2.8043 | 2.7669 | 2.7308 | 2.6959
F4_Commercial_Healthcare_Existing_Food Preparation_Natural Gas_Double Rack Oven_E3 | F4 | Commercial | Healthcare | Existing | Food Preparation | Natural Gas | Double Rack Oven | E3 | PCT BC Ratio | 0 | 0 | 0 | 0 | 0 | 0 | 0 | 0 | 0 | 0 | 0 | 0 | 0 | 0 | 0 | 0 | 0 | 0 | 0 | 0 | 0 | 0 | 0 | 0 | 0 | 0 | 0 | 0 | 0 | 0 | 0
F4_Commercial_Healthcare_Existing_Food Preparation_Natural Gas_Double Rack Oven_E4 | F4 | Commercial | Healthcare | Existing | Food Preparation | Natural Gas | Double Rack Oven | E4 | PCT BC Ratio | 0 | 0 | 0 | 0 | 0 | 0 | 0 | 0 | 0 | 0 | 0 | 0 | 0 | 0 | 0 | 0 | 0 | 0 | 0 | 0 | 0 | 0 | 0 | 0 | 0 | 0 | 0 | 0 | 0 | 0 | 0
F4_Commercial_Healthcare_Existing_Food Preparation_Natural Gas_Double Rack Oven_E5 | F4 | Commercial | Healthcare | Existing | Food Preparation | Natural Gas | Double Rack Oven | E5 | PCT BC Ratio | 0 | 0 | 0 | 0 | 0 | 0 | 0 | 0 | 0 | 0 | 0 | 0 | 0 | 0 | 0 | 0 | 0 | 0 | 0 | 0 | 0 | 0 | 0 | 0 | 0 | 0 | 0 | 0 | 0 | 0 | 0
F4_Commercial_Healthcare_Existing_Food Preparation_Natural Gas_Double Rack Oven_E6 | F4 | Commercial | Healthcare | Existing | Food Preparation | Natural Gas | Double Rack Oven | E6 | PCT BC Ratio | 0 | 0 | 0 | 0 | 0 | 0 | 0 | 0 | 0 | 0 | 0 | 0 | 0 | 0 | 0 | 0 | 0 | 0 | 0 | 0 | 0 | 0 | 0 | 0 | 0 | 0 | 0 | 0 | 0 | 0 | 0
F4_Commercial_Healthcare_Existing_Food Preparation_Natural Gas_Double Rack Oven_E7 | F4 | Commercial | Healthcare | Existing | Food Preparation | Natural Gas | Double Rack Oven | E7 | PCT BC Ratio | 0 | 0 | 0 | 0 | 0 | 0 | 0 | 0 | 0 | 0 | 0 | 0 | 0 | 0 | 0 | 0 | 0 | 0 | 0 | 0 | 0 | 0 | 0 | 0 | 0 | 0 | 0 | 0 | 0 | 0 | 0
F4_Commercial_Healthcare_Existing_Food Preparation_Natural Gas_Double Rack Oven_E8 | F4 | Commercial | Healthcare | Existing | Food Preparation | Natural Gas | Double Rack Oven | E8 | PCT BC Ratio | 0 | 0 | 0 | 0 | 0 | 0 | 0 | 0 | 0 | 0 | 0 | 0 | 0 | 0 | 0 | 0 | 0 | 0 | 0 | 0 | 0 | 0 | 0 | 0 | 0 | 0 | 0 | 0 | 0 | 0 | 0
F4_Commercial_Healthcare_Existing_Food Preparation_Natural Gas_Double Rack Oven_E9 | F4 | Commercial | Healthcare | Existing | Food Preparation | Natural Gas | Double Rack Oven | E9 | PCT BC Ratio | 0 | 0 | 0 | 0 | 0 | 0 | 0 | 0 | 0 | 0 | 0 | 0 | 0 | 0 | 0 | 0 | 0 | 0 | 0 | 0 | 0 | 0 | 0 | 0 | 0 | 0 | 0 | 0 | 0 | 0 | 0
F4_Commercial_Healthcare_Existing_Food Preparation_Natural Gas_Double Rack Oven_E10 | F4 | Commercial | Healthcare | Existing | Food Preparation | Natural Gas | Double Rack Oven | E10 | PCT BC Ratio | 0 | 0 | 0 | 0 | 0 | 0 | 0 | 0 | 0 | 0 | 0 | 0 | 0 | 0 | 0 | 0 | 0 | 0 | 0 | 0 | 0 | 0 | 0 | 0 | 0 | 0 | 0 | 0 | 0 | 0 | 0
F5_Commercial_Healthcare_Existing_Food Preparation_Natural Gas_Double Rack Oven_E1 | F5 | Commercial | Healthcare | Existing | Food Preparation | Natural Gas | Double Rack Oven | E1 | RIM BC Ratio | 0.9 | 0.9 | 0.9 | 0.9 | 0.9 | 0.9 | 0.9 | 0.9 | 0.9 | 0.9 | 0.9 | 0.9 | 0.9 | 0.9 | 0.9 | 0.9 | 0.9 | 0.9 | 0.9 | 0.9 | 0.9 | 0.9 | 0.9 | 0.9 | 0.9 | 0.9 | 0.9 | 0.9 | 0.9 | 0.9 | 0.9
F5_Commercial_Healthcare_Existing_Food Preparation_Natural Gas_Double Rack Oven_E2 | F5 | Commercial | Healthcare | Existing | Food Preparation | Natural Gas | Double Rack Oven | E2 | RIM BC Ratio | 0.65816 | 0.66029 | 0.6618 | 0.66103 | 0.66117 | 0.6529 | 0.64544 | 0.641 | 0.6391 | 0.6445 | 0.65115 | 0.65762 | 0.64545 | 0.65375 | 0.65423 | 0.65352 | 0.65365 | 0.65409 | 0.65135 | 0.65301 | 0.65412 | 0.65565 | 0.65759 | 0.54307 | 0.53932 | 0.5357 | 0.53221 | 0.5288 | 0.52547 | 0.52219 | 0.51894
F5_Commercial_Healthcare_Existing_Food Preparation_Natural Gas_Double Rack Oven_E3 | F5 | Commercial | Healthcare | Existing | Food Preparation | Natural Gas | Double Rack Oven | E3 | RIM BC Ratio | 0 | 0 | 0 | 0 | 0 | 0 | 0 | 0 | 0 | 0 | 0 | 0 | 0 | 0 | 0 | 0 | 0 | 0 | 0 | 0 | 0 | 0 | 0 | 0 | 0 | 0 | 0 | 0 | 0 | 0 | 0
F5_Commercial_Healthcare_Existing_Food Preparation_Natural Gas_Double Rack Oven_E4 | F5 | Commercial | Healthcare | Existing | Food Preparation | Natural Gas | Double Rack Oven | E4 | RIM BC Ratio | 0 | 0 | 0 | 0 | 0 | 0 | 0 | 0 | 0 | 0 | 0 | 0 | 0 | 0 | 0 | 0 | 0 | 0 | 0 | 0 | 0 | 0 | 0 | 0 | 0 | 0 | 0 | 0 | 0 | 0 | 0
F5_Commercial_Healthcare_Existing_Food Preparation_Natural Gas_Double Rack Oven_E5 | F5 | Commercial | Healthcare | Existing | Food Preparation | Natural Gas | Double Rack Oven | E5 | RIM BC Ratio | 0 | 0 | 0 | 0 | 0 | 0 | 0 | 0 | 0 | 0 | 0 | 0 | 0 | 0 | 0 | 0 | 0 | 0 | 0 | 0 | 0 | 0 | 0 | 0 | 0 | 0 | 0 | 0 | 0 | 0 | 0
F5_Commercial_Healthcare_Existing_Food Preparation_Natural Gas_Double Rack Oven_E6 | F5 | Commercial | Healthcare | Existing | Food Preparation | Natural Gas | Double Rack Oven | E6 | RIM BC Ratio | 0 | 0 | 0 | 0 | 0 | 0 | 0 | 0 | 0 | 0 | 0 | 0 | 0 | 0 | 0 | 0 | 0 | 0 | 0 | 0 | 0 | 0 | 0 | 0 | 0 | 0 | 0 | 0 | 0 | 0 | 0
F5_Commercial_Healthcare_Existing_Food Preparation_Natural Gas_Double Rack Oven_E7 | F5 | Commercial | Healthcare | Existing | Food Preparation | Natural Gas | Double Rack Oven | E7 | RIM BC Ratio | 0 | 0 | 0 | 0 | 0 | 0 | 0 | 0 | 0 | 0 | 0 | 0 | 0 | 0 | 0 | 0 | 0 | 0 | 0 | 0 | 0 | 0 | 0 | 0 | 0 | 0 | 0 | 0 | 0 | 0 | 0
F5_Commercial_Healthcare_Existing_Food Preparation_Natural Gas_Double Rack Oven_E8 | F5 | Commercial | Healthcare | Existing | Food Preparation | Natural Gas | Double Rack Oven | E8 | RIM BC Ratio | 0 | 0 | 0 | 0 | 0 | 0 | 0 | 0 | 0 | 0 | 0 | 0 | 0 | 0 | 0 | 0 | 0 | 0 | 0 | 0 | 0 | 0 | 0 | 0 | 0 | 0 | 0 | 0 | 0 | 0 | 0
F5_Commercial_Healthcare_Existing_Food Preparation_Natural Gas_Double Rack Oven_E9 | F5 | Commercial | Healthcare | Existing | Food Preparation | Natural Gas | Double Rack Oven | E9 | RIM BC Ratio | 0 | 0 | 0 | 0 | 0 | 0 | 0 | 0 | 0 | 0 | 0 | 0 | 0 | 0 | 0 | 0 | 0 | 0 | 0 | 0 | 0 | 0 | 0 | 0 | 0 | 0 | 0 | 0 | 0 | 0 | 0
F5_Commercial_Healthcare_Existing_Food Preparation_Natural Gas_Double Rack Oven_E10 | F5 | Commercial | Healthcare | Existing | Food Preparation | Natural Gas | Double Rack Oven | E10 | RIM BC Ratio | 0 | 0 | 0 | 0 | 0 | 0 | 0 | 0 | 0 | 0 | 0 | 0 | 0 | 0 | 0 | 0 | 0 | 0 | 0 | 0 | 0 | 0 | 0 | 0 | 0 | 0 | 0 | 0 | 0 | 0 | 0
F0_Commercial_Healthcare_Existing_Food Preparation_Natural Gas_Fryer_E0 | F0 | Commercial | Healthcare | Existing | Food Preparation | Natural Gas | Fryer | E0 | Economic Unit | ENERGY STAR (3.0) | ENERGY STAR (3.0) | ENERGY STAR (3.0) | ENERGY STAR (3.0) | ENERGY STAR (3.0) | ENERGY STAR (3.0) | ENERGY STAR (3.0) | ENERGY STAR (3.0) | ENERGY STAR (3.0) | ENERGY STAR (3.0) | ENERGY STAR (3.0) | ENERGY STAR (3.0) | ENERGY STAR (3.0) | ENERGY STAR (3.0) | ENERGY STAR (3.0) | ENERGY STAR (3.0) | ENERGY STAR (3.0) | ENERGY STAR (3.0) | ENERGY STAR (3.0) | ENERGY STAR (3.0) | ENERGY STAR (3.0) | ENERGY STAR (3.0) | ENERGY STAR (3.0) | ENERGY STAR (3.0) | ENERGY STAR (3.0) | ENERGY STAR (3.0) | ENERGY STAR (3.0) | ENERGY STAR (3.0) | ENERGY STAR (3.0) | ENERGY STAR (3.0) | ENERGY STAR (3.0)
F1_Commercial_Healthcare_Existing_Food Preparation_Natural Gas_Fryer_E1 | F1 | Commercial | Healthcare | Existing | Food Preparation | Natural Gas | Fryer | E1 | CCE | 0 | 0 | 0 | 0 | 0 | 0 | 0 | 0 | 0 | 0 | 0 | 0 | 0 | 0 | 0 | 0 | 0 | 0 | 0 | 0 | 0 | 0 | 0 | 0 | 0 | 0 | 0 | 0 | 0 | 0 | 0
F1_Commercial_Healthcare_Existing_Food Preparation_Natural Gas_Fryer_E2 | F1 | Commercial | Healthcare | Existing | Food Preparation | Natural Gas | Fryer | E2 | CCE | 0.0069821 | 0.0067123 | 0.0067443 | 0 | 0 | 0 | 0 | 0 | 0 | 0 | 0 | 0 | 0 | 0 | 0 | 0 | 0 | 0 | 0 | 0 | 0 | 0 | 0 | 0 | 0 | 0 | 0 | 0 | 0 | 0 | 0
F1_Commercial_Healthcare_Existing_Food Preparation_Natural Gas_Fryer_E3 | F1 | Commercial | Healthcare | Existing | Food Preparation | Natural Gas | Fryer | E3 | CCE | 0 | 0 | 0 | 0 | 0 | 0 | 0 | 0 | 0 | 0 | 0 | 0 | 0 | 0 | 0 | 0 | 0 | 0 | 0 | 0 | 0 | 0 | 0 | 0 | 0 | 0 | 0 | 0 | 0 | 0 | 0
F1_Commercial_Healthcare_Existing_Food Preparation_Natural Gas_Fryer_E4 | F1 | Commercial | Healthcare | Existing | Food Preparation | Natural Gas | Fryer | E4 | CCE | 0 | 0 | 0 | 0 | 0 | 0 | 0 | 0 | 0 | 0 | 0 | 0 | 0 | 0 | 0 | 0 | 0 | 0 | 0 | 0 | 0 | 0 | 0 | 0 | 0 | 0 | 0 | 0 | 0 | 0 | 0
F1_Commercial_Healthcare_Existing_Food Preparation_Natural Gas_Fryer_E5 | F1 | Commercial | Healthcare | Existing | Food Preparation | Natural Gas | Fryer | E5 | CCE | 0 | 0 | 0 | 0 | 0 | 0 | 0 | 0 | 0 | 0 | 0 | 0 | 0 | 0 | 0 | 0 | 0 | 0 | 0 | 0 | 0 | 0 | 0 | 0 | 0 | 0 | 0 | 0 | 0 | 0 | 0
F1_Commercial_Healthcare_Existing_Food Preparation_Natural Gas_Fryer_E6 | F1 | Commercial | Healthcare | Existing | Food Preparation | Natural Gas | Fryer | E6 | CCE | 0 | 0 | 0 | 0 | 0 | 0 | 0 | 0 | 0 | 0 | 0 | 0 | 0 | 0 | 0 | 0 | 0 | 0 | 0 | 0 | 0 | 0 | 0 | 0 | 0 | 0 | 0 | 0 | 0 | 0 | 0
F1_Commercial_Healthcare_Existing_Food Preparation_Natural Gas_Fryer_E7 | F1 | Commercial | Healthcare | Existing | Food Preparation | Natural Gas | Fryer | E7 | CCE | 0 | 0 | 0 | 0 | 0 | 0 | 0 | 0 | 0 | 0 | 0 | 0 | 0 | 0 | 0 | 0 | 0 | 0 | 0 | 0 | 0 | 0 | 0 | 0 | 0 | 0 | 0 | 0 | 0 | 0 | 0
F1_Commercial_Healthcare_Existing_Food Preparation_Natural Gas_Fryer_E8 | F1 | Commercial | Healthcare | Existing | Food Preparation | Natural Gas | Fryer | E8 | CCE | 0 | 0 | 0 | 0 | 0 | 0 | 0 | 0 | 0 | 0 | 0 | 0 | 0 | 0 | 0 | 0 | 0 | 0 | 0 | 0 | 0 | 0 | 0 | 0 | 0 | 0 | 0 | 0 | 0 | 0 | 0
F1_Commercial_Healthcare_Existing_Food Preparation_Natural Gas_Fryer_E9 | F1 | Commercial | Healthcare | Existing | Food Preparation | Natural Gas | Fryer | E9 | CCE | 0 | 0 | 0 | 0 | 0 | 0 | 0 | 0 | 0 | 0 | 0 | 0 | 0 | 0 | 0 | 0 | 0 | 0 | 0 | 0 | 0 | 0 | 0 | 0 | 0 | 0 | 0 | 0 | 0 | 0 | 0
F1_Commercial_Healthcare_Existing_Food Preparation_Natural Gas_Fryer_E10 | F1 | Commercial | Healthcare | Existing | Food Preparation | Natural Gas | Fryer | E10 | CCE | 0 | 0 | 0 | 0 | 0 | 0 | 0 | 0 | 0 | 0 | 0 | 0 | 0 | 0 | 0 | 0 | 0 | 0 | 0 | 0 | 0 | 0 | 0 | 0 | 0 | 0 | 0 | 0 | 0 | 0 | 0
F2_Commercial_Healthcare_Existing_Food Preparation_Natural Gas_Fryer_E1 | F2 | Commercial | Healthcare | Existing | Food Preparation | Natural Gas | Fryer | E1 | TRC BC Ratio | 0.9 | 0.9 | 0.9 | 0 | 0 | 0 | 0 | 0 | 0 | 0 | 0 | 0 | 0 | 0 | 0 | 0 | 0 | 0 | 0 | 0 | 0 | 0 | 0 | 0 | 0 | 0 | 0 | 0 | 0 | 0 | 0
F2_Commercial_Healthcare_Existing_Food Preparation_Natural Gas_Fryer_E2 | F2 | Commercial | Healthcare | Existing | Food Preparation | Natural Gas | Fryer | E2 | TRC BC Ratio | 1.4526 | 1.4846 | 1.5103 | 0.9 | 0.9 | 0.9 | 0.9 | 0.9 | 0.9 | 0.9 | 0.9 | 0.9 | 0.9 | 0.9 | 0.9 | 0.9 | 0.9 | 0.9 | 0.9 | 0.9 | 0.9 | 0.9 | 0.9 | 0.9 | 0.9 | 0.9 | 0.9 | 0.9 | 0.9 | 0.9 | 0.9
F2_Commercial_Healthcare_Existing_Food Preparation_Natural Gas_Fryer_E3 | F2 | Commercial | Healthcare | Existing | Food Preparation | Natural Gas | Fryer | E3 | TRC BC Ratio | 0 | 0 | 0 | 0 | 0 | 0 | 0 | 0 | 0 | 0 | 0 | 0 | 0 | 0 | 0 | 0 | 0 | 0 | 0 | 0 | 0 | 0 | 0 | 0 | 0 | 0 | 0 | 0 | 0 | 0 | 0
F2_Commercial_Healthcare_Existing_Food Preparation_Natural Gas_Fryer_E4 | F2 | Commercial | Healthcare | Existing | Food Preparation | Natural Gas | Fryer | E4 | TRC BC Ratio | 0 | 0 | 0 | 0 | 0 | 0 | 0 | 0 | 0 | 0 | 0 | 0 | 0 | 0 | 0 | 0 | 0 | 0 | 0 | 0 | 0 | 0 | 0 | 0 | 0 | 0 | 0 | 0 | 0 | 0 | 0
F2_Commercial_Healthcare_Existing_Food Preparation_Natural Gas_Fryer_E5 | F2 | Commercial | Healthcare | Existing | Food Preparation | Natural Gas | Fryer | E5 | TRC BC Ratio | 0 | 0 | 0 | 0 | 0 | 0 | 0 | 0 | 0 | 0 | 0 | 0 | 0 | 0 | 0 | 0 | 0 | 0 | 0 | 0 | 0 | 0 | 0 | 0 | 0 | 0 | 0 | 0 | 0 | 0 | 0
F2_Commercial_Healthcare_Existing_Food Preparation_Natural Gas_Fryer_E6 | F2 | Commercial | Healthcare | Existing | Food Preparation | Natural Gas | Fryer | E6 | TRC BC Ratio | 0 | 0 | 0 | 0 | 0 | 0 | 0 | 0 | 0 | 0 | 0 | 0 | 0 | 0 | 0 | 0 | 0 | 0 | 0 | 0 | 0 | 0 | 0 | 0 | 0 | 0 | 0 | 0 | 0 | 0 | 0
F2_Commercial_Healthcare_Existing_Food Preparation_Natural Gas_Fryer_E7 | F2 | Commercial | Healthcare | Existing | Food Preparation | Natural Gas | Fryer | E7 | TRC BC Ratio | 0 | 0 | 0 | 0 | 0 | 0 | 0 | 0 | 0 | 0 | 0 | 0 | 0 | 0 | 0 | 0 | 0 | 0 | 0 | 0 | 0 | 0 | 0 | 0 | 0 | 0 | 0 | 0 | 0 | 0 | 0
F2_Commercial_Healthcare_Existing_Food Preparation_Natural Gas_Fryer_E8 | F2 | Commercial | Healthcare | Existing | Food Preparation | Natural Gas | Fryer | E8 | TRC BC Ratio | 0 | 0 | 0 | 0 | 0 | 0 | 0 | 0 | 0 | 0 | 0 | 0 | 0 | 0 | 0 | 0 | 0 | 0 | 0 | 0 | 0 | 0 | 0 | 0 | 0 | 0 | 0 | 0 | 0 | 0 | 0
F2_Commercial_Healthcare_Existing_Food Preparation_Natural Gas_Fryer_E9 | F2 | Commercial | Healthcare | Existing | Food Preparation | Natural Gas | Fryer | E9 | TRC BC Ratio | 0 | 0 | 0 | 0 | 0 | 0 | 0 | 0 | 0 | 0 | 0 | 0 | 0 | 0 | 0 | 0 | 0 | 0 | 0 | 0 | 0 | 0 | 0 | 0 | 0 | 0 | 0 | 0 | 0 | 0 | 0
F2_Commercial_Healthcare_Existing_Food Preparation_Natural Gas_Fryer_E10 | F2 | Commercial | Healthcare | Existing | Food Preparation | Natural Gas | Fryer | E10 | TRC BC Ratio | 0 | 0 | 0 | 0 | 0 | 0 | 0 | 0 | 0 | 0 | 0 | 0 | 0 | 0 | 0 | 0 | 0 | 0 | 0 | 0 | 0 | 0 | 0 | 0 | 0 | 0 | 0 | 0 | 0 | 0 | 0
F3_Commercial_Healthcare_Existing_Food Preparation_Natural Gas_Fryer_E1 | F3 | Commercial | Healthcare | Existing | Food Preparation | Natural Gas | Fryer | E1 | PACT BC Ratio | 0.9 | 0.9 | 0.9 | 0 | 0 | 0 | 0 | 0 | 0 | 0 | 0 | 0 | 0 | 0 | 0 | 0 | 0 | 0 | 0 | 0 | 0 | 0 | 0 | 0 | 0 | 0 | 0 | 0 | 0 | 0 | 0
F3_Commercial_Healthcare_Existing_Food Preparation_Natural Gas_Fryer_E2 | F3 | Commercial | Healthcare | Existing | Food Preparation | Natural Gas | Fryer | E2 | PACT BC Ratio | 1.4526 | 1.4846 | 1.5103 | 0.9 | 0.9 | 0.9 | 0.9 | 0.9 | 0.9 | 0.9 | 0.9 | 0.9 | 0.9 | 0.9 | 0.9 | 0.9 | 0.9 | 0.9 | 0.9 | 0.9 | 0.9 | 0.9 | 0.9 | 0.9 | 0.9 | 0.9 | 0.9 | 0.9 | 0.9 | 0.9 | 0.9
F3_Commercial_Healthcare_Existing_Food Preparation_Natural Gas_Fryer_E3 | F3 | Commercial | Healthcare | Existing | Food Preparation | Natural Gas | Fryer | E3 | PACT BC Ratio | 0 | 0 | 0 | 0 | 0 | 0 | 0 | 0 | 0 | 0 | 0 | 0 | 0 | 0 | 0 | 0 | 0 | 0 | 0 | 0 | 0 | 0 | 0 | 0 | 0 | 0 | 0 | 0 | 0 | 0 | 0
F3_Commercial_Healthcare_Existing_Food Preparation_Natural Gas_Fryer_E4 | F3 | Commercial | Healthcare | Existing | Food Preparation | Natural Gas | Fryer | E4 | PACT BC Ratio | 0 | 0 | 0 | 0 | 0 | 0 | 0 | 0 | 0 | 0 | 0 | 0 | 0 | 0 | 0 | 0 | 0 | 0 | 0 | 0 | 0 | 0 | 0 | 0 | 0 | 0 | 0 | 0 | 0 | 0 | 0
F3_Commercial_Healthcare_Existing_Food Preparation_Natural Gas_Fryer_E5 | F3 | Commercial | Healthcare | Existing | Food Preparation | Natural Gas | Fryer | E5 | PACT BC Ratio | 0 | 0 | 0 | 0 | 0 | 0 | 0 | 0 | 0 | 0 | 0 | 0 | 0 | 0 | 0 | 0 | 0 | 0 | 0 | 0 | 0 | 0 | 0 | 0 | 0 | 0 | 0 | 0 | 0 | 0 | 0
F3_Commercial_Healthcare_Existing_Food Preparation_Natural Gas_Fryer_E6 | F3 | Commercial | Healthcare | Existing | Food Preparation | Natural Gas | Fryer | E6 | PACT BC Ratio | 0 | 0 | 0 | 0 | 0 | 0 | 0 | 0 | 0 | 0 | 0 | 0 | 0 | 0 | 0 | 0 | 0 | 0 | 0 | 0 | 0 | 0 | 0 | 0 | 0 | 0 | 0 | 0 | 0 | 0 | 0
F3_Commercial_Healthcare_Existing_Food Preparation_Natural Gas_Fryer_E7 | F3 | Commercial | Healthcare | Existing | Food Preparation | Natural Gas | Fryer | E7 | PACT BC Ratio | 0 | 0 | 0 | 0 | 0 | 0 | 0 | 0 | 0 | 0 | 0 | 0 | 0 | 0 | 0 | 0 | 0 | 0 | 0 | 0 | 0 | 0 | 0 | 0 | 0 | 0 | 0 | 0 | 0 | 0 | 0
F3_Commercial_Healthcare_Existing_Food Preparation_Natural Gas_Fryer_E8 | F3 | Commercial | Healthcare | Existing | Food Preparation | Natural Gas | Fryer | E8 | PACT BC Ratio | 0 | 0 | 0 | 0 | 0 | 0 | 0 | 0 | 0 | 0 | 0 | 0 | 0 | 0 | 0 | 0 | 0 | 0 | 0 | 0 | 0 | 0 | 0 | 0 | 0 | 0 | 0 | 0 | 0 | 0 | 0
F3_Commercial_Healthcare_Existing_Food Preparation_Natural Gas_Fryer_E9 | F3 | Commercial | Healthcare | Existing | Food Preparation | Natural Gas | Fryer | E9 | PACT BC Ratio | 0 | 0 | 0 | 0 | 0 | 0 | 0 | 0 | 0 | 0 | 0 | 0 | 0 | 0 | 0 | 0 | 0 | 0 | 0 | 0 | 0 | 0 | 0 | 0 | 0 | 0 | 0 | 0 | 0 | 0 | 0
F3_Commercial_Healthcare_Existing_Food Preparation_Natural Gas_Fryer_E10 | F3 | Commercial | Healthcare | Existing | Food Preparation | Natural Gas | Fryer | E10 | PACT BC Ratio | 0 | 0 | 0 | 0 | 0 | 0 | 0 | 0 | 0 | 0 | 0 | 0 | 0 | 0 | 0 | 0 | 0 | 0 | 0 | 0 | 0 | 0 | 0 | 0 | 0 | 0 | 0 | 0 | 0 | 0 | 0
F4_Commercial_Healthcare_Existing_Food Preparation_Natural Gas_Fryer_E1 | F4 | Commercial | Healthcare | Existing | Food Preparation | Natural Gas | Fryer | E1 | PCT BC Ratio | 0.9 | 0.9 | 0.9 | 0 | 0 | 0 | 0 | 0 | 0 | 0 | 0 | 0 | 0 | 0 | 0 | 0 | 0 | 0 | 0 | 0 | 0 | 0 | 0 | 0 | 0 | 0 | 0 | 0 | 0 | 0 | 0
F4_Commercial_Healthcare_Existing_Food Preparation_Natural Gas_Fryer_E2 | F4 | Commercial | Healthcare | Existing | Food Preparation | Natural Gas | Fryer | E2 | PCT BC Ratio | 4.6546 | 4.7351 | 4.7997 | 0.9 | 0.9 | 0.9 | 0.9 | 0.9 | 0.9 | 0.9 | 0.9 | 0.9 | 0.9 | 0.9 | 0.9 | 0.9 | 0.9 | 0.9 | 0.9 | 0.9 | 0.9 | 0.9 | 0.9 | 0.9 | 0.9 | 0.9 | 0.9 | 0.9 | 0.9 | 0.9 | 0.9
F4_Commercial_Healthcare_Existing_Food Preparation_Natural Gas_Fryer_E3 | F4 | Commercial | Healthcare | Existing | Food Preparation | Natural Gas | Fryer | E3 | PCT BC Ratio | 0 | 0 | 0 | 0 | 0 | 0 | 0 | 0 | 0 | 0 | 0 | 0 | 0 | 0 | 0 | 0 | 0 | 0 | 0 | 0 | 0 | 0 | 0 | 0 | 0 | 0 | 0 | 0 | 0 | 0 | 0
F4_Commercial_Healthcare_Existing_Food Preparation_Natural Gas_Fryer_E4 | F4 | Commercial | Healthcare | Existing | Food Preparation | Natural Gas | Fryer | E4 | PCT BC Ratio | 0 | 0 | 0 | 0 | 0 | 0 | 0 | 0 | 0 | 0 | 0 | 0 | 0 | 0 | 0 | 0 | 0 | 0 | 0 | 0 | 0 | 0 | 0 | 0 | 0 | 0 | 0 | 0 | 0 | 0 | 0
F4_Commercial_Healthcare_Existing_Food Preparation_Natural Gas_Fryer_E5 | F4 | Commercial | Healthcare | Existing | Food Preparation | Natural Gas | Fryer | E5 | PCT BC Ratio | 0 | 0 | 0 | 0 | 0 | 0 | 0 | 0 | 0 | 0 | 0 | 0 | 0 | 0 | 0 | 0 | 0 | 0 | 0 | 0 | 0 | 0 | 0 | 0 | 0 | 0 | 0 | 0 | 0 | 0 | 0
F4_Commercial_Healthcare_Existing_Food Preparation_Natural Gas_Fryer_E6 | F4 | Commercial | Healthcare | Existing | Food Preparation | Natural Gas | Fryer | E6 | PCT BC Ratio | 0 | 0 | 0 | 0 | 0 | 0 | 0 | 0 | 0 | 0 | 0 | 0 | 0 | 0 | 0 | 0 | 0 | 0 | 0 | 0 | 0 | 0 | 0 | 0 | 0 | 0 | 0 | 0 | 0 | 0 | 0
F4_Commercial_Healthcare_Existing_Food Preparation_Natural Gas_Fryer_E7 | F4 | Commercial | Healthcare | Existing | Food Preparation | Natural Gas | Fryer | E7 | PCT BC Ratio | 0 | 0 | 0 | 0 | 0 | 0 | 0 | 0 | 0 | 0 | 0 | 0 | 0 | 0 | 0 | 0 | 0 | 0 | 0 | 0 | 0 | 0 | 0 | 0 | 0 | 0 | 0 | 0 | 0 | 0 | 0
F4_Commercial_Healthcare_Existing_Food Preparation_Natural Gas_Fryer_E8 | F4 | Commercial | Healthcare | Existing | Food Preparation | Natural Gas | Fryer | E8 | PCT BC Ratio | 0 | 0 | 0 | 0 | 0 | 0 | 0 | 0 | 0 | 0 | 0 | 0 | 0 | 0 | 0 | 0 | 0 | 0 | 0 | 0 | 0 | 0 | 0 | 0 | 0 | 0 | 0 | 0 | 0 | 0 | 0
F4_Commercial_Healthcare_Existing_Food Preparation_Natural Gas_Fryer_E9 | F4 | Commercial | Healthcare | Existing | Food Preparation | Natural Gas | Fryer | E9 | PCT BC Ratio | 0 | 0 | 0 | 0 | 0 | 0 | 0 | 0 | 0 | 0 | 0 | 0 | 0 | 0 | 0 | 0 | 0 | 0 | 0 | 0 | 0 | 0 | 0 | 0 | 0 | 0 | 0 | 0 | 0 | 0 | 0
F4_Commercial_Healthcare_Existing_Food Preparation_Natural Gas_Fryer_E10 | F4 | Commercial | Healthcare | Existing | Food Preparation | Natural Gas | Fryer | E10 | PCT BC Ratio | 0 | 0 | 0 | 0 | 0 | 0 | 0 | 0 | 0 | 0 | 0 | 0 | 0 | 0 | 0 | 0 | 0 | 0 | 0 | 0 | 0 | 0 | 0 | 0 | 0 | 0 | 0 | 0 | 0 | 0 | 0
F5_Commercial_Healthcare_Existing_Food Preparation_Natural Gas_Fryer_E1 | F5 | Commercial | Healthcare | Existing | Food Preparation | Natural Gas | Fryer | E1 | RIM BC Ratio | 0.9 | 0.9 | 0.9 | 0 | 0 | 0 | 0 | 0 | 0 | 0 | 0 | 0 | 0 | 0 | 0 | 0 | 0 | 0 | 0 | 0 | 0 | 0 | 0 | 0 | 0 | 0 | 0 | 0 | 0 | 0 | 0
F5_Commercial_Healthcare_Existing_Food Preparation_Natural Gas_Fryer_E2 | F5 | Commercial | Healthcare | Existing | Food Preparation | Natural Gas | Fryer | E2 | RIM BC Ratio | 0.53008 | 0.53428 | 0.53758 | 0.9 | 0.9 | 0.9 | 0.9 | 0.9 | 0.9 | 0.9 | 0.9 | 0.9 | 0.9 | 0.9 | 0.9 | 0.9 | 0.9 | 0.9 | 0.9 | 0.9 | 0.9 | 0.9 | 0.9 | 0.9 | 0.9 | 0.9 | 0.9 | 0.9 | 0.9 | 0.9 | 0.9
F5_Commercial_Healthcare_Existing_Food Preparation_Natural Gas_Fryer_E3 | F5 | Commercial | Healthcare | Existing | Food Preparation | Natural Gas | Fryer | E3 | RIM BC Ratio | 0 | 0 | 0 | 0 | 0 | 0 | 0 | 0 | 0 | 0 | 0 | 0 | 0 | 0 | 0 | 0 | 0 | 0 | 0 | 0 | 0 | 0 | 0 | 0 | 0 | 0 | 0 | 0 | 0 | 0 | 0
F5_Commercial_Healthcare_Existing_Food Preparation_Natural Gas_Fryer_E4 | F5 | Commercial | Healthcare | Existing | Food Preparation | Natural Gas | Fryer | E4 | RIM BC Ratio | 0 | 0 | 0 | 0 | 0 | 0 | 0 | 0 | 0 | 0 | 0 | 0 | 0 | 0 | 0 | 0 | 0 | 0 | 0 | 0 | 0 | 0 | 0 | 0 | 0 | 0 | 0 | 0 | 0 | 0 | 0
F5_Commercial_Healthcare_Existing_Food Preparation_Natural Gas_Fryer_E5 | F5 | Commercial | Healthcare | Existing | Food Preparation | Natural Gas | Fryer | E5 | RIM BC Ratio | 0 | 0 | 0 | 0 | 0 | 0 | 0 | 0 | 0 | 0 | 0 | 0 | 0 | 0 | 0 | 0 | 0 | 0 | 0 | 0 | 0 | 0 | 0 | 0 | 0 | 0 | 0 | 0 | 0 | 0 | 0
F5_Commercial_Healthcare_Existing_Food Preparation_Natural Gas_Fryer_E6 | F5 | Commercial | Healthcare | Existing | Food Preparation | Natural Gas | Fryer | E6 | RIM BC Ratio | 0 | 0 | 0 | 0 | 0 | 0 | 0 | 0 | 0 | 0 | 0 | 0 | 0 | 0 | 0 | 0 | 0 | 0 | 0 | 0 | 0 | 0 | 0 | 0 | 0 | 0 | 0 | 0 | 0 | 0 | 0
F5_Commercial_Healthcare_Existing_Food Preparation_Natural Gas_Fryer_E7 | F5 | Commercial | Healthcare | Existing | Food Preparation | Natural Gas | Fryer | E7 | RIM BC Ratio | 0 | 0 | 0 | 0 | 0 | 0 | 0 | 0 | 0 | 0 | 0 | 0 | 0 | 0 | 0 | 0 | 0 | 0 | 0 | 0 | 0 | 0 | 0 | 0 | 0 | 0 | 0 | 0 | 0 | 0 | 0
F5_Commercial_Healthcare_Existing_Food Preparation_Natural Gas_Fryer_E8 | F5 | Commercial | Healthcare | Existing | Food Preparation | Natural Gas | Fryer | E8 | RIM BC Ratio | 0 | 0 | 0 | 0 | 0 | 0 | 0 | 0 | 0 | 0 | 0 | 0 | 0 | 0 | 0 | 0 | 0 | 0 | 0 | 0 | 0 | 0 | 0 | 0 | 0 | 0 | 0 | 0 | 0 | 0 | 0
F5_Commercial_Healthcare_Existing_Food Preparation_Natural Gas_Fryer_E9 | F5 | Commercial | Healthcare | Existing | Food Preparation | Natural Gas | Fryer | E9 | RIM BC Ratio | 0 | 0 | 0 | 0 | 0 | 0 | 0 | 0 | 0 | 0 | 0 | 0 | 0 | 0 | 0 | 0 | 0 | 0 | 0 | 0 | 0 | 0 | 0 | 0 | 0 | 0 | 0 | 0 | 0 | 0 | 0
F5_Commercial_Healthcare_Existing_Food Preparation_Natural Gas_Fryer_E10 | F5 | Commercial | Healthcare | Existing | Food Preparation | Natural Gas | Fryer | E10 | RIM BC Ratio | 0 | 0 | 0 | 0 | 0 | 0 | 0 | 0 | 0 | 0 | 0 | 0 | 0 | 0 | 0 | 0 | 0 | 0 | 0 | 0 | 0 | 0 | 0 | 0 | 0 | 0 | 0 | 0 | 0 | 0 | 0
F0_Commercial_Healthcare_Existing_Food Preparation_Natural Gas_Broiler_E0 | F0 | Commercial | Healthcare | Existing | Food Preparation | Natural Gas | Broiler | E0 | Economic Unit | Infrared Burners | Infrared Burners | Infrared Burners | Infrared Burners | Infrared Burners | Infrared Burners | Infrared Burners | Infrared Burners | Infrared Burners | Infrared Burners | Infrared Burners | Infrared Burners | Infrared Burners | Infrared Burners | Infrared Burners | Infrared Burners | Infrared Burners | Infrared Burners | Infrared Burners | Infrared Burners | Infrared Burners | Infrared Burners | Infrared Burners | Standard | Standard | Standard | Standard | Standard | Standard | Standard | Standard
F1_Commercial_Healthcare_Existing_Food Preparation_Natural Gas_Broiler_E1 | F1 | Commercial | Healthcare | Existing | Food Preparation | Natural Gas | Broiler | E1 | CCE | 0 | 0 | 0 | 0 | 0 | 0 | 0 | 0 | 0 | 0 | 0 | 0 | 0 | 0 | 0 | 0 | 0 | 0 | 0 | 0 | 0 | 0 | 0 | 0 | 0 | 0 | 0 | 0 | 0 | 0 | 0
F1_Commercial_Healthcare_Existing_Food Preparation_Natural Gas_Broiler_E2 | F1 | Commercial | Healthcare | Existing | Food Preparation | Natural Gas | Broiler | E2 | CCE | 0.0095007 | 0.0091336 | 0.0091772 | 0.0092731 | 0.0092731 | 0.0092731 | 0.0092731 | 0.0092731 | 0.0092731 | 0.0092731 | 0.0092731 | 0.0092731 | 0.0092731 | 0.0092731 | 0.0092731 | 0.0092731 | 0.0092731 | 0.0092731 | 0.0092731 | 0.0092731 | 0.0092731 | 0.0092731 | 0.0092731 | 0.0092731 | 0.0092731 | 0.0092731 | 0.0092731 | 0.0092731 | 0.0092731 | 0.0092731 | 0.0092731
F1_Commercial_Healthcare_Existing_Food Preparation_Natural Gas_Broiler_E3 | F1 | Commercial | Healthcare | Existing | Food Preparation | Natural Gas | Broiler | E3 | CCE | 0 | 0 | 0 | 0 | 0 | 0 | 0 | 0 | 0 | 0 | 0 | 0 | 0 | 0 | 0 | 0 | 0 | 0 | 0 | 0 | 0 | 0 | 0 | 0 | 0 | 0 | 0 | 0 | 0 | 0 | 0
F1_Commercial_Healthcare_Existing_Food Preparation_Natural Gas_Broiler_E4 | F1 | Commercial | Healthcare | Existing | Food Preparation | Natural Gas | Broiler | E4 | CCE | 0 | 0 | 0 | 0 | 0 | 0 | 0 | 0 | 0 | 0 | 0 | 0 | 0 | 0 | 0 | 0 | 0 | 0 | 0 | 0 | 0 | 0 | 0 | 0 | 0 | 0 | 0 | 0 | 0 | 0 | 0
F1_Commercial_Healthcare_Existing_Food Preparation_Natural Gas_Broiler_E5 | F1 | Commercial | Healthcare | Existing | Food Preparation | Natural Gas | Broiler | E5 | CCE | 0 | 0 | 0 | 0 | 0 | 0 | 0 | 0 | 0 | 0 | 0 | 0 | 0 | 0 | 0 | 0 | 0 | 0 | 0 | 0 | 0 | 0 | 0 | 0 | 0 | 0 | 0 | 0 | 0 | 0 | 0
F1_Commercial_Healthcare_Existing_Food Preparation_Natural Gas_Broiler_E6 | F1 | Commercial | Healthcare | Existing | Food Preparation | Natural Gas | Broiler | E6 | CCE | 0 | 0 | 0 | 0 | 0 | 0 | 0 | 0 | 0 | 0 | 0 | 0 | 0 | 0 | 0 | 0 | 0 | 0 | 0 | 0 | 0 | 0 | 0 | 0 | 0 | 0 | 0 | 0 | 0 | 0 | 0
F1_Commercial_Healthcare_Existing_Food Preparation_Natural Gas_Broiler_E7 | F1 | Commercial | Healthcare | Existing | Food Preparation | Natural Gas | Broiler | E7 | CCE | 0 | 0 | 0 | 0 | 0 | 0 | 0 | 0 | 0 | 0 | 0 | 0 | 0 | 0 | 0 | 0 | 0 | 0 | 0 | 0 | 0 | 0 | 0 | 0 | 0 | 0 | 0 | 0 | 0 | 0 | 0
F1_Commercial_Healthcare_Existing_Food Preparation_Natural Gas_Broiler_E8 | F1 | Commercial | Healthcare | Existing | Food Preparation | Natural Gas | Broiler | E8 | CCE | 0 | 0 | 0 | 0 | 0 | 0 | 0 | 0 | 0 | 0 | 0 | 0 | 0 | 0 | 0 | 0 | 0 | 0 | 0 | 0 | 0 | 0 | 0 | 0 | 0 | 0 | 0 | 0 | 0 | 0 | 0
F1_Commercial_Healthcare_Existing_Food Preparation_Natural Gas_Broiler_E9 | F1 | Commercial | Healthcare | Existing | Food Preparation | Natural Gas | Broiler | E9 | CCE | 0 | 0 | 0 | 0 | 0 | 0 | 0 | 0 | 0 | 0 | 0 | 0 | 0 | 0 | 0 | 0 | 0 | 0 | 0 | 0 | 0 | 0 | 0 | 0 | 0 | 0 | 0 | 0 | 0 | 0 | 0
F1_Commercial_Healthcare_Existing_Food Preparation_Natural Gas_Broiler_E10 | F1 | Commercial | Healthcare | Existing | Food Preparation | Natural Gas | Broiler | E10 | CCE | 0 | 0 | 0 | 0 | 0 | 0 | 0 | 0 | 0 | 0 | 0 | 0 | 0 | 0 | 0 | 0 | 0 | 0 | 0 | 0 | 0 | 0 | 0 | 0 | 0 | 0 | 0 | 0 | 0 | 0 | 0
F2_Commercial_Healthcare_Existing_Food Preparation_Natural Gas_Broiler_E1 | F2 | Commercial | Healthcare | Existing | Food Preparation | Natural Gas | Broiler | E1 | TRC BC Ratio | 0.9 | 0.9 | 0.9 | 0.9 | 0.9 | 0.9 | 0.9 | 0.9 | 0.9 | 0.9 | 0.9 | 0.9 | 0.9 | 0.9 | 0.9 | 0.9 | 0.9 | 0.9 | 0.9 | 0.9 | 0.9 | 0.9 | 0.9 | 0.9 | 0.9 | 0.9 | 0.9 | 0.9 | 0.9 | 0.9 | 0.9
F2_Commercial_Healthcare_Existing_Food Preparation_Natural Gas_Broiler_E2 | F2 | Commercial | Healthcare | Existing | Food Preparation | Natural Gas | Broiler | E2 | TRC BC Ratio | 1.0817 | 1.0984 | 1.1105 | 1.1043 | 1.1054 | 1.0419 | 0.98943 | 0.96011 | 0.94795 | 0.98308 | 1.0292 | 1.0775 | 0.98953 | 1.0482 | 1.0518 | 1.0465 | 1.0475 | 1.0507 | 1.0307 | 1.0428 | 1.0509 | 1.0624 | 1.0772 | 0.54026 | 0.52971 | 0.5198 | 0.51043 | 0.50152 | 0.49298 | 0.48476 | 0.4768
F2_Commercial_Healthcare_Existing_Food Preparation_Natural Gas_Broiler_E3 | F2 | Commercial | Healthcare | Existing | Food Preparation | Natural Gas | Broiler | E3 | TRC BC Ratio | 0 | 0 | 0 | 0 | 0 | 0 | 0 | 0 | 0 | 0 | 0 | 0 | 0 | 0 | 0 | 0 | 0 | 0 | 0 | 0 | 0 | 0 | 0 | 0 | 0 | 0 | 0 | 0 | 0 | 0 | 0
F2_Commercial_Healthcare_Existing_Food Preparation_Natural Gas_Broiler_E4 | F2 | Commercial | Healthcare | Existing | Food Preparation | Natural Gas | Broiler | E4 | TRC BC Ratio | 0 | 0 | 0 | 0 | 0 | 0 | 0 | 0 | 0 | 0 | 0 | 0 | 0 | 0 | 0 | 0 | 0 | 0 | 0 | 0 | 0 | 0 | 0 | 0 | 0 | 0 | 0 | 0 | 0 | 0 | 0
F2_Commercial_Healthcare_Existing_Food Preparation_Natural Gas_Broiler_E5 | F2 | Commercial | Healthcare | Existing | Food Preparation | Natural Gas | Broiler | E5 | TRC BC Ratio | 0 | 0 | 0 | 0 | 0 | 0 | 0 | 0 | 0 | 0 | 0 | 0 | 0 | 0 | 0 | 0 | 0 | 0 | 0 | 0 | 0 | 0 | 0 | 0 | 0 | 0 | 0 | 0 | 0 | 0 | 0
F2_Commercial_Healthcare_Existing_Food Preparation_Natural Gas_Broiler_E6 | F2 | Commercial | Healthcare | Existing | Food Preparation | Natural Gas | Broiler | E6 | TRC BC Ratio | 0 | 0 | 0 | 0 | 0 | 0 | 0 | 0 | 0 | 0 | 0 | 0 | 0 | 0 | 0 | 0 | 0 | 0 | 0 | 0 | 0 | 0 | 0 | 0 | 0 | 0 | 0 | 0 | 0 | 0 | 0
F2_Commercial_Healthcare_Existing_Food Preparation_Natural Gas_Broiler_E7 | F2 | Commercial | Healthcare | Existing | Food Preparation | Natural Gas | Broiler | E7 | TRC BC Ratio | 0 | 0 | 0 | 0 | 0 | 0 | 0 | 0 | 0 | 0 | 0 | 0 | 0 | 0 | 0 | 0 | 0 | 0 | 0 | 0 | 0 | 0 | 0 | 0 | 0 | 0 | 0 | 0 | 0 | 0 | 0
F2_Commercial_Healthcare_Existing_Food Preparation_Natural Gas_Broiler_E8 | F2 | Commercial | Healthcare | Existing | Food Preparation | Natural Gas | Broiler | E8 | TRC BC Ratio | 0 | 0 | 0 | 0 | 0 | 0 | 0 | 0 | 0 | 0 | 0 | 0 | 0 | 0 | 0 | 0 | 0 | 0 | 0 | 0 | 0 | 0 | 0 | 0 | 0 | 0 | 0 | 0 | 0 | 0 | 0
F2_Commercial_Healthcare_Existing_Food Preparation_Natural Gas_Broiler_E9 | F2 | Commercial | Healthcare | Existing | Food Preparation | Natural Gas | Broiler | E9 | TRC BC Ratio | 0 | 0 | 0 | 0 | 0 | 0 | 0 | 0 | 0 | 0 | 0 | 0 | 0 | 0 | 0 | 0 | 0 | 0 | 0 | 0 | 0 | 0 | 0 | 0 | 0 | 0 | 0 | 0 | 0 | 0 | 0
F2_Commercial_Healthcare_Existing_Food Preparation_Natural Gas_Broiler_E10 | F2 | Commercial | Healthcare | Existing | Food Preparation | Natural Gas | Broiler | E10 | TRC BC Ratio | 0 | 0 | 0 | 0 | 0 | 0 | 0 | 0 | 0 | 0 | 0 | 0 | 0 | 0 | 0 | 0 | 0 | 0 | 0 | 0 | 0 | 0 | 0 | 0 | 0 | 0 | 0 | 0 | 0 | 0 | 0
F3_Commercial_Healthcare_Existing_Food Preparation_Natural Gas_Broiler_E1 | F3 | Commercial | Healthcare | Existing | Food Preparation | Natural Gas | Broiler | E1 | PACT BC Ratio | 0.9 | 0.9 | 0.9 | 0.9 | 0.9 | 0.9 | 0.9 | 0.9 | 0.9 | 0.9 | 0.9 | 0.9 | 0.9 | 0.9 | 0.9 | 0.9 | 0.9 | 0.9 | 0.9 | 0.9 | 0.9 | 0.9 | 0.9 | 0.9 | 0.9 | 0.9 | 0.9 | 0.9 | 0.9 | 0.9 | 0.9
F3_Commercial_Healthcare_Existing_Food Preparation_Natural Gas_Broiler_E2 | F3 | Commercial | Healthcare | Existing | Food Preparation | Natural Gas | Broiler | E2 | PACT BC Ratio | 1.3418 | 1.3625 | 1.3776 | 1.3699 | 1.3713 | 1.2925 | 1.2274 | 1.191 | 1.1759 | 1.2195 | 1.2768 | 1.3366 | 1.2275 | 1.3003 | 1.3048 | 1.2982 | 1.2994 | 1.3034 | 1.2785 | 1.2936 | 1.3037 | 1.318 | 1.3363 | 0.6702 | 0.65711 | 0.64482 | 0.6332 | 0.62214 | 0.61155 | 0.60135 | 0.59148
F3_Commercial_Healthcare_Existing_Food Preparation_Natural Gas_Broiler_E3 | F3 | Commercial | Healthcare | Existing | Food Preparation | Natural Gas | Broiler | E3 | PACT BC Ratio | 0 | 0 | 0 | 0 | 0 | 0 | 0 | 0 | 0 | 0 | 0 | 0 | 0 | 0 | 0 | 0 | 0 | 0 | 0 | 0 | 0 | 0 | 0 | 0 | 0 | 0 | 0 | 0 | 0 | 0 | 0
F3_Commercial_Healthcare_Existing_Food Preparation_Natural Gas_Broiler_E4 | F3 | Commercial | Healthcare | Existing | Food Preparation | Natural Gas | Broiler | E4 | PACT BC Ratio | 0 | 0 | 0 | 0 | 0 | 0 | 0 | 0 | 0 | 0 | 0 | 0 | 0 | 0 | 0 | 0 | 0 | 0 | 0 | 0 | 0 | 0 | 0 | 0 | 0 | 0 | 0 | 0 | 0 | 0 | 0
F3_Commercial_Healthcare_Existing_Food Preparation_Natural Gas_Broiler_E5 | F3 | Commercial | Healthcare | Existing | Food Preparation | Natural Gas | Broiler | E5 | PACT BC Ratio | 0 | 0 | 0 | 0 | 0 | 0 | 0 | 0 | 0 | 0 | 0 | 0 | 0 | 0 | 0 | 0 | 0 | 0 | 0 | 0 | 0 | 0 | 0 | 0 | 0 | 0 | 0 | 0 | 0 | 0 | 0
F3_Commercial_Healthcare_Existing_Food Preparation_Natural Gas_Broiler_E6 | F3 | Commercial | Healthcare | Existing | Food Preparation | Natural Gas | Broiler | E6 | PACT BC Ratio | 0 | 0 | 0 | 0 | 0 | 0 | 0 | 0 | 0 | 0 | 0 | 0 | 0 | 0 | 0 | 0 | 0 | 0 | 0 | 0 | 0 | 0 | 0 | 0 | 0 | 0 | 0 | 0 | 0 | 0 | 0
F3_Commercial_Healthcare_Existing_Food Preparation_Natural Gas_Broiler_E7 | F3 | Commercial | Healthcare | Existing | Food Preparation | Natural Gas | Broiler | E7 | PACT BC Ratio | 0 | 0 | 0 | 0 | 0 | 0 | 0 | 0 | 0 | 0 | 0 | 0 | 0 | 0 | 0 | 0 | 0 | 0 | 0 | 0 | 0 | 0 | 0 | 0 | 0 | 0 | 0 | 0 | 0 | 0 | 0
F3_Commercial_Healthcare_Existing_Food Preparation_Natural Gas_Broiler_E8 | F3 | Commercial | Healthcare | Existing | Food Preparation | Natural Gas | Broiler | E8 | PACT BC Ratio | 0 | 0 | 0 | 0 | 0 | 0 | 0 | 0 | 0 | 0 | 0 | 0 | 0 | 0 | 0 | 0 | 0 | 0 | 0 | 0 | 0 | 0 | 0 | 0 | 0 | 0 | 0 | 0 | 0 | 0 | 0
F3_Commercial_Healthcare_Existing_Food Preparation_Natural Gas_Broiler_E9 | F3 | Commercial | Healthcare | Existing | Food Preparation | Natural Gas | Broiler | E9 | PACT BC Ratio | 0 | 0 | 0 | 0 | 0 | 0 | 0 | 0 | 0 | 0 | 0 | 0 | 0 | 0 | 0 | 0 | 0 | 0 | 0 | 0 | 0 | 0 | 0 | 0 | 0 | 0 | 0 | 0 | 0 | 0 | 0
F3_Commercial_Healthcare_Existing_Food Preparation_Natural Gas_Broiler_E10 | F3 | Commercial | Healthcare | Existing | Food Preparation | Natural Gas | Broiler | E10 | PACT BC Ratio | 0 | 0 | 0 | 0 | 0 | 0 | 0 | 0 | 0 | 0 | 0 | 0 | 0 | 0 | 0 | 0 | 0 | 0 | 0 | 0 | 0 | 0 | 0 | 0 | 0 | 0 | 0 | 0 | 0 | 0 | 0
F4_Commercial_Healthcare_Existing_Food Preparation_Natural Gas_Broiler_E1 | F4 | Commercial | Healthcare | Existing | Food Preparation | Natural Gas | Broiler | E1 | PCT BC Ratio | 0.9 | 0.9 | 0.9 | 0.9 | 0.9 | 0.9 | 0.9 | 0.9 | 0.9 | 0.9 | 0.9 | 0.9 | 0.9 | 0.9 | 0.9 | 0.9 | 0.9 | 0.9 | 0.9 | 0.9 | 0.9 | 0.9 | 0.9 | 0.9 | 0.9 | 0.9 | 0.9 | 0.9 | 0.9 | 0.9 | 0.9
F4_Commercial_Healthcare_Existing_Food Preparation_Natural Gas_Broiler_E2 | F4 | Commercial | Healthcare | Existing | Food Preparation | Natural Gas | Broiler | E2 | PCT BC Ratio | 2.9075 | 2.9421 | 2.9672 | 2.9544 | 2.9567 | 2.8251 | 2.7162 | 2.6554 | 2.6302 | 2.703 | 2.7987 | 2.8987 | 2.7164 | 2.8381 | 2.8455 | 2.8346 | 2.8366 | 2.8433 | 2.8017 | 2.8268 | 2.8437 | 2.8676 | 2.8982 | 1.7847 | 1.7629 | 1.7423 | 1.7229 | 1.7044 | 1.6867 | 1.6697 | 1.6532
F4_Commercial_Healthcare_Existing_Food Preparation_Natural Gas_Broiler_E3 | F4 | Commercial | Healthcare | Existing | Food Preparation | Natural Gas | Broiler | E3 | PCT BC Ratio | 0 | 0 | 0 | 0 | 0 | 0 | 0 | 0 | 0 | 0 | 0 | 0 | 0 | 0 | 0 | 0 | 0 | 0 | 0 | 0 | 0 | 0 | 0 | 0 | 0 | 0 | 0 | 0 | 0 | 0 | 0
F4_Commercial_Healthcare_Existing_Food Preparation_Natural Gas_Broiler_E4 | F4 | Commercial | Healthcare | Existing | Food Preparation | Natural Gas | Broiler | E4 | PCT BC Ratio | 0 | 0 | 0 | 0 | 0 | 0 | 0 | 0 | 0 | 0 | 0 | 0 | 0 | 0 | 0 | 0 | 0 | 0 | 0 | 0 | 0 | 0 | 0 | 0 | 0 | 0 | 0 | 0 | 0 | 0 | 0
F4_Commercial_Healthcare_Existing_Food Preparation_Natural Gas_Broiler_E5 | F4 | Commercial | Healthcare | Existing | Food Preparation | Natural Gas | Broiler | E5 | PCT BC Ratio | 0 | 0 | 0 | 0 | 0 | 0 | 0 | 0 | 0 | 0 | 0 | 0 | 0 | 0 | 0 | 0 | 0 | 0 | 0 | 0 | 0 | 0 | 0 | 0 | 0 | 0 | 0 | 0 | 0 | 0 | 0
F4_Commercial_Healthcare_Existing_Food Preparation_Natural Gas_Broiler_E6 | F4 | Commercial | Healthcare | Existing | Food Preparation | Natural Gas | Broiler | E6 | PCT BC Ratio | 0 | 0 | 0 | 0 | 0 | 0 | 0 | 0 | 0 | 0 | 0 | 0 | 0 | 0 | 0 | 0 | 0 | 0 | 0 | 0 | 0 | 0 | 0 | 0 | 0 | 0 | 0 | 0 | 0 | 0 | 0
F4_Commercial_Healthcare_Existing_Food Preparation_Natural Gas_Broiler_E7 | F4 | Commercial | Healthcare | Existing | Food Preparation | Natural Gas | Broiler | E7 | PCT BC Ratio | 0 | 0 | 0 | 0 | 0 | 0 | 0 | 0 | 0 | 0 | 0 | 0 | 0 | 0 | 0 | 0 | 0 | 0 | 0 | 0 | 0 | 0 | 0 | 0 | 0 | 0 | 0 | 0 | 0 | 0 | 0
F4_Commercial_Healthcare_Existing_Food Preparation_Natural Gas_Broiler_E8 | F4 | Commercial | Healthcare | Existing | Food Preparation | Natural Gas | Broiler | E8 | PCT BC Ratio | 0 | 0 | 0 | 0 | 0 | 0 | 0 | 0 | 0 | 0 | 0 | 0 | 0 | 0 | 0 | 0 | 0 | 0 | 0 | 0 | 0 | 0 | 0 | 0 | 0 | 0 | 0 | 0 | 0 | 0 | 0
F4_Commercial_Healthcare_Existing_Food Preparation_Natural Gas_Broiler_E9 | F4 | Commercial | Healthcare | Existing | Food Preparation | Natural Gas | Broiler | E9 | PCT BC Ratio | 0 | 0 | 0 | 0 | 0 | 0 | 0 | 0 | 0 | 0 | 0 | 0 | 0 | 0 | 0 | 0 | 0 | 0 | 0 | 0 | 0 | 0 | 0 | 0 | 0 | 0 | 0 | 0 | 0 | 0 | 0
F4_Commercial_Healthcare_Existing_Food Preparation_Natural Gas_Broiler_E10 | F4 | Commercial | Healthcare | Existing | Food Preparation | Natural Gas | Broiler | E10 | PCT BC Ratio | 0 | 0 | 0 | 0 | 0 | 0 | 0 | 0 | 0 | 0 | 0 | 0 | 0 | 0 | 0 | 0 | 0 | 0 | 0 | 0 | 0 | 0 | 0 | 0 | 0 | 0 | 0 | 0 | 0 | 0 | 0
F5_Commercial_Healthcare_Existing_Food Preparation_Natural Gas_Broiler_E1 | F5 | Commercial | Healthcare | Existing | Food Preparation | Natural Gas | Broiler | E1 | RIM BC Ratio | 0.9 | 0.9 | 0.9 | 0.9 | 0.9 | 0.9 | 0.9 | 0.9 | 0.9 | 0.9 | 0.9 | 0.9 | 0.9 | 0.9 | 0.9 | 0.9 | 0.9 | 0.9 | 0.9 | 0.9 | 0.9 | 0.9 | 0.9 | 0.9 | 0.9 | 0.9 | 0.9 | 0.9 | 0.9 | 0.9 | 0.9
F5_Commercial_Healthcare_Existing_Food Preparation_Natural Gas_Broiler_E2 | F5 | Commercial | Healthcare | Existing | Food Preparation | Natural Gas | Broiler | E2 | RIM BC Ratio | 0.51458 | 0.5176 | 0.51976 | 0.51866 | 0.51886 | 0.50717 | 0.49682 | 0.49075 | 0.48817 | 0.49553 | 0.50472 | 0.51381 | 0.49684 | 0.50836 | 0.50904 | 0.50804 | 0.50823 | 0.50884 | 0.505 | 0.50733 | 0.50888 | 0.51103 | 0.51377 | 0.37172 | 0.36766 | 0.36378 | 0.36005 | 0.35645 | 0.35295 | 0.34953 | 0.34617
F5_Commercial_Healthcare_Existing_Food Preparation_Natural Gas_Broiler_E3 | F5 | Commercial | Healthcare | Existing | Food Preparation | Natural Gas | Broiler | E3 | RIM BC Ratio | 0 | 0 | 0 | 0 | 0 | 0 | 0 | 0 | 0 | 0 | 0 | 0 | 0 | 0 | 0 | 0 | 0 | 0 | 0 | 0 | 0 | 0 | 0 | 0 | 0 | 0 | 0 | 0 | 0 | 0 | 0
F5_Commercial_Healthcare_Existing_Food Preparation_Natural Gas_Broiler_E4 | F5 | Commercial | Healthcare | Existing | Food Preparation | Natural Gas | Broiler | E4 | RIM BC Ratio | 0 | 0 | 0 | 0 | 0 | 0 | 0 | 0 | 0 | 0 | 0 | 0 | 0 | 0 | 0 | 0 | 0 | 0 | 0 | 0 | 0 | 0 | 0 | 0 | 0 | 0 | 0 | 0 | 0 | 0 | 0
F5_Commercial_Healthcare_Existing_Food Preparation_Natural Gas_Broiler_E5 | F5 | Commercial | Healthcare | Existing | Food Preparation | Natural Gas | Broiler | E5 | RIM BC Ratio | 0 | 0 | 0 | 0 | 0 | 0 | 0 | 0 | 0 | 0 | 0 | 0 | 0 | 0 | 0 | 0 | 0 | 0 | 0 | 0 | 0 | 0 | 0 | 0 | 0 | 0 | 0 | 0 | 0 | 0 | 0
F5_Commercial_Healthcare_Existing_Food Preparation_Natural Gas_Broiler_E6 | F5 | Commercial | Healthcare | Existing | Food Preparation | Natural Gas | Broiler | E6 | RIM BC Ratio | 0 | 0 | 0 | 0 | 0 | 0 | 0 | 0 | 0 | 0 | 0 | 0 | 0 | 0 | 0 | 0 | 0 | 0 | 0 | 0 | 0 | 0 | 0 | 0 | 0 | 0 | 0 | 0 | 0 | 0 | 0
F5_Commercial_Healthcare_Existing_Food Preparation_Natural Gas_Broiler_E7 | F5 | Commercial | Healthcare | Existing | Food Preparation | Natural Gas | Broiler | E7 | RIM BC Ratio | 0 | 0 | 0 | 0 | 0 | 0 | 0 | 0 | 0 | 0 | 0 | 0 | 0 | 0 | 0 | 0 | 0 | 0 | 0 | 0 | 0 | 0 | 0 | 0 | 0 | 0 | 0 | 0 | 0 | 0 | 0
F5_Commercial_Healthcare_Existing_Food Preparation_Natural Gas_Broiler_E8 | F5 | Commercial | Healthcare | Existing | Food Preparation | Natural Gas | Broiler | E8 | RIM BC Ratio | 0 | 0 | 0 | 0 | 0 | 0 | 0 | 0 | 0 | 0 | 0 | 0 | 0 | 0 | 0 | 0 | 0 | 0 | 0 | 0 | 0 | 0 | 0 | 0 | 0 | 0 | 0 | 0 | 0 | 0 | 0
F5_Commercial_Healthcare_Existing_Food Preparation_Natural Gas_Broiler_E9 | F5 | Commercial | Healthcare | Existing | Food Preparation | Natural Gas | Broiler | E9 | RIM BC Ratio | 0 | 0 | 0 | 0 | 0 | 0 | 0 | 0 | 0 | 0 | 0 | 0 | 0 | 0 | 0 | 0 | 0 | 0 | 0 | 0 | 0 | 0 | 0 | 0 | 0 | 0 | 0 | 0 | 0 | 0 | 0
F5_Commercial_Healthcare_Existing_Food Preparation_Natural Gas_Broiler_E10 | F5 | Commercial | Healthcare | Existing | Food Preparation | Natural Gas | Broiler | E10 | RIM BC Ratio | 0 | 0 | 0 | 0 | 0 | 0 | 0 | 0 | 0 | 0 | 0 | 0 | 0 | 0 | 0 | 0 | 0 | 0 | 0 | 0 | 0 | 0 | 0 | 0 | 0 | 0 | 0 | 0 | 0 | 0 | 0
F0_Commercial_Healthcare_Existing_Food Preparation_Natural Gas_Griddle_E0 | F0 | Commercial | Healthcare | Existing | Food Preparation | Natural Gas | Griddle | E0 | Economic Unit | ENERGY STAR | ENERGY STAR | ENERGY STAR | ENERGY STAR | ENERGY STAR | ENERGY STAR | ENERGY STAR | ENERGY STAR | ENERGY STAR | ENERGY STAR | ENERGY STAR | ENERGY STAR | ENERGY STAR | ENERGY STAR | ENERGY STAR | ENERGY STAR | ENERGY STAR | ENERGY STAR | ENERGY STAR | ENERGY STAR | ENERGY STAR | ENERGY STAR | ENERGY STAR | Standard | Standard | Standard | Standard | Standard | Standard | Standard | Standard
F1_Commercial_Healthcare_Existing_Food Preparation_Natural Gas_Griddle_E1 | F1 | Commercial | Healthcare | Existing | Food Preparation | Natural Gas | Griddle | E1 | CCE | 0 | 0 | 0 | 0 | 0 | 0 | 0 | 0 | 0 | 0 | 0 | 0 | 0 | 0 | 0 | 0 | 0 | 0 | 0 | 0 | 0 | 0 | 0 | 0 | 0 | 0 | 0 | 0 | 0 | 0 | 0
F1_Commercial_Healthcare_Existing_Food Preparation_Natural Gas_Griddle_E2 | F1 | Commercial | Healthcare | Existing | Food Preparation | Natural Gas | Griddle | E2 | CCE | 0.005722 | 0.0055009 | 0.0055271 | 0.0055849 | 0.0055849 | 0.0055849 | 0.0055849 | 0.0055849 | 0.0055849 | 0.0055849 | 0.0055849 | 0.0055849 | 0.0055849 | 0.0055849 | 0.0055849 | 0.0055849 | 0.0055849 | 0.0055849 | 0.0055849 | 0.0055849 | 0.0055849 | 0.0055849 | 0.0055849 | 0.0055849 | 0.0055849 | 0.0055849 | 0.0055849 | 0.0055849 | 0.0055849 | 0.0055849 | 0.0055849
F1_Commercial_Healthcare_Existing_Food Preparation_Natural Gas_Griddle_E3 | F1 | Commercial | Healthcare | Existing | Food Preparation | Natural Gas | Griddle | E3 | CCE | 0 | 0 | 0 | 0 | 0 | 0 | 0 | 0 | 0 | 0 | 0 | 0 | 0 | 0 | 0 | 0 | 0 | 0 | 0 | 0 | 0 | 0 | 0 | 0 | 0 | 0 | 0 | 0 | 0 | 0 | 0
F1_Commercial_Healthcare_Existing_Food Preparation_Natural Gas_Griddle_E4 | F1 | Commercial | Healthcare | Existing | Food Preparation | Natural Gas | Griddle | E4 | CCE | 0 | 0 | 0 | 0 | 0 | 0 | 0 | 0 | 0 | 0 | 0 | 0 | 0 | 0 | 0 | 0 | 0 | 0 | 0 | 0 | 0 | 0 | 0 | 0 | 0 | 0 | 0 | 0 | 0 | 0 | 0
F1_Commercial_Healthcare_Existing_Food Preparation_Natural Gas_Griddle_E5 | F1 | Commercial | Healthcare | Existing | Food Preparation | Natural Gas | Griddle | E5 | CCE | 0 | 0 | 0 | 0 | 0 | 0 | 0 | 0 | 0 | 0 | 0 | 0 | 0 | 0 | 0 | 0 | 0 | 0 | 0 | 0 | 0 | 0 | 0 | 0 | 0 | 0 | 0 | 0 | 0 | 0 | 0
F1_Commercial_Healthcare_Existing_Food Preparation_Natural Gas_Griddle_E6 | F1 | Commercial | Healthcare | Existing | Food Preparation | Natural Gas | Griddle | E6 | CCE | 0 | 0 | 0 | 0 | 0 | 0 | 0 | 0 | 0 | 0 | 0 | 0 | 0 | 0 | 0 | 0 | 0 | 0 | 0 | 0 | 0 | 0 | 0 | 0 | 0 | 0 | 0 | 0 | 0 | 0 | 0
F1_Commercial_Healthcare_Existing_Food Preparation_Natural Gas_Griddle_E7 | F1 | Commercial | Healthcare | Existing | Food Preparation | Natural Gas | Griddle | E7 | CCE | 0 | 0 | 0 | 0 | 0 | 0 | 0 | 0 | 0 | 0 | 0 | 0 | 0 | 0 | 0 | 0 | 0 | 0 | 0 | 0 | 0 | 0 | 0 | 0 | 0 | 0 | 0 | 0 | 0 | 0 | 0
F1_Commercial_Healthcare_Existing_Food Preparation_Natural Gas_Griddle_E8 | F1 | Commercial | Healthcare | Existing | Food Preparation | Natural Gas | Griddle | E8 | CCE | 0 | 0 | 0 | 0 | 0 | 0 | 0 | 0 | 0 | 0 | 0 | 0 | 0 | 0 | 0 | 0 | 0 | 0 | 0 | 0 | 0 | 0 | 0 | 0 | 0 | 0 | 0 | 0 | 0 | 0 | 0
F1_Commercial_Healthcare_Existing_Food Preparation_Natural Gas_Griddle_E9 | F1 | Commercial | Healthcare | Existing | Food Preparation | Natural Gas | Griddle | E9 | CCE | 0 | 0 | 0 | 0 | 0 | 0 | 0 | 0 | 0 | 0 | 0 | 0 | 0 | 0 | 0 | 0 | 0 | 0 | 0 | 0 | 0 | 0 | 0 | 0 | 0 | 0 | 0 | 0 | 0 | 0 | 0
F1_Commercial_Healthcare_Existing_Food Preparation_Natural Gas_Griddle_E10 | F1 | Commercial | Healthcare | Existing | Food Preparation | Natural Gas | Griddle | E10 | CCE | 0 | 0 | 0 | 0 | 0 | 0 | 0 | 0 | 0 | 0 | 0 | 0 | 0 | 0 | 0 | 0 | 0 | 0 | 0 | 0 | 0 | 0 | 0 | 0 | 0 | 0 | 0 | 0 | 0 | 0 | 0
F2_Commercial_Healthcare_Existing_Food Preparation_Natural Gas_Griddle_E1 | F2 | Commercial | Healthcare | Existing | Food Preparation | Natural Gas | Griddle | E1 | TRC BC Ratio | 0.9 | 0.9 | 0.9 | 0.9 | 0.9 | 0.9 | 0.9 | 0.9 | 0.9 | 0.9 | 0.9 | 0.9 | 0.9 | 0.9 | 0.9 | 0.9 | 0.9 | 0.9 | 0.9 | 0.9 | 0.9 | 0.9 | 0.9 | 0.9 | 0.9 | 0.9 | 0.9 | 0.9 | 0.9 | 0.9 | 0.9
F2_Commercial_Healthcare_Existing_Food Preparation_Natural Gas_Griddle_E2 | F2 | Commercial | Healthcare | Existing | Food Preparation | Natural Gas | Griddle | E2 | TRC BC Ratio | 1.796 | 1.8237 | 1.8438 | 1.8336 | 1.8354 | 1.73 | 1.6428 | 1.5942 | 1.574 | 1.6323 | 1.7089 | 1.789 | 1.643 | 1.7404 | 1.7464 | 1.7377 | 1.7393 | 1.7446 | 1.7113 | 1.7314 | 1.745 | 1.764 | 1.7886 | 0.89704 | 0.87953 | 0.86307 | 0.84752 | 0.83272 | 0.81854 | 0.80489 | 0.79167
F2_Commercial_Healthcare_Existing_Food Preparation_Natural Gas_Griddle_E3 | F2 | Commercial | Healthcare | Existing | Food Preparation | Natural Gas | Griddle | E3 | TRC BC Ratio | 0 | 0 | 0 | 0 | 0 | 0 | 0 | 0 | 0 | 0 | 0 | 0 | 0 | 0 | 0 | 0 | 0 | 0 | 0 | 0 | 0 | 0 | 0 | 0 | 0 | 0 | 0 | 0 | 0 | 0 | 0
F2_Commercial_Healthcare_Existing_Food Preparation_Natural Gas_Griddle_E4 | F2 | Commercial | Healthcare | Existing | Food Preparation | Natural Gas | Griddle | E4 | TRC BC Ratio | 0 | 0 | 0 | 0 | 0 | 0 | 0 | 0 | 0 | 0 | 0 | 0 | 0 | 0 | 0 | 0 | 0 | 0 | 0 | 0 | 0 | 0 | 0 | 0 | 0 | 0 | 0 | 0 | 0 | 0 | 0
F2_Commercial_Healthcare_Existing_Food Preparation_Natural Gas_Griddle_E5 | F2 | Commercial | Healthcare | Existing | Food Preparation | Natural Gas | Griddle | E5 | TRC BC Ratio | 0 | 0 | 0 | 0 | 0 | 0 | 0 | 0 | 0 | 0 | 0 | 0 | 0 | 0 | 0 | 0 | 0 | 0 | 0 | 0 | 0 | 0 | 0 | 0 | 0 | 0 | 0 | 0 | 0 | 0 | 0
F2_Commercial_Healthcare_Existing_Food Preparation_Natural Gas_Griddle_E6 | F2 | Commercial | Healthcare | Existing | Food Preparation | Natural Gas | Griddle | E6 | TRC BC Ratio | 0 | 0 | 0 | 0 | 0 | 0 | 0 | 0 | 0 | 0 | 0 | 0 | 0 | 0 | 0 | 0 | 0 | 0 | 0 | 0 | 0 | 0 | 0 | 0 | 0 | 0 | 0 | 0 | 0 | 0 | 0
F2_Commercial_Healthcare_Existing_Food Preparation_Natural Gas_Griddle_E7 | F2 | Commercial | Healthcare | Existing | Food Preparation | Natural Gas | Griddle | E7 | TRC BC Ratio | 0 | 0 | 0 | 0 | 0 | 0 | 0 | 0 | 0 | 0 | 0 | 0 | 0 | 0 | 0 | 0 | 0 | 0 | 0 | 0 | 0 | 0 | 0 | 0 | 0 | 0 | 0 | 0 | 0 | 0 | 0
F2_Commercial_Healthcare_Existing_Food Preparation_Natural Gas_Griddle_E8 | F2 | Commercial | Healthcare | Existing | Food Preparation | Natural Gas | Griddle | E8 | TRC BC Ratio | 0 | 0 | 0 | 0 | 0 | 0 | 0 | 0 | 0 | 0 | 0 | 0 | 0 | 0 | 0 | 0 | 0 | 0 | 0 | 0 | 0 | 0 | 0 | 0 | 0 | 0 | 0 | 0 | 0 | 0 | 0
F2_Commercial_Healthcare_Existing_Food Preparation_Natural Gas_Griddle_E9 | F2 | Commercial | Healthcare | Existing | Food Preparation | Natural Gas | Griddle | E9 | TRC BC Ratio | 0 | 0 | 0 | 0 | 0 | 0 | 0 | 0 | 0 | 0 | 0 | 0 | 0 | 0 | 0 | 0 | 0 | 0 | 0 | 0 | 0 | 0 | 0 | 0 | 0 | 0 | 0 | 0 | 0 | 0 | 0
F2_Commercial_Healthcare_Existing_Food Preparation_Natural Gas_Griddle_E10 | F2 | Commercial | Healthcare | Existing | Food Preparation | Natural Gas | Griddle | E10 | TRC BC Ratio | 0 | 0 | 0 | 0 | 0 | 0 | 0 | 0 | 0 | 0 | 0 | 0 | 0 | 0 | 0 | 0 | 0 | 0 | 0 | 0 | 0 | 0 | 0 | 0 | 0 | 0 | 0 | 0 | 0 | 0 | 0
F3_Commercial_Healthcare_Existing_Food Preparation_Natural Gas_Griddle_E1 | F3 | Commercial | Healthcare | Existing | Food Preparation | Natural Gas | Griddle | E1 | PACT BC Ratio | 0.9 | 0.9 | 0.9 | 0.9 | 0.9 | 0.9 | 0.9 | 0.9 | 0.9 | 0.9 | 0.9 | 0.9 | 0.9 | 0.9 | 0.9 | 0.9 | 0.9 | 0.9 | 0.9 | 0.9 | 0.9 | 0.9 | 0.9 | 0.9 | 0.9 | 0.9 | 0.9 | 0.9 | 0.9 | 0.9 | 0.9
F3_Commercial_Healthcare_Existing_Food Preparation_Natural Gas_Griddle_E2 | F3 | Commercial | Healthcare | Existing | Food Preparation | Natural Gas | Griddle | E2 | PACT BC Ratio | 1.796 | 1.8237 | 1.8438 | 1.8336 | 1.8354 | 1.73 | 1.6428 | 1.5942 | 1.574 | 1.6323 | 1.7089 | 1.789 | 1.643 | 1.7404 | 1.7464 | 1.7377 | 1.7393 | 1.7446 | 1.7113 | 1.7314 | 1.745 | 1.764 | 1.7886 | 0.89704 | 0.87953 | 0.86307 | 0.84752 | 0.83272 | 0.81854 | 0.80489 | 0.79167
F3_Commercial_Healthcare_Existing_Food Preparation_Natural Gas_Griddle_E3 | F3 | Commercial | Healthcare | Existing | Food Preparation | Natural Gas | Griddle | E3 | PACT BC Ratio | 0 | 0 | 0 | 0 | 0 | 0 | 0 | 0 | 0 | 0 | 0 | 0 | 0 | 0 | 0 | 0 | 0 | 0 | 0 | 0 | 0 | 0 | 0 | 0 | 0 | 0 | 0 | 0 | 0 | 0 | 0
F3_Commercial_Healthcare_Existing_Food Preparation_Natural Gas_Griddle_E4 | F3 | Commercial | Healthcare | Existing | Food Preparation | Natural Gas | Griddle | E4 | PACT BC Ratio | 0 | 0 | 0 | 0 | 0 | 0 | 0 | 0 | 0 | 0 | 0 | 0 | 0 | 0 | 0 | 0 | 0 | 0 | 0 | 0 | 0 | 0 | 0 | 0 | 0 | 0 | 0 | 0 | 0 | 0 | 0
F3_Commercial_Healthcare_Existing_Food Preparation_Natural Gas_Griddle_E5 | F3 | Commercial | Healthcare | Existing | Food Preparation | Natural Gas | Griddle | E5 | PACT BC Ratio | 0 | 0 | 0 | 0 | 0 | 0 | 0 | 0 | 0 | 0 | 0 | 0 | 0 | 0 | 0 | 0 | 0 | 0 | 0 | 0 | 0 | 0 | 0 | 0 | 0 | 0 | 0 | 0 | 0 | 0 | 0
F3_Commercial_Healthcare_Existing_Food Preparation_Natural Gas_Griddle_E6 | F3 | Commercial | Healthcare | Existing | Food Preparation | Natural Gas | Griddle | E6 | PACT BC Ratio | 0 | 0 | 0 | 0 | 0 | 0 | 0 | 0 | 0 | 0 | 0 | 0 | 0 | 0 | 0 | 0 | 0 | 0 | 0 | 0 | 0 | 0 | 0 | 0 | 0 | 0 | 0 | 0 | 0 | 0 | 0
F3_Commercial_Healthcare_Existing_Food Preparation_Natural Gas_Griddle_E7 | F3 | Commercial | Healthcare | Existing | Food Preparation | Natural Gas | Griddle | E7 | PACT BC Ratio | 0 | 0 | 0 | 0 | 0 | 0 | 0 | 0 | 0 | 0 | 0 | 0 | 0 | 0 | 0 | 0 | 0 | 0 | 0 | 0 | 0 | 0 | 0 | 0 | 0 | 0 | 0 | 0 | 0 | 0 | 0
F3_Commercial_Healthcare_Existing_Food Preparation_Natural Gas_Griddle_E8 | F3 | Commercial | Healthcare | Existing | Food Preparation | Natural Gas | Griddle | E8 | PACT BC Ratio | 0 | 0 | 0 | 0 | 0 | 0 | 0 | 0 | 0 | 0 | 0 | 0 | 0 | 0 | 0 | 0 | 0 | 0 | 0 | 0 | 0 | 0 | 0 | 0 | 0 | 0 | 0 | 0 | 0 | 0 | 0
F3_Commercial_Healthcare_Existing_Food Preparation_Natural Gas_Griddle_E9 | F3 | Commercial | Healthcare | Existing | Food Preparation | Natural Gas | Griddle | E9 | PACT BC Ratio | 0 | 0 | 0 | 0 | 0 | 0 | 0 | 0 | 0 | 0 | 0 | 0 | 0 | 0 | 0 | 0 | 0 | 0 | 0 | 0 | 0 | 0 | 0 | 0 | 0 | 0 | 0 | 0 | 0 | 0 | 0
F3_Commercial_Healthcare_Existing_Food Preparation_Natural Gas_Griddle_E10 | F3 | Commercial | Healthcare | Existing | Food Preparation | Natural Gas | Griddle | E10 | PACT BC Ratio | 0 | 0 | 0 | 0 | 0 | 0 | 0 | 0 | 0 | 0 | 0 | 0 | 0 | 0 | 0 | 0 | 0 | 0 | 0 | 0 | 0 | 0 | 0 | 0 | 0 | 0 | 0 | 0 | 0 | 0 | 0
F4_Commercial_Healthcare_Existing_Food Preparation_Natural Gas_Griddle_E1 | F4 | Commercial | Healthcare | Existing | Food Preparation | Natural Gas | Griddle | E1 | PCT BC Ratio | 0.9 | 0.9 | 0.9 | 0.9 | 0.9 | 0.9 | 0.9 | 0.9 | 0.9 | 0.9 | 0.9 | 0.9 | 0.9 | 0.9 | 0.9 | 0.9 | 0.9 | 0.9 | 0.9 | 0.9 | 0.9 | 0.9 | 0.9 | 0.9 | 0.9 | 0.9 | 0.9 | 0.9 | 0.9 | 0.9 | 0.9
F4_Commercial_Healthcare_Existing_Food Preparation_Natural Gas_Griddle_E2 | F4 | Commercial | Healthcare | Existing | Food Preparation | Natural Gas | Griddle | E2 | PCT BC Ratio | 5.5186 | 5.5883 | 5.639 | 5.6131 | 5.6178 | 5.3526 | 5.1333 | 5.0108 | 4.96 | 5.1068 | 5.2995 | 5.501 | 5.1337 | 5.3789 | 5.3938 | 5.3719 | 5.3759 | 5.3893 | 5.3055 | 5.3561 | 5.3902 | 5.4382 | 5.5 | 3.2569 | 3.2128 | 3.1714 | 3.1323 | 3.0951 | 3.0594 | 3.0251 | 2.9918
F4_Commercial_Healthcare_Existing_Food Preparation_Natural Gas_Griddle_E3 | F4 | Commercial | Healthcare | Existing | Food Preparation | Natural Gas | Griddle | E3 | PCT BC Ratio | 0 | 0 | 0 | 0 | 0 | 0 | 0 | 0 | 0 | 0 | 0 | 0 | 0 | 0 | 0 | 0 | 0 | 0 | 0 | 0 | 0 | 0 | 0 | 0 | 0 | 0 | 0 | 0 | 0 | 0 | 0
F4_Commercial_Healthcare_Existing_Food Preparation_Natural Gas_Griddle_E4 | F4 | Commercial | Healthcare | Existing | Food Preparation | Natural Gas | Griddle | E4 | PCT BC Ratio | 0 | 0 | 0 | 0 | 0 | 0 | 0 | 0 | 0 | 0 | 0 | 0 | 0 | 0 | 0 | 0 | 0 | 0 | 0 | 0 | 0 | 0 | 0 | 0 | 0 | 0 | 0 | 0 | 0 | 0 | 0
F4_Commercial_Healthcare_Existing_Food Preparation_Natural Gas_Griddle_E5 | F4 | Commercial | Healthcare | Existing | Food Preparation | Natural Gas | Griddle | E5 | PCT BC Ratio | 0 | 0 | 0 | 0 | 0 | 0 | 0 | 0 | 0 | 0 | 0 | 0 | 0 | 0 | 0 | 0 | 0 | 0 | 0 | 0 | 0 | 0 | 0 | 0 | 0 | 0 | 0 | 0 | 0 | 0 | 0
F4_Commercial_Healthcare_Existing_Food Preparation_Natural Gas_Griddle_E6 | F4 | Commercial | Healthcare | Existing | Food Preparation | Natural Gas | Griddle | E6 | PCT BC Ratio | 0 | 0 | 0 | 0 | 0 | 0 | 0 | 0 | 0 | 0 | 0 | 0 | 0 | 0 | 0 | 0 | 0 | 0 | 0 | 0 | 0 | 0 | 0 | 0 | 0 | 0 | 0 | 0 | 0 | 0 | 0
F4_Commercial_Healthcare_Existing_Food Preparation_Natural Gas_Griddle_E7 | F4 | Commercial | Healthcare | Existing | Food Preparation | Natural Gas | Griddle | E7 | PCT BC Ratio | 0 | 0 | 0 | 0 | 0 | 0 | 0 | 0 | 0 | 0 | 0 | 0 | 0 | 0 | 0 | 0 | 0 | 0 | 0 | 0 | 0 | 0 | 0 | 0 | 0 | 0 | 0 | 0 | 0 | 0 | 0
F4_Commercial_Healthcare_Existing_Food Preparation_Natural Gas_Griddle_E8 | F4 | Commercial | Healthcare | Existing | Food Preparation | Natural Gas | Griddle | E8 | PCT BC Ratio | 0 | 0 | 0 | 0 | 0 | 0 | 0 | 0 | 0 | 0 | 0 | 0 | 0 | 0 | 0 | 0 | 0 | 0 | 0 | 0 | 0 | 0 | 0 | 0 | 0 | 0 | 0 | 0 | 0 | 0 | 0
F4_Commercial_Healthcare_Existing_Food Preparation_Natural Gas_Griddle_E9 | F4 | Commercial | Healthcare | Existing | Food Preparation | Natural Gas | Griddle | E9 | PCT BC Ratio | 0 | 0 | 0 | 0 | 0 | 0 | 0 | 0 | 0 | 0 | 0 | 0 | 0 | 0 | 0 | 0 | 0 | 0 | 0 | 0 | 0 | 0 | 0 | 0 | 0 | 0 | 0 | 0 | 0 | 0 | 0
F4_Commercial_Healthcare_Existing_Food Preparation_Natural Gas_Griddle_E10 | F4 | Commercial | Healthcare | Existing | Food Preparation | Natural Gas | Griddle | E10 | PCT BC Ratio | 0 | 0 | 0 | 0 | 0 | 0 | 0 | 0 | 0 | 0 | 0 | 0 | 0 | 0 | 0 | 0 | 0 | 0 | 0 | 0 | 0 | 0 | 0 | 0 | 0 | 0 | 0 | 0 | 0 | 0 | 0
F5_Commercial_Healthcare_Existing_Food Preparation_Natural Gas_Griddle_E1 | F5 | Commercial | Healthcare | Existing | Food Preparation | Natural Gas | Griddle | E1 | RIM BC Ratio | 0.9 | 0.9 | 0.9 | 0.9 | 0.9 | 0.9 | 0.9 | 0.9 | 0.9 | 0.9 | 0.9 | 0.9 | 0.9 | 0.9 | 0.9 | 0.9 | 0.9 | 0.9 | 0.9 | 0.9 | 0.9 | 0.9 | 0.9 | 0.9 | 0.9 | 0.9 | 0.9 | 0.9 | 0.9 | 0.9 | 0.9
F5_Commercial_Healthcare_Existing_Food Preparation_Natural Gas_Griddle_E2 | F5 | Commercial | Healthcare | Existing | Food Preparation | Natural Gas | Griddle | E2 | RIM BC Ratio | 0.56985 | 0.57261 | 0.57458 | 0.57358 | 0.57376 | 0.56303 | 0.55347 | 0.54784 | 0.54543 | 0.55227 | 0.56078 | 0.56914 | 0.55349 | 0.56413 | 0.56476 | 0.56384 | 0.56401 | 0.56457 | 0.56103 | 0.56318 | 0.56461 | 0.56659 | 0.5691 | 0.43237 | 0.42826 | 0.42432 | 0.42052 | 0.41685 | 0.41327 | 0.40976 | 0.4063
F5_Commercial_Healthcare_Existing_Food Preparation_Natural Gas_Griddle_E3 | F5 | Commercial | Healthcare | Existing | Food Preparation | Natural Gas | Griddle | E3 | RIM BC Ratio | 0 | 0 | 0 | 0 | 0 | 0 | 0 | 0 | 0 | 0 | 0 | 0 | 0 | 0 | 0 | 0 | 0 | 0 | 0 | 0 | 0 | 0 | 0 | 0 | 0 | 0 | 0 | 0 | 0 | 0 | 0
F5_Commercial_Healthcare_Existing_Food Preparation_Natural Gas_Griddle_E4 | F5 | Commercial | Healthcare | Existing | Food Preparation | Natural Gas | Griddle | E4 | RIM BC Ratio | 0 | 0 | 0 | 0 | 0 | 0 | 0 | 0 | 0 | 0 | 0 | 0 | 0 | 0 | 0 | 0 | 0 | 0 | 0 | 0 | 0 | 0 | 0 | 0 | 0 | 0 | 0 | 0 | 0 | 0 | 0
F5_Commercial_Healthcare_Existing_Food Preparation_Natural Gas_Griddle_E5 | F5 | Commercial | Healthcare | Existing | Food Preparation | Natural Gas | Griddle | E5 | RIM BC Ratio | 0 | 0 | 0 | 0 | 0 | 0 | 0 | 0 | 0 | 0 | 0 | 0 | 0 | 0 | 0 | 0 | 0 | 0 | 0 | 0 | 0 | 0 | 0 | 0 | 0 | 0 | 0 | 0 | 0 | 0 | 0
F5_Commercial_Healthcare_Existing_Food Preparation_Natural Gas_Griddle_E6 | F5 | Commercial | Healthcare | Existing | Food Preparation | Natural Gas | Griddle | E6 | RIM BC Ratio | 0 | 0 | 0 | 0 | 0 | 0 | 0 | 0 | 0 | 0 | 0 | 0 | 0 | 0 | 0 | 0 | 0 | 0 | 0 | 0 | 0 | 0 | 0 | 0 | 0 | 0 | 0 | 0 | 0 | 0 | 0
F5_Commercial_Healthcare_Existing_Food Preparation_Natural Gas_Griddle_E7 | F5 | Commercial | Healthcare | Existing | Food Preparation | Natural Gas | Griddle | E7 | RIM BC Ratio | 0 | 0 | 0 | 0 | 0 | 0 | 0 | 0 | 0 | 0 | 0 | 0 | 0 | 0 | 0 | 0 | 0 | 0 | 0 | 0 | 0 | 0 | 0 | 0 | 0 | 0 | 0 | 0 | 0 | 0 | 0
F5_Commercial_Healthcare_Existing_Food Preparation_Natural Gas_Griddle_E8 | F5 | Commercial | Healthcare | Existing | Food Preparation | Natural Gas | Griddle | E8 | RIM BC Ratio | 0 | 0 | 0 | 0 | 0 | 0 | 0 | 0 | 0 | 0 | 0 | 0 | 0 | 0 | 0 | 0 | 0 | 0 | 0 | 0 | 0 | 0 | 0 | 0 | 0 | 0 | 0 | 0 | 0 | 0 | 0
F5_Commercial_Healthcare_Existing_Food Preparation_Natural Gas_Griddle_E9 | F5 | Commercial | Healthcare | Existing | Food Preparation | Natural Gas | Griddle | E9 | RIM BC Ratio | 0 | 0 | 0 | 0 | 0 | 0 | 0 | 0 | 0 | 0 | 0 | 0 | 0 | 0 | 0 | 0 | 0 | 0 | 0 | 0 | 0 | 0 | 0 | 0 | 0 | 0 | 0 | 0 | 0 | 0 | 0
F5_Commercial_Healthcare_Existing_Food Preparation_Natural Gas_Griddle_E10 | F5 | Commercial | Healthcare | Existing | Food Preparation | Natural Gas | Griddle | E10 | RIM BC Ratio | 0 | 0 | 0 | 0 | 0 | 0 | 0 | 0 | 0 | 0 | 0 | 0 | 0 | 0 | 0 | 0 | 0 | 0 | 0 | 0 | 0 | 0 | 0 | 0 | 0 | 0 | 0 | 0 | 0 | 0 | 0
F0_Commercial_Healthcare_Existing_Food Preparation_Natural Gas_Range_E0 | F0 | Commercial | Healthcare | Existing | Food Preparation | Natural Gas | Range | E0 | Economic Unit | High Efficiency | High Efficiency | High Efficiency | High Efficiency | High Efficiency | High Efficiency | High Efficiency | High Efficiency | High Efficiency | High Efficiency | High Efficiency | High Efficiency | High Efficiency | High Efficiency | High Efficiency | High Efficiency | High Efficiency | High Efficiency | High Efficiency | High Efficiency | High Efficiency | High Efficiency | High Efficiency | High Efficiency | High Efficiency | High Efficiency | High Efficiency | High Efficiency | High Efficiency | High Efficiency | High Efficiency
F1_Commercial_Healthcare_Existing_Food Preparation_Natural Gas_Range_E1 | F1 | Commercial | Healthcare | Existing | Food Preparation | Natural Gas | Range | E1 | CCE | 0 | 0 | 0 | 0 | 0 | 0 | 0 | 0 | 0 | 0 | 0 | 0 | 0 | 0 | 0 | 0 | 0 | 0 | 0 | 0 | 0 | 0 | 0 | 0 | 0 | 0 | 0 | 0 | 0 | 0 | 0
F1_Commercial_Healthcare_Existing_Food Preparation_Natural Gas_Range_E2 | F1 | Commercial | Healthcare | Existing | Food Preparation | Natural Gas | Range | E2 | CCE | 9.6499e-06 | 9.277e-06 | 9.3212e-06 | 9.4186e-06 | 9.4186e-06 | 9.4186e-06 | 9.4186e-06 | 9.4186e-06 | 9.4186e-06 | 9.4186e-06 | 9.4186e-06 | 9.4186e-06 | 9.4186e-06 | 9.4186e-06 | 9.4186e-06 | 9.4186e-06 | 9.4186e-06 | 9.4186e-06 | 9.4186e-06 | 9.4186e-06 | 9.4186e-06 | 9.4186e-06 | 9.4186e-06 | 9.4186e-06 | 9.4186e-06 | 9.4186e-06 | 9.4186e-06 | 9.4186e-06 | 9.4186e-06 | 9.4186e-06 | 9.4186e-06
F1_Commercial_Healthcare_Existing_Food Preparation_Natural Gas_Range_E3 | F1 | Commercial | Healthcare | Existing | Food Preparation | Natural Gas | Range | E3 | CCE | 0 | 0 | 0 | 0 | 0 | 0 | 0 | 0 | 0 | 0 | 0 | 0 | 0 | 0 | 0 | 0 | 0 | 0 | 0 | 0 | 0 | 0 | 0 | 0 | 0 | 0 | 0 | 0 | 0 | 0 | 0
F1_Commercial_Healthcare_Existing_Food Preparation_Natural Gas_Range_E4 | F1 | Commercial | Healthcare | Existing | Food Preparation | Natural Gas | Range | E4 | CCE | 0 | 0 | 0 | 0 | 0 | 0 | 0 | 0 | 0 | 0 | 0 | 0 | 0 | 0 | 0 | 0 | 0 | 0 | 0 | 0 | 0 | 0 | 0 | 0 | 0 | 0 | 0 | 0 | 0 | 0 | 0
F1_Commercial_Healthcare_Existing_Food Preparation_Natural Gas_Range_E5 | F1 | Commercial | Healthcare | Existing | Food Preparation | Natural Gas | Range | E5 | CCE | 0 | 0 | 0 | 0 | 0 | 0 | 0 | 0 | 0 | 0 | 0 | 0 | 0 | 0 | 0 | 0 | 0 | 0 | 0 | 0 | 0 | 0 | 0 | 0 | 0 | 0 | 0 | 0 | 0 | 0 | 0
F1_Commercial_Healthcare_Existing_Food Preparation_Natural Gas_Range_E6 | F1 | Commercial | Healthcare | Existing | Food Preparation | Natural Gas | Range | E6 | CCE | 0 | 0 | 0 | 0 | 0 | 0 | 0 | 0 | 0 | 0 | 0 | 0 | 0 | 0 | 0 | 0 | 0 | 0 | 0 | 0 | 0 | 0 | 0 | 0 | 0 | 0 | 0 | 0 | 0 | 0 | 0
F1_Commercial_Healthcare_Existing_Food Preparation_Natural Gas_Range_E7 | F1 | Commercial | Healthcare | Existing | Food Preparation | Natural Gas | Range | E7 | CCE | 0 | 0 | 0 | 0 | 0 | 0 | 0 | 0 | 0 | 0 | 0 | 0 | 0 | 0 | 0 | 0 | 0 | 0 | 0 | 0 | 0 | 0 | 0 | 0 | 0 | 0 | 0 | 0 | 0 | 0 | 0
F1_Commercial_Healthcare_Existing_Food Preparation_Natural Gas_Range_E8 | F1 | Commercial | Healthcare | Existing | Food Preparation | Natural Gas | Range | E8 | CCE | 0 | 0 | 0 | 0 | 0 | 0 | 0 | 0 | 0 | 0 | 0 | 0 | 0 | 0 | 0 | 0 | 0 | 0 | 0 | 0 | 0 | 0 | 0 | 0 | 0 | 0 | 0 | 0 | 0 | 0 | 0
F1_Commercial_Healthcare_Existing_Food Preparation_Natural Gas_Range_E9 | F1 | Commercial | Healthcare | Existing | Food Preparation | Natural Gas | Range | E9 | CCE | 0 | 0 | 0 | 0 | 0 | 0 | 0 | 0 | 0 | 0 | 0 | 0 | 0 | 0 | 0 | 0 | 0 | 0 | 0 | 0 | 0 | 0 | 0 | 0 | 0 | 0 | 0 | 0 | 0 | 0 | 0
F1_Commercial_Healthcare_Existing_Food Preparation_Natural Gas_Range_E10 | F1 | Commercial | Healthcare | Existing | Food Preparation | Natural Gas | Range | E10 | CCE | 0 | 0 | 0 | 0 | 0 | 0 | 0 | 0 | 0 | 0 | 0 | 0 | 0 | 0 | 0 | 0 | 0 | 0 | 0 | 0 | 0 | 0 | 0 | 0 | 0 | 0 | 0 | 0 | 0 | 0 | 0
F2_Commercial_Healthcare_Existing_Food Preparation_Natural Gas_Range_E1 | F2 | Commercial | Healthcare | Existing | Food Preparation | Natural Gas | Range | E1 | TRC BC Ratio | 0.9 | 0.9 | 0.9 | 0.9 | 0.9 | 0.9 | 0.9 | 0.9 | 0.9 | 0.9 | 0.9 | 0.9 | 0.9 | 0.9 | 0.9 | 0.9 | 0.9 | 0.9 | 0.9 | 0.9 | 0.9 | 0.9 | 0.9 | 0.9 | 0.9 | 0.9 | 0.9 | 0.9 | 0.9 | 0.9 | 0.9
F2_Commercial_Healthcare_Existing_Food Preparation_Natural Gas_Range_E2 | F2 | Commercial | Healthcare | Existing | Food Preparation | Natural Gas | Range | E2 | TRC BC Ratio | 1057.5122 | 1078.4736 | 1093.4653 | 1109.7176 | 1133.061 | 1061.5651 | 1005.6887 | 976.305 | 965.7499 | 949.553 | 938.6219 | 988.3561 | 884.5366 | 945.4449 | 1023.6163 | 1099.6016 | 1102.4375 | 1107.7013 | 1086.5344 | 1101.6349 | 1112.2016 | 1126.4659 | 1144.3937 | 539.0652 | 528.311 | 518.2462 | 508.7709 | 499.7846 | 491.2032 | 482.9519 | 474.9797
F2_Commercial_Healthcare_Existing_Food Preparation_Natural Gas_Range_E3 | F2 | Commercial | Healthcare | Existing | Food Preparation | Natural Gas | Range | E3 | TRC BC Ratio | 0 | 0 | 0 | 0 | 0 | 0 | 0 | 0 | 0 | 0 | 0 | 0 | 0 | 0 | 0 | 0 | 0 | 0 | 0 | 0 | 0 | 0 | 0 | 0 | 0 | 0 | 0 | 0 | 0 | 0 | 0
F2_Commercial_Healthcare_Existing_Food Preparation_Natural Gas_Range_E4 | F2 | Commercial | Healthcare | Existing | Food Preparation | Natural Gas | Range | E4 | TRC BC Ratio | 0 | 0 | 0 | 0 | 0 | 0 | 0 | 0 | 0 | 0 | 0 | 0 | 0 | 0 | 0 | 0 | 0 | 0 | 0 | 0 | 0 | 0 | 0 | 0 | 0 | 0 | 0 | 0 | 0 | 0 | 0
F2_Commercial_Healthcare_Existing_Food Preparation_Natural Gas_Range_E5 | F2 | Commercial | Healthcare | Existing | Food Preparation | Natural Gas | Range | E5 | TRC BC Ratio | 0 | 0 | 0 | 0 | 0 | 0 | 0 | 0 | 0 | 0 | 0 | 0 | 0 | 0 | 0 | 0 | 0 | 0 | 0 | 0 | 0 | 0 | 0 | 0 | 0 | 0 | 0 | 0 | 0 | 0 | 0
F2_Commercial_Healthcare_Existing_Food Preparation_Natural Gas_Range_E6 | F2 | Commercial | Healthcare | Existing | Food Preparation | Natural Gas | Range | E6 | TRC BC Ratio | 0 | 0 | 0 | 0 | 0 | 0 | 0 | 0 | 0 | 0 | 0 | 0 | 0 | 0 | 0 | 0 | 0 | 0 | 0 | 0 | 0 | 0 | 0 | 0 | 0 | 0 | 0 | 0 | 0 | 0 | 0
F2_Commercial_Healthcare_Existing_Food Preparation_Natural Gas_Range_E7 | F2 | Commercial | Healthcare | Existing | Food Preparation | Natural Gas | Range | E7 | TRC BC Ratio | 0 | 0 | 0 | 0 | 0 | 0 | 0 | 0 | 0 | 0 | 0 | 0 | 0 | 0 | 0 | 0 | 0 | 0 | 0 | 0 | 0 | 0 | 0 | 0 | 0 | 0 | 0 | 0 | 0 | 0 | 0
F2_Commercial_Healthcare_Existing_Food Preparation_Natural Gas_Range_E8 | F2 | Commercial | Healthcare | Existing | Food Preparation | Natural Gas | Range | E8 | TRC BC Ratio | 0 | 0 | 0 | 0 | 0 | 0 | 0 | 0 | 0 | 0 | 0 | 0 | 0 | 0 | 0 | 0 | 0 | 0 | 0 | 0 | 0 | 0 | 0 | 0 | 0 | 0 | 0 | 0 | 0 | 0 | 0
F2_Commercial_Healthcare_Existing_Food Preparation_Natural Gas_Range_E9 | F2 | Commercial | Healthcare | Existing | Food Preparation | Natural Gas | Range | E9 | TRC BC Ratio | 0 | 0 | 0 | 0 | 0 | 0 | 0 | 0 | 0 | 0 | 0 | 0 | 0 | 0 | 0 | 0 | 0 | 0 | 0 | 0 | 0 | 0 | 0 | 0 | 0 | 0 | 0 | 0 | 0 | 0 | 0
F2_Commercial_Healthcare_Existing_Food Preparation_Natural Gas_Range_E10 | F2 | Commercial | Healthcare | Existing | Food Preparation | Natural Gas | Range | E10 | TRC BC Ratio | 0 | 0 | 0 | 0 | 0 | 0 | 0 | 0 | 0 | 0 | 0 | 0 | 0 | 0 | 0 | 0 | 0 | 0 | 0 | 0 | 0 | 0 | 0 | 0 | 0 | 0 | 0 | 0 | 0 | 0 | 0
F3_Commercial_Healthcare_Existing_Food Preparation_Natural Gas_Range_E1 | F3 | Commercial | Healthcare | Existing | Food Preparation | Natural Gas | Range | E1 | PACT BC Ratio | 0.9 | 0.9 | 0.9 | 0.9 | 0.9 | 0.9 | 0.9 | 0.9 | 0.9 | 0.9 | 0.9 | 0.9 | 0.9 | 0.9 | 0.9 | 0.9 | 0.9 | 0.9 | 0.9 | 0.9 | 0.9 | 0.9 | 0.9 | 0.9 | 0.9 | 0.9 | 0.9 | 0.9 | 0.9 | 0.9 | 0.9
F3_Commercial_Healthcare_Existing_Food Preparation_Natural Gas_Range_E2 | F3 | Commercial | Healthcare | Existing | Food Preparation | Natural Gas | Range | E2 | PACT BC Ratio | 1057.5122 | 1078.4736 | 1093.4653 | 1109.7176 | 1133.061 | 1061.5651 | 1005.6887 | 976.305 | 965.7499 | 949.553 | 938.6219 | 988.3561 | 884.5366 | 945.4449 | 1023.6163 | 1099.6016 | 1102.4375 | 1107.7013 | 1086.5344 | 1101.6349 | 1112.2016 | 1126.4659 | 1144.3937 | 539.0652 | 528.311 | 518.2462 | 508.7709 | 499.7846 | 491.2032 | 482.9519 | 474.9797
F3_Commercial_Healthcare_Existing_Food Preparation_Natural Gas_Range_E3 | F3 | Commercial | Healthcare | Existing | Food Preparation | Natural Gas | Range | E3 | PACT BC Ratio | 0 | 0 | 0 | 0 | 0 | 0 | 0 | 0 | 0 | 0 | 0 | 0 | 0 | 0 | 0 | 0 | 0 | 0 | 0 | 0 | 0 | 0 | 0 | 0 | 0 | 0 | 0 | 0 | 0 | 0 | 0
F3_Commercial_Healthcare_Existing_Food Preparation_Natural Gas_Range_E4 | F3 | Commercial | Healthcare | Existing | Food Preparation | Natural Gas | Range | E4 | PACT BC Ratio | 0 | 0 | 0 | 0 | 0 | 0 | 0 | 0 | 0 | 0 | 0 | 0 | 0 | 0 | 0 | 0 | 0 | 0 | 0 | 0 | 0 | 0 | 0 | 0 | 0 | 0 | 0 | 0 | 0 | 0 | 0
F3_Commercial_Healthcare_Existing_Food Preparation_Natural Gas_Range_E5 | F3 | Commercial | Healthcare | Existing | Food Preparation | Natural Gas | Range | E5 | PACT BC Ratio | 0 | 0 | 0 | 0 | 0 | 0 | 0 | 0 | 0 | 0 | 0 | 0 | 0 | 0 | 0 | 0 | 0 | 0 | 0 | 0 | 0 | 0 | 0 | 0 | 0 | 0 | 0 | 0 | 0 | 0 | 0
F3_Commercial_Healthcare_Existing_Food Preparation_Natural Gas_Range_E6 | F3 | Commercial | Healthcare | Existing | Food Preparation | Natural Gas | Range | E6 | PACT BC Ratio | 0 | 0 | 0 | 0 | 0 | 0 | 0 | 0 | 0 | 0 | 0 | 0 | 0 | 0 | 0 | 0 | 0 | 0 | 0 | 0 | 0 | 0 | 0 | 0 | 0 | 0 | 0 | 0 | 0 | 0 | 0
F3_Commercial_Healthcare_Existing_Food Preparation_Natural Gas_Range_E7 | F3 | Commercial | Healthcare | Existing | Food Preparation | Natural Gas | Range | E7 | PACT BC Ratio | 0 | 0 | 0 | 0 | 0 | 0 | 0 | 0 | 0 | 0 | 0 | 0 | 0 | 0 | 0 | 0 | 0 | 0 | 0 | 0 | 0 | 0 | 0 | 0 | 0 | 0 | 0 | 0 | 0 | 0 | 0
F3_Commercial_Healthcare_Existing_Food Preparation_Natural Gas_Range_E8 | F3 | Commercial | Healthcare | Existing | Food Preparation | Natural Gas | Range | E8 | PACT BC Ratio | 0 | 0 | 0 | 0 | 0 | 0 | 0 | 0 | 0 | 0 | 0 | 0 | 0 | 0 | 0 | 0 | 0 | 0 | 0 | 0 | 0 | 0 | 0 | 0 | 0 | 0 | 0 | 0 | 0 | 0 | 0
F3_Commercial_Healthcare_Existing_Food Preparation_Natural Gas_Range_E9 | F3 | Commercial | Healthcare | Existing | Food Preparation | Natural Gas | Range | E9 | PACT BC Ratio | 0 | 0 | 0 | 0 | 0 | 0 | 0 | 0 | 0 | 0 | 0 | 0 | 0 | 0 | 0 | 0 | 0 | 0 | 0 | 0 | 0 | 0 | 0 | 0 | 0 | 0 | 0 | 0 | 0 | 0 | 0
F3_Commercial_Healthcare_Existing_Food Preparation_Natural Gas_Range_E10 | F3 | Commercial | Healthcare | Existing | Food Preparation | Natural Gas | Range | E10 | PACT BC Ratio | 0 | 0 | 0 | 0 | 0 | 0 | 0 | 0 | 0 | 0 | 0 | 0 | 0 | 0 | 0 | 0 | 0 | 0 | 0 | 0 | 0 | 0 | 0 | 0 | 0 | 0 | 0 | 0 | 0 | 0 | 0
F4_Commercial_Healthcare_Existing_Food Preparation_Natural Gas_Range_E1 | F4 | Commercial | Healthcare | Existing | Food Preparation | Natural Gas | Range | E1 | PCT BC Ratio | 0.9 | 0.9 | 0.9 | 0.9 | 0.9 | 0.9 | 0.9 | 0.9 | 0.9 | 0.9 | 0.9 | 0.9 | 0.9 | 0.9 | 0.9 | 0.9 | 0.9 | 0.9 | 0.9 | 0.9 | 0.9 | 0.9 | 0.9 | 0.9 | 0.9 | 0.9 | 0.9 | 0.9 | 0.9 | 0.9 | 0.9
F4_Commercial_Healthcare_Existing_Food Preparation_Natural Gas_Range_E2 | F4 | Commercial | Healthcare | Existing | Food Preparation | Natural Gas | Range | E2 | PCT BC Ratio | 2661.6339 | 2714.3714 | 2752.0895 | 2792.9794 | 2851.7097 | 2671.8307 | 2531.2492 | 2457.3217 | 2430.7657 | 2390.0152 | 2362.5134 | 2487.6415 | 2226.4381 | 2379.6796 | 2576.3539 | 2767.528 | 2774.663 | 2787.9063 | 2734.6519 | 2772.6439 | 2799.2289 | 2835.117 | 2880.2223 | 1357.254 | 1330.197 | 1304.8747 | 1281.0353 | 1258.4265 | 1236.8363 | 1216.0765 | 1196.0188
F4_Commercial_Healthcare_Existing_Food Preparation_Natural Gas_Range_E3 | F4 | Commercial | Healthcare | Existing | Food Preparation | Natural Gas | Range | E3 | PCT BC Ratio | 0 | 0 | 0 | 0 | 0 | 0 | 0 | 0 | 0 | 0 | 0 | 0 | 0 | 0 | 0 | 0 | 0 | 0 | 0 | 0 | 0 | 0 | 0 | 0 | 0 | 0 | 0 | 0 | 0 | 0 | 0
F4_Commercial_Healthcare_Existing_Food Preparation_Natural Gas_Range_E4 | F4 | Commercial | Healthcare | Existing | Food Preparation | Natural Gas | Range | E4 | PCT BC Ratio | 0 | 0 | 0 | 0 | 0 | 0 | 0 | 0 | 0 | 0 | 0 | 0 | 0 | 0 | 0 | 0 | 0 | 0 | 0 | 0 | 0 | 0 | 0 | 0 | 0 | 0 | 0 | 0 | 0 | 0 | 0
F4_Commercial_Healthcare_Existing_Food Preparation_Natural Gas_Range_E5 | F4 | Commercial | Healthcare | Existing | Food Preparation | Natural Gas | Range | E5 | PCT BC Ratio | 0 | 0 | 0 | 0 | 0 | 0 | 0 | 0 | 0 | 0 | 0 | 0 | 0 | 0 | 0 | 0 | 0 | 0 | 0 | 0 | 0 | 0 | 0 | 0 | 0 | 0 | 0 | 0 | 0 | 0 | 0
F4_Commercial_Healthcare_Existing_Food Preparation_Natural Gas_Range_E6 | F4 | Commercial | Healthcare | Existing | Food Preparation | Natural Gas | Range | E6 | PCT BC Ratio | 0 | 0 | 0 | 0 | 0 | 0 | 0 | 0 | 0 | 0 | 0 | 0 | 0 | 0 | 0 | 0 | 0 | 0 | 0 | 0 | 0 | 0 | 0 | 0 | 0 | 0 | 0 | 0 | 0 | 0 | 0
F4_Commercial_Healthcare_Existing_Food Preparation_Natural Gas_Range_E7 | F4 | Commercial | Healthcare | Existing | Food Preparation | Natural Gas | Range | E7 | PCT BC Ratio | 0 | 0 | 0 | 0 | 0 | 0 | 0 | 0 | 0 | 0 | 0 | 0 | 0 | 0 | 0 | 0 | 0 | 0 | 0 | 0 | 0 | 0 | 0 | 0 | 0 | 0 | 0 | 0 | 0 | 0 | 0
F4_Commercial_Healthcare_Existing_Food Preparation_Natural Gas_Range_E8 | F4 | Commercial | Healthcare | Existing | Food Preparation | Natural Gas | Range | E8 | PCT BC Ratio | 0 | 0 | 0 | 0 | 0 | 0 | 0 | 0 | 0 | 0 | 0 | 0 | 0 | 0 | 0 | 0 | 0 | 0 | 0 | 0 | 0 | 0 | 0 | 0 | 0 | 0 | 0 | 0 | 0 | 0 | 0
F4_Commercial_Healthcare_Existing_Food Preparation_Natural Gas_Range_E9 | F4 | Commercial | Healthcare | Existing | Food Preparation | Natural Gas | Range | E9 | PCT BC Ratio | 0 | 0 | 0 | 0 | 0 | 0 | 0 | 0 | 0 | 0 | 0 | 0 | 0 | 0 | 0 | 0 | 0 | 0 | 0 | 0 | 0 | 0 | 0 | 0 | 0 | 0 | 0 | 0 | 0 | 0 | 0
F4_Commercial_Healthcare_Existing_Food Preparation_Natural Gas_Range_E10 | F4 | Commercial | Healthcare | Existing | Food Preparation | Natural Gas | Range | E10 | PCT BC Ratio | 0 | 0 | 0 | 0 | 0 | 0 | 0 | 0 | 0 | 0 | 0 | 0 | 0 | 0 | 0 | 0 | 0 | 0 | 0 | 0 | 0 | 0 | 0 | 0 | 0 | 0 | 0 | 0 | 0 | 0 | 0
F5_Commercial_Healthcare_Existing_Food Preparation_Natural Gas_Range_E1 | F5 | Commercial | Healthcare | Existing | Food Preparation | Natural Gas | Range | E1 | RIM BC Ratio | 0.9 | 0.9 | 0.9 | 0.9 | 0.9 | 0.9 | 0.9 | 0.9 | 0.9 | 0.9 | 0.9 | 0.9 | 0.9 | 0.9 | 0.9 | 0.9 | 0.9 | 0.9 | 0.9 | 0.9 | 0.9 | 0.9 | 0.9 | 0.9 | 0.9 | 0.9 | 0.9 | 0.9 | 0.9 | 0.9 | 0.9
F5_Commercial_Healthcare_Existing_Food Preparation_Natural Gas_Range_E2 | F5 | Commercial | Healthcare | Existing | Food Preparation | Natural Gas | Range | E2 | RIM BC Ratio | 0.83402 | 0.83403 | 0.83404 | 0.83405 | 0.83406 | 0.83402 | 0.83399 | 0.83397 | 0.83396 | 0.83395 | 0.83394 | 0.83397 | 0.83389 | 0.83394 | 0.834 | 0.83405 | 0.83405 | 0.83405 | 0.83404 | 0.83405 | 0.83405 | 0.83406 | 0.83407 | 0.83339 | 0.83336 | 0.83334 | 0.83331 | 0.83329 | 0.83326 | 0.83324 | 0.83321
F5_Commercial_Healthcare_Existing_Food Preparation_Natural Gas_Range_E3 | F5 | Commercial | Healthcare | Existing | Food Preparation | Natural Gas | Range | E3 | RIM BC Ratio | 0 | 0 | 0 | 0 | 0 | 0 | 0 | 0 | 0 | 0 | 0 | 0 | 0 | 0 | 0 | 0 | 0 | 0 | 0 | 0 | 0 | 0 | 0 | 0 | 0 | 0 | 0 | 0 | 0 | 0 | 0
F5_Commercial_Healthcare_Existing_Food Preparation_Natural Gas_Range_E4 | F5 | Commercial | Healthcare | Existing | Food Preparation | Natural Gas | Range | E4 | RIM BC Ratio | 0 | 0 | 0 | 0 | 0 | 0 | 0 | 0 | 0 | 0 | 0 | 0 | 0 | 0 | 0 | 0 | 0 | 0 | 0 | 0 | 0 | 0 | 0 | 0 | 0 | 0 | 0 | 0 | 0 | 0 | 0
F5_Commercial_Healthcare_Existing_Food Preparation_Natural Gas_Range_E5 | F5 | Commercial | Healthcare | Existing | Food Preparation | Natural Gas | Range | E5 | RIM BC Ratio | 0 | 0 | 0 | 0 | 0 | 0 | 0 | 0 | 0 | 0 | 0 | 0 | 0 | 0 | 0 | 0 | 0 | 0 | 0 | 0 | 0 | 0 | 0 | 0 | 0 | 0 | 0 | 0 | 0 | 0 | 0
F5_Commercial_Healthcare_Existing_Food Preparation_Natural Gas_Range_E6 | F5 | Commercial | Healthcare | Existing | Food Preparation | Natural Gas | Range | E6 | RIM BC Ratio | 0 | 0 | 0 | 0 | 0 | 0 | 0 | 0 | 0 | 0 | 0 | 0 | 0 | 0 | 0 | 0 | 0 | 0 | 0 | 0 | 0 | 0 | 0 | 0 | 0 | 0 | 0 | 0 | 0 | 0 | 0
F5_Commercial_Healthcare_Existing_Food Preparation_Natural Gas_Range_E7 | F5 | Commercial | Healthcare | Existing | Food Preparation | Natural Gas | Range | E7 | RIM BC Ratio | 0 | 0 | 0 | 0 | 0 | 0 | 0 | 0 | 0 | 0 | 0 | 0 | 0 | 0 | 0 | 0 | 0 | 0 | 0 | 0 | 0 | 0 | 0 | 0 | 0 | 0 | 0 | 0 | 0 | 0 | 0
F5_Commercial_Healthcare_Existing_Food Preparation_Natural Gas_Range_E8 | F5 | Commercial | Healthcare | Existing | Food Preparation | Natural Gas | Range | E8 | RIM BC Ratio | 0 | 0 | 0 | 0 | 0 | 0 | 0 | 0 | 0 | 0 | 0 | 0 | 0 | 0 | 0 | 0 | 0 | 0 | 0 | 0 | 0 | 0 | 0 | 0 | 0 | 0 | 0 | 0 | 0 | 0 | 0
F5_Commercial_Healthcare_Existing_Food Preparation_Natural Gas_Range_E9 | F5 | Commercial | Healthcare | Existing | Food Preparation | Natural Gas | Range | E9 | RIM BC Ratio | 0 | 0 | 0 | 0 | 0 | 0 | 0 | 0 | 0 | 0 | 0 | 0 | 0 | 0 | 0 | 0 | 0 | 0 | 0 | 0 | 0 | 0 | 0 | 0 | 0 | 0 | 0 | 0 | 0 | 0 | 0
F5_Commercial_Healthcare_Existing_Food Preparation_Natural Gas_Range_E10 | F5 | Commercial | Healthcare | Existing | Food Preparation | Natural Gas | Range | E10 | RIM BC Ratio | 0 | 0 | 0 | 0 | 0 | 0 | 0 | 0 | 0 | 0 | 0 | 0 | 0 | 0 | 0 | 0 | 0 | 0 | 0 | 0 | 0 | 0 | 0 | 0 | 0 | 0 | 0 | 0 | 0 | 0 | 0
F0_Commercial_Healthcare_Existing_Food Preparation_Natural Gas_Steamer_E0 | F0 | Commercial | Healthcare | Existing | Food Preparation | Natural Gas | Steamer | E0 | Economic Unit | ENERGY STAR | ENERGY STAR | ENERGY STAR | ENERGY STAR | ENERGY STAR | ENERGY STAR | ENERGY STAR | ENERGY STAR | ENERGY STAR | ENERGY STAR | ENERGY STAR | ENERGY STAR | ENERGY STAR | ENERGY STAR | ENERGY STAR | ENERGY STAR | ENERGY STAR | ENERGY STAR | ENERGY STAR | ENERGY STAR | ENERGY STAR | ENERGY STAR | ENERGY STAR | ENERGY STAR | ENERGY STAR | ENERGY STAR | ENERGY STAR | ENERGY STAR | ENERGY STAR | ENERGY STAR | ENERGY STAR
F1_Commercial_Healthcare_Existing_Food Preparation_Natural Gas_Steamer_E1 | F1 | Commercial | Healthcare | Existing | Food Preparation | Natural Gas | Steamer | E1 | CCE | 0 | 0 | 0 | 0 | 0 | 0 | 0 | 0 | 0 | 0 | 0 | 0 | 0 | 0 | 0 | 0 | 0 | 0 | 0 | 0 | 0 | 0 | 0 | 0 | 0 | 0 | 0 | 0 | 0 | 0 | 0
F1_Commercial_Healthcare_Existing_Food Preparation_Natural Gas_Steamer_E2 | F1 | Commercial | Healthcare | Existing | Food Preparation | Natural Gas | Steamer | E2 | CCE | 0.0020223 | 0.0019441 | 0.0019534 | 0 | 0 | 0 | 0 | 0 | 0 | 0 | 0 | 0 | 0 | 0 | 0 | 0 | 0 | 0 | 0 | 0 | 0 | 0 | 0 | 0 | 0 | 0 | 0 | 0 | 0 | 0 | 0
F1_Commercial_Healthcare_Existing_Food Preparation_Natural Gas_Steamer_E3 | F1 | Commercial | Healthcare | Existing | Food Preparation | Natural Gas | Steamer | E3 | CCE | 0 | 0 | 0 | 0 | 0 | 0 | 0 | 0 | 0 | 0 | 0 | 0 | 0 | 0 | 0 | 0 | 0 | 0 | 0 | 0 | 0 | 0 | 0 | 0 | 0 | 0 | 0 | 0 | 0 | 0 | 0
F1_Commercial_Healthcare_Existing_Food Preparation_Natural Gas_Steamer_E4 | F1 | Commercial | Healthcare | Existing | Food Preparation | Natural Gas | Steamer | E4 | CCE | 0 | 0 | 0 | 0 | 0 | 0 | 0 | 0 | 0 | 0 | 0 | 0 | 0 | 0 | 0 | 0 | 0 | 0 | 0 | 0 | 0 | 0 | 0 | 0 | 0 | 0 | 0 | 0 | 0 | 0 | 0
F1_Commercial_Healthcare_Existing_Food Preparation_Natural Gas_Steamer_E5 | F1 | Commercial | Healthcare | Existing | Food Preparation | Natural Gas | Steamer | E5 | CCE | 0 | 0 | 0 | 0 | 0 | 0 | 0 | 0 | 0 | 0 | 0 | 0 | 0 | 0 | 0 | 0 | 0 | 0 | 0 | 0 | 0 | 0 | 0 | 0 | 0 | 0 | 0 | 0 | 0 | 0 | 0
F1_Commercial_Healthcare_Existing_Food Preparation_Natural Gas_Steamer_E6 | F1 | Commercial | Healthcare | Existing | Food Preparation | Natural Gas | Steamer | E6 | CCE | 0 | 0 | 0 | 0 | 0 | 0 | 0 | 0 | 0 | 0 | 0 | 0 | 0 | 0 | 0 | 0 | 0 | 0 | 0 | 0 | 0 | 0 | 0 | 0 | 0 | 0 | 0 | 0 | 0 | 0 | 0
F1_Commercial_Healthcare_Existing_Food Preparation_Natural Gas_Steamer_E7 | F1 | Commercial | Healthcare | Existing | Food Preparation | Natural Gas | Steamer | E7 | CCE | 0 | 0 | 0 | 0 | 0 | 0 | 0 | 0 | 0 | 0 | 0 | 0 | 0 | 0 | 0 | 0 | 0 | 0 | 0 | 0 | 0 | 0 | 0 | 0 | 0 | 0 | 0 | 0 | 0 | 0 | 0
F1_Commercial_Healthcare_Existing_Food Preparation_Natural Gas_Steamer_E8 | F1 | Commercial | Healthcare | Existing | Food Preparation | Natural Gas | Steamer | E8 | CCE | 0 | 0 | 0 | 0 | 0 | 0 | 0 | 0 | 0 | 0 | 0 | 0 | 0 | 0 | 0 | 0 | 0 | 0 | 0 | 0 | 0 | 0 | 0 | 0 | 0 | 0 | 0 | 0 | 0 | 0 | 0
F1_Commercial_Healthcare_Existing_Food Preparation_Natural Gas_Steamer_E9 | F1 | Commercial | Healthcare | Existing | Food Preparation | Natural Gas | Steamer | E9 | CCE | 0 | 0 | 0 | 0 | 0 | 0 | 0 | 0 | 0 | 0 | 0 | 0 | 0 | 0 | 0 | 0 | 0 | 0 | 0 | 0 | 0 | 0 | 0 | 0 | 0 | 0 | 0 | 0 | 0 | 0 | 0
F1_Commercial_Healthcare_Existing_Food Preparation_Natural Gas_Steamer_E10 | F1 | Commercial | Healthcare | Existing | Food Preparation | Natural Gas | Steamer | E10 | CCE | 0 | 0 | 0 | 0 | 0 | 0 | 0 | 0 | 0 | 0 | 0 | 0 | 0 | 0 | 0 | 0 | 0 | 0 | 0 | 0 | 0 | 0 | 0 | 0 | 0 | 0 | 0 | 0 | 0 | 0 | 0
F2_Commercial_Healthcare_Existing_Food Preparation_Natural Gas_Steamer_E1 | F2 | Commercial | Healthcare | Existing | Food Preparation | Natural Gas | Steamer | E1 | TRC BC Ratio | 0.9 | 0.9 | 0.9 | 0 | 0 | 0 | 0 | 0 | 0 | 0 | 0 | 0 | 0 | 0 | 0 | 0 | 0 | 0 | 0 | 0 | 0 | 0 | 0 | 0 | 0 | 0 | 0 | 0 | 0 | 0 | 0
F2_Commercial_Healthcare_Existing_Food Preparation_Natural Gas_Steamer_E2 | F2 | Commercial | Healthcare | Existing | Food Preparation | Natural Gas | Steamer | E2 | TRC BC Ratio | 5.0195 | 5.062 | 5.0865 | 0.9 | 0.9 | 0.9 | 0.9 | 0.9 | 0.9 | 0.9 | 0.9 | 0.9 | 0.9 | 0.9 | 0.9 | 0.9 | 0.9 | 0.9 | 0.9 | 0.9 | 0.9 | 0.9 | 0.9 | 0.9 | 0.9 | 0.9 | 0.9 | 0.9 | 0.9 | 0.9 | 0.9
F2_Commercial_Healthcare_Existing_Food Preparation_Natural Gas_Steamer_E3 | F2 | Commercial | Healthcare | Existing | Food Preparation | Natural Gas | Steamer | E3 | TRC BC Ratio | 0 | 0 | 0 | 0 | 0 | 0 | 0 | 0 | 0 | 0 | 0 | 0 | 0 | 0 | 0 | 0 | 0 | 0 | 0 | 0 | 0 | 0 | 0 | 0 | 0 | 0 | 0 | 0 | 0 | 0 | 0
F2_Commercial_Healthcare_Existing_Food Preparation_Natural Gas_Steamer_E4 | F2 | Commercial | Healthcare | Existing | Food Preparation | Natural Gas | Steamer | E4 | TRC BC Ratio | 0 | 0 | 0 | 0 | 0 | 0 | 0 | 0 | 0 | 0 | 0 | 0 | 0 | 0 | 0 | 0 | 0 | 0 | 0 | 0 | 0 | 0 | 0 | 0 | 0 | 0 | 0 | 0 | 0 | 0 | 0
F2_Commercial_Healthcare_Existing_Food Preparation_Natural Gas_Steamer_E5 | F2 | Commercial | Healthcare | Existing | Food Preparation | Natural Gas | Steamer | E5 | TRC BC Ratio | 0 | 0 | 0 | 0 | 0 | 0 | 0 | 0 | 0 | 0 | 0 | 0 | 0 | 0 | 0 | 0 | 0 | 0 | 0 | 0 | 0 | 0 | 0 | 0 | 0 | 0 | 0 | 0 | 0 | 0 | 0
F2_Commercial_Healthcare_Existing_Food Preparation_Natural Gas_Steamer_E6 | F2 | Commercial | Healthcare | Existing | Food Preparation | Natural Gas | Steamer | E6 | TRC BC Ratio | 0 | 0 | 0 | 0 | 0 | 0 | 0 | 0 | 0 | 0 | 0 | 0 | 0 | 0 | 0 | 0 | 0 | 0 | 0 | 0 | 0 | 0 | 0 | 0 | 0 | 0 | 0 | 0 | 0 | 0 | 0
F2_Commercial_Healthcare_Existing_Food Preparation_Natural Gas_Steamer_E7 | F2 | Commercial | Healthcare | Existing | Food Preparation | Natural Gas | Steamer | E7 | TRC BC Ratio | 0 | 0 | 0 | 0 | 0 | 0 | 0 | 0 | 0 | 0 | 0 | 0 | 0 | 0 | 0 | 0 | 0 | 0 | 0 | 0 | 0 | 0 | 0 | 0 | 0 | 0 | 0 | 0 | 0 | 0 | 0
F2_Commercial_Healthcare_Existing_Food Preparation_Natural Gas_Steamer_E8 | F2 | Commercial | Healthcare | Existing | Food Preparation | Natural Gas | Steamer | E8 | TRC BC Ratio | 0 | 0 | 0 | 0 | 0 | 0 | 0 | 0 | 0 | 0 | 0 | 0 | 0 | 0 | 0 | 0 | 0 | 0 | 0 | 0 | 0 | 0 | 0 | 0 | 0 | 0 | 0 | 0 | 0 | 0 | 0
F2_Commercial_Healthcare_Existing_Food Preparation_Natural Gas_Steamer_E9 | F2 | Commercial | Healthcare | Existing | Food Preparation | Natural Gas | Steamer | E9 | TRC BC Ratio | 0 | 0 | 0 | 0 | 0 | 0 | 0 | 0 | 0 | 0 | 0 | 0 | 0 | 0 | 0 | 0 | 0 | 0 | 0 | 0 | 0 | 0 | 0 | 0 | 0 | 0 | 0 | 0 | 0 | 0 | 0
F2_Commercial_Healthcare_Existing_Food Preparation_Natural Gas_Steamer_E10 | F2 | Commercial | Healthcare | Existing | Food Preparation | Natural Gas | Steamer | E10 | TRC BC Ratio | 0 | 0 | 0 | 0 | 0 | 0 | 0 | 0 | 0 | 0 | 0 | 0 | 0 | 0 | 0 | 0 | 0 | 0 | 0 | 0 | 0 | 0 | 0 | 0 | 0 | 0 | 0 | 0 | 0 | 0 | 0
F3_Commercial_Healthcare_Existing_Food Preparation_Natural Gas_Steamer_E1 | F3 | Commercial | Healthcare | Existing | Food Preparation | Natural Gas | Steamer | E1 | PACT BC Ratio | 0.9 | 0.9 | 0.9 | 0 | 0 | 0 | 0 | 0 | 0 | 0 | 0 | 0 | 0 | 0 | 0 | 0 | 0 | 0 | 0 | 0 | 0 | 0 | 0 | 0 | 0 | 0 | 0 | 0 | 0 | 0 | 0
F3_Commercial_Healthcare_Existing_Food Preparation_Natural Gas_Steamer_E2 | F3 | Commercial | Healthcare | Existing | Food Preparation | Natural Gas | Steamer | E2 | PACT BC Ratio | 5.4356 | 5.4817 | 5.5082 | 0.9 | 0.9 | 0.9 | 0.9 | 0.9 | 0.9 | 0.9 | 0.9 | 0.9 | 0.9 | 0.9 | 0.9 | 0.9 | 0.9 | 0.9 | 0.9 | 0.9 | 0.9 | 0.9 | 0.9 | 0.9 | 0.9 | 0.9 | 0.9 | 0.9 | 0.9 | 0.9 | 0.9
F3_Commercial_Healthcare_Existing_Food Preparation_Natural Gas_Steamer_E3 | F3 | Commercial | Healthcare | Existing | Food Preparation | Natural Gas | Steamer | E3 | PACT BC Ratio | 0 | 0 | 0 | 0 | 0 | 0 | 0 | 0 | 0 | 0 | 0 | 0 | 0 | 0 | 0 | 0 | 0 | 0 | 0 | 0 | 0 | 0 | 0 | 0 | 0 | 0 | 0 | 0 | 0 | 0 | 0
F3_Commercial_Healthcare_Existing_Food Preparation_Natural Gas_Steamer_E4 | F3 | Commercial | Healthcare | Existing | Food Preparation | Natural Gas | Steamer | E4 | PACT BC Ratio | 0 | 0 | 0 | 0 | 0 | 0 | 0 | 0 | 0 | 0 | 0 | 0 | 0 | 0 | 0 | 0 | 0 | 0 | 0 | 0 | 0 | 0 | 0 | 0 | 0 | 0 | 0 | 0 | 0 | 0 | 0
F3_Commercial_Healthcare_Existing_Food Preparation_Natural Gas_Steamer_E5 | F3 | Commercial | Healthcare | Existing | Food Preparation | Natural Gas | Steamer | E5 | PACT BC Ratio | 0 | 0 | 0 | 0 | 0 | 0 | 0 | 0 | 0 | 0 | 0 | 0 | 0 | 0 | 0 | 0 | 0 | 0 | 0 | 0 | 0 | 0 | 0 | 0 | 0 | 0 | 0 | 0 | 0 | 0 | 0
F3_Commercial_Healthcare_Existing_Food Preparation_Natural Gas_Steamer_E6 | F3 | Commercial | Healthcare | Existing | Food Preparation | Natural Gas | Steamer | E6 | PACT BC Ratio | 0 | 0 | 0 | 0 | 0 | 0 | 0 | 0 | 0 | 0 | 0 | 0 | 0 | 0 | 0 | 0 | 0 | 0 | 0 | 0 | 0 | 0 | 0 | 0 | 0 | 0 | 0 | 0 | 0 | 0 | 0
F3_Commercial_Healthcare_Existing_Food Preparation_Natural Gas_Steamer_E7 | F3 | Commercial | Healthcare | Existing | Food Preparation | Natural Gas | Steamer | E7 | PACT BC Ratio | 0 | 0 | 0 | 0 | 0 | 0 | 0 | 0 | 0 | 0 | 0 | 0 | 0 | 0 | 0 | 0 | 0 | 0 | 0 | 0 | 0 | 0 | 0 | 0 | 0 | 0 | 0 | 0 | 0 | 0 | 0
F3_Commercial_Healthcare_Existing_Food Preparation_Natural Gas_Steamer_E8 | F3 | Commercial | Healthcare | Existing | Food Preparation | Natural Gas | Steamer | E8 | PACT BC Ratio | 0 | 0 | 0 | 0 | 0 | 0 | 0 | 0 | 0 | 0 | 0 | 0 | 0 | 0 | 0 | 0 | 0 | 0 | 0 | 0 | 0 | 0 | 0 | 0 | 0 | 0 | 0 | 0 | 0 | 0 | 0
F3_Commercial_Healthcare_Existing_Food Preparation_Natural Gas_Steamer_E9 | F3 | Commercial | Healthcare | Existing | Food Preparation | Natural Gas | Steamer | E9 | PACT BC Ratio | 0 | 0 | 0 | 0 | 0 | 0 | 0 | 0 | 0 | 0 | 0 | 0 | 0 | 0 | 0 | 0 | 0 | 0 | 0 | 0 | 0 | 0 | 0 | 0 | 0 | 0 | 0 | 0 | 0 | 0 | 0
F3_Commercial_Healthcare_Existing_Food Preparation_Natural Gas_Steamer_E10 | F3 | Commercial | Healthcare | Existing | Food Preparation | Natural Gas | Steamer | E10 | PACT BC Ratio | 0 | 0 | 0 | 0 | 0 | 0 | 0 | 0 | 0 | 0 | 0 | 0 | 0 | 0 | 0 | 0 | 0 | 0 | 0 | 0 | 0 | 0 | 0 | 0 | 0 | 0 | 0 | 0 | 0 | 0 | 0
F4_Commercial_Healthcare_Existing_Food Preparation_Natural Gas_Steamer_E1 | F4 | Commercial | Healthcare | Existing | Food Preparation | Natural Gas | Steamer | E1 | PCT BC Ratio | 0.9 | 0.9 | 0.9 | 0 | 0 | 0 | 0 | 0 | 0 | 0 | 0 | 0 | 0 | 0 | 0 | 0 | 0 | 0 | 0 | 0 | 0 | 0 | 0 | 0 | 0 | 0 | 0 | 0 | 0 | 0 | 0
F4_Commercial_Healthcare_Existing_Food Preparation_Natural Gas_Steamer_E2 | F4 | Commercial | Healthcare | Existing | Food Preparation | Natural Gas | Steamer | E2 | PCT BC Ratio | 12.4994 | 12.5981 | 12.6548 | 0.9 | 0.9 | 0.9 | 0.9 | 0.9 | 0.9 | 0.9 | 0.9 | 0.9 | 0.9 | 0.9 | 0.9 | 0.9 | 0.9 | 0.9 | 0.9 | 0.9 | 0.9 | 0.9 | 0.9 | 0.9 | 0.9 | 0.9 | 0.9 | 0.9 | 0.9 | 0.9 | 0.9
F4_Commercial_Healthcare_Existing_Food Preparation_Natural Gas_Steamer_E3 | F4 | Commercial | Healthcare | Existing | Food Preparation | Natural Gas | Steamer | E3 | PCT BC Ratio | 0 | 0 | 0 | 0 | 0 | 0 | 0 | 0 | 0 | 0 | 0 | 0 | 0 | 0 | 0 | 0 | 0 | 0 | 0 | 0 | 0 | 0 | 0 | 0 | 0 | 0 | 0 | 0 | 0 | 0 | 0
F4_Commercial_Healthcare_Existing_Food Preparation_Natural Gas_Steamer_E4 | F4 | Commercial | Healthcare | Existing | Food Preparation | Natural Gas | Steamer | E4 | PCT BC Ratio | 0 | 0 | 0 | 0 | 0 | 0 | 0 | 0 | 0 | 0 | 0 | 0 | 0 | 0 | 0 | 0 | 0 | 0 | 0 | 0 | 0 | 0 | 0 | 0 | 0 | 0 | 0 | 0 | 0 | 0 | 0
F4_Commercial_Healthcare_Existing_Food Preparation_Natural Gas_Steamer_E5 | F4 | Commercial | Healthcare | Existing | Food Preparation | Natural Gas | Steamer | E5 | PCT BC Ratio | 0 | 0 | 0 | 0 | 0 | 0 | 0 | 0 | 0 | 0 | 0 | 0 | 0 | 0 | 0 | 0 | 0 | 0 | 0 | 0 | 0 | 0 | 0 | 0 | 0 | 0 | 0 | 0 | 0 | 0 | 0
F4_Commercial_Healthcare_Existing_Food Preparation_Natural Gas_Steamer_E6 | F4 | Commercial | Healthcare | Existing | Food Preparation | Natural Gas | Steamer | E6 | PCT BC Ratio | 0 | 0 | 0 | 0 | 0 | 0 | 0 | 0 | 0 | 0 | 0 | 0 | 0 | 0 | 0 | 0 | 0 | 0 | 0 | 0 | 0 | 0 | 0 | 0 | 0 | 0 | 0 | 0 | 0 | 0 | 0
F4_Commercial_Healthcare_Existing_Food Preparation_Natural Gas_Steamer_E7 | F4 | Commercial | Healthcare | Existing | Food Preparation | Natural Gas | Steamer | E7 | PCT BC Ratio | 0 | 0 | 0 | 0 | 0 | 0 | 0 | 0 | 0 | 0 | 0 | 0 | 0 | 0 | 0 | 0 | 0 | 0 | 0 | 0 | 0 | 0 | 0 | 0 | 0 | 0 | 0 | 0 | 0 | 0 | 0
F4_Commercial_Healthcare_Existing_Food Preparation_Natural Gas_Steamer_E8 | F4 | Commercial | Healthcare | Existing | Food Preparation | Natural Gas | Steamer | E8 | PCT BC Ratio | 0 | 0 | 0 | 0 | 0 | 0 | 0 | 0 | 0 | 0 | 0 | 0 | 0 | 0 | 0 | 0 | 0 | 0 | 0 | 0 | 0 | 0 | 0 | 0 | 0 | 0 | 0 | 0 | 0 | 0 | 0
F4_Commercial_Healthcare_Existing_Food Preparation_Natural Gas_Steamer_E9 | F4 | Commercial | Healthcare | Existing | Food Preparation | Natural Gas | Steamer | E9 | PCT BC Ratio | 0 | 0 | 0 | 0 | 0 | 0 | 0 | 0 | 0 | 0 | 0 | 0 | 0 | 0 | 0 | 0 | 0 | 0 | 0 | 0 | 0 | 0 | 0 | 0 | 0 | 0 | 0 | 0 | 0 | 0 | 0
F4_Commercial_Healthcare_Existing_Food Preparation_Natural Gas_Steamer_E10 | F4 | Commercial | Healthcare | Existing | Food Preparation | Natural Gas | Steamer | E10 | PCT BC Ratio | 0 | 0 | 0 | 0 | 0 | 0 | 0 | 0 | 0 | 0 | 0 | 0 | 0 | 0 | 0 | 0 | 0 | 0 | 0 | 0 | 0 | 0 | 0 | 0 | 0 | 0 | 0 | 0 | 0 | 0 | 0
F5_Commercial_Healthcare_Existing_Food Preparation_Natural Gas_Steamer_E1 | F5 | Commercial | Healthcare | Existing | Food Preparation | Natural Gas | Steamer | E1 | RIM BC Ratio | 0.9 | 0.9 | 0.9 | 0 | 0 | 0 | 0 | 0 | 0 | 0 | 0 | 0 | 0 | 0 | 0 | 0 | 0 | 0 | 0 | 0 | 0 | 0 | 0 | 0 | 0 | 0 | 0 | 0 | 0 | 0 | 0
F5_Commercial_Healthcare_Existing_Food Preparation_Natural Gas_Steamer_E2 | F5 | Commercial | Healthcare | Existing | Food Preparation | Natural Gas | Steamer | E2 | RIM BC Ratio | 0.72357 | 0.72438 | 0.72484 | 0.9 | 0.9 | 0.9 | 0.9 | 0.9 | 0.9 | 0.9 | 0.9 | 0.9 | 0.9 | 0.9 | 0.9 | 0.9 | 0.9 | 0.9 | 0.9 | 0.9 | 0.9 | 0.9 | 0.9 | 0.9 | 0.9 | 0.9 | 0.9 | 0.9 | 0.9 | 0.9 | 0.9
F5_Commercial_Healthcare_Existing_Food Preparation_Natural Gas_Steamer_E3 | F5 | Commercial | Healthcare | Existing | Food Preparation | Natural Gas | Steamer | E3 | RIM BC Ratio | 0 | 0 | 0 | 0 | 0 | 0 | 0 | 0 | 0 | 0 | 0 | 0 | 0 | 0 | 0 | 0 | 0 | 0 | 0 | 0 | 0 | 0 | 0 | 0 | 0 | 0 | 0 | 0 | 0 | 0 | 0
F5_Commercial_Healthcare_Existing_Food Preparation_Natural Gas_Steamer_E4 | F5 | Commercial | Healthcare | Existing | Food Preparation | Natural Gas | Steamer | E4 | RIM BC Ratio | 0 | 0 | 0 | 0 | 0 | 0 | 0 | 0 | 0 | 0 | 0 | 0 | 0 | 0 | 0 | 0 | 0 | 0 | 0 | 0 | 0 | 0 | 0 | 0 | 0 | 0 | 0 | 0 | 0 | 0 | 0
F5_Commercial_Healthcare_Existing_Food Preparation_Natural Gas_Steamer_E5 | F5 | Commercial | Healthcare | Existing | Food Preparation | Natural Gas | Steamer | E5 | RIM BC Ratio | 0 | 0 | 0 | 0 | 0 | 0 | 0 | 0 | 0 | 0 | 0 | 0 | 0 | 0 | 0 | 0 | 0 | 0 | 0 | 0 | 0 | 0 | 0 | 0 | 0 | 0 | 0 | 0 | 0 | 0 | 0
F5_Commercial_Healthcare_Existing_Food Preparation_Natural Gas_Steamer_E6 | F5 | Commercial | Healthcare | Existing | Food Preparation | Natural Gas | Steamer | E6 | RIM BC Ratio | 0 | 0 | 0 | 0 | 0 | 0 | 0 | 0 | 0 | 0 | 0 | 0 | 0 | 0 | 0 | 0 | 0 | 0 | 0 | 0 | 0 | 0 | 0 | 0 | 0 | 0 | 0 | 0 | 0 | 0 | 0
F5_Commercial_Healthcare_Existing_Food Preparation_Natural Gas_Steamer_E7 | F5 | Commercial | Healthcare | Existing | Food Preparation | Natural Gas | Steamer | E7 | RIM BC Ratio | 0 | 0 | 0 | 0 | 0 | 0 | 0 | 0 | 0 | 0 | 0 | 0 | 0 | 0 | 0 | 0 | 0 | 0 | 0 | 0 | 0 | 0 | 0 | 0 | 0 | 0 | 0 | 0 | 0 | 0 | 0
F5_Commercial_Healthcare_Existing_Food Preparation_Natural Gas_Steamer_E8 | F5 | Commercial | Healthcare | Existing | Food Preparation | Natural Gas | Steamer | E8 | RIM BC Ratio | 0 | 0 | 0 | 0 | 0 | 0 | 0 | 0 | 0 | 0 | 0 | 0 | 0 | 0 | 0 | 0 | 0 | 0 | 0 | 0 | 0 | 0 | 0 | 0 | 0 | 0 | 0 | 0 | 0 | 0 | 0
F5_Commercial_Healthcare_Existing_Food Preparation_Natural Gas_Steamer_E9 | F5 | Commercial | Healthcare | Existing | Food Preparation | Natural Gas | Steamer | E9 | RIM BC Ratio | 0 | 0 | 0 | 0 | 0 | 0 | 0 | 0 | 0 | 0 | 0 | 0 | 0 | 0 | 0 | 0 | 0 | 0 | 0 | 0 | 0 | 0 | 0 | 0 | 0 | 0 | 0 | 0 | 0 | 0 | 0
F5_Commercial_Healthcare_Existing_Food Preparation_Natural Gas_Steamer_E10 | F5 | Commercial | Healthcare | Existing | Food Preparation | Natural Gas | Steamer | E10 | RIM BC Ratio | 0 | 0 | 0 | 0 | 0 | 0 | 0 | 0 | 0 | 0 | 0 | 0 | 0 | 0 | 0 | 0 | 0 | 0 | 0 | 0 | 0 | 0 | 0 | 0 | 0 | 0 | 0 | 0 | 0 | 0 | 0
F0_Commercial_Healthcare_Existing_Food Preparation_Natural Gas_Food Prep Other_E0 | F0 | Commercial | Healthcare | Existing | Food Preparation | Natural Gas | Food Prep Other | E0 | Economic Unit | ENERGY STAR | ENERGY STAR | ENERGY STAR | ENERGY STAR | ENERGY STAR | ENERGY STAR | ENERGY STAR | ENERGY STAR | ENERGY STAR | ENERGY STAR | ENERGY STAR | ENERGY STAR | ENERGY STAR | ENERGY STAR | ENERGY STAR | ENERGY STAR | ENERGY STAR | ENERGY STAR | ENERGY STAR | ENERGY STAR | ENERGY STAR | ENERGY STAR | ENERGY STAR | Standard | Standard | Standard | Standard | Standard | Standard | Standard | Standard
F1_Commercial_Healthcare_Existing_Food Preparation_Natural Gas_Food Prep Other_E1 | F1 | Commercial | Healthcare | Existing | Food Preparation | Natural Gas | Food Prep Other | E1 | CCE | 0 | 0 | 0 | 0 | 0 | 0 | 0 | 0 | 0 | 0 | 0 | 0 | 0 | 0 | 0 | 0 | 0 | 0 | 0 | 0 | 0 | 0 | 0 | 0 | 0 | 0 | 0 | 0 | 0 | 0 | 0
F1_Commercial_Healthcare_Existing_Food Preparation_Natural Gas_Food Prep Other_E2 | F1 | Commercial | Healthcare | Existing | Food Preparation | Natural Gas | Food Prep Other | E2 | CCE | 0.15845 | 0.15233 | 0.15306 | 0.15466 | 0.15466 | 0.15466 | 0.15466 | 0.15466 | 0.15466 | 0.15466 | 0.15466 | 0.15466 | 0.15466 | 0.15466 | 0.15466 | 0.15466 | 0.15466 | 0.15466 | 0.15466 | 0.15466 | 0.15466 | 0.15466 | 0.15466 | 0.15466 | 0.15466 | 0.15466 | 0.15466 | 0.15466 | 0.15466 | 0.15466 | 0.15466
F1_Commercial_Healthcare_Existing_Food Preparation_Natural Gas_Food Prep Other_E3 | F1 | Commercial | Healthcare | Existing | Food Preparation | Natural Gas | Food Prep Other | E3 | CCE | 0 | 0 | 0 | 0 | 0 | 0 | 0 | 0 | 0 | 0 | 0 | 0 | 0 | 0 | 0 | 0 | 0 | 0 | 0 | 0 | 0 | 0 | 0 | 0 | 0 | 0 | 0 | 0 | 0 | 0 | 0
F1_Commercial_Healthcare_Existing_Food Preparation_Natural Gas_Food Prep Other_E4 | F1 | Commercial | Healthcare | Existing | Food Preparation | Natural Gas | Food Prep Other | E4 | CCE | 0 | 0 | 0 | 0 | 0 | 0 | 0 | 0 | 0 | 0 | 0 | 0 | 0 | 0 | 0 | 0 | 0 | 0 | 0 | 0 | 0 | 0 | 0 | 0 | 0 | 0 | 0 | 0 | 0 | 0 | 0
F1_Commercial_Healthcare_Existing_Food Preparation_Natural Gas_Food Prep Other_E5 | F1 | Commercial | Healthcare | Existing | Food Preparation | Natural Gas | Food Prep Other | E5 | CCE | 0 | 0 | 0 | 0 | 0 | 0 | 0 | 0 | 0 | 0 | 0 | 0 | 0 | 0 | 0 | 0 | 0 | 0 | 0 | 0 | 0 | 0 | 0 | 0 | 0 | 0 | 0 | 0 | 0 | 0 | 0
F1_Commercial_Healthcare_Existing_Food Preparation_Natural Gas_Food Prep Other_E6 | F1 | Commercial | Healthcare | Existing | Food Preparation | Natural Gas | Food Prep Other | E6 | CCE | 0 | 0 | 0 | 0 | 0 | 0 | 0 | 0 | 0 | 0 | 0 | 0 | 0 | 0 | 0 | 0 | 0 | 0 | 0 | 0 | 0 | 0 | 0 | 0 | 0 | 0 | 0 | 0 | 0 | 0 | 0
F1_Commercial_Healthcare_Existing_Food Preparation_Natural Gas_Food Prep Other_E7 | F1 | Commercial | Healthcare | Existing | Food Preparation | Natural Gas | Food Prep Other | E7 | CCE | 0 | 0 | 0 | 0 | 0 | 0 | 0 | 0 | 0 | 0 | 0 | 0 | 0 | 0 | 0 | 0 | 0 | 0 | 0 | 0 | 0 | 0 | 0 | 0 | 0 | 0 | 0 | 0 | 0 | 0 | 0
F1_Commercial_Healthcare_Existing_Food Preparation_Natural Gas_Food Prep Other_E8 | F1 | Commercial | Healthcare | Existing | Food Preparation | Natural Gas | Food Prep Other | E8 | CCE | 0 | 0 | 0 | 0 | 0 | 0 | 0 | 0 | 0 | 0 | 0 | 0 | 0 | 0 | 0 | 0 | 0 | 0 | 0 | 0 | 0 | 0 | 0 | 0 | 0 | 0 | 0 | 0 | 0 | 0 | 0
F1_Commercial_Healthcare_Existing_Food Preparation_Natural Gas_Food Prep Other_E9 | F1 | Commercial | Healthcare | Existing | Food Preparation | Natural Gas | Food Prep Other | E9 | CCE | 0 | 0 | 0 | 0 | 0 | 0 | 0 | 0 | 0 | 0 | 0 | 0 | 0 | 0 | 0 | 0 | 0 | 0 | 0 | 0 | 0 | 0 | 0 | 0 | 0 | 0 | 0 | 0 | 0 | 0 | 0
F1_Commercial_Healthcare_Existing_Food Preparation_Natural Gas_Food Prep Other_E10 | F1 | Commercial | Healthcare | Existing | Food Preparation | Natural Gas | Food Prep Other | E10 | CCE | 0 | 0 | 0 | 0 | 0 | 0 | 0 | 0 | 0 | 0 | 0 | 0 | 0 | 0 | 0 | 0 | 0 | 0 | 0 | 0 | 0 | 0 | 0 | 0 | 0 | 0 | 0 | 0 | 0 | 0 | 0
F2_Commercial_Healthcare_Existing_Food Preparation_Natural Gas_Food Prep Other_E1 | F2 | Commercial | Healthcare | Existing | Food Preparation | Natural Gas | Food Prep Other | E1 | TRC BC Ratio | 0.9 | 0.9 | 0.9 | 0.9 | 0.9 | 0.9 | 0.9 | 0.9 | 0.9 | 0.9 | 0.9 | 0.9 | 0.9 | 0.9 | 0.9 | 0.9 | 0.9 | 0.9 | 0.9 | 0.9 | 0.9 | 0.9 | 0.9 | 0.9 | 0.9 | 0.9 | 0.9 | 0.9 | 0.9 | 0.9 | 0.9
F2_Commercial_Healthcare_Existing_Food Preparation_Natural Gas_Food Prep Other_E2 | F2 | Commercial | Healthcare | Existing | Food Preparation | Natural Gas | Food Prep Other | E2 | TRC BC Ratio | 0.064402 | 0.065679 | 0.066592 | 0.067581 | 0.069003 | 0.064649 | 0.061246 | 0.059457 | 0.058814 | 0.057827 | 0.057162 | 0.060191 | 0.053868 | 0.057577 | 0.062338 | 0.066965 | 0.067138 | 0.067459 | 0.06617 | 0.067089 | 0.067733 | 0.068601 | 0.069693 | 0.032829 | 0.032174 | 0.031561 | 0.030984 | 0.030437 | 0.029914 | 0.029412 | 0.028926
F2_Commercial_Healthcare_Existing_Food Preparation_Natural Gas_Food Prep Other_E3 | F2 | Commercial | Healthcare | Existing | Food Preparation | Natural Gas | Food Prep Other | E3 | TRC BC Ratio | 0 | 0 | 0 | 0 | 0 | 0 | 0 | 0 | 0 | 0 | 0 | 0 | 0 | 0 | 0 | 0 | 0 | 0 | 0 | 0 | 0 | 0 | 0 | 0 | 0 | 0 | 0 | 0 | 0 | 0 | 0
F2_Commercial_Healthcare_Existing_Food Preparation_Natural Gas_Food Prep Other_E4 | F2 | Commercial | Healthcare | Existing | Food Preparation | Natural Gas | Food Prep Other | E4 | TRC BC Ratio | 0 | 0 | 0 | 0 | 0 | 0 | 0 | 0 | 0 | 0 | 0 | 0 | 0 | 0 | 0 | 0 | 0 | 0 | 0 | 0 | 0 | 0 | 0 | 0 | 0 | 0 | 0 | 0 | 0 | 0 | 0
F2_Commercial_Healthcare_Existing_Food Preparation_Natural Gas_Food Prep Other_E5 | F2 | Commercial | Healthcare | Existing | Food Preparation | Natural Gas | Food Prep Other | E5 | TRC BC Ratio | 0 | 0 | 0 | 0 | 0 | 0 | 0 | 0 | 0 | 0 | 0 | 0 | 0 | 0 | 0 | 0 | 0 | 0 | 0 | 0 | 0 | 0 | 0 | 0 | 0 | 0 | 0 | 0 | 0 | 0 | 0
F2_Commercial_Healthcare_Existing_Food Preparation_Natural Gas_Food Prep Other_E6 | F2 | Commercial | Healthcare | Existing | Food Preparation | Natural Gas | Food Prep Other | E6 | TRC BC Ratio | 0 | 0 | 0 | 0 | 0 | 0 | 0 | 0 | 0 | 0 | 0 | 0 | 0 | 0 | 0 | 0 | 0 | 0 | 0 | 0 | 0 | 0 | 0 | 0 | 0 | 0 | 0 | 0 | 0 | 0 | 0
F2_Commercial_Healthcare_Existing_Food Preparation_Natural Gas_Food Prep Other_E7 | F2 | Commercial | Healthcare | Existing | Food Preparation | Natural Gas | Food Prep Other | E7 | TRC BC Ratio | 0 | 0 | 0 | 0 | 0 | 0 | 0 | 0 | 0 | 0 | 0 | 0 | 0 | 0 | 0 | 0 | 0 | 0 | 0 | 0 | 0 | 0 | 0 | 0 | 0 | 0 | 0 | 0 | 0 | 0 | 0
F2_Commercial_Healthcare_Existing_Food Preparation_Natural Gas_Food Prep Other_E8 | F2 | Commercial | Healthcare | Existing | Food Preparation | Natural Gas | Food Prep Other | E8 | TRC BC Ratio | 0 | 0 | 0 | 0 | 0 | 0 | 0 | 0 | 0 | 0 | 0 | 0 | 0 | 0 | 0 | 0 | 0 | 0 | 0 | 0 | 0 | 0 | 0 | 0 | 0 | 0 | 0 | 0 | 0 | 0 | 0
F2_Commercial_Healthcare_Existing_Food Preparation_Natural Gas_Food Prep Other_E9 | F2 | Commercial | Healthcare | Existing | Food Preparation | Natural Gas | Food Prep Other | E9 | TRC BC Ratio | 0 | 0 | 0 | 0 | 0 | 0 | 0 | 0 | 0 | 0 | 0 | 0 | 0 | 0 | 0 | 0 | 0 | 0 | 0 | 0 | 0 | 0 | 0 | 0 | 0 | 0 | 0 | 0 | 0 | 0 | 0
F2_Commercial_Healthcare_Existing_Food Preparation_Natural Gas_Food Prep Other_E10 | F2 | Commercial | Healthcare | Existing | Food Preparation | Natural Gas | Food Prep Other | E10 | TRC BC Ratio | 0 | 0 | 0 | 0 | 0 | 0 | 0 | 0 | 0 | 0 | 0 | 0 | 0 | 0 | 0 | 0 | 0 | 0 | 0 | 0 | 0 | 0 | 0 | 0 | 0 | 0 | 0 | 0 | 0 | 0 | 0
F3_Commercial_Healthcare_Existing_Food Preparation_Natural Gas_Food Prep Other_E1 | F3 | Commercial | Healthcare | Existing | Food Preparation | Natural Gas | Food Prep Other | E1 | PACT BC Ratio | 0.9 | 0.9 | 0.9 | 0.9 | 0.9 | 0.9 | 0.9 | 0.9 | 0.9 | 0.9 | 0.9 | 0.9 | 0.9 | 0.9 | 0.9 | 0.9 | 0.9 | 0.9 | 0.9 | 0.9 | 0.9 | 0.9 | 0.9 | 0.9 | 0.9 | 0.9 | 0.9 | 0.9 | 0.9 | 0.9 | 0.9
F3_Commercial_Healthcare_Existing_Food Preparation_Natural Gas_Food Prep Other_E2 | F3 | Commercial | Healthcare | Existing | Food Preparation | Natural Gas | Food Prep Other | E2 | PACT BC Ratio | 1.1369 | 1.1594 | 1.1755 | 1.193 | 1.2181 | 1.1412 | 1.0812 | 1.0496 | 1.0382 | 1.0208 | 1.0091 | 1.0625 | 0.95093 | 1.0164 | 1.1004 | 1.1821 | 1.1852 | 1.1908 | 1.1681 | 1.1843 | 1.1957 | 1.211 | 1.2303 | 0.57953 | 0.56797 | 0.55715 | 0.54696 | 0.5373 | 0.52807 | 0.5192 | 0.51063
F3_Commercial_Healthcare_Existing_Food Preparation_Natural Gas_Food Prep Other_E3 | F3 | Commercial | Healthcare | Existing | Food Preparation | Natural Gas | Food Prep Other | E3 | PACT BC Ratio | 0 | 0 | 0 | 0 | 0 | 0 | 0 | 0 | 0 | 0 | 0 | 0 | 0 | 0 | 0 | 0 | 0 | 0 | 0 | 0 | 0 | 0 | 0 | 0 | 0 | 0 | 0 | 0 | 0 | 0 | 0
F3_Commercial_Healthcare_Existing_Food Preparation_Natural Gas_Food Prep Other_E4 | F3 | Commercial | Healthcare | Existing | Food Preparation | Natural Gas | Food Prep Other | E4 | PACT BC Ratio | 0 | 0 | 0 | 0 | 0 | 0 | 0 | 0 | 0 | 0 | 0 | 0 | 0 | 0 | 0 | 0 | 0 | 0 | 0 | 0 | 0 | 0 | 0 | 0 | 0 | 0 | 0 | 0 | 0 | 0 | 0
F3_Commercial_Healthcare_Existing_Food Preparation_Natural Gas_Food Prep Other_E5 | F3 | Commercial | Healthcare | Existing | Food Preparation | Natural Gas | Food Prep Other | E5 | PACT BC Ratio | 0 | 0 | 0 | 0 | 0 | 0 | 0 | 0 | 0 | 0 | 0 | 0 | 0 | 0 | 0 | 0 | 0 | 0 | 0 | 0 | 0 | 0 | 0 | 0 | 0 | 0 | 0 | 0 | 0 | 0 | 0
F3_Commercial_Healthcare_Existing_Food Preparation_Natural Gas_Food Prep Other_E6 | F3 | Commercial | Healthcare | Existing | Food Preparation | Natural Gas | Food Prep Other | E6 | PACT BC Ratio | 0 | 0 | 0 | 0 | 0 | 0 | 0 | 0 | 0 | 0 | 0 | 0 | 0 | 0 | 0 | 0 | 0 | 0 | 0 | 0 | 0 | 0 | 0 | 0 | 0 | 0 | 0 | 0 | 0 | 0 | 0
F3_Commercial_Healthcare_Existing_Food Preparation_Natural Gas_Food Prep Other_E7 | F3 | Commercial | Healthcare | Existing | Food Preparation | Natural Gas | Food Prep Other | E7 | PACT BC Ratio | 0 | 0 | 0 | 0 | 0 | 0 | 0 | 0 | 0 | 0 | 0 | 0 | 0 | 0 | 0 | 0 | 0 | 0 | 0 | 0 | 0 | 0 | 0 | 0 | 0 | 0 | 0 | 0 | 0 | 0 | 0
F3_Commercial_Healthcare_Existing_Food Preparation_Natural Gas_Food Prep Other_E8 | F3 | Commercial | Healthcare | Existing | Food Preparation | Natural Gas | Food Prep Other | E8 | PACT BC Ratio | 0 | 0 | 0 | 0 | 0 | 0 | 0 | 0 | 0 | 0 | 0 | 0 | 0 | 0 | 0 | 0 | 0 | 0 | 0 | 0 | 0 | 0 | 0 | 0 | 0 | 0 | 0 | 0 | 0 | 0 | 0
F3_Commercial_Healthcare_Existing_Food Preparation_Natural Gas_Food Prep Other_E9 | F3 | Commercial | Healthcare | Existing | Food Preparation | Natural Gas | Food Prep Other | E9 | PACT BC Ratio | 0 | 0 | 0 | 0 | 0 | 0 | 0 | 0 | 0 | 0 | 0 | 0 | 0 | 0 | 0 | 0 | 0 | 0 | 0 | 0 | 0 | 0 | 0 | 0 | 0 | 0 | 0 | 0 | 0 | 0 | 0
F3_Commercial_Healthcare_Existing_Food Preparation_Natural Gas_Food Prep Other_E10 | F3 | Commercial | Healthcare | Existing | Food Preparation | Natural Gas | Food Prep Other | E10 | PACT BC Ratio | 0 | 0 | 0 | 0 | 0 | 0 | 0 | 0 | 0 | 0 | 0 | 0 | 0 | 0 | 0 | 0 | 0 | 0 | 0 | 0 | 0 | 0 | 0 | 0 | 0 | 0 | 0 | 0 | 0 | 0 | 0
F4_Commercial_Healthcare_Existing_Food Preparation_Natural Gas_Food Prep Other_E1 | F4 | Commercial | Healthcare | Existing | Food Preparation | Natural Gas | Food Prep Other | E1 | PCT BC Ratio | 0.9 | 0.9 | 0.9 | 0.9 | 0.9 | 0.9 | 0.9 | 0.9 | 0.9 | 0.9 | 0.9 | 0.9 | 0.9 | 0.9 | 0.9 | 0.9 | 0.9 | 0.9 | 0.9 | 0.9 | 0.9 | 0.9 | 0.9 | 0.9 | 0.9 | 0.9 | 0.9 | 0.9 | 0.9 | 0.9 | 0.9
F4_Commercial_Healthcare_Existing_Food Preparation_Natural Gas_Food Prep Other_E2 | F4 | Commercial | Healthcare | Existing | Food Preparation | Natural Gas | Food Prep Other | E2 | PCT BC Ratio | 0.10732 | 0.10889 | 0.11002 | 0.11124 | 0.113 | 0.10762 | 0.10342 | 0.10121 | 0.10042 | 0.0992 | 0.098378 | 0.10212 | 0.094311 | 0.098891 | 0.10477 | 0.11048 | 0.1107 | 0.11109 | 0.1095 | 0.11064 | 0.11143 | 0.1125 | 0.11385 | 0.068334 | 0.067525 | 0.066768 | 0.066056 | 0.06538 | 0.064735 | 0.064115 | 0.063515
F4_Commercial_Healthcare_Existing_Food Preparation_Natural Gas_Food Prep Other_E3 | F4 | Commercial | Healthcare | Existing | Food Preparation | Natural Gas | Food Prep Other | E3 | PCT BC Ratio | 0 | 0 | 0 | 0 | 0 | 0 | 0 | 0 | 0 | 0 | 0 | 0 | 0 | 0 | 0 | 0 | 0 | 0 | 0 | 0 | 0 | 0 | 0 | 0 | 0 | 0 | 0 | 0 | 0 | 0 | 0
F4_Commercial_Healthcare_Existing_Food Preparation_Natural Gas_Food Prep Other_E4 | F4 | Commercial | Healthcare | Existing | Food Preparation | Natural Gas | Food Prep Other | E4 | PCT BC Ratio | 0 | 0 | 0 | 0 | 0 | 0 | 0 | 0 | 0 | 0 | 0 | 0 | 0 | 0 | 0 | 0 | 0 | 0 | 0 | 0 | 0 | 0 | 0 | 0 | 0 | 0 | 0 | 0 | 0 | 0 | 0
F4_Commercial_Healthcare_Existing_Food Preparation_Natural Gas_Food Prep Other_E5 | F4 | Commercial | Healthcare | Existing | Food Preparation | Natural Gas | Food Prep Other | E5 | PCT BC Ratio | 0 | 0 | 0 | 0 | 0 | 0 | 0 | 0 | 0 | 0 | 0 | 0 | 0 | 0 | 0 | 0 | 0 | 0 | 0 | 0 | 0 | 0 | 0 | 0 | 0 | 0 | 0 | 0 | 0 | 0 | 0
F4_Commercial_Healthcare_Existing_Food Preparation_Natural Gas_Food Prep Other_E6 | F4 | Commercial | Healthcare | Existing | Food Preparation | Natural Gas | Food Prep Other | E6 | PCT BC Ratio | 0 | 0 | 0 | 0 | 0 | 0 | 0 | 0 | 0 | 0 | 0 | 0 | 0 | 0 | 0 | 0 | 0 | 0 | 0 | 0 | 0 | 0 | 0 | 0 | 0 | 0 | 0 | 0 | 0 | 0 | 0
F4_Commercial_Healthcare_Existing_Food Preparation_Natural Gas_Food Prep Other_E7 | F4 | Commercial | Healthcare | Existing | Food Preparation | Natural Gas | Food Prep Other | E7 | PCT BC Ratio | 0 | 0 | 0 | 0 | 0 | 0 | 0 | 0 | 0 | 0 | 0 | 0 | 0 | 0 | 0 | 0 | 0 | 0 | 0 | 0 | 0 | 0 | 0 | 0 | 0 | 0 | 0 | 0 | 0 | 0 | 0
F4_Commercial_Healthcare_Existing_Food Preparation_Natural Gas_Food Prep Other_E8 | F4 | Commercial | Healthcare | Existing | Food Preparation | Natural Gas | Food Prep Other | E8 | PCT BC Ratio | 0 | 0 | 0 | 0 | 0 | 0 | 0 | 0 | 0 | 0 | 0 | 0 | 0 | 0 | 0 | 0 | 0 | 0 | 0 | 0 | 0 | 0 | 0 | 0 | 0 | 0 | 0 | 0 | 0 | 0 | 0
F4_Commercial_Healthcare_Existing_Food Preparation_Natural Gas_Food Prep Other_E9 | F4 | Commercial | Healthcare | Existing | Food Preparation | Natural Gas | Food Prep Other | E9 | PCT BC Ratio | 0 | 0 | 0 | 0 | 0 | 0 | 0 | 0 | 0 | 0 | 0 | 0 | 0 | 0 | 0 | 0 | 0 | 0 | 0 | 0 | 0 | 0 | 0 | 0 | 0 | 0 | 0 | 0 | 0 | 0 | 0
F4_Commercial_Healthcare_Existing_Food Preparation_Natural Gas_Food Prep Other_E10 | F4 | Commercial | Healthcare | Existing | Food Preparation | Natural Gas | Food Prep Other | E10 | PCT BC Ratio | 0 | 0 | 0 | 0 | 0 | 0 | 0 | 0 | 0 | 0 | 0 | 0 | 0 | 0 | 0 | 0 | 0 | 0 | 0 | 0 | 0 | 0 | 0 | 0 | 0 | 0 | 0 | 0 | 0 | 0 | 0
F5_Commercial_Healthcare_Existing_Food Preparation_Natural Gas_Food Prep Other_E1 | F5 | Commercial | Healthcare | Existing | Food Preparation | Natural Gas | Food Prep Other | E1 | RIM BC Ratio | 0.9 | 0.9 | 0.9 | 0.9 | 0.9 | 0.9 | 0.9 | 0.9 | 0.9 | 0.9 | 0.9 | 0.9 | 0.9 | 0.9 | 0.9 | 0.9 | 0.9 | 0.9 | 0.9 | 0.9 | 0.9 | 0.9 | 0.9 | 0.9 | 0.9 | 0.9 | 0.9 | 0.9 | 0.9 | 0.9 | 0.9
F5_Commercial_Healthcare_Existing_Food Preparation_Natural Gas_Food Prep Other_E2 | F5 | Commercial | Healthcare | Existing | Food Preparation | Natural Gas | Food Prep Other | E2 | RIM BC Ratio | 0.48131 | 0.4853 | 0.48811 | 0.49109 | 0.49529 | 0.48209 | 0.47104 | 0.46494 | 0.4627 | 0.45921 | 0.45681 | 0.46746 | 0.44451 | 0.45831 | 0.47466 | 0.48924 | 0.48976 | 0.49072 | 0.48682 | 0.48961 | 0.49154 | 0.49412 | 0.49729 | 0.34204 | 0.33798 | 0.33412 | 0.33043 | 0.32688 | 0.32344 | 0.32009 | 0.31681
F5_Commercial_Healthcare_Existing_Food Preparation_Natural Gas_Food Prep Other_E3 | F5 | Commercial | Healthcare | Existing | Food Preparation | Natural Gas | Food Prep Other | E3 | RIM BC Ratio | 0 | 0 | 0 | 0 | 0 | 0 | 0 | 0 | 0 | 0 | 0 | 0 | 0 | 0 | 0 | 0 | 0 | 0 | 0 | 0 | 0 | 0 | 0 | 0 | 0 | 0 | 0 | 0 | 0 | 0 | 0
F5_Commercial_Healthcare_Existing_Food Preparation_Natural Gas_Food Prep Other_E4 | F5 | Commercial | Healthcare | Existing | Food Preparation | Natural Gas | Food Prep Other | E4 | RIM BC Ratio | 0 | 0 | 0 | 0 | 0 | 0 | 0 | 0 | 0 | 0 | 0 | 0 | 0 | 0 | 0 | 0 | 0 | 0 | 0 | 0 | 0 | 0 | 0 | 0 | 0 | 0 | 0 | 0 | 0 | 0 | 0
F5_Commercial_Healthcare_Existing_Food Preparation_Natural Gas_Food Prep Other_E5 | F5 | Commercial | Healthcare | Existing | Food Preparation | Natural Gas | Food Prep Other | E5 | RIM BC Ratio | 0 | 0 | 0 | 0 | 0 | 0 | 0 | 0 | 0 | 0 | 0 | 0 | 0 | 0 | 0 | 0 | 0 | 0 | 0 | 0 | 0 | 0 | 0 | 0 | 0 | 0 | 0 | 0 | 0 | 0 | 0
F5_Commercial_Healthcare_Existing_Food Preparation_Natural Gas_Food Prep Other_E6 | F5 | Commercial | Healthcare | Existing | Food Preparation | Natural Gas | Food Prep Other | E6 | RIM BC Ratio | 0 | 0 | 0 | 0 | 0 | 0 | 0 | 0 | 0 | 0 | 0 | 0 | 0 | 0 | 0 | 0 | 0 | 0 | 0 | 0 | 0 | 0 | 0 | 0 | 0 | 0 | 0 | 0 | 0 | 0 | 0
F5_Commercial_Healthcare_Existing_Food Preparation_Natural Gas_Food Prep Other_E7 | F5 | Commercial | Healthcare | Existing | Food Preparation | Natural Gas | Food Prep Other | E7 | RIM BC Ratio | 0 | 0 | 0 | 0 | 0 | 0 | 0 | 0 | 0 | 0 | 0 | 0 | 0 | 0 | 0 | 0 | 0 | 0 | 0 | 0 | 0 | 0 | 0 | 0 | 0 | 0 | 0 | 0 | 0 | 0 | 0
F5_Commercial_Healthcare_Existing_Food Preparation_Natural Gas_Food Prep Other_E8 | F5 | Commercial | Healthcare | Existing | Food Preparation | Natural Gas | Food Prep Other | E8 | RIM BC Ratio | 0 | 0 | 0 | 0 | 0 | 0 | 0 | 0 | 0 | 0 | 0 | 0 | 0 | 0 | 0 | 0 | 0 | 0 | 0 | 0 | 0 | 0 | 0 | 0 | 0 | 0 | 0 | 0 | 0 | 0 | 0
F5_Commercial_Healthcare_Existing_Food Preparation_Natural Gas_Food Prep Other_E9 | F5 | Commercial | Healthcare | Existing | Food Preparation | Natural Gas | Food Prep Other | E9 | RIM BC Ratio | 0 | 0 | 0 | 0 | 0 | 0 | 0 | 0 | 0 | 0 | 0 | 0 | 0 | 0 | 0 | 0 | 0 | 0 | 0 | 0 | 0 | 0 | 0 | 0 | 0 | 0 | 0 | 0 | 0 | 0 | 0
F5_Commercial_Healthcare_Existing_Food Preparation_Natural Gas_Food Prep Other_E10 | F5 | Commercial | Healthcare | Existing | Food Preparation | Natural Gas | Food Prep Other | E10 | RIM BC Ratio | 0 | 0 | 0 | 0 | 0 | 0 | 0 | 0 | 0 | 0 | 0 | 0 | 0 | 0 | 0 | 0 | 0 | 0 | 0 | 0 | 0 | 0 | 0 | 0 | 0 | 0 | 0 | 0 | 0 | 0 | 0
F0_Commercial_Healthcare_Existing_Miscellaneous_Natural Gas_Pool Heater_E0 | F0 | Commercial | Healthcare | Existing | Miscellaneous | Natural Gas | Pool Heater | E0 | Economic Unit | Standard (EF .78) | Standard (EF .78) | Standard (EF .78) | Standard (EF .78) | Standard (EF .78) | Standard (EF .78) | Standard (EF .78) | Standard (EF .78) | Standard (EF .78) | Standard (EF .78) | Standard (EF .78) | Standard (EF .78) | Standard (EF .78) | Standard (EF .78) | Standard (EF .78) | Standard (EF .78) | Standard (EF .78) | Standard (EF .78) | Condensing (EF .90) | Condensing (EF .90) | Condensing (EF .90) | Condensing (EF .90) | Condensing (EF .90) | Standard (EF .78) | Standard (EF .78) | Standard (EF .78) | Standard (EF .78) | Standard (EF .78) | Standard (EF .78) | Standard (EF .78) | Standard (EF .78)
F1_Commercial_Healthcare_Existing_Miscellaneous_Natural Gas_Pool Heater_E1 | F1 | Commercial | Healthcare | Existing | Miscellaneous | Natural Gas | Pool Heater | E1 | CCE | 0 | 0 | 0 | 0 | 0 | 0 | 0 | 0 | 0 | 0 | 0 | 0 | 0 | 0 | 0 | 0 | 0 | 0 | 0 | 0 | 0 | 0 | 0 | 0 | 0 | 0 | 0 | 0 | 0 | 0 | 0
F1_Commercial_Healthcare_Existing_Miscellaneous_Natural Gas_Pool Heater_E2 | F1 | Commercial | Healthcare | Existing | Miscellaneous | Natural Gas | Pool Heater | E2 | CCE | 0.017772 | 0.017086 | 0.017167 | 0.017347 | 0.017347 | 0.017347 | 0.017347 | 0.017347 | 0.017347 | 0.017347 | 0.017347 | 0.017347 | 0.017347 | 0.017347 | 0.017347 | 0.017347 | 0.017347 | 0.017347 | 0.017347 | 0.017347 | 0.017347 | 0.017347 | 0.017347 | 0.017347 | 0.017347 | 0.017347 | 0.017347 | 0.017347 | 0.017347 | 0.017347 | 0.017347
F1_Commercial_Healthcare_Existing_Miscellaneous_Natural Gas_Pool Heater_E3 | F1 | Commercial | Healthcare | Existing | Miscellaneous | Natural Gas | Pool Heater | E3 | CCE | 0 | 0 | 0 | 0 | 0 | 0 | 0 | 0 | 0 | 0 | 0 | 0 | 0 | 0 | 0 | 0 | 0 | 0 | 0 | 0 | 0 | 0 | 0 | 0 | 0 | 0 | 0 | 0 | 0 | 0 | 0
F1_Commercial_Healthcare_Existing_Miscellaneous_Natural Gas_Pool Heater_E4 | F1 | Commercial | Healthcare | Existing | Miscellaneous | Natural Gas | Pool Heater | E4 | CCE | 0 | 0 | 0 | 0 | 0 | 0 | 0 | 0 | 0 | 0 | 0 | 0 | 0 | 0 | 0 | 0 | 0 | 0 | 0 | 0 | 0 | 0 | 0 | 0 | 0 | 0 | 0 | 0 | 0 | 0 | 0
F1_Commercial_Healthcare_Existing_Miscellaneous_Natural Gas_Pool Heater_E5 | F1 | Commercial | Healthcare | Existing | Miscellaneous | Natural Gas | Pool Heater | E5 | CCE | 0 | 0 | 0 | 0 | 0 | 0 | 0 | 0 | 0 | 0 | 0 | 0 | 0 | 0 | 0 | 0 | 0 | 0 | 0 | 0 | 0 | 0 | 0 | 0 | 0 | 0 | 0 | 0 | 0 | 0 | 0
F1_Commercial_Healthcare_Existing_Miscellaneous_Natural Gas_Pool Heater_E6 | F1 | Commercial | Healthcare | Existing | Miscellaneous | Natural Gas | Pool Heater | E6 | CCE | 0 | 0 | 0 | 0 | 0 | 0 | 0 | 0 | 0 | 0 | 0 | 0 | 0 | 0 | 0 | 0 | 0 | 0 | 0 | 0 | 0 | 0 | 0 | 0 | 0 | 0 | 0 | 0 | 0 | 0 | 0
F1_Commercial_Healthcare_Existing_Miscellaneous_Natural Gas_Pool Heater_E7 | F1 | Commercial | Healthcare | Existing | Miscellaneous | Natural Gas | Pool Heater | E7 | CCE | 0 | 0 | 0 | 0 | 0 | 0 | 0 | 0 | 0 | 0 | 0 | 0 | 0 | 0 | 0 | 0 | 0 | 0 | 0 | 0 | 0 | 0 | 0 | 0 | 0 | 0 | 0 | 0 | 0 | 0 | 0
F1_Commercial_Healthcare_Existing_Miscellaneous_Natural Gas_Pool Heater_E8 | F1 | Commercial | Healthcare | Existing | Miscellaneous | Natural Gas | Pool Heater | E8 | CCE | 0 | 0 | 0 | 0 | 0 | 0 | 0 | 0 | 0 | 0 | 0 | 0 | 0 | 0 | 0 | 0 | 0 | 0 | 0 | 0 | 0 | 0 | 0 | 0 | 0 | 0 | 0 | 0 | 0 | 0 | 0
F1_Commercial_Healthcare_Existing_Miscellaneous_Natural Gas_Pool Heater_E9 | F1 | Commercial | Healthcare | Existing | Miscellaneous | Natural Gas | Pool Heater | E9 | CCE | 0 | 0 | 0 | 0 | 0 | 0 | 0 | 0 | 0 | 0 | 0 | 0 | 0 | 0 | 0 | 0 | 0 | 0 | 0 | 0 | 0 | 0 | 0 | 0 | 0 | 0 | 0 | 0 | 0 | 0 | 0
F1_Commercial_Healthcare_Existing_Miscellaneous_Natural Gas_Pool Heater_E10 | F1 | Commercial | Healthcare | Existing | Miscellaneous | Natural Gas | Pool Heater | E10 | CCE | 0 | 0 | 0 | 0 | 0 | 0 | 0 | 0 | 0 | 0 | 0 | 0 | 0 | 0 | 0 | 0 | 0 | 0 | 0 | 0 | 0 | 0 | 0 | 0 | 0 | 0 | 0 | 0 | 0 | 0 | 0
F2_Commercial_Healthcare_Existing_Miscellaneous_Natural Gas_Pool Heater_E1 | F2 | Commercial | Healthcare | Existing | Miscellaneous | Natural Gas | Pool Heater | E1 | TRC BC Ratio | 0.9 | 0.9 | 0.9 | 0.9 | 0.9 | 0.9 | 0.9 | 0.9 | 0.9 | 0.9 | 0.9 | 0.9 | 0.9 | 0.9 | 0.9 | 0.9 | 0.9 | 0.9 | 0.9 | 0.9 | 0.9 | 0.9 | 0.9 | 0.9 | 0.9 | 0.9 | 0.9 | 0.9 | 0.9 | 0.9 | 0.9
F2_Commercial_Healthcare_Existing_Miscellaneous_Natural Gas_Pool Heater_E2 | F2 | Commercial | Healthcare | Existing | Miscellaneous | Natural Gas | Pool Heater | E2 | TRC BC Ratio | 0.56913 | 0.59017 | 0.59856 | 0.60055 | 0.62327 | 0.58756 | 0.56286 | 0.56218 | 0.57879 | 0.56904 | 0.56637 | 0.56026 | 0.42036 | 0.41012 | 0.40714 | 0.46017 | 0.52551 | 0.59905 | 0.65771 | 0.754 | 0.76585 | 0.78054 | 0.79807 | 0.30114 | 0.29474 | 0.28881 | 0.28328 | 0.2781 | 0.27319 | 0.2685 | 0.264
F2_Commercial_Healthcare_Existing_Miscellaneous_Natural Gas_Pool Heater_E3 | F2 | Commercial | Healthcare | Existing | Miscellaneous | Natural Gas | Pool Heater | E3 | TRC BC Ratio | 0 | 0 | 0 | 0 | 0 | 0 | 0 | 0 | 0 | 0 | 0 | 0 | 0 | 0 | 0 | 0 | 0 | 0 | 0 | 0 | 0 | 0 | 0 | 0 | 0 | 0 | 0 | 0 | 0 | 0 | 0
F2_Commercial_Healthcare_Existing_Miscellaneous_Natural Gas_Pool Heater_E4 | F2 | Commercial | Healthcare | Existing | Miscellaneous | Natural Gas | Pool Heater | E4 | TRC BC Ratio | 0 | 0 | 0 | 0 | 0 | 0 | 0 | 0 | 0 | 0 | 0 | 0 | 0 | 0 | 0 | 0 | 0 | 0 | 0 | 0 | 0 | 0 | 0 | 0 | 0 | 0 | 0 | 0 | 0 | 0 | 0
F2_Commercial_Healthcare_Existing_Miscellaneous_Natural Gas_Pool Heater_E5 | F2 | Commercial | Healthcare | Existing | Miscellaneous | Natural Gas | Pool Heater | E5 | TRC BC Ratio | 0 | 0 | 0 | 0 | 0 | 0 | 0 | 0 | 0 | 0 | 0 | 0 | 0 | 0 | 0 | 0 | 0 | 0 | 0 | 0 | 0 | 0 | 0 | 0 | 0 | 0 | 0 | 0 | 0 | 0 | 0
F2_Commercial_Healthcare_Existing_Miscellaneous_Natural Gas_Pool Heater_E6 | F2 | Commercial | Healthcare | Existing | Miscellaneous | Natural Gas | Pool Heater | E6 | TRC BC Ratio | 0 | 0 | 0 | 0 | 0 | 0 | 0 | 0 | 0 | 0 | 0 | 0 | 0 | 0 | 0 | 0 | 0 | 0 | 0 | 0 | 0 | 0 | 0 | 0 | 0 | 0 | 0 | 0 | 0 | 0 | 0
F2_Commercial_Healthcare_Existing_Miscellaneous_Natural Gas_Pool Heater_E7 | F2 | Commercial | Healthcare | Existing | Miscellaneous | Natural Gas | Pool Heater | E7 | TRC BC Ratio | 0 | 0 | 0 | 0 | 0 | 0 | 0 | 0 | 0 | 0 | 0 | 0 | 0 | 0 | 0 | 0 | 0 | 0 | 0 | 0 | 0 | 0 | 0 | 0 | 0 | 0 | 0 | 0 | 0 | 0 | 0
F2_Commercial_Healthcare_Existing_Miscellaneous_Natural Gas_Pool Heater_E8 | F2 | Commercial | Healthcare | Existing | Miscellaneous | Natural Gas | Pool Heater | E8 | TRC BC Ratio | 0 | 0 | 0 | 0 | 0 | 0 | 0 | 0 | 0 | 0 | 0 | 0 | 0 | 0 | 0 | 0 | 0 | 0 | 0 | 0 | 0 | 0 | 0 | 0 | 0 | 0 | 0 | 0 | 0 | 0 | 0
F2_Commercial_Healthcare_Existing_Miscellaneous_Natural Gas_Pool Heater_E9 | F2 | Commercial | Healthcare | Existing | Miscellaneous | Natural Gas | Pool Heater | E9 | TRC BC Ratio | 0 | 0 | 0 | 0 | 0 | 0 | 0 | 0 | 0 | 0 | 0 | 0 | 0 | 0 | 0 | 0 | 0 | 0 | 0 | 0 | 0 | 0 | 0 | 0 | 0 | 0 | 0 | 0 | 0 | 0 | 0
F2_Commercial_Healthcare_Existing_Miscellaneous_Natural Gas_Pool Heater_E10 | F2 | Commercial | Healthcare | Existing | Miscellaneous | Natural Gas | Pool Heater | E10 | TRC BC Ratio | 0 | 0 | 0 | 0 | 0 | 0 | 0 | 0 | 0 | 0 | 0 | 0 | 0 | 0 | 0 | 0 | 0 | 0 | 0 | 0 | 0 | 0 | 0 | 0 | 0 | 0 | 0 | 0 | 0 | 0 | 0
F3_Commercial_Healthcare_Existing_Miscellaneous_Natural Gas_Pool Heater_E1 | F3 | Commercial | Healthcare | Existing | Miscellaneous | Natural Gas | Pool Heater | E1 | PACT BC Ratio | 0.9 | 0.9 | 0.9 | 0.9 | 0.9 | 0.9 | 0.9 | 0.9 | 0.9 | 0.9 | 0.9 | 0.9 | 0.9 | 0.9 | 0.9 | 0.9 | 0.9 | 0.9 | 0.9 | 0.9 | 0.9 | 0.9 | 0.9 | 0.9 | 0.9 | 0.9 | 0.9 | 0.9 | 0.9 | 0.9 | 0.9
F3_Commercial_Healthcare_Existing_Miscellaneous_Natural Gas_Pool Heater_E2 | F3 | Commercial | Healthcare | Existing | Miscellaneous | Natural Gas | Pool Heater | E2 | PACT BC Ratio | 0.80033 | 0.82991 | 0.84171 | 0.84451 | 0.87645 | 0.82624 | 0.79152 | 0.79055 | 0.81391 | 0.8002 | 0.79645 | 0.78786 | 0.59112 | 0.57672 | 0.57253 | 0.64711 | 0.73899 | 0.8424 | 0.92489 | 1.0603 | 1.077 | 1.0976 | 1.1223 | 0.42347 | 0.41447 | 0.40613 | 0.39836 | 0.39107 | 0.38417 | 0.37758 | 0.37125
F3_Commercial_Healthcare_Existing_Miscellaneous_Natural Gas_Pool Heater_E3 | F3 | Commercial | Healthcare | Existing | Miscellaneous | Natural Gas | Pool Heater | E3 | PACT BC Ratio | 0 | 0 | 0 | 0 | 0 | 0 | 0 | 0 | 0 | 0 | 0 | 0 | 0 | 0 | 0 | 0 | 0 | 0 | 0 | 0 | 0 | 0 | 0 | 0 | 0 | 0 | 0 | 0 | 0 | 0 | 0
F3_Commercial_Healthcare_Existing_Miscellaneous_Natural Gas_Pool Heater_E4 | F3 | Commercial | Healthcare | Existing | Miscellaneous | Natural Gas | Pool Heater | E4 | PACT BC Ratio | 0 | 0 | 0 | 0 | 0 | 0 | 0 | 0 | 0 | 0 | 0 | 0 | 0 | 0 | 0 | 0 | 0 | 0 | 0 | 0 | 0 | 0 | 0 | 0 | 0 | 0 | 0 | 0 | 0 | 0 | 0
F3_Commercial_Healthcare_Existing_Miscellaneous_Natural Gas_Pool Heater_E5 | F3 | Commercial | Healthcare | Existing | Miscellaneous | Natural Gas | Pool Heater | E5 | PACT BC Ratio | 0 | 0 | 0 | 0 | 0 | 0 | 0 | 0 | 0 | 0 | 0 | 0 | 0 | 0 | 0 | 0 | 0 | 0 | 0 | 0 | 0 | 0 | 0 | 0 | 0 | 0 | 0 | 0 | 0 | 0 | 0
F3_Commercial_Healthcare_Existing_Miscellaneous_Natural Gas_Pool Heater_E6 | F3 | Commercial | Healthcare | Existing | Miscellaneous | Natural Gas | Pool Heater | E6 | PACT BC Ratio | 0 | 0 | 0 | 0 | 0 | 0 | 0 | 0 | 0 | 0 | 0 | 0 | 0 | 0 | 0 | 0 | 0 | 0 | 0 | 0 | 0 | 0 | 0 | 0 | 0 | 0 | 0 | 0 | 0 | 0 | 0
F3_Commercial_Healthcare_Existing_Miscellaneous_Natural Gas_Pool Heater_E7 | F3 | Commercial | Healthcare | Existing | Miscellaneous | Natural Gas | Pool Heater | E7 | PACT BC Ratio | 0 | 0 | 0 | 0 | 0 | 0 | 0 | 0 | 0 | 0 | 0 | 0 | 0 | 0 | 0 | 0 | 0 | 0 | 0 | 0 | 0 | 0 | 0 | 0 | 0 | 0 | 0 | 0 | 0 | 0 | 0
F3_Commercial_Healthcare_Existing_Miscellaneous_Natural Gas_Pool Heater_E8 | F3 | Commercial | Healthcare | Existing | Miscellaneous | Natural Gas | Pool Heater | E8 | PACT BC Ratio | 0 | 0 | 0 | 0 | 0 | 0 | 0 | 0 | 0 | 0 | 0 | 0 | 0 | 0 | 0 | 0 | 0 | 0 | 0 | 0 | 0 | 0 | 0 | 0 | 0 | 0 | 0 | 0 | 0 | 0 | 0
F3_Commercial_Healthcare_Existing_Miscellaneous_Natural Gas_Pool Heater_E9 | F3 | Commercial | Healthcare | Existing | Miscellaneous | Natural Gas | Pool Heater | E9 | PACT BC Ratio | 0 | 0 | 0 | 0 | 0 | 0 | 0 | 0 | 0 | 0 | 0 | 0 | 0 | 0 | 0 | 0 | 0 | 0 | 0 | 0 | 0 | 0 | 0 | 0 | 0 | 0 | 0 | 0 | 0 | 0 | 0
F3_Commercial_Healthcare_Existing_Miscellaneous_Natural Gas_Pool Heater_E10 | F3 | Commercial | Healthcare | Existing | Miscellaneous | Natural Gas | Pool Heater | E10 | PACT BC Ratio | 0 | 0 | 0 | 0 | 0 | 0 | 0 | 0 | 0 | 0 | 0 | 0 | 0 | 0 | 0 | 0 | 0 | 0 | 0 | 0 | 0 | 0 | 0 | 0 | 0 | 0 | 0 | 0 | 0 | 0 | 0
F4_Commercial_Healthcare_Existing_Miscellaneous_Natural Gas_Pool Heater_E1 | F4 | Commercial | Healthcare | Existing | Miscellaneous | Natural Gas | Pool Heater | E1 | PCT BC Ratio | 0.9 | 0.9 | 0.9 | 0.9 | 0.9 | 0.9 | 0.9 | 0.9 | 0.9 | 0.9 | 0.9 | 0.9 | 0.9 | 0.9 | 0.9 | 0.9 | 0.9 | 0.9 | 0.9 | 0.9 | 0.9 | 0.9 | 0.9 | 0.9 | 0.9 | 0.9 | 0.9 | 0.9 | 0.9 | 0.9 | 0.9
F4_Commercial_Healthcare_Existing_Miscellaneous_Natural Gas_Pool Heater_E2 | F4 | Commercial | Healthcare | Existing | Miscellaneous | Natural Gas | Pool Heater | E2 | PCT BC Ratio | 1.6263 | 1.6664 | 1.6824 | 1.6862 | 1.7296 | 1.6614 | 1.6143 | 1.613 | 1.6447 | 1.6261 | 1.621 | 1.6093 | 1.3422 | 1.3227 | 1.317 | 1.4182 | 1.543 | 1.6834 | 1.7954 | 1.9792 | 2.0018 | 2.0299 | 2.0634 | 1.1146 | 1.1024 | 1.091 | 1.0805 | 1.0706 | 1.0612 | 1.0523 | 1.0437
F4_Commercial_Healthcare_Existing_Miscellaneous_Natural Gas_Pool Heater_E3 | F4 | Commercial | Healthcare | Existing | Miscellaneous | Natural Gas | Pool Heater | E3 | PCT BC Ratio | 0 | 0 | 0 | 0 | 0 | 0 | 0 | 0 | 0 | 0 | 0 | 0 | 0 | 0 | 0 | 0 | 0 | 0 | 0 | 0 | 0 | 0 | 0 | 0 | 0 | 0 | 0 | 0 | 0 | 0 | 0
F4_Commercial_Healthcare_Existing_Miscellaneous_Natural Gas_Pool Heater_E4 | F4 | Commercial | Healthcare | Existing | Miscellaneous | Natural Gas | Pool Heater | E4 | PCT BC Ratio | 0 | 0 | 0 | 0 | 0 | 0 | 0 | 0 | 0 | 0 | 0 | 0 | 0 | 0 | 0 | 0 | 0 | 0 | 0 | 0 | 0 | 0 | 0 | 0 | 0 | 0 | 0 | 0 | 0 | 0 | 0
F4_Commercial_Healthcare_Existing_Miscellaneous_Natural Gas_Pool Heater_E5 | F4 | Commercial | Healthcare | Existing | Miscellaneous | Natural Gas | Pool Heater | E5 | PCT BC Ratio | 0 | 0 | 0 | 0 | 0 | 0 | 0 | 0 | 0 | 0 | 0 | 0 | 0 | 0 | 0 | 0 | 0 | 0 | 0 | 0 | 0 | 0 | 0 | 0 | 0 | 0 | 0 | 0 | 0 | 0 | 0
F4_Commercial_Healthcare_Existing_Miscellaneous_Natural Gas_Pool Heater_E6 | F4 | Commercial | Healthcare | Existing | Miscellaneous | Natural Gas | Pool Heater | E6 | PCT BC Ratio | 0 | 0 | 0 | 0 | 0 | 0 | 0 | 0 | 0 | 0 | 0 | 0 | 0 | 0 | 0 | 0 | 0 | 0 | 0 | 0 | 0 | 0 | 0 | 0 | 0 | 0 | 0 | 0 | 0 | 0 | 0
F4_Commercial_Healthcare_Existing_Miscellaneous_Natural Gas_Pool Heater_E7 | F4 | Commercial | Healthcare | Existing | Miscellaneous | Natural Gas | Pool Heater | E7 | PCT BC Ratio | 0 | 0 | 0 | 0 | 0 | 0 | 0 | 0 | 0 | 0 | 0 | 0 | 0 | 0 | 0 | 0 | 0 | 0 | 0 | 0 | 0 | 0 | 0 | 0 | 0 | 0 | 0 | 0 | 0 | 0 | 0
F4_Commercial_Healthcare_Existing_Miscellaneous_Natural Gas_Pool Heater_E8 | F4 | Commercial | Healthcare | Existing | Miscellaneous | Natural Gas | Pool Heater | E8 | PCT BC Ratio | 0 | 0 | 0 | 0 | 0 | 0 | 0 | 0 | 0 | 0 | 0 | 0 | 0 | 0 | 0 | 0 | 0 | 0 | 0 | 0 | 0 | 0 | 0 | 0 | 0 | 0 | 0 | 0 | 0 | 0 | 0
F4_Commercial_Healthcare_Existing_Miscellaneous_Natural Gas_Pool Heater_E9 | F4 | Commercial | Healthcare | Existing | Miscellaneous | Natural Gas | Pool Heater | E9 | PCT BC Ratio | 0 | 0 | 0 | 0 | 0 | 0 | 0 | 0 | 0 | 0 | 0 | 0 | 0 | 0 | 0 | 0 | 0 | 0 | 0 | 0 | 0 | 0 | 0 | 0 | 0 | 0 | 0 | 0 | 0 | 0 | 0
F4_Commercial_Healthcare_Existing_Miscellaneous_Natural Gas_Pool Heater_E10 | F4 | Commercial | Healthcare | Existing | Miscellaneous | Natural Gas | Pool Heater | E10 | PCT BC Ratio | 0 | 0 | 0 | 0 | 0 | 0 | 0 | 0 | 0 | 0 | 0 | 0 | 0 | 0 | 0 | 0 | 0 | 0 | 0 | 0 | 0 | 0 | 0 | 0 | 0 | 0 | 0 | 0 | 0 | 0 | 0
F5_Commercial_Healthcare_Existing_Miscellaneous_Natural Gas_Pool Heater_E1 | F5 | Commercial | Healthcare | Existing | Miscellaneous | Natural Gas | Pool Heater | E1 | RIM BC Ratio | 0.9 | 0.9 | 0.9 | 0.9 | 0.9 | 0.9 | 0.9 | 0.9 | 0.9 | 0.9 | 0.9 | 0.9 | 0.9 | 0.9 | 0.9 | 0.9 | 0.9 | 0.9 | 0.9 | 0.9 | 0.9 | 0.9 | 0.9 | 0.9 | 0.9 | 0.9 | 0.9 | 0.9 | 0.9 | 0.9 | 0.9
F5_Commercial_Healthcare_Existing_Miscellaneous_Natural Gas_Pool Heater_E2 | F5 | Commercial | Healthcare | Existing | Miscellaneous | Natural Gas | Pool Heater | E2 | RIM BC Ratio | 0.40857 | 0.41614 | 0.41909 | 0.41978 | 0.42753 | 0.41522 | 0.40626 | 0.40601 | 0.41208 | 0.40854 | 0.40756 | 0.4053 | 0.34605 | 0.34106 | 0.33959 | 0.36451 | 0.39196 | 0.41926 | 0.43874 | 0.46703 | 0.47023 | 0.47413 | 0.47867 | 0.28094 | 0.27695 | 0.2732 | 0.26966 | 0.2663 | 0.26308 | 0.25997 | 0.25696
F5_Commercial_Healthcare_Existing_Miscellaneous_Natural Gas_Pool Heater_E3 | F5 | Commercial | Healthcare | Existing | Miscellaneous | Natural Gas | Pool Heater | E3 | RIM BC Ratio | 0 | 0 | 0 | 0 | 0 | 0 | 0 | 0 | 0 | 0 | 0 | 0 | 0 | 0 | 0 | 0 | 0 | 0 | 0 | 0 | 0 | 0 | 0 | 0 | 0 | 0 | 0 | 0 | 0 | 0 | 0
F5_Commercial_Healthcare_Existing_Miscellaneous_Natural Gas_Pool Heater_E4 | F5 | Commercial | Healthcare | Existing | Miscellaneous | Natural Gas | Pool Heater | E4 | RIM BC Ratio | 0 | 0 | 0 | 0 | 0 | 0 | 0 | 0 | 0 | 0 | 0 | 0 | 0 | 0 | 0 | 0 | 0 | 0 | 0 | 0 | 0 | 0 | 0 | 0 | 0 | 0 | 0 | 0 | 0 | 0 | 0
F5_Commercial_Healthcare_Existing_Miscellaneous_Natural Gas_Pool Heater_E5 | F5 | Commercial | Healthcare | Existing | Miscellaneous | Natural Gas | Pool Heater | E5 | RIM BC Ratio | 0 | 0 | 0 | 0 | 0 | 0 | 0 | 0 | 0 | 0 | 0 | 0 | 0 | 0 | 0 | 0 | 0 | 0 | 0 | 0 | 0 | 0 | 0 | 0 | 0 | 0 | 0 | 0 | 0 | 0 | 0
F5_Commercial_Healthcare_Existing_Miscellaneous_Natural Gas_Pool Heater_E6 | F5 | Commercial | Healthcare | Existing | Miscellaneous | Natural Gas | Pool Heater | E6 | RIM BC Ratio | 0 | 0 | 0 | 0 | 0 | 0 | 0 | 0 | 0 | 0 | 0 | 0 | 0 | 0 | 0 | 0 | 0 | 0 | 0 | 0 | 0 | 0 | 0 | 0 | 0 | 0 | 0 | 0 | 0 | 0 | 0
F5_Commercial_Healthcare_Existing_Miscellaneous_Natural Gas_Pool Heater_E7 | F5 | Commercial | Healthcare | Existing | Miscellaneous | Natural Gas | Pool Heater | E7 | RIM BC Ratio | 0 | 0 | 0 | 0 | 0 | 0 | 0 | 0 | 0 | 0 | 0 | 0 | 0 | 0 | 0 | 0 | 0 | 0 | 0 | 0 | 0 | 0 | 0 | 0 | 0 | 0 | 0 | 0 | 0 | 0 | 0
F5_Commercial_Healthcare_Existing_Miscellaneous_Natural Gas_Pool Heater_E8 | F5 | Commercial | Healthcare | Existing | Miscellaneous | Natural Gas | Pool Heater | E8 | RIM BC Ratio | 0 | 0 | 0 | 0 | 0 | 0 | 0 | 0 | 0 | 0 | 0 | 0 | 0 | 0 | 0 | 0 | 0 | 0 | 0 | 0 | 0 | 0 | 0 | 0 | 0 | 0 | 0 | 0 | 0 | 0 | 0
F5_Commercial_Healthcare_Existing_Miscellaneous_Natural Gas_Pool Heater_E9 | F5 | Commercial | Healthcare | Existing | Miscellaneous | Natural Gas | Pool Heater | E9 | RIM BC Ratio | 0 | 0 | 0 | 0 | 0 | 0 | 0 | 0 | 0 | 0 | 0 | 0 | 0 | 0 | 0 | 0 | 0 | 0 | 0 | 0 | 0 | 0 | 0 | 0 | 0 | 0 | 0 | 0 | 0 | 0 | 0
F5_Commercial_Healthcare_Existing_Miscellaneous_Natural Gas_Pool Heater_E10 | F5 | Commercial | Healthcare | Existing | Miscellaneous | Natural Gas | Pool Heater | E10 | RIM BC Ratio | 0 | 0 | 0 | 0 | 0 | 0 | 0 | 0 | 0 | 0 | 0 | 0 | 0 | 0 | 0 | 0 | 0 | 0 | 0 | 0 | 0 | 0 | 0 | 0 | 0 | 0 | 0 | 0 | 0 | 0 | 0
F0_Commercial_Healthcare_Existing_Miscellaneous_Natural Gas_Miscellaneous_E0 | F0 | Commercial | Healthcare | Existing | Miscellaneous | Natural Gas | Miscellaneous | E0 | Economic Unit | Miscellaneous | Miscellaneous | Miscellaneous | Miscellaneous | Miscellaneous | Miscellaneous | Miscellaneous | Miscellaneous | Miscellaneous | Miscellaneous | Miscellaneous | Miscellaneous | Miscellaneous | Miscellaneous | Miscellaneous | Miscellaneous | Miscellaneous | Miscellaneous | Miscellaneous | Miscellaneous | Miscellaneous | Miscellaneous | Miscellaneous | Miscellaneous | Miscellaneous | Miscellaneous | Miscellaneous | Miscellaneous | Miscellaneous | Miscellaneous | Miscellaneous
F1_Commercial_Healthcare_Existing_Miscellaneous_Natural Gas_Miscellaneous_E1 | F1 | Commercial | Healthcare | Existing | Miscellaneous | Natural Gas | Miscellaneous | E1 | CCE | 0 | 0 | 0 | 0 | 0 | 0 | 0 | 0 | 0 | 0 | 0 | 0 | 0 | 0 | 0 | 0 | 0 | 0 | 0 | 0 | 0 | 0 | 0 | 0 | 0 | 0 | 0 | 0 | 0 | 0 | 0
F1_Commercial_Healthcare_Existing_Miscellaneous_Natural Gas_Miscellaneous_E2 | F1 | Commercial | Healthcare | Existing | Miscellaneous | Natural Gas | Miscellaneous | E2 | CCE | 0 | 0 | 0 | 0 | 0 | 0 | 0 | 0 | 0 | 0 | 0 | 0 | 0 | 0 | 0 | 0 | 0 | 0 | 0 | 0 | 0 | 0 | 0 | 0 | 0 | 0 | 0 | 0 | 0 | 0 | 0
F1_Commercial_Healthcare_Existing_Miscellaneous_Natural Gas_Miscellaneous_E3 | F1 | Commercial | Healthcare | Existing | Miscellaneous | Natural Gas | Miscellaneous | E3 | CCE | 0 | 0 | 0 | 0 | 0 | 0 | 0 | 0 | 0 | 0 | 0 | 0 | 0 | 0 | 0 | 0 | 0 | 0 | 0 | 0 | 0 | 0 | 0 | 0 | 0 | 0 | 0 | 0 | 0 | 0 | 0
F1_Commercial_Healthcare_Existing_Miscellaneous_Natural Gas_Miscellaneous_E4 | F1 | Commercial | Healthcare | Existing | Miscellaneous | Natural Gas | Miscellaneous | E4 | CCE | 0 | 0 | 0 | 0 | 0 | 0 | 0 | 0 | 0 | 0 | 0 | 0 | 0 | 0 | 0 | 0 | 0 | 0 | 0 | 0 | 0 | 0 | 0 | 0 | 0 | 0 | 0 | 0 | 0 | 0 | 0
F1_Commercial_Healthcare_Existing_Miscellaneous_Natural Gas_Miscellaneous_E5 | F1 | Commercial | Healthcare | Existing | Miscellaneous | Natural Gas | Miscellaneous | E5 | CCE | 0 | 0 | 0 | 0 | 0 | 0 | 0 | 0 | 0 | 0 | 0 | 0 | 0 | 0 | 0 | 0 | 0 | 0 | 0 | 0 | 0 | 0 | 0 | 0 | 0 | 0 | 0 | 0 | 0 | 0 | 0
F1_Commercial_Healthcare_Existing_Miscellaneous_Natural Gas_Miscellaneous_E6 | F1 | Commercial | Healthcare | Existing | Miscellaneous | Natural Gas | Miscellaneous | E6 | CCE | 0 | 0 | 0 | 0 | 0 | 0 | 0 | 0 | 0 | 0 | 0 | 0 | 0 | 0 | 0 | 0 | 0 | 0 | 0 | 0 | 0 | 0 | 0 | 0 | 0 | 0 | 0 | 0 | 0 | 0 | 0
F1_Commercial_Healthcare_Existing_Miscellaneous_Natural Gas_Miscellaneous_E7 | F1 | Commercial | Healthcare | Existing | Miscellaneous | Natural Gas | Miscellaneous | E7 | CCE | 0 | 0 | 0 | 0 | 0 | 0 | 0 | 0 | 0 | 0 | 0 | 0 | 0 | 0 | 0 | 0 | 0 | 0 | 0 | 0 | 0 | 0 | 0 | 0 | 0 | 0 | 0 | 0 | 0 | 0 | 0
F1_Commercial_Healthcare_Existing_Miscellaneous_Natural Gas_Miscellaneous_E8 | F1 | Commercial | Healthcare | Existing | Miscellaneous | Natural Gas | Miscellaneous | E8 | CCE | 0 | 0 | 0 | 0 | 0 | 0 | 0 | 0 | 0 | 0 | 0 | 0 | 0 | 0 | 0 | 0 | 0 | 0 | 0 | 0 | 0 | 0 | 0 | 0 | 0 | 0 | 0 | 0 | 0 | 0 | 0
F1_Commercial_Healthcare_Existing_Miscellaneous_Natural Gas_Miscellaneous_E9 | F1 | Commercial | Healthcare | Existing | Miscellaneous | Natural Gas | Miscellaneous | E9 | CCE | 0 | 0 | 0 | 0 | 0 | 0 | 0 | 0 | 0 | 0 | 0 | 0 | 0 | 0 | 0 | 0 | 0 | 0 | 0 | 0 | 0 | 0 | 0 | 0 | 0 | 0 | 0 | 0 | 0 | 0 | 0
F1_Commercial_Healthcare_Existing_Miscellaneous_Natural Gas_Miscellaneous_E10 | F1 | Commercial | Healthcare | Existing | Miscellaneous | Natural Gas | Miscellaneous | E10 | CCE | 0 | 0 | 0 | 0 | 0 | 0 | 0 | 0 | 0 | 0 | 0 | 0 | 0 | 0 | 0 | 0 | 0 | 0 | 0 | 0 | 0 | 0 | 0 | 0 | 0 | 0 | 0 | 0 | 0 | 0 | 0
F2_Commercial_Healthcare_Existing_Miscellaneous_Natural Gas_Miscellaneous_E1 | F2 | Commercial | Healthcare | Existing | Miscellaneous | Natural Gas | Miscellaneous | E1 | TRC BC Ratio | 0.9 | 0.9 | 0.9 | 0.9 | 0.9 | 0.9 | 0.9 | 0.9 | 0.9 | 0.9 | 0.9 | 0.9 | 0.9 | 0.9 | 0.9 | 0.9 | 0.9 | 0.9 | 0.9 | 0.9 | 0.9 | 0.9 | 0.9 | 0.9 | 0.9 | 0.9 | 0.9 | 0.9 | 0.9 | 0.9 | 0.9
F2_Commercial_Healthcare_Existing_Miscellaneous_Natural Gas_Miscellaneous_E2 | F2 | Commercial | Healthcare | Existing | Miscellaneous | Natural Gas | Miscellaneous | E2 | TRC BC Ratio | 0 | 0 | 0 | 0 | 0 | 0 | 0 | 0 | 0 | 0 | 0 | 0 | 0 | 0 | 0 | 0 | 0 | 0 | 0 | 0 | 0 | 0 | 0 | 0 | 0 | 0 | 0 | 0 | 0 | 0 | 0
F2_Commercial_Healthcare_Existing_Miscellaneous_Natural Gas_Miscellaneous_E3 | F2 | Commercial | Healthcare | Existing | Miscellaneous | Natural Gas | Miscellaneous | E3 | TRC BC Ratio | 0 | 0 | 0 | 0 | 0 | 0 | 0 | 0 | 0 | 0 | 0 | 0 | 0 | 0 | 0 | 0 | 0 | 0 | 0 | 0 | 0 | 0 | 0 | 0 | 0 | 0 | 0 | 0 | 0 | 0 | 0
F2_Commercial_Healthcare_Existing_Miscellaneous_Natural Gas_Miscellaneous_E4 | F2 | Commercial | Healthcare | Existing | Miscellaneous | Natural Gas | Miscellaneous | E4 | TRC BC Ratio | 0 | 0 | 0 | 0 | 0 | 0 | 0 | 0 | 0 | 0 | 0 | 0 | 0 | 0 | 0 | 0 | 0 | 0 | 0 | 0 | 0 | 0 | 0 | 0 | 0 | 0 | 0 | 0 | 0 | 0 | 0
F2_Commercial_Healthcare_Existing_Miscellaneous_Natural Gas_Miscellaneous_E5 | F2 | Commercial | Healthcare | Existing | Miscellaneous | Natural Gas | Miscellaneous | E5 | TRC BC Ratio | 0 | 0 | 0 | 0 | 0 | 0 | 0 | 0 | 0 | 0 | 0 | 0 | 0 | 0 | 0 | 0 | 0 | 0 | 0 | 0 | 0 | 0 | 0 | 0 | 0 | 0 | 0 | 0 | 0 | 0 | 0
F2_Commercial_Healthcare_Existing_Miscellaneous_Natural Gas_Miscellaneous_E6 | F2 | Commercial | Healthcare | Existing | Miscellaneous | Natural Gas | Miscellaneous | E6 | TRC BC Ratio | 0 | 0 | 0 | 0 | 0 | 0 | 0 | 0 | 0 | 0 | 0 | 0 | 0 | 0 | 0 | 0 | 0 | 0 | 0 | 0 | 0 | 0 | 0 | 0 | 0 | 0 | 0 | 0 | 0 | 0 | 0
F2_Commercial_Healthcare_Existing_Miscellaneous_Natural Gas_Miscellaneous_E7 | F2 | Commercial | Healthcare | Existing | Miscellaneous | Natural Gas | Miscellaneous | E7 | TRC BC Ratio | 0 | 0 | 0 | 0 | 0 | 0 | 0 | 0 | 0 | 0 | 0 | 0 | 0 | 0 | 0 | 0 | 0 | 0 | 0 | 0 | 0 | 0 | 0 | 0 | 0 | 0 | 0 | 0 | 0 | 0 | 0
F2_Commercial_Healthcare_Existing_Miscellaneous_Natural Gas_Miscellaneous_E8 | F2 | Commercial | Healthcare | Existing | Miscellaneous | Natural Gas | Miscellaneous | E8 | TRC BC Ratio | 0 | 0 | 0 | 0 | 0 | 0 | 0 | 0 | 0 | 0 | 0 | 0 | 0 | 0 | 0 | 0 | 0 | 0 | 0 | 0 | 0 | 0 | 0 | 0 | 0 | 0 | 0 | 0 | 0 | 0 | 0
F2_Commercial_Healthcare_Existing_Miscellaneous_Natural Gas_Miscellaneous_E9 | F2 | Commercial | Healthcare | Existing | Miscellaneous | Natural Gas | Miscellaneous | E9 | TRC BC Ratio | 0 | 0 | 0 | 0 | 0 | 0 | 0 | 0 | 0 | 0 | 0 | 0 | 0 | 0 | 0 | 0 | 0 | 0 | 0 | 0 | 0 | 0 | 0 | 0 | 0 | 0 | 0 | 0 | 0 | 0 | 0
F2_Commercial_Healthcare_Existing_Miscellaneous_Natural Gas_Miscellaneous_E10 | F2 | Commercial | Healthcare | Existing | Miscellaneous | Natural Gas | Miscellaneous | E10 | TRC BC Ratio | 0 | 0 | 0 | 0 | 0 | 0 | 0 | 0 | 0 | 0 | 0 | 0 | 0 | 0 | 0 | 0 | 0 | 0 | 0 | 0 | 0 | 0 | 0 | 0 | 0 | 0 | 0 | 0 | 0 | 0 | 0
F3_Commercial_Healthcare_Existing_Miscellaneous_Natural Gas_Miscellaneous_E1 | F3 | Commercial | Healthcare | Existing | Miscellaneous | Natural Gas | Miscellaneous | E1 | PACT BC Ratio | 0.9 | 0.9 | 0.9 | 0.9 | 0.9 | 0.9 | 0.9 | 0.9 | 0.9 | 0.9 | 0.9 | 0.9 | 0.9 | 0.9 | 0.9 | 0.9 | 0.9 | 0.9 | 0.9 | 0.9 | 0.9 | 0.9 | 0.9 | 0.9 | 0.9 | 0.9 | 0.9 | 0.9 | 0.9 | 0.9 | 0.9
F3_Commercial_Healthcare_Existing_Miscellaneous_Natural Gas_Miscellaneous_E2 | F3 | Commercial | Healthcare | Existing | Miscellaneous | Natural Gas | Miscellaneous | E2 | PACT BC Ratio | 0 | 0 | 0 | 0 | 0 | 0 | 0 | 0 | 0 | 0 | 0 | 0 | 0 | 0 | 0 | 0 | 0 | 0 | 0 | 0 | 0 | 0 | 0 | 0 | 0 | 0 | 0 | 0 | 0 | 0 | 0
F3_Commercial_Healthcare_Existing_Miscellaneous_Natural Gas_Miscellaneous_E3 | F3 | Commercial | Healthcare | Existing | Miscellaneous | Natural Gas | Miscellaneous | E3 | PACT BC Ratio | 0 | 0 | 0 | 0 | 0 | 0 | 0 | 0 | 0 | 0 | 0 | 0 | 0 | 0 | 0 | 0 | 0 | 0 | 0 | 0 | 0 | 0 | 0 | 0 | 0 | 0 | 0 | 0 | 0 | 0 | 0
F3_Commercial_Healthcare_Existing_Miscellaneous_Natural Gas_Miscellaneous_E4 | F3 | Commercial | Healthcare | Existing | Miscellaneous | Natural Gas | Miscellaneous | E4 | PACT BC Ratio | 0 | 0 | 0 | 0 | 0 | 0 | 0 | 0 | 0 | 0 | 0 | 0 | 0 | 0 | 0 | 0 | 0 | 0 | 0 | 0 | 0 | 0 | 0 | 0 | 0 | 0 | 0 | 0 | 0 | 0 | 0
F3_Commercial_Healthcare_Existing_Miscellaneous_Natural Gas_Miscellaneous_E5 | F3 | Commercial | Healthcare | Existing | Miscellaneous | Natural Gas | Miscellaneous | E5 | PACT BC Ratio | 0 | 0 | 0 | 0 | 0 | 0 | 0 | 0 | 0 | 0 | 0 | 0 | 0 | 0 | 0 | 0 | 0 | 0 | 0 | 0 | 0 | 0 | 0 | 0 | 0 | 0 | 0 | 0 | 0 | 0 | 0
F3_Commercial_Healthcare_Existing_Miscellaneous_Natural Gas_Miscellaneous_E6 | F3 | Commercial | Healthcare | Existing | Miscellaneous | Natural Gas | Miscellaneous | E6 | PACT BC Ratio | 0 | 0 | 0 | 0 | 0 | 0 | 0 | 0 | 0 | 0 | 0 | 0 | 0 | 0 | 0 | 0 | 0 | 0 | 0 | 0 | 0 | 0 | 0 | 0 | 0 | 0 | 0 | 0 | 0 | 0 | 0
F3_Commercial_Healthcare_Existing_Miscellaneous_Natural Gas_Miscellaneous_E7 | F3 | Commercial | Healthcare | Existing | Miscellaneous | Natural Gas | Miscellaneous | E7 | PACT BC Ratio | 0 | 0 | 0 | 0 | 0 | 0 | 0 | 0 | 0 | 0 | 0 | 0 | 0 | 0 | 0 | 0 | 0 | 0 | 0 | 0 | 0 | 0 | 0 | 0 | 0 | 0 | 0 | 0 | 0 | 0 | 0
F3_Commercial_Healthcare_Existing_Miscellaneous_Natural Gas_Miscellaneous_E8 | F3 | Commercial | Healthcare | Existing | Miscellaneous | Natural Gas | Miscellaneous | E8 | PACT BC Ratio | 0 | 0 | 0 | 0 | 0 | 0 | 0 | 0 | 0 | 0 | 0 | 0 | 0 | 0 | 0 | 0 | 0 | 0 | 0 | 0 | 0 | 0 | 0 | 0 | 0 | 0 | 0 | 0 | 0 | 0 | 0
F3_Commercial_Healthcare_Existing_Miscellaneous_Natural Gas_Miscellaneous_E9 | F3 | Commercial | Healthcare | Existing | Miscellaneous | Natural Gas | Miscellaneous | E9 | PACT BC Ratio | 0 | 0 | 0 | 0 | 0 | 0 | 0 | 0 | 0 | 0 | 0 | 0 | 0 | 0 | 0 | 0 | 0 | 0 | 0 | 0 | 0 | 0 | 0 | 0 | 0 | 0 | 0 | 0 | 0 | 0 | 0
F3_Commercial_Healthcare_Existing_Miscellaneous_Natural Gas_Miscellaneous_E10 | F3 | Commercial | Healthcare | Existing | Miscellaneous | Natural Gas | Miscellaneous | E10 | PACT BC Ratio | 0 | 0 | 0 | 0 | 0 | 0 | 0 | 0 | 0 | 0 | 0 | 0 | 0 | 0 | 0 | 0 | 0 | 0 | 0 | 0 | 0 | 0 | 0 | 0 | 0 | 0 | 0 | 0 | 0 | 0 | 0
F4_Commercial_Healthcare_Existing_Miscellaneous_Natural Gas_Miscellaneous_E1 | F4 | Commercial | Healthcare | Existing | Miscellaneous | Natural Gas | Miscellaneous | E1 | PCT BC Ratio | 0.9 | 0.9 | 0.9 | 0.9 | 0.9 | 0.9 | 0.9 | 0.9 | 0.9 | 0.9 | 0.9 | 0.9 | 0.9 | 0.9 | 0.9 | 0.9 | 0.9 | 0.9 | 0.9 | 0.9 | 0.9 | 0.9 | 0.9 | 0.9 | 0.9 | 0.9 | 0.9 | 0.9 | 0.9 | 0.9 | 0.9
F4_Commercial_Healthcare_Existing_Miscellaneous_Natural Gas_Miscellaneous_E2 | F4 | Commercial | Healthcare | Existing | Miscellaneous | Natural Gas | Miscellaneous | E2 | PCT BC Ratio | 0 | 0 | 0 | 0 | 0 | 0 | 0 | 0 | 0 | 0 | 0 | 0 | 0 | 0 | 0 | 0 | 0 | 0 | 0 | 0 | 0 | 0 | 0 | 0 | 0 | 0 | 0 | 0 | 0 | 0 | 0
F4_Commercial_Healthcare_Existing_Miscellaneous_Natural Gas_Miscellaneous_E3 | F4 | Commercial | Healthcare | Existing | Miscellaneous | Natural Gas | Miscellaneous | E3 | PCT BC Ratio | 0 | 0 | 0 | 0 | 0 | 0 | 0 | 0 | 0 | 0 | 0 | 0 | 0 | 0 | 0 | 0 | 0 | 0 | 0 | 0 | 0 | 0 | 0 | 0 | 0 | 0 | 0 | 0 | 0 | 0 | 0
F4_Commercial_Healthcare_Existing_Miscellaneous_Natural Gas_Miscellaneous_E4 | F4 | Commercial | Healthcare | Existing | Miscellaneous | Natural Gas | Miscellaneous | E4 | PCT BC Ratio | 0 | 0 | 0 | 0 | 0 | 0 | 0 | 0 | 0 | 0 | 0 | 0 | 0 | 0 | 0 | 0 | 0 | 0 | 0 | 0 | 0 | 0 | 0 | 0 | 0 | 0 | 0 | 0 | 0 | 0 | 0
F4_Commercial_Healthcare_Existing_Miscellaneous_Natural Gas_Miscellaneous_E5 | F4 | Commercial | Healthcare | Existing | Miscellaneous | Natural Gas | Miscellaneous | E5 | PCT BC Ratio | 0 | 0 | 0 | 0 | 0 | 0 | 0 | 0 | 0 | 0 | 0 | 0 | 0 | 0 | 0 | 0 | 0 | 0 | 0 | 0 | 0 | 0 | 0 | 0 | 0 | 0 | 0 | 0 | 0 | 0 | 0
F4_Commercial_Healthcare_Existing_Miscellaneous_Natural Gas_Miscellaneous_E6 | F4 | Commercial | Healthcare | Existing | Miscellaneous | Natural Gas | Miscellaneous | E6 | PCT BC Ratio | 0 | 0 | 0 | 0 | 0 | 0 | 0 | 0 | 0 | 0 | 0 | 0 | 0 | 0 | 0 | 0 | 0 | 0 | 0 | 0 | 0 | 0 | 0 | 0 | 0 | 0 | 0 | 0 | 0 | 0 | 0
F4_Commercial_Healthcare_Existing_Miscellaneous_Natural Gas_Miscellaneous_E7 | F4 | Commercial | Healthcare | Existing | Miscellaneous | Natural Gas | Miscellaneous | E7 | PCT BC Ratio | 0 | 0 | 0 | 0 | 0 | 0 | 0 | 0 | 0 | 0 | 0 | 0 | 0 | 0 | 0 | 0 | 0 | 0 | 0 | 0 | 0 | 0 | 0 | 0 | 0 | 0 | 0 | 0 | 0 | 0 | 0
F4_Commercial_Healthcare_Existing_Miscellaneous_Natural Gas_Miscellaneous_E8 | F4 | Commercial | Healthcare | Existing | Miscellaneous | Natural Gas | Miscellaneous | E8 | PCT BC Ratio | 0 | 0 | 0 | 0 | 0 | 0 | 0 | 0 | 0 | 0 | 0 | 0 | 0 | 0 | 0 | 0 | 0 | 0 | 0 | 0 | 0 | 0 | 0 | 0 | 0 | 0 | 0 | 0 | 0 | 0 | 0
F4_Commercial_Healthcare_Existing_Miscellaneous_Natural Gas_Miscellaneous_E9 | F4 | Commercial | Healthcare | Existing | Miscellaneous | Natural Gas | Miscellaneous | E9 | PCT BC Ratio | 0 | 0 | 0 | 0 | 0 | 0 | 0 | 0 | 0 | 0 | 0 | 0 | 0 | 0 | 0 | 0 | 0 | 0 | 0 | 0 | 0 | 0 | 0 | 0 | 0 | 0 | 0 | 0 | 0 | 0 | 0
F4_Commercial_Healthcare_Existing_Miscellaneous_Natural Gas_Miscellaneous_E10 | F4 | Commercial | Healthcare | Existing | Miscellaneous | Natural Gas | Miscellaneous | E10 | PCT BC Ratio | 0 | 0 | 0 | 0 | 0 | 0 | 0 | 0 | 0 | 0 | 0 | 0 | 0 | 0 | 0 | 0 | 0 | 0 | 0 | 0 | 0 | 0 | 0 | 0 | 0 | 0 | 0 | 0 | 0 | 0 | 0
F5_Commercial_Healthcare_Existing_Miscellaneous_Natural Gas_Miscellaneous_E1 | F5 | Commercial | Healthcare | Existing | Miscellaneous | Natural Gas | Miscellaneous | E1 | RIM BC Ratio | 0.9 | 0.9 | 0.9 | 0.9 | 0.9 | 0.9 | 0.9 | 0.9 | 0.9 | 0.9 | 0.9 | 0.9 | 0.9 | 0.9 | 0.9 | 0.9 | 0.9 | 0.9 | 0.9 | 0.9 | 0.9 | 0.9 | 0.9 | 0.9 | 0.9 | 0.9 | 0.9 | 0.9 | 0.9 | 0.9 | 0.9
F5_Commercial_Healthcare_Existing_Miscellaneous_Natural Gas_Miscellaneous_E2 | F5 | Commercial | Healthcare | Existing | Miscellaneous | Natural Gas | Miscellaneous | E2 | RIM BC Ratio | 0 | 0 | 0 | 0 | 0 | 0 | 0 | 0 | 0 | 0 | 0 | 0 | 0 | 0 | 0 | 0 | 0 | 0 | 0 | 0 | 0 | 0 | 0 | 0 | 0 | 0 | 0 | 0 | 0 | 0 | 0
F5_Commercial_Healthcare_Existing_Miscellaneous_Natural Gas_Miscellaneous_E3 | F5 | Commercial | Healthcare | Existing | Miscellaneous | Natural Gas | Miscellaneous | E3 | RIM BC Ratio | 0 | 0 | 0 | 0 | 0 | 0 | 0 | 0 | 0 | 0 | 0 | 0 | 0 | 0 | 0 | 0 | 0 | 0 | 0 | 0 | 0 | 0 | 0 | 0 | 0 | 0 | 0 | 0 | 0 | 0 | 0
F5_Commercial_Healthcare_Existing_Miscellaneous_Natural Gas_Miscellaneous_E4 | F5 | Commercial | Healthcare | Existing | Miscellaneous | Natural Gas | Miscellaneous | E4 | RIM BC Ratio | 0 | 0 | 0 | 0 | 0 | 0 | 0 | 0 | 0 | 0 | 0 | 0 | 0 | 0 | 0 | 0 | 0 | 0 | 0 | 0 | 0 | 0 | 0 | 0 | 0 | 0 | 0 | 0 | 0 | 0 | 0
F5_Commercial_Healthcare_Existing_Miscellaneous_Natural Gas_Miscellaneous_E5 | F5 | Commercial | Healthcare | Existing | Miscellaneous | Natural Gas | Miscellaneous | E5 | RIM BC Ratio | 0 | 0 | 0 | 0 | 0 | 0 | 0 | 0 | 0 | 0 | 0 | 0 | 0 | 0 | 0 | 0 | 0 | 0 | 0 | 0 | 0 | 0 | 0 | 0 | 0 | 0 | 0 | 0 | 0 | 0 | 0
F5_Commercial_Healthcare_Existing_Miscellaneous_Natural Gas_Miscellaneous_E6 | F5 | Commercial | Healthcare | Existing | Miscellaneous | Natural Gas | Miscellaneous | E6 | RIM BC Ratio | 0 | 0 | 0 | 0 | 0 | 0 | 0 | 0 | 0 | 0 | 0 | 0 | 0 | 0 | 0 | 0 | 0 | 0 | 0 | 0 | 0 | 0 | 0 | 0 | 0 | 0 | 0 | 0 | 0 | 0 | 0
F5_Commercial_Healthcare_Existing_Miscellaneous_Natural Gas_Miscellaneous_E7 | F5 | Commercial | Healthcare | Existing | Miscellaneous | Natural Gas | Miscellaneous | E7 | RIM BC Ratio | 0 | 0 | 0 | 0 | 0 | 0 | 0 | 0 | 0 | 0 | 0 | 0 | 0 | 0 | 0 | 0 | 0 | 0 | 0 | 0 | 0 | 0 | 0 | 0 | 0 | 0 | 0 | 0 | 0 | 0 | 0
F5_Commercial_Healthcare_Existing_Miscellaneous_Natural Gas_Miscellaneous_E8 | F5 | Commercial | Healthcare | Existing | Miscellaneous | Natural Gas | Miscellaneous | E8 | RIM BC Ratio | 0 | 0 | 0 | 0 | 0 | 0 | 0 | 0 | 0 | 0 | 0 | 0 | 0 | 0 | 0 | 0 | 0 | 0 | 0 | 0 | 0 | 0 | 0 | 0 | 0 | 0 | 0 | 0 | 0 | 0 | 0
F5_Commercial_Healthcare_Existing_Miscellaneous_Natural Gas_Miscellaneous_E9 | F5 | Commercial | Healthcare | Existing | Miscellaneous | Natural Gas | Miscellaneous | E9 | RIM BC Ratio | 0 | 0 | 0 | 0 | 0 | 0 | 0 | 0 | 0 | 0 | 0 | 0 | 0 | 0 | 0 | 0 | 0 | 0 | 0 | 0 | 0 | 0 | 0 | 0 | 0 | 0 | 0 | 0 | 0 | 0 | 0
F5_Commercial_Healthcare_Existing_Miscellaneous_Natural Gas_Miscellaneous_E10 | F5 | Commercial | Healthcare | Existing | Miscellaneous | Natural Gas | Miscellaneous | E10 | RIM BC Ratio | 0 | 0 | 0 | 0 | 0 | 0 | 0 | 0 | 0 | 0 | 0 | 0 | 0 | 0 | 0 | 0 | 0 | 0 | 0 | 0 | 0 | 0 | 0 | 0 | 0 | 0 | 0 | 0 | 0 | 0 | 0
F0_Commercial_Healthcare_New_Space Heating_Natural Gas_Furnace_E0 | F0 | Commercial | Healthcare | New | Space Heating | Natural Gas | Furnace | E0 | Economic Unit | AFUE 96% | AFUE 96% | AFUE 96% | AFUE 96% | AFUE 96% | AFUE 96% | AFUE 96% | AFUE 96% | AFUE 96% | AFUE 96% | AFUE 96% | AFUE 96% | AFUE 96% | AFUE 96% | AFUE 96% | AFUE 96% | AFUE 96% | AFUE 96% | AFUE 96% | AFUE 96% | AFUE 96% | AFUE 96% | AFUE 96% | AFUE 96% | AFUE 96% | AFUE 96% | AFUE 96% | AFUE 96% | AFUE 96% | AFUE 96% | AFUE 96%
F1_Commercial_Healthcare_New_Space Heating_Natural Gas_Furnace_E1 | F1 | Commercial | Healthcare | New | Space Heating | Natural Gas | Furnace | E1 | CCE | 0 | 0 | 0 | 0 | 0 | 0 | 0 | 0 | 0 | 0 | 0 | 0 | 0 | 0 | 0 | 0 | 0 | 0 | 0 | 0 | 0 | 0 | 0 | 0 | 0 | 0 | 0 | 0 | 0 | 0 | 0
F1_Commercial_Healthcare_New_Space Heating_Natural Gas_Furnace_E2 | F1 | Commercial | Healthcare | New | Space Heating | Natural Gas | Furnace | E2 | CCE | 0.048756 | 0.046872 | 0.047095 | 0.047587 | 0.047587 | 0 | 0 | 0 | 0 | 0 | 0 | 0 | 0 | 0 | 0 | 0 | 0 | 0 | 0 | 0 | 0 | 0 | 0 | 0 | 0 | 0 | 0 | 0 | 0 | 0 | 0
F1_Commercial_Healthcare_New_Space Heating_Natural Gas_Furnace_E3 | F1 | Commercial | Healthcare | New | Space Heating | Natural Gas | Furnace | E3 | CCE | 0.010385 | 0.0099835 | 0.010031 | 0.010136 | 0.010136 | 0 | 0 | 0 | 0 | 0 | 0 | 0 | 0 | 0 | 0 | 0 | 0 | 0 | 0 | 0 | 0 | 0 | 0 | 0 | 0 | 0 | 0 | 0 | 0 | 0 | 0
F1_Commercial_Healthcare_New_Space Heating_Natural Gas_Furnace_E4 | F1 | Commercial | Healthcare | New | Space Heating | Natural Gas | Furnace | E4 | CCE | 0.0035746 | 0.0034365 | 0.0034529 | 0.0034889 | 0.0034889 | -0.014059 | -0.014059 | -0.014059 | -0.014059 | -0.014059 | -0.014059 | -0.014059 | -0.014059 | -0.014059 | -0.014059 | -0.014059 | -0.014059 | -0.014059 | -0.014059 | -0.014059 | -0.014059 | -0.014059 | -0.014059 | -0.014059 | -0.014059 | -0.014059 | -0.014059 | -0.014059 | -0.014059 | -0.014059 | -0.014059
F1_Commercial_Healthcare_New_Space Heating_Natural Gas_Furnace_E5 | F1 | Commercial | Healthcare | New | Space Heating | Natural Gas | Furnace | E5 | CCE | 0 | 0 | 0 | 0 | 0 | 0 | 0 | 0.083126 | 0.083126 | 0.083126 | 0.083126 | 0.083126 | 0.083126 | 0.083126 | 0.083126 | 0.083126 | 0.083126 | 0.083126 | 0.083126 | 0.083126 | 0.083126 | 0.083126 | 0.083126 | 0.083126 | 0.083126 | 0.083126 | 0.083126 | 0.083126 | 0.083126 | 0.083126 | 0.083126
F1_Commercial_Healthcare_New_Space Heating_Natural Gas_Furnace_E6 | F1 | Commercial | Healthcare | New | Space Heating | Natural Gas | Furnace | E6 | CCE | 0 | 0 | 0 | 0 | 0 | 0 | 0 | 0 | 0 | 0 | 0 | 0 | 0 | 0 | 0 | 0 | 0 | 0 | 0 | 0 | 0 | 0 | 0 | 0 | 0 | 0 | 0 | 0 | 0 | 0 | 0
F1_Commercial_Healthcare_New_Space Heating_Natural Gas_Furnace_E7 | F1 | Commercial | Healthcare | New | Space Heating | Natural Gas | Furnace | E7 | CCE | 0 | 0 | 0 | 0 | 0 | 0 | 0 | 0 | 0 | 0 | 0 | 0 | 0 | 0 | 0 | 0 | 0 | 0 | 0 | 0 | 0 | 0 | 0 | 0 | 0 | 0 | 0 | 0 | 0 | 0 | 0
F1_Commercial_Healthcare_New_Space Heating_Natural Gas_Furnace_E8 | F1 | Commercial | Healthcare | New | Space Heating | Natural Gas | Furnace | E8 | CCE | 0 | 0 | 0 | 0 | 0 | 0 | 0 | 0 | 0 | 0 | 0 | 0 | 0 | 0 | 0 | 0 | 0 | 0 | 0 | 0 | 0 | 0 | 0 | 0 | 0 | 0 | 0 | 0 | 0 | 0 | 0
F1_Commercial_Healthcare_New_Space Heating_Natural Gas_Furnace_E9 | F1 | Commercial | Healthcare | New | Space Heating | Natural Gas | Furnace | E9 | CCE | 0 | 0 | 0 | 0 | 0 | 0 | 0 | 0 | 0 | 0 | 0 | 0 | 0 | 0 | 0 | 0 | 0 | 0 | 0 | 0 | 0 | 0 | 0 | 0 | 0 | 0 | 0 | 0 | 0 | 0 | 0
F1_Commercial_Healthcare_New_Space Heating_Natural Gas_Furnace_E10 | F1 | Commercial | Healthcare | New | Space Heating | Natural Gas | Furnace | E10 | CCE | 0 | 0 | 0 | 0 | 0 | 0 | 0 | 0 | 0 | 0 | 0 | 0 | 0 | 0 | 0 | 0 | 0 | 0 | 0 | 0 | 0 | 0 | 0 | 0 | 0 | 0 | 0 | 0 | 0 | 0 | 0
F2_Commercial_Healthcare_New_Space Heating_Natural Gas_Furnace_E1 | F2 | Commercial | Healthcare | New | Space Heating | Natural Gas | Furnace | E1 | TRC BC Ratio | 0.9 | 0.9 | 0.9 | 0.9 | 0.9 | 0 | 0 | 0 | 0 | 0 | 0 | 0 | 0 | 0 | 0 | 0 | 0 | 0 | 0 | 0 | 0 | 0 | 0 | 0 | 0 | 0 | 0 | 0 | 0 | 0 | 0
F2_Commercial_Healthcare_New_Space Heating_Natural Gas_Furnace_E2 | F2 | Commercial | Healthcare | New | Space Heating | Natural Gas | Furnace | E2 | TRC BC Ratio | 0.20389 | 0.2052 | 0.20593 | 0.20681 | 0.20864 | 0 | 0 | 0 | 0 | 0 | 0 | 0 | 0 | 0 | 0 | 0 | 0 | 0 | 0 | 0 | 0 | 0 | 0 | 0 | 0 | 0 | 0 | 0 | 0 | 0 | 0
F2_Commercial_Healthcare_New_Space Heating_Natural Gas_Furnace_E3 | F2 | Commercial | Healthcare | New | Space Heating | Natural Gas | Furnace | E3 | TRC BC Ratio | 0.95723 | 0.96339 | 0.96681 | 0.97097 | 0.97954 | 0.9 | 0.9 | 0.9 | 0.9 | 0.9 | 0.9 | 0.9 | 0.9 | 0.9 | 0.9 | 0.9 | 0.9 | 0.9 | 0.9 | 0.9 | 0.9 | 0.9 | 0.9 | 0.9 | 0.9 | 0.9 | 0.9 | 0.9 | 0.9 | 0.9 | 0.9
F2_Commercial_Healthcare_New_Space Heating_Natural Gas_Furnace_E4 | F2 | Commercial | Healthcare | New | Space Heating | Natural Gas | Furnace | E4 | TRC BC Ratio | 2.7809 | 2.7988 | 2.8087 | 2.8208 | 2.8457 | 0.9 | 0.9 | 0.9 | 0.9 | 0.9 | 0.9 | 0.9 | 0.9 | 0.9 | 0.9 | 0.9 | 0.9 | 0.9 | 0.9 | 0.9 | 0.9 | 0.9 | 0.9 | 0.9 | 0.9 | 0.9 | 0.9 | 0.9 | 0.9 | 0.9 | 0.9
F2_Commercial_Healthcare_New_Space Heating_Natural Gas_Furnace_E5 | F2 | Commercial | Healthcare | New | Space Heating | Natural Gas | Furnace | E5 | TRC BC Ratio | 0 | 0 | 0 | 0 | 0 | 0 | 0 | 0.11138 | 0.11071 | 0.10976 | 0.10924 | 0.10853 | 0.097415 | 0.096629 | 0.096531 | 0.095804 | 0.095548 | 0.095471 | 0.093694 | 0.09429 | 0.094545 | 0.094986 | 0.095606 | 0.055621 | 0.054232 | 0.052807 | 0.051331 | 0.049788 | 0.048166 | 0.04645 | 0.044628
F2_Commercial_Healthcare_New_Space Heating_Natural Gas_Furnace_E6 | F2 | Commercial | Healthcare | New | Space Heating | Natural Gas | Furnace | E6 | TRC BC Ratio | 0 | 0 | 0 | 0 | 0 | 0 | 0 | 0 | 0 | 0 | 0 | 0 | 0 | 0 | 0 | 0 | 0 | 0 | 0 | 0 | 0 | 0 | 0 | 0 | 0 | 0 | 0 | 0 | 0 | 0 | 0
F2_Commercial_Healthcare_New_Space Heating_Natural Gas_Furnace_E7 | F2 | Commercial | Healthcare | New | Space Heating | Natural Gas | Furnace | E7 | TRC BC Ratio | 0 | 0 | 0 | 0 | 0 | 0 | 0 | 0 | 0 | 0 | 0 | 0 | 0 | 0 | 0 | 0 | 0 | 0 | 0 | 0 | 0 | 0 | 0 | 0 | 0 | 0 | 0 | 0 | 0 | 0 | 0
F2_Commercial_Healthcare_New_Space Heating_Natural Gas_Furnace_E8 | F2 | Commercial | Healthcare | New | Space Heating | Natural Gas | Furnace | E8 | TRC BC Ratio | 0 | 0 | 0 | 0 | 0 | 0 | 0 | 0 | 0 | 0 | 0 | 0 | 0 | 0 | 0 | 0 | 0 | 0 | 0 | 0 | 0 | 0 | 0 | 0 | 0 | 0 | 0 | 0 | 0 | 0 | 0
F2_Commercial_Healthcare_New_Space Heating_Natural Gas_Furnace_E9 | F2 | Commercial | Healthcare | New | Space Heating | Natural Gas | Furnace | E9 | TRC BC Ratio | 0 | 0 | 0 | 0 | 0 | 0 | 0 | 0 | 0 | 0 | 0 | 0 | 0 | 0 | 0 | 0 | 0 | 0 | 0 | 0 | 0 | 0 | 0 | 0 | 0 | 0 | 0 | 0 | 0 | 0 | 0
F2_Commercial_Healthcare_New_Space Heating_Natural Gas_Furnace_E10 | F2 | Commercial | Healthcare | New | Space Heating | Natural Gas | Furnace | E10 | TRC BC Ratio | 0 | 0 | 0 | 0 | 0 | 0 | 0 | 0 | 0 | 0 | 0 | 0 | 0 | 0 | 0 | 0 | 0 | 0 | 0 | 0 | 0 | 0 | 0 | 0 | 0 | 0 | 0 | 0 | 0 | 0 | 0
F3_Commercial_Healthcare_New_Space Heating_Natural Gas_Furnace_E1 | F3 | Commercial | Healthcare | New | Space Heating | Natural Gas | Furnace | E1 | PACT BC Ratio | 0.9 | 0.9 | 0.9 | 0.9 | 0.9 | 0 | 0 | 0 | 0 | 0 | 0 | 0 | 0 | 0 | 0 | 0 | 0 | 0 | 0 | 0 | 0 | 0 | 0 | 0 | 0 | 0 | 0 | 0 | 0 | 0 | 0
F3_Commercial_Healthcare_New_Space Heating_Natural Gas_Furnace_E2 | F3 | Commercial | Healthcare | New | Space Heating | Natural Gas | Furnace | E2 | PACT BC Ratio | 0.20389 | 0.2052 | 0.20593 | 0.20681 | 0.20864 | 0 | 0 | 0 | 0 | 0 | 0 | 0 | 0 | 0 | 0 | 0 | 0 | 0 | 0 | 0 | 0 | 0 | 0 | 0 | 0 | 0 | 0 | 0 | 0 | 0 | 0
F3_Commercial_Healthcare_New_Space Heating_Natural Gas_Furnace_E3 | F3 | Commercial | Healthcare | New | Space Heating | Natural Gas | Furnace | E3 | PACT BC Ratio | 0.95723 | 0.96339 | 0.96681 | 0.97097 | 0.97954 | 0.9 | 0.9 | 0.9 | 0.9 | 0.9 | 0.9 | 0.9 | 0.9 | 0.9 | 0.9 | 0.9 | 0.9 | 0.9 | 0.9 | 0.9 | 0.9 | 0.9 | 0.9 | 0.9 | 0.9 | 0.9 | 0.9 | 0.9 | 0.9 | 0.9 | 0.9
F3_Commercial_Healthcare_New_Space Heating_Natural Gas_Furnace_E4 | F3 | Commercial | Healthcare | New | Space Heating | Natural Gas | Furnace | E4 | PACT BC Ratio | 2.7809 | 2.7988 | 2.8087 | 2.8208 | 2.8457 | 0.9 | 0.9 | 0.9 | 0.9 | 0.9 | 0.9 | 0.9 | 0.9 | 0.9 | 0.9 | 0.9 | 0.9 | 0.9 | 0.9 | 0.9 | 0.9 | 0.9 | 0.9 | 0.9 | 0.9 | 0.9 | 0.9 | 0.9 | 0.9 | 0.9 | 0.9
F3_Commercial_Healthcare_New_Space Heating_Natural Gas_Furnace_E5 | F3 | Commercial | Healthcare | New | Space Heating | Natural Gas | Furnace | E5 | PACT BC Ratio | 0 | 0 | 0 | 0 | 0 | 0 | 0 | 0.11138 | 0.11071 | 0.10976 | 0.10924 | 0.10853 | 0.097415 | 0.096629 | 0.096531 | 0.095804 | 0.095548 | 0.095471 | 0.093694 | 0.09429 | 0.094545 | 0.094986 | 0.095606 | 0.055621 | 0.054232 | 0.052807 | 0.051331 | 0.049788 | 0.048166 | 0.04645 | 0.044628
F3_Commercial_Healthcare_New_Space Heating_Natural Gas_Furnace_E6 | F3 | Commercial | Healthcare | New | Space Heating | Natural Gas | Furnace | E6 | PACT BC Ratio | 0 | 0 | 0 | 0 | 0 | 0 | 0 | 0 | 0 | 0 | 0 | 0 | 0 | 0 | 0 | 0 | 0 | 0 | 0 | 0 | 0 | 0 | 0 | 0 | 0 | 0 | 0 | 0 | 0 | 0 | 0
F3_Commercial_Healthcare_New_Space Heating_Natural Gas_Furnace_E7 | F3 | Commercial | Healthcare | New | Space Heating | Natural Gas | Furnace | E7 | PACT BC Ratio | 0 | 0 | 0 | 0 | 0 | 0 | 0 | 0 | 0 | 0 | 0 | 0 | 0 | 0 | 0 | 0 | 0 | 0 | 0 | 0 | 0 | 0 | 0 | 0 | 0 | 0 | 0 | 0 | 0 | 0 | 0
F3_Commercial_Healthcare_New_Space Heating_Natural Gas_Furnace_E8 | F3 | Commercial | Healthcare | New | Space Heating | Natural Gas | Furnace | E8 | PACT BC Ratio | 0 | 0 | 0 | 0 | 0 | 0 | 0 | 0 | 0 | 0 | 0 | 0 | 0 | 0 | 0 | 0 | 0 | 0 | 0 | 0 | 0 | 0 | 0 | 0 | 0 | 0 | 0 | 0 | 0 | 0 | 0
F3_Commercial_Healthcare_New_Space Heating_Natural Gas_Furnace_E9 | F3 | Commercial | Healthcare | New | Space Heating | Natural Gas | Furnace | E9 | PACT BC Ratio | 0 | 0 | 0 | 0 | 0 | 0 | 0 | 0 | 0 | 0 | 0 | 0 | 0 | 0 | 0 | 0 | 0 | 0 | 0 | 0 | 0 | 0 | 0 | 0 | 0 | 0 | 0 | 0 | 0 | 0 | 0
F3_Commercial_Healthcare_New_Space Heating_Natural Gas_Furnace_E10 | F3 | Commercial | Healthcare | New | Space Heating | Natural Gas | Furnace | E10 | PACT BC Ratio | 0 | 0 | 0 | 0 | 0 | 0 | 0 | 0 | 0 | 0 | 0 | 0 | 0 | 0 | 0 | 0 | 0 | 0 | 0 | 0 | 0 | 0 | 0 | 0 | 0 | 0 | 0 | 0 | 0 | 0 | 0
F4_Commercial_Healthcare_New_Space Heating_Natural Gas_Furnace_E1 | F4 | Commercial | Healthcare | New | Space Heating | Natural Gas | Furnace | E1 | PCT BC Ratio | 0.9 | 0.9 | 0.9 | 0.9 | 0.9 | 0 | 0 | 0 | 0 | 0 | 0 | 0 | 0 | 0 | 0 | 0 | 0 | 0 | 0 | 0 | 0 | 0 | 0 | 0 | 0 | 0 | 0 | 0 | 0 | 0 | 0
F4_Commercial_Healthcare_New_Space Heating_Natural Gas_Furnace_E2 | F4 | Commercial | Healthcare | New | Space Heating | Natural Gas | Furnace | E2 | PCT BC Ratio | 1.513 | 1.5163 | 1.5181 | 1.5203 | 1.5249 | 0 | 0 | 0 | 0 | 0 | 0 | 0 | 0 | 0 | 0 | 0 | 0 | 0 | 0 | 0 | 0 | 0 | 0 | 0 | 0 | 0 | 0 | 0 | 0 | 0 | 0
F4_Commercial_Healthcare_New_Space Heating_Natural Gas_Furnace_E3 | F4 | Commercial | Healthcare | New | Space Heating | Natural Gas | Furnace | E3 | PCT BC Ratio | 3.4083 | 3.4238 | 3.4324 | 3.4429 | 3.4645 | 0.9 | 0.9 | 0.9 | 0.9 | 0.9 | 0.9 | 0.9 | 0.9 | 0.9 | 0.9 | 0.9 | 0.9 | 0.9 | 0.9 | 0.9 | 0.9 | 0.9 | 0.9 | 0.9 | 0.9 | 0.9 | 0.9 | 0.9 | 0.9 | 0.9 | 0.9
F4_Commercial_Healthcare_New_Space Heating_Natural Gas_Furnace_E4 | F4 | Commercial | Healthcare | New | Space Heating | Natural Gas | Furnace | E4 | PCT BC Ratio | 7.9966 | 8.0416 | 8.0666 | 8.097 | 8.1597 | 0.9 | 0.9 | 0.9 | 0.9 | 0.9 | 0.9 | 0.9 | 0.9 | 0.9 | 0.9 | 0.9 | 0.9 | 0.9 | 0.9 | 0.9 | 0.9 | 0.9 | 0.9 | 0.9 | 0.9 | 0.9 | 0.9 | 0.9 | 0.9 | 0.9 | 0.9
F4_Commercial_Healthcare_New_Space Heating_Natural Gas_Furnace_E5 | F4 | Commercial | Healthcare | New | Space Heating | Natural Gas | Furnace | E5 | PCT BC Ratio | 0 | 0 | 0 | 0 | 0 | 0 | 0 | 1.2802 | 1.2786 | 1.2762 | 1.2749 | 1.2731 | 1.2451 | 1.2431 | 1.2429 | 1.241 | 1.2404 | 1.2402 | 1.2357 | 1.2372 | 1.2379 | 1.239 | 1.2405 | 1.1399 | 1.1364 | 1.1329 | 1.1291 | 1.1253 | 1.1212 | 1.1169 | 1.1123
F4_Commercial_Healthcare_New_Space Heating_Natural Gas_Furnace_E6 | F4 | Commercial | Healthcare | New | Space Heating | Natural Gas | Furnace | E6 | PCT BC Ratio | 0 | 0 | 0 | 0 | 0 | 0 | 0 | 0 | 0 | 0 | 0 | 0 | 0 | 0 | 0 | 0 | 0 | 0 | 0 | 0 | 0 | 0 | 0 | 0 | 0 | 0 | 0 | 0 | 0 | 0 | 0
F4_Commercial_Healthcare_New_Space Heating_Natural Gas_Furnace_E7 | F4 | Commercial | Healthcare | New | Space Heating | Natural Gas | Furnace | E7 | PCT BC Ratio | 0 | 0 | 0 | 0 | 0 | 0 | 0 | 0 | 0 | 0 | 0 | 0 | 0 | 0 | 0 | 0 | 0 | 0 | 0 | 0 | 0 | 0 | 0 | 0 | 0 | 0 | 0 | 0 | 0 | 0 | 0
F4_Commercial_Healthcare_New_Space Heating_Natural Gas_Furnace_E8 | F4 | Commercial | Healthcare | New | Space Heating | Natural Gas | Furnace | E8 | PCT BC Ratio | 0 | 0 | 0 | 0 | 0 | 0 | 0 | 0 | 0 | 0 | 0 | 0 | 0 | 0 | 0 | 0 | 0 | 0 | 0 | 0 | 0 | 0 | 0 | 0 | 0 | 0 | 0 | 0 | 0 | 0 | 0
F4_Commercial_Healthcare_New_Space Heating_Natural Gas_Furnace_E9 | F4 | Commercial | Healthcare | New | Space Heating | Natural Gas | Furnace | E9 | PCT BC Ratio | 0 | 0 | 0 | 0 | 0 | 0 | 0 | 0 | 0 | 0 | 0 | 0 | 0 | 0 | 0 | 0 | 0 | 0 | 0 | 0 | 0 | 0 | 0 | 0 | 0 | 0 | 0 | 0 | 0 | 0 | 0
F4_Commercial_Healthcare_New_Space Heating_Natural Gas_Furnace_E10 | F4 | Commercial | Healthcare | New | Space Heating | Natural Gas | Furnace | E10 | PCT BC Ratio | 0 | 0 | 0 | 0 | 0 | 0 | 0 | 0 | 0 | 0 | 0 | 0 | 0 | 0 | 0 | 0 | 0 | 0 | 0 | 0 | 0 | 0 | 0 | 0 | 0 | 0 | 0 | 0 | 0 | 0 | 0
F5_Commercial_Healthcare_New_Space Heating_Natural Gas_Furnace_E1 | F5 | Commercial | Healthcare | New | Space Heating | Natural Gas | Furnace | E1 | RIM BC Ratio | 0.9 | 0.9 | 0.9 | 0.9 | 0.9 | 0 | 0 | 0 | 0 | 0 | 0 | 0 | 0 | 0 | 0 | 0 | 0 | 0 | 0 | 0 | 0 | 0 | 0 | 0 | 0 | 0 | 0 | 0 | 0 | 0 | 0
F5_Commercial_Healthcare_New_Space Heating_Natural Gas_Furnace_E2 | F5 | Commercial | Healthcare | New | Space Heating | Natural Gas | Furnace | E2 | RIM BC Ratio | 0.16386 | 0.16471 | 0.16518 | 0.16574 | 0.16692 | 0 | 0 | 0 | 0 | 0 | 0 | 0 | 0 | 0 | 0 | 0 | 0 | 0 | 0 | 0 | 0 | 0 | 0 | 0 | 0 | 0 | 0 | 0 | 0 | 0 | 0
F5_Commercial_Healthcare_New_Space Heating_Natural Gas_Furnace_E3 | F5 | Commercial | Healthcare | New | Space Heating | Natural Gas | Furnace | E3 | RIM BC Ratio | 0.44588 | 0.44721 | 0.44795 | 0.44884 | 0.45066 | 0.9 | 0.9 | 0.9 | 0.9 | 0.9 | 0.9 | 0.9 | 0.9 | 0.9 | 0.9 | 0.9 | 0.9 | 0.9 | 0.9 | 0.9 | 0.9 | 0.9 | 0.9 | 0.9 | 0.9 | 0.9 | 0.9 | 0.9 | 0.9 | 0.9 | 0.9
F5_Commercial_Healthcare_New_Space Heating_Natural Gas_Furnace_E4 | F5 | Commercial | Healthcare | New | Space Heating | Natural Gas | Furnace | E4 | RIM BC Ratio | 0.64199 | 0.64294 | 0.64346 | 0.64409 | 0.64538 | 0.9 | 0.9 | 0.9 | 0.9 | 0.9 | 0.9 | 0.9 | 0.9 | 0.9 | 0.9 | 0.9 | 0.9 | 0.9 | 0.9 | 0.9 | 0.9 | 0.9 | 0.9 | 0.9 | 0.9 | 0.9 | 0.9 | 0.9 | 0.9 | 0.9 | 0.9
F5_Commercial_Healthcare_New_Space Heating_Natural Gas_Furnace_E5 | F5 | Commercial | Healthcare | New | Space Heating | Natural Gas | Furnace | E5 | RIM BC Ratio | 0 | 0 | 0 | 0 | 0 | 0 | 0 | 0.098271 | 0.097749 | 0.097006 | 0.096601 | 0.096041 | 0.087234 | 0.086603 | 0.086525 | 0.08594 | 0.085734 | 0.085672 | 0.084238 | 0.08472 | 0.084925 | 0.085281 | 0.08578 | 0.052146 | 0.050924 | 0.049665 | 0.048357 | 0.046986 | 0.045539 | 0.044002 | 0.042363
F5_Commercial_Healthcare_New_Space Heating_Natural Gas_Furnace_E6 | F5 | Commercial | Healthcare | New | Space Heating | Natural Gas | Furnace | E6 | RIM BC Ratio | 0 | 0 | 0 | 0 | 0 | 0 | 0 | 0 | 0 | 0 | 0 | 0 | 0 | 0 | 0 | 0 | 0 | 0 | 0 | 0 | 0 | 0 | 0 | 0 | 0 | 0 | 0 | 0 | 0 | 0 | 0
F5_Commercial_Healthcare_New_Space Heating_Natural Gas_Furnace_E7 | F5 | Commercial | Healthcare | New | Space Heating | Natural Gas | Furnace | E7 | RIM BC Ratio | 0 | 0 | 0 | 0 | 0 | 0 | 0 | 0 | 0 | 0 | 0 | 0 | 0 | 0 | 0 | 0 | 0 | 0 | 0 | 0 | 0 | 0 | 0 | 0 | 0 | 0 | 0 | 0 | 0 | 0 | 0
F5_Commercial_Healthcare_New_Space Heating_Natural Gas_Furnace_E8 | F5 | Commercial | Healthcare | New | Space Heating | Natural Gas | Furnace | E8 | RIM BC Ratio | 0 | 0 | 0 | 0 | 0 | 0 | 0 | 0 | 0 | 0 | 0 | 0 | 0 | 0 | 0 | 0 | 0 | 0 | 0 | 0 | 0 | 0 | 0 | 0 | 0 | 0 | 0 | 0 | 0 | 0 | 0
F5_Commercial_Healthcare_New_Space Heating_Natural Gas_Furnace_E9 | F5 | Commercial | Healthcare | New | Space Heating | Natural Gas | Furnace | E9 | RIM BC Ratio | 0 | 0 | 0 | 0 | 0 | 0 | 0 | 0 | 0 | 0 | 0 | 0 | 0 | 0 | 0 | 0 | 0 | 0 | 0 | 0 | 0 | 0 | 0 | 0 | 0 | 0 | 0 | 0 | 0 | 0 | 0
F5_Commercial_Healthcare_New_Space Heating_Natural Gas_Furnace_E10 | F5 | Commercial | Healthcare | New | Space Heating | Natural Gas | Furnace | E10 | RIM BC Ratio | 0 | 0 | 0 | 0 | 0 | 0 | 0 | 0 | 0 | 0 | 0 | 0 | 0 | 0 | 0 | 0 | 0 | 0 | 0 | 0 | 0 | 0 | 0 | 0 | 0 | 0 | 0 | 0 | 0 | 0 | 0
F0_Commercial_Healthcare_New_Space Heating_Natural Gas_Boiler_E0 | F0 | Commercial | Healthcare | New | Space Heating | Natural Gas | Boiler | E0 | Economic Unit | Convert to Gas-Fired ASHP | Convert to Gas-Fired ASHP | Convert to Gas-Fired ASHP | Convert to Gas-Fired ASHP | Convert to Gas-Fired ASHP | TE 98% | TE 98% | TE 98% | TE 98% | TE 98% | TE 98% | TE 98% | TE 98% | TE 98% | TE 98% | TE 98% | TE 98% | TE 98% | TE 98% | TE 98% | TE 98% | TE 98% | TE 98% | TE 98% | TE 98% | TE 98% | TE 98% | TE 98% | TE 98% | TE 98% | TE 98%
F1_Commercial_Healthcare_New_Space Heating_Natural Gas_Boiler_E1 | F1 | Commercial | Healthcare | New | Space Heating | Natural Gas | Boiler | E1 | CCE | 0 | 0 | 0 | 0 | 0 | 0 | 0 | 0 | 0 | 0 | 0 | 0 | 0 | 0 | 0 | 0 | 0 | 0 | 0 | 0 | 0 | 0 | 0 | 0 | 0 | 0 | 0 | 0 | 0 | 0 | 0
F1_Commercial_Healthcare_New_Space Heating_Natural Gas_Boiler_E2 | F1 | Commercial | Healthcare | New | Space Heating | Natural Gas | Boiler | E2 | CCE | 0.0011201 | 0.0010768 | 0.001082 | 0.0010933 | 0.0010933 | 0 | 0 | 0 | 0 | 0 | 0 | 0 | 0 | 0 | 0 | 0 | 0 | 0 | 0 | 0 | 0 | 0 | 0 | 0 | 0 | 0 | 0 | 0 | 0 | 0 | 0
F1_Commercial_Healthcare_New_Space Heating_Natural Gas_Boiler_E3 | F1 | Commercial | Healthcare | New | Space Heating | Natural Gas | Boiler | E3 | CCE | 0.006636 | 0.0063796 | 0.00641 | 0.006477 | 0.006477 | 0 | 0 | 0 | 0 | 0 | 0 | 0 | 0 | 0 | 0 | 0 | 0 | 0 | 0 | 0 | 0 | 0 | 0 | 0 | 0 | 0 | 0 | 0 | 0 | 0 | 0
F1_Commercial_Healthcare_New_Space Heating_Natural Gas_Boiler_E4 | F1 | Commercial | Healthcare | New | Space Heating | Natural Gas | Boiler | E4 | CCE | 0.0066913 | 0.0064328 | 0.0064634 | 0.006531 | 0.006531 | 0.0067625 | 0.0067625 | 0.0067625 | 0.0067625 | 0.0067625 | 0.0067625 | 0.0067625 | 0.0067625 | 0.0067625 | 0.0067625 | 0.0067625 | 0.0067625 | 0.0067625 | 0.0067625 | 0.0067625 | 0.0067625 | 0.0067625 | 0.0067625 | 0.0067625 | 0.0067625 | 0.0067625 | 0.0067625 | 0.0067625 | 0.0067625 | 0.0067625 | 0.0067625
F1_Commercial_Healthcare_New_Space Heating_Natural Gas_Boiler_E5 | F1 | Commercial | Healthcare | New | Space Heating | Natural Gas | Boiler | E5 | CCE | 0.019943 | 0.019173 | 0.019264 | 0.019465 | 0.019465 | 0.027673 | 0.027673 | 0.027673 | 0.027673 | 0.027673 | 0.027673 | 0.027673 | 0.027673 | 0.027673 | 0.027673 | 0.027673 | 0.027673 | 0.027673 | 0.027673 | 0.027673 | 0.027673 | 0.027673 | 0.027673 | 0.027673 | 0.027673 | 0.027673 | 0.027673 | 0.027673 | 0.027673 | 0.027673 | 0.027673
F1_Commercial_Healthcare_New_Space Heating_Natural Gas_Boiler_E6 | F1 | Commercial | Healthcare | New | Space Heating | Natural Gas | Boiler | E6 | CCE | 0 | 0 | 0 | 0 | 0 | 0 | 0 | 0 | 0 | 0 | 0 | 0 | 0 | 0 | 0 | 0 | 0 | 0 | 0 | 0 | 0 | 0 | 0 | 0 | 0 | 0 | 0 | 0 | 0 | 0 | 0
F1_Commercial_Healthcare_New_Space Heating_Natural Gas_Boiler_E7 | F1 | Commercial | Healthcare | New | Space Heating | Natural Gas | Boiler | E7 | CCE | 0 | 0 | 0 | 0 | 0 | 0 | 0 | 0 | 0 | 0 | 0 | 0 | 0 | 0 | 0 | 0 | 0 | 0 | 0 | 0 | 0 | 0 | 0 | 0 | 0 | 0 | 0 | 0 | 0 | 0 | 0
F1_Commercial_Healthcare_New_Space Heating_Natural Gas_Boiler_E8 | F1 | Commercial | Healthcare | New | Space Heating | Natural Gas | Boiler | E8 | CCE | 0 | 0 | 0 | 0 | 0 | 0 | 0 | 0 | 0 | 0 | 0 | 0 | 0 | 0 | 0 | 0 | 0 | 0 | 0 | 0 | 0 | 0 | 0 | 0 | 0 | 0 | 0 | 0 | 0 | 0 | 0
F1_Commercial_Healthcare_New_Space Heating_Natural Gas_Boiler_E9 | F1 | Commercial | Healthcare | New | Space Heating | Natural Gas | Boiler | E9 | CCE | 0 | 0 | 0 | 0 | 0 | 0 | 0 | 0 | 0 | 0 | 0 | 0 | 0 | 0 | 0 | 0 | 0 | 0 | 0 | 0 | 0 | 0 | 0 | 0 | 0 | 0 | 0 | 0 | 0 | 0 | 0
F1_Commercial_Healthcare_New_Space Heating_Natural Gas_Boiler_E10 | F1 | Commercial | Healthcare | New | Space Heating | Natural Gas | Boiler | E10 | CCE | 0 | 0 | 0 | 0 | 0 | 0 | 0 | 0 | 0 | 0 | 0 | 0 | 0 | 0 | 0 | 0 | 0 | 0 | 0 | 0 | 0 | 0 | 0 | 0 | 0 | 0 | 0 | 0 | 0 | 0 | 0
F2_Commercial_Healthcare_New_Space Heating_Natural Gas_Boiler_E1 | F2 | Commercial | Healthcare | New | Space Heating | Natural Gas | Boiler | E1 | TRC BC Ratio | 0.9 | 0.9 | 0.9 | 0.9 | 0.9 | 0 | 0 | 0 | 0 | 0 | 0 | 0 | 0 | 0 | 0 | 0 | 0 | 0 | 0 | 0 | 0 | 0 | 0 | 0 | 0 | 0 | 0 | 0 | 0 | 0 | 0
F2_Commercial_Healthcare_New_Space Heating_Natural Gas_Boiler_E2 | F2 | Commercial | Healthcare | New | Space Heating | Natural Gas | Boiler | E2 | TRC BC Ratio | 8.8693 | 8.9222 | 8.9559 | 8.996 | 9.0765 | 0 | 0 | 0 | 0 | 0 | 0 | 0 | 0 | 0 | 0 | 0 | 0 | 0 | 0 | 0 | 0 | 0 | 0 | 0 | 0 | 0 | 0 | 0 | 0 | 0 | 0
F2_Commercial_Healthcare_New_Space Heating_Natural Gas_Boiler_E3 | F2 | Commercial | Healthcare | New | Space Heating | Natural Gas | Boiler | E3 | TRC BC Ratio | 1.4971 | 1.506 | 1.5117 | 1.5185 | 1.5321 | 0.9 | 0.9 | 0.9 | 0.9 | 0.9 | 0.9 | 0.9 | 0.9 | 0.9 | 0.9 | 0.9 | 0.9 | 0.9 | 0.9 | 0.9 | 0.9 | 0.9 | 0.9 | 0.9 | 0.9 | 0.9 | 0.9 | 0.9 | 0.9 | 0.9 | 0.9
F2_Commercial_Healthcare_New_Space Heating_Natural Gas_Boiler_E4 | F2 | Commercial | Healthcare | New | Space Heating | Natural Gas | Boiler | E4 | TRC BC Ratio | 1.4847 | 1.4936 | 1.4992 | 1.5059 | 1.5194 | 1.4114 | 1.3662 | 1.3419 | 1.3335 | 1.3217 | 1.3151 | 1.3062 | 1.1749 | 1.1652 | 1.1636 | 1.1546 | 1.1512 | 1.1498 | 1.1279 | 1.1332 | 1.1344 | 1.1378 | 1.1432 | 0.67075 | 0.65246 | 0.63368 | 0.61424 | 0.59396 | 0.57267 | 0.55021 | 0.52642
F2_Commercial_Healthcare_New_Space Heating_Natural Gas_Boiler_E5 | F2 | Commercial | Healthcare | New | Space Heating | Natural Gas | Boiler | E5 | TRC BC Ratio | 0.49814 | 0.50111 | 0.50301 | 0.50526 | 0.50978 | 0.3449 | 0.33385 | 0.32792 | 0.32586 | 0.32299 | 0.32137 | 0.31919 | 0.28711 | 0.28474 | 0.28435 | 0.28215 | 0.28131 | 0.28098 | 0.27562 | 0.27691 | 0.27721 | 0.27804 | 0.27937 | 0.16391 | 0.15944 | 0.15485 | 0.1501 | 0.14515 | 0.13994 | 0.13445 | 0.12864
F2_Commercial_Healthcare_New_Space Heating_Natural Gas_Boiler_E6 | F2 | Commercial | Healthcare | New | Space Heating | Natural Gas | Boiler | E6 | TRC BC Ratio | 0 | 0 | 0 | 0 | 0 | 0 | 0 | 0 | 0 | 0 | 0 | 0 | 0 | 0 | 0 | 0 | 0 | 0 | 0 | 0 | 0 | 0 | 0 | 0 | 0 | 0 | 0 | 0 | 0 | 0 | 0
F2_Commercial_Healthcare_New_Space Heating_Natural Gas_Boiler_E7 | F2 | Commercial | Healthcare | New | Space Heating | Natural Gas | Boiler | E7 | TRC BC Ratio | 0 | 0 | 0 | 0 | 0 | 0 | 0 | 0 | 0 | 0 | 0 | 0 | 0 | 0 | 0 | 0 | 0 | 0 | 0 | 0 | 0 | 0 | 0 | 0 | 0 | 0 | 0 | 0 | 0 | 0 | 0
F2_Commercial_Healthcare_New_Space Heating_Natural Gas_Boiler_E8 | F2 | Commercial | Healthcare | New | Space Heating | Natural Gas | Boiler | E8 | TRC BC Ratio | 0 | 0 | 0 | 0 | 0 | 0 | 0 | 0 | 0 | 0 | 0 | 0 | 0 | 0 | 0 | 0 | 0 | 0 | 0 | 0 | 0 | 0 | 0 | 0 | 0 | 0 | 0 | 0 | 0 | 0 | 0
F2_Commercial_Healthcare_New_Space Heating_Natural Gas_Boiler_E9 | F2 | Commercial | Healthcare | New | Space Heating | Natural Gas | Boiler | E9 | TRC BC Ratio | 0 | 0 | 0 | 0 | 0 | 0 | 0 | 0 | 0 | 0 | 0 | 0 | 0 | 0 | 0 | 0 | 0 | 0 | 0 | 0 | 0 | 0 | 0 | 0 | 0 | 0 | 0 | 0 | 0 | 0 | 0
F2_Commercial_Healthcare_New_Space Heating_Natural Gas_Boiler_E10 | F2 | Commercial | Healthcare | New | Space Heating | Natural Gas | Boiler | E10 | TRC BC Ratio | 0 | 0 | 0 | 0 | 0 | 0 | 0 | 0 | 0 | 0 | 0 | 0 | 0 | 0 | 0 | 0 | 0 | 0 | 0 | 0 | 0 | 0 | 0 | 0 | 0 | 0 | 0 | 0 | 0 | 0 | 0
F3_Commercial_Healthcare_New_Space Heating_Natural Gas_Boiler_E1 | F3 | Commercial | Healthcare | New | Space Heating | Natural Gas | Boiler | E1 | PACT BC Ratio | 0.9 | 0.9 | 0.9 | 0.9 | 0.9 | 0 | 0 | 0 | 0 | 0 | 0 | 0 | 0 | 0 | 0 | 0 | 0 | 0 | 0 | 0 | 0 | 0 | 0 | 0 | 0 | 0 | 0 | 0 | 0 | 0 | 0
F3_Commercial_Healthcare_New_Space Heating_Natural Gas_Boiler_E2 | F3 | Commercial | Healthcare | New | Space Heating | Natural Gas | Boiler | E2 | PACT BC Ratio | 22.6318 | 22.7669 | 22.8528 | 22.9551 | 23.1605 | 0 | 0 | 0 | 0 | 0 | 0 | 0 | 0 | 0 | 0 | 0 | 0 | 0 | 0 | 0 | 0 | 0 | 0 | 0 | 0 | 0 | 0 | 0 | 0 | 0 | 0
F3_Commercial_Healthcare_New_Space Heating_Natural Gas_Boiler_E3 | F3 | Commercial | Healthcare | New | Space Heating | Natural Gas | Boiler | E3 | PACT BC Ratio | 3.8201 | 3.8429 | 3.8574 | 3.8747 | 3.9094 | 0.9 | 0.9 | 0.9 | 0.9 | 0.9 | 0.9 | 0.9 | 0.9 | 0.9 | 0.9 | 0.9 | 0.9 | 0.9 | 0.9 | 0.9 | 0.9 | 0.9 | 0.9 | 0.9 | 0.9 | 0.9 | 0.9 | 0.9 | 0.9 | 0.9 | 0.9
F3_Commercial_Healthcare_New_Space Heating_Natural Gas_Boiler_E4 | F3 | Commercial | Healthcare | New | Space Heating | Natural Gas | Boiler | E4 | PACT BC Ratio | 3.7885 | 3.8111 | 3.8255 | 3.8426 | 3.877 | 3.6015 | 3.4861 | 3.4242 | 3.4026 | 3.3726 | 3.3558 | 3.333 | 2.9981 | 2.9733 | 2.9692 | 2.9462 | 2.9374 | 2.934 | 2.878 | 2.8915 | 2.8946 | 2.9033 | 2.9172 | 1.7116 | 1.6649 | 1.617 | 1.5674 | 1.5156 | 1.4613 | 1.404 | 1.3433
F3_Commercial_Healthcare_New_Space Heating_Natural Gas_Boiler_E5 | F3 | Commercial | Healthcare | New | Space Heating | Natural Gas | Boiler | E5 | PACT BC Ratio | 1.2711 | 1.2787 | 1.2835 | 1.2893 | 1.3008 | 0.8801 | 0.8519 | 0.83677 | 0.8315 | 0.82417 | 0.82005 | 0.81449 | 0.73263 | 0.72658 | 0.72558 | 0.71996 | 0.71782 | 0.71699 | 0.70329 | 0.70659 | 0.70736 | 0.70947 | 0.71286 | 0.41825 | 0.40685 | 0.39514 | 0.38301 | 0.37037 | 0.3571 | 0.34309 | 0.32825
F3_Commercial_Healthcare_New_Space Heating_Natural Gas_Boiler_E6 | F3 | Commercial | Healthcare | New | Space Heating | Natural Gas | Boiler | E6 | PACT BC Ratio | 0 | 0 | 0 | 0 | 0 | 0 | 0 | 0 | 0 | 0 | 0 | 0 | 0 | 0 | 0 | 0 | 0 | 0 | 0 | 0 | 0 | 0 | 0 | 0 | 0 | 0 | 0 | 0 | 0 | 0 | 0
F3_Commercial_Healthcare_New_Space Heating_Natural Gas_Boiler_E7 | F3 | Commercial | Healthcare | New | Space Heating | Natural Gas | Boiler | E7 | PACT BC Ratio | 0 | 0 | 0 | 0 | 0 | 0 | 0 | 0 | 0 | 0 | 0 | 0 | 0 | 0 | 0 | 0 | 0 | 0 | 0 | 0 | 0 | 0 | 0 | 0 | 0 | 0 | 0 | 0 | 0 | 0 | 0
F3_Commercial_Healthcare_New_Space Heating_Natural Gas_Boiler_E8 | F3 | Commercial | Healthcare | New | Space Heating | Natural Gas | Boiler | E8 | PACT BC Ratio | 0 | 0 | 0 | 0 | 0 | 0 | 0 | 0 | 0 | 0 | 0 | 0 | 0 | 0 | 0 | 0 | 0 | 0 | 0 | 0 | 0 | 0 | 0 | 0 | 0 | 0 | 0 | 0 | 0 | 0 | 0
F3_Commercial_Healthcare_New_Space Heating_Natural Gas_Boiler_E9 | F3 | Commercial | Healthcare | New | Space Heating | Natural Gas | Boiler | E9 | PACT BC Ratio | 0 | 0 | 0 | 0 | 0 | 0 | 0 | 0 | 0 | 0 | 0 | 0 | 0 | 0 | 0 | 0 | 0 | 0 | 0 | 0 | 0 | 0 | 0 | 0 | 0 | 0 | 0 | 0 | 0 | 0 | 0
F3_Commercial_Healthcare_New_Space Heating_Natural Gas_Boiler_E10 | F3 | Commercial | Healthcare | New | Space Heating | Natural Gas | Boiler | E10 | PACT BC Ratio | 0 | 0 | 0 | 0 | 0 | 0 | 0 | 0 | 0 | 0 | 0 | 0 | 0 | 0 | 0 | 0 | 0 | 0 | 0 | 0 | 0 | 0 | 0 | 0 | 0 | 0 | 0 | 0 | 0 | 0 | 0
F4_Commercial_Healthcare_New_Space Heating_Natural Gas_Boiler_E1 | F4 | Commercial | Healthcare | New | Space Heating | Natural Gas | Boiler | E1 | PCT BC Ratio | 0.9 | 0.9 | 0.9 | 0.9 | 0.9 | 0 | 0 | 0 | 0 | 0 | 0 | 0 | 0 | 0 | 0 | 0 | 0 | 0 | 0 | 0 | 0 | 0 | 0 | 0 | 0 | 0 | 0 | 0 | 0 | 0 | 0
F4_Commercial_Healthcare_New_Space Heating_Natural Gas_Boiler_E2 | F4 | Commercial | Healthcare | New | Space Heating | Natural Gas | Boiler | E2 | PCT BC Ratio | 13.6055 | 13.6853 | 13.736 | 13.7965 | 13.9179 | 0 | 0 | 0 | 0 | 0 | 0 | 0 | 0 | 0 | 0 | 0 | 0 | 0 | 0 | 0 | 0 | 0 | 0 | 0 | 0 | 0 | 0 | 0 | 0 | 0 | 0
F4_Commercial_Healthcare_New_Space Heating_Natural Gas_Boiler_E3 | F4 | Commercial | Healthcare | New | Space Heating | Natural Gas | Boiler | E3 | PCT BC Ratio | 2.4917 | 2.5052 | 2.5137 | 2.5239 | 2.5444 | 0.9 | 0.9 | 0.9 | 0.9 | 0.9 | 0.9 | 0.9 | 0.9 | 0.9 | 0.9 | 0.9 | 0.9 | 0.9 | 0.9 | 0.9 | 0.9 | 0.9 | 0.9 | 0.9 | 0.9 | 0.9 | 0.9 | 0.9 | 0.9 | 0.9 | 0.9
F4_Commercial_Healthcare_New_Space Heating_Natural Gas_Boiler_E4 | F4 | Commercial | Healthcare | New | Space Heating | Natural Gas | Boiler | E4 | PCT BC Ratio | 2.473 | 2.4864 | 2.4949 | 2.505 | 2.5253 | 2.3625 | 2.2944 | 2.2578 | 2.2451 | 2.2273 | 2.2174 | 2.2039 | 2.006 | 1.9914 | 1.989 | 1.9754 | 1.9702 | 1.9682 | 1.9351 | 1.9431 | 1.9449 | 1.9501 | 1.9582 | 1.246 | 1.2184 | 1.1901 | 1.1608 | 1.1302 | 1.0981 | 1.0643 | 1.0284
F4_Commercial_Healthcare_New_Space Heating_Natural Gas_Boiler_E5 | F4 | Commercial | Healthcare | New | Space Heating | Natural Gas | Boiler | E5 | PCT BC Ratio | 0.98578 | 0.99026 | 0.99311 | 0.99651 | 1.0033 | 0.75477 | 0.73811 | 0.72917 | 0.72606 | 0.72173 | 0.7193 | 0.71601 | 0.66765 | 0.66408 | 0.66348 | 0.66017 | 0.6589 | 0.65841 | 0.65032 | 0.65227 | 0.65272 | 0.65397 | 0.65597 | 0.48192 | 0.47518 | 0.46826 | 0.4611 | 0.45363 | 0.44579 | 0.43751 | 0.42875
F4_Commercial_Healthcare_New_Space Heating_Natural Gas_Boiler_E6 | F4 | Commercial | Healthcare | New | Space Heating | Natural Gas | Boiler | E6 | PCT BC Ratio | 0 | 0 | 0 | 0 | 0 | 0 | 0 | 0 | 0 | 0 | 0 | 0 | 0 | 0 | 0 | 0 | 0 | 0 | 0 | 0 | 0 | 0 | 0 | 0 | 0 | 0 | 0 | 0 | 0 | 0 | 0
F4_Commercial_Healthcare_New_Space Heating_Natural Gas_Boiler_E7 | F4 | Commercial | Healthcare | New | Space Heating | Natural Gas | Boiler | E7 | PCT BC Ratio | 0 | 0 | 0 | 0 | 0 | 0 | 0 | 0 | 0 | 0 | 0 | 0 | 0 | 0 | 0 | 0 | 0 | 0 | 0 | 0 | 0 | 0 | 0 | 0 | 0 | 0 | 0 | 0 | 0 | 0 | 0
F4_Commercial_Healthcare_New_Space Heating_Natural Gas_Boiler_E8 | F4 | Commercial | Healthcare | New | Space Heating | Natural Gas | Boiler | E8 | PCT BC Ratio | 0 | 0 | 0 | 0 | 0 | 0 | 0 | 0 | 0 | 0 | 0 | 0 | 0 | 0 | 0 | 0 | 0 | 0 | 0 | 0 | 0 | 0 | 0 | 0 | 0 | 0 | 0 | 0 | 0 | 0 | 0
F4_Commercial_Healthcare_New_Space Heating_Natural Gas_Boiler_E9 | F4 | Commercial | Healthcare | New | Space Heating | Natural Gas | Boiler | E9 | PCT BC Ratio | 0 | 0 | 0 | 0 | 0 | 0 | 0 | 0 | 0 | 0 | 0 | 0 | 0 | 0 | 0 | 0 | 0 | 0 | 0 | 0 | 0 | 0 | 0 | 0 | 0 | 0 | 0 | 0 | 0 | 0 | 0
F4_Commercial_Healthcare_New_Space Heating_Natural Gas_Boiler_E10 | F4 | Commercial | Healthcare | New | Space Heating | Natural Gas | Boiler | E10 | PCT BC Ratio | 0 | 0 | 0 | 0 | 0 | 0 | 0 | 0 | 0 | 0 | 0 | 0 | 0 | 0 | 0 | 0 | 0 | 0 | 0 | 0 | 0 | 0 | 0 | 0 | 0 | 0 | 0 | 0 | 0 | 0 | 0
F5_Commercial_Healthcare_New_Space Heating_Natural Gas_Boiler_E1 | F5 | Commercial | Healthcare | New | Space Heating | Natural Gas | Boiler | E1 | RIM BC Ratio | 0.9 | 0.9 | 0.9 | 0.9 | 0.9 | 0 | 0 | 0 | 0 | 0 | 0 | 0 | 0 | 0 | 0 | 0 | 0 | 0 | 0 | 0 | 0 | 0 | 0 | 0 | 0 | 0 | 0 | 0 | 0 | 0 | 0
F5_Commercial_Healthcare_New_Space Heating_Natural Gas_Boiler_E2 | F5 | Commercial | Healthcare | New | Space Heating | Natural Gas | Boiler | E2 | RIM BC Ratio | 0.80499 | 0.80516 | 0.80527 | 0.80539 | 0.80564 | 0 | 0 | 0 | 0 | 0 | 0 | 0 | 0 | 0 | 0 | 0 | 0 | 0 | 0 | 0 | 0 | 0 | 0 | 0 | 0 | 0 | 0 | 0 | 0 | 0 | 0
F5_Commercial_Healthcare_New_Space Heating_Natural Gas_Boiler_E3 | F5 | Commercial | Healthcare | New | Space Heating | Natural Gas | Boiler | E3 | RIM BC Ratio | 0.68501 | 0.68574 | 0.6862 | 0.68674 | 0.68782 | 0.9 | 0.9 | 0.9 | 0.9 | 0.9 | 0.9 | 0.9 | 0.9 | 0.9 | 0.9 | 0.9 | 0.9 | 0.9 | 0.9 | 0.9 | 0.9 | 0.9 | 0.9 | 0.9 | 0.9 | 0.9 | 0.9 | 0.9 | 0.9 | 0.9 | 0.9
F5_Commercial_Healthcare_New_Space Heating_Natural Gas_Boiler_E4 | F5 | Commercial | Healthcare | New | Space Heating | Natural Gas | Boiler | E4 | RIM BC Ratio | 0.68398 | 0.68472 | 0.68518 | 0.68573 | 0.68682 | 0.67763 | 0.67344 | 0.67109 | 0.67026 | 0.66909 | 0.66842 | 0.66752 | 0.65291 | 0.65172 | 0.65153 | 0.65041 | 0.64998 | 0.64982 | 0.64703 | 0.64771 | 0.64786 | 0.6483 | 0.64899 | 0.56106 | 0.55596 | 0.55051 | 0.54464 | 0.53825 | 0.53124 | 0.52347 | 0.51479
F5_Commercial_Healthcare_New_Space Heating_Natural Gas_Boiler_E5 | F5 | Commercial | Healthcare | New | Space Heating | Natural Gas | Boiler | E5 | RIM BC Ratio | 0.50383 | 0.50502 | 0.50577 | 0.50666 | 0.50844 | 0.42839 | 0.4216 | 0.41786 | 0.41654 | 0.4147 | 0.41365 | 0.41223 | 0.39017 | 0.38844 | 0.38816 | 0.38654 | 0.38592 | 0.38569 | 0.38169 | 0.38266 | 0.38288 | 0.3835 | 0.38449 | 0.27863 | 0.27352 | 0.26818 | 0.26254 | 0.25654 | 0.2501 | 0.24315 | 0.2356
F5_Commercial_Healthcare_New_Space Heating_Natural Gas_Boiler_E6 | F5 | Commercial | Healthcare | New | Space Heating | Natural Gas | Boiler | E6 | RIM BC Ratio | 0 | 0 | 0 | 0 | 0 | 0 | 0 | 0 | 0 | 0 | 0 | 0 | 0 | 0 | 0 | 0 | 0 | 0 | 0 | 0 | 0 | 0 | 0 | 0 | 0 | 0 | 0 | 0 | 0 | 0 | 0
F5_Commercial_Healthcare_New_Space Heating_Natural Gas_Boiler_E7 | F5 | Commercial | Healthcare | New | Space Heating | Natural Gas | Boiler | E7 | RIM BC Ratio | 0 | 0 | 0 | 0 | 0 | 0 | 0 | 0 | 0 | 0 | 0 | 0 | 0 | 0 | 0 | 0 | 0 | 0 | 0 | 0 | 0 | 0 | 0 | 0 | 0 | 0 | 0 | 0 | 0 | 0 | 0
F5_Commercial_Healthcare_New_Space Heating_Natural Gas_Boiler_E8 | F5 | Commercial | Healthcare | New | Space Heating | Natural Gas | Boiler | E8 | RIM BC Ratio | 0 | 0 | 0 | 0 | 0 | 0 | 0 | 0 | 0 | 0 | 0 | 0 | 0 | 0 | 0 | 0 | 0 | 0 | 0 | 0 | 0 | 0 | 0 | 0 | 0 | 0 | 0 | 0 | 0 | 0 | 0
F5_Commercial_Healthcare_New_Space Heating_Natural Gas_Boiler_E9 | F5 | Commercial | Healthcare | New | Space Heating | Natural Gas | Boiler | E9 | RIM BC Ratio | 0 | 0 | 0 | 0 | 0 | 0 | 0 | 0 | 0 | 0 | 0 | 0 | 0 | 0 | 0 | 0 | 0 | 0 | 0 | 0 | 0 | 0 | 0 | 0 | 0 | 0 | 0 | 0 | 0 | 0 | 0
F5_Commercial_Healthcare_New_Space Heating_Natural Gas_Boiler_E10 | F5 | Commercial | Healthcare | New | Space Heating | Natural Gas | Boiler | E10 | RIM BC Ratio | 0 | 0 | 0 | 0 | 0 | 0 | 0 | 0 | 0 | 0 | 0 | 0 | 0 | 0 | 0 | 0 | 0 | 0 | 0 | 0 | 0 | 0 | 0 | 0 | 0 | 0 | 0 | 0 | 0 | 0 | 0
F0_Commercial_Healthcare_New_Space Heating_Natural Gas_Unit Heater_E0 | F0 | Commercial | Healthcare | New | Space Heating | Natural Gas | Unit Heater | E0 | Economic Unit | Infrared Radiant | Infrared Radiant | Infrared Radiant | Infrared Radiant | Infrared Radiant | Infrared Radiant | Infrared Radiant | Infrared Radiant | Infrared Radiant | Infrared Radiant | Infrared Radiant | Infrared Radiant | Infrared Radiant | Infrared Radiant | Infrared Radiant | Infrared Radiant | Infrared Radiant | Infrared Radiant | Infrared Radiant | Infrared Radiant | Infrared Radiant | Infrared Radiant | Infrared Radiant | Infrared Radiant | Infrared Radiant | Infrared Radiant | Infrared Radiant | Infrared Radiant | Infrared Radiant | Infrared Radiant | Infrared Radiant
F1_Commercial_Healthcare_New_Space Heating_Natural Gas_Unit Heater_E1 | F1 | Commercial | Healthcare | New | Space Heating | Natural Gas | Unit Heater | E1 | CCE | 0 | 0 | 0 | 0 | 0 | 0 | 0 | 0 | 0 | 0 | 0 | 0 | 0 | 0 | 0 | 0 | 0 | 0 | 0 | 0 | 0 | 0 | 0 | 0 | 0 | 0 | 0 | 0 | 0 | 0 | 0
F1_Commercial_Healthcare_New_Space Heating_Natural Gas_Unit Heater_E2 | F1 | Commercial | Healthcare | New | Space Heating | Natural Gas | Unit Heater | E2 | CCE | 0.051943 | 0.049936 | 0.050174 | 0.050698 | 0.050698 | 0 | 0 | 0 | 0 | 0 | 0 | 0 | 0 | 0 | 0 | 0 | 0 | 0 | 0 | 0 | 0 | 0 | 0 | 0 | 0 | 0 | 0 | 0 | 0 | 0 | 0
F1_Commercial_Healthcare_New_Space Heating_Natural Gas_Unit Heater_E3 | F1 | Commercial | Healthcare | New | Space Heating | Natural Gas | Unit Heater | E3 | CCE | 0.0040497 | 0.0038932 | 0.0039118 | 0.0039527 | 0.0039527 | -0.034187 | -0.034187 | -0.034187 | -0.034187 | -0.034187 | -0.034187 | -0.034187 | -0.034187 | -0.034187 | -0.034187 | -0.034187 | -0.034187 | -0.034187 | -0.034187 | -0.034187 | -0.034187 | -0.034187 | -0.034187 | -0.034187 | -0.034187 | -0.034187 | -0.034187 | -0.034187 | -0.034187 | -0.034187 | -0.034187
F1_Commercial_Healthcare_New_Space Heating_Natural Gas_Unit Heater_E4 | F1 | Commercial | Healthcare | New | Space Heating | Natural Gas | Unit Heater | E4 | CCE | 0 | 0 | 0 | 0 | 0 | 0 | 0 | 0 | 0 | 0 | 0 | 0 | 0 | 0 | 0 | 0 | 0 | 0 | 0 | 0 | 0 | 0 | 0 | 0 | 0 | 0 | 0 | 0 | 0 | 0 | 0
F1_Commercial_Healthcare_New_Space Heating_Natural Gas_Unit Heater_E5 | F1 | Commercial | Healthcare | New | Space Heating | Natural Gas | Unit Heater | E5 | CCE | 0 | 0 | 0 | 0 | 0 | 0 | 0 | 0 | 0 | 0 | 0 | 0 | 0 | 0 | 0 | 0 | 0 | 0 | 0 | 0 | 0 | 0 | 0 | 0 | 0 | 0 | 0 | 0 | 0 | 0 | 0
F1_Commercial_Healthcare_New_Space Heating_Natural Gas_Unit Heater_E6 | F1 | Commercial | Healthcare | New | Space Heating | Natural Gas | Unit Heater | E6 | CCE | 0 | 0 | 0 | 0 | 0 | 0 | 0 | 0 | 0 | 0 | 0 | 0 | 0 | 0 | 0 | 0 | 0 | 0 | 0 | 0 | 0 | 0 | 0 | 0 | 0 | 0 | 0 | 0 | 0 | 0 | 0
F1_Commercial_Healthcare_New_Space Heating_Natural Gas_Unit Heater_E7 | F1 | Commercial | Healthcare | New | Space Heating | Natural Gas | Unit Heater | E7 | CCE | 0 | 0 | 0 | 0 | 0 | 0 | 0 | 0 | 0 | 0 | 0 | 0 | 0 | 0 | 0 | 0 | 0 | 0 | 0 | 0 | 0 | 0 | 0 | 0 | 0 | 0 | 0 | 0 | 0 | 0 | 0
F1_Commercial_Healthcare_New_Space Heating_Natural Gas_Unit Heater_E8 | F1 | Commercial | Healthcare | New | Space Heating | Natural Gas | Unit Heater | E8 | CCE | 0 | 0 | 0 | 0 | 0 | 0 | 0 | 0 | 0 | 0 | 0 | 0 | 0 | 0 | 0 | 0 | 0 | 0 | 0 | 0 | 0 | 0 | 0 | 0 | 0 | 0 | 0 | 0 | 0 | 0 | 0
F1_Commercial_Healthcare_New_Space Heating_Natural Gas_Unit Heater_E9 | F1 | Commercial | Healthcare | New | Space Heating | Natural Gas | Unit Heater | E9 | CCE | 0 | 0 | 0 | 0 | 0 | 0 | 0 | 0 | 0 | 0 | 0 | 0 | 0 | 0 | 0 | 0 | 0 | 0 | 0 | 0 | 0 | 0 | 0 | 0 | 0 | 0 | 0 | 0 | 0 | 0 | 0
F1_Commercial_Healthcare_New_Space Heating_Natural Gas_Unit Heater_E10 | F1 | Commercial | Healthcare | New | Space Heating | Natural Gas | Unit Heater | E10 | CCE | 0 | 0 | 0 | 0 | 0 | 0 | 0 | 0 | 0 | 0 | 0 | 0 | 0 | 0 | 0 | 0 | 0 | 0 | 0 | 0 | 0 | 0 | 0 | 0 | 0 | 0 | 0 | 0 | 0 | 0 | 0
F2_Commercial_Healthcare_New_Space Heating_Natural Gas_Unit Heater_E1 | F2 | Commercial | Healthcare | New | Space Heating | Natural Gas | Unit Heater | E1 | TRC BC Ratio | 0.9 | 0.9 | 0.9 | 0.9 | 0.9 | 0 | 0 | 0 | 0 | 0 | 0 | 0 | 0 | 0 | 0 | 0 | 0 | 0 | 0 | 0 | 0 | 0 | 0 | 0 | 0 | 0 | 0 | 0 | 0 | 0 | 0
F2_Commercial_Healthcare_New_Space Heating_Natural Gas_Unit Heater_E2 | F2 | Commercial | Healthcare | New | Space Heating | Natural Gas | Unit Heater | E2 | TRC BC Ratio | 0.19668 | 0.1988 | 0.20008 | 0.20163 | 0.20169 | 0.9 | 0.9 | 0.9 | 0.9 | 0.9 | 0.9 | 0.9 | 0.9 | 0.9 | 0.9 | 0.9 | 0.9 | 0.9 | 0.9 | 0.9 | 0.9 | 0.9 | 0.9 | 0.9 | 0.9 | 0.9 | 0.9 | 0.9 | 0.9 | 0.9 | 0.9
F2_Commercial_Healthcare_New_Space Heating_Natural Gas_Unit Heater_E3 | F2 | Commercial | Healthcare | New | Space Heating | Natural Gas | Unit Heater | E3 | TRC BC Ratio | 2.5227 | 2.5498 | 2.5663 | 2.5862 | 2.587 | 0.9 | 0.9 | 0.9 | 0.9 | 0.9 | 0.9 | 0.9 | 0.9 | 0.9 | 0.9 | 0.9 | 0.9 | 0.9 | 0.9 | 0.9 | 0.9 | 0.9 | 0.9 | 0.9 | 0.9 | 0.9 | 0.9 | 0.9 | 0.9 | 0.9 | 0.9
F2_Commercial_Healthcare_New_Space Heating_Natural Gas_Unit Heater_E4 | F2 | Commercial | Healthcare | New | Space Heating | Natural Gas | Unit Heater | E4 | TRC BC Ratio | 0 | 0 | 0 | 0 | 0 | 0 | 0 | 0 | 0 | 0 | 0 | 0 | 0 | 0 | 0 | 0 | 0 | 0 | 0 | 0 | 0 | 0 | 0 | 0 | 0 | 0 | 0 | 0 | 0 | 0 | 0
F2_Commercial_Healthcare_New_Space Heating_Natural Gas_Unit Heater_E5 | F2 | Commercial | Healthcare | New | Space Heating | Natural Gas | Unit Heater | E5 | TRC BC Ratio | 0 | 0 | 0 | 0 | 0 | 0 | 0 | 0 | 0 | 0 | 0 | 0 | 0 | 0 | 0 | 0 | 0 | 0 | 0 | 0 | 0 | 0 | 0 | 0 | 0 | 0 | 0 | 0 | 0 | 0 | 0
F2_Commercial_Healthcare_New_Space Heating_Natural Gas_Unit Heater_E6 | F2 | Commercial | Healthcare | New | Space Heating | Natural Gas | Unit Heater | E6 | TRC BC Ratio | 0 | 0 | 0 | 0 | 0 | 0 | 0 | 0 | 0 | 0 | 0 | 0 | 0 | 0 | 0 | 0 | 0 | 0 | 0 | 0 | 0 | 0 | 0 | 0 | 0 | 0 | 0 | 0 | 0 | 0 | 0
F2_Commercial_Healthcare_New_Space Heating_Natural Gas_Unit Heater_E7 | F2 | Commercial | Healthcare | New | Space Heating | Natural Gas | Unit Heater | E7 | TRC BC Ratio | 0 | 0 | 0 | 0 | 0 | 0 | 0 | 0 | 0 | 0 | 0 | 0 | 0 | 0 | 0 | 0 | 0 | 0 | 0 | 0 | 0 | 0 | 0 | 0 | 0 | 0 | 0 | 0 | 0 | 0 | 0
F2_Commercial_Healthcare_New_Space Heating_Natural Gas_Unit Heater_E8 | F2 | Commercial | Healthcare | New | Space Heating | Natural Gas | Unit Heater | E8 | TRC BC Ratio | 0 | 0 | 0 | 0 | 0 | 0 | 0 | 0 | 0 | 0 | 0 | 0 | 0 | 0 | 0 | 0 | 0 | 0 | 0 | 0 | 0 | 0 | 0 | 0 | 0 | 0 | 0 | 0 | 0 | 0 | 0
F2_Commercial_Healthcare_New_Space Heating_Natural Gas_Unit Heater_E9 | F2 | Commercial | Healthcare | New | Space Heating | Natural Gas | Unit Heater | E9 | TRC BC Ratio | 0 | 0 | 0 | 0 | 0 | 0 | 0 | 0 | 0 | 0 | 0 | 0 | 0 | 0 | 0 | 0 | 0 | 0 | 0 | 0 | 0 | 0 | 0 | 0 | 0 | 0 | 0 | 0 | 0 | 0 | 0
F2_Commercial_Healthcare_New_Space Heating_Natural Gas_Unit Heater_E10 | F2 | Commercial | Healthcare | New | Space Heating | Natural Gas | Unit Heater | E10 | TRC BC Ratio | 0 | 0 | 0 | 0 | 0 | 0 | 0 | 0 | 0 | 0 | 0 | 0 | 0 | 0 | 0 | 0 | 0 | 0 | 0 | 0 | 0 | 0 | 0 | 0 | 0 | 0 | 0 | 0 | 0 | 0 | 0
F3_Commercial_Healthcare_New_Space Heating_Natural Gas_Unit Heater_E1 | F3 | Commercial | Healthcare | New | Space Heating | Natural Gas | Unit Heater | E1 | PACT BC Ratio | 0.9 | 0.9 | 0.9 | 0.9 | 0.9 | 0 | 0 | 0 | 0 | 0 | 0 | 0 | 0 | 0 | 0 | 0 | 0 | 0 | 0 | 0 | 0 | 0 | 0 | 0 | 0 | 0 | 0 | 0 | 0 | 0 | 0
F3_Commercial_Healthcare_New_Space Heating_Natural Gas_Unit Heater_E2 | F3 | Commercial | Healthcare | New | Space Heating | Natural Gas | Unit Heater | E2 | PACT BC Ratio | 0.19668 | 0.1988 | 0.20008 | 0.20163 | 0.20169 | 0.9 | 0.9 | 0.9 | 0.9 | 0.9 | 0.9 | 0.9 | 0.9 | 0.9 | 0.9 | 0.9 | 0.9 | 0.9 | 0.9 | 0.9 | 0.9 | 0.9 | 0.9 | 0.9 | 0.9 | 0.9 | 0.9 | 0.9 | 0.9 | 0.9 | 0.9
F3_Commercial_Healthcare_New_Space Heating_Natural Gas_Unit Heater_E3 | F3 | Commercial | Healthcare | New | Space Heating | Natural Gas | Unit Heater | E3 | PACT BC Ratio | 2.5227 | 2.5498 | 2.5663 | 2.5862 | 2.587 | 0.9 | 0.9 | 0.9 | 0.9 | 0.9 | 0.9 | 0.9 | 0.9 | 0.9 | 0.9 | 0.9 | 0.9 | 0.9 | 0.9 | 0.9 | 0.9 | 0.9 | 0.9 | 0.9 | 0.9 | 0.9 | 0.9 | 0.9 | 0.9 | 0.9 | 0.9
F3_Commercial_Healthcare_New_Space Heating_Natural Gas_Unit Heater_E4 | F3 | Commercial | Healthcare | New | Space Heating | Natural Gas | Unit Heater | E4 | PACT BC Ratio | 0 | 0 | 0 | 0 | 0 | 0 | 0 | 0 | 0 | 0 | 0 | 0 | 0 | 0 | 0 | 0 | 0 | 0 | 0 | 0 | 0 | 0 | 0 | 0 | 0 | 0 | 0 | 0 | 0 | 0 | 0
F3_Commercial_Healthcare_New_Space Heating_Natural Gas_Unit Heater_E5 | F3 | Commercial | Healthcare | New | Space Heating | Natural Gas | Unit Heater | E5 | PACT BC Ratio | 0 | 0 | 0 | 0 | 0 | 0 | 0 | 0 | 0 | 0 | 0 | 0 | 0 | 0 | 0 | 0 | 0 | 0 | 0 | 0 | 0 | 0 | 0 | 0 | 0 | 0 | 0 | 0 | 0 | 0 | 0
F3_Commercial_Healthcare_New_Space Heating_Natural Gas_Unit Heater_E6 | F3 | Commercial | Healthcare | New | Space Heating | Natural Gas | Unit Heater | E6 | PACT BC Ratio | 0 | 0 | 0 | 0 | 0 | 0 | 0 | 0 | 0 | 0 | 0 | 0 | 0 | 0 | 0 | 0 | 0 | 0 | 0 | 0 | 0 | 0 | 0 | 0 | 0 | 0 | 0 | 0 | 0 | 0 | 0
F3_Commercial_Healthcare_New_Space Heating_Natural Gas_Unit Heater_E7 | F3 | Commercial | Healthcare | New | Space Heating | Natural Gas | Unit Heater | E7 | PACT BC Ratio | 0 | 0 | 0 | 0 | 0 | 0 | 0 | 0 | 0 | 0 | 0 | 0 | 0 | 0 | 0 | 0 | 0 | 0 | 0 | 0 | 0 | 0 | 0 | 0 | 0 | 0 | 0 | 0 | 0 | 0 | 0
F3_Commercial_Healthcare_New_Space Heating_Natural Gas_Unit Heater_E8 | F3 | Commercial | Healthcare | New | Space Heating | Natural Gas | Unit Heater | E8 | PACT BC Ratio | 0 | 0 | 0 | 0 | 0 | 0 | 0 | 0 | 0 | 0 | 0 | 0 | 0 | 0 | 0 | 0 | 0 | 0 | 0 | 0 | 0 | 0 | 0 | 0 | 0 | 0 | 0 | 0 | 0 | 0 | 0
F3_Commercial_Healthcare_New_Space Heating_Natural Gas_Unit Heater_E9 | F3 | Commercial | Healthcare | New | Space Heating | Natural Gas | Unit Heater | E9 | PACT BC Ratio | 0 | 0 | 0 | 0 | 0 | 0 | 0 | 0 | 0 | 0 | 0 | 0 | 0 | 0 | 0 | 0 | 0 | 0 | 0 | 0 | 0 | 0 | 0 | 0 | 0 | 0 | 0 | 0 | 0 | 0 | 0
F3_Commercial_Healthcare_New_Space Heating_Natural Gas_Unit Heater_E10 | F3 | Commercial | Healthcare | New | Space Heating | Natural Gas | Unit Heater | E10 | PACT BC Ratio | 0 | 0 | 0 | 0 | 0 | 0 | 0 | 0 | 0 | 0 | 0 | 0 | 0 | 0 | 0 | 0 | 0 | 0 | 0 | 0 | 0 | 0 | 0 | 0 | 0 | 0 | 0 | 0 | 0 | 0 | 0
F4_Commercial_Healthcare_New_Space Heating_Natural Gas_Unit Heater_E1 | F4 | Commercial | Healthcare | New | Space Heating | Natural Gas | Unit Heater | E1 | PCT BC Ratio | 0.9 | 0.9 | 0.9 | 0.9 | 0.9 | 0 | 0 | 0 | 0 | 0 | 0 | 0 | 0 | 0 | 0 | 0 | 0 | 0 | 0 | 0 | 0 | 0 | 0 | 0 | 0 | 0 | 0 | 0 | 0 | 0 | 0
F4_Commercial_Healthcare_New_Space Heating_Natural Gas_Unit Heater_E2 | F4 | Commercial | Healthcare | New | Space Heating | Natural Gas | Unit Heater | E2 | PCT BC Ratio | 1.4948 | 1.5002 | 1.5034 | 1.5073 | 1.5075 | 0.9 | 0.9 | 0.9 | 0.9 | 0.9 | 0.9 | 0.9 | 0.9 | 0.9 | 0.9 | 0.9 | 0.9 | 0.9 | 0.9 | 0.9 | 0.9 | 0.9 | 0.9 | 0.9 | 0.9 | 0.9 | 0.9 | 0.9 | 0.9 | 0.9 | 0.9
F4_Commercial_Healthcare_New_Space Heating_Natural Gas_Unit Heater_E3 | F4 | Commercial | Healthcare | New | Space Heating | Natural Gas | Unit Heater | E3 | PCT BC Ratio | 7.347 | 7.4152 | 7.4567 | 7.5066 | 7.5087 | 0.9 | 0.9 | 0.9 | 0.9 | 0.9 | 0.9 | 0.9 | 0.9 | 0.9 | 0.9 | 0.9 | 0.9 | 0.9 | 0.9 | 0.9 | 0.9 | 0.9 | 0.9 | 0.9 | 0.9 | 0.9 | 0.9 | 0.9 | 0.9 | 0.9 | 0.9
F4_Commercial_Healthcare_New_Space Heating_Natural Gas_Unit Heater_E4 | F4 | Commercial | Healthcare | New | Space Heating | Natural Gas | Unit Heater | E4 | PCT BC Ratio | 0 | 0 | 0 | 0 | 0 | 0 | 0 | 0 | 0 | 0 | 0 | 0 | 0 | 0 | 0 | 0 | 0 | 0 | 0 | 0 | 0 | 0 | 0 | 0 | 0 | 0 | 0 | 0 | 0 | 0 | 0
F4_Commercial_Healthcare_New_Space Heating_Natural Gas_Unit Heater_E5 | F4 | Commercial | Healthcare | New | Space Heating | Natural Gas | Unit Heater | E5 | PCT BC Ratio | 0 | 0 | 0 | 0 | 0 | 0 | 0 | 0 | 0 | 0 | 0 | 0 | 0 | 0 | 0 | 0 | 0 | 0 | 0 | 0 | 0 | 0 | 0 | 0 | 0 | 0 | 0 | 0 | 0 | 0 | 0
F4_Commercial_Healthcare_New_Space Heating_Natural Gas_Unit Heater_E6 | F4 | Commercial | Healthcare | New | Space Heating | Natural Gas | Unit Heater | E6 | PCT BC Ratio | 0 | 0 | 0 | 0 | 0 | 0 | 0 | 0 | 0 | 0 | 0 | 0 | 0 | 0 | 0 | 0 | 0 | 0 | 0 | 0 | 0 | 0 | 0 | 0 | 0 | 0 | 0 | 0 | 0 | 0 | 0
F4_Commercial_Healthcare_New_Space Heating_Natural Gas_Unit Heater_E7 | F4 | Commercial | Healthcare | New | Space Heating | Natural Gas | Unit Heater | E7 | PCT BC Ratio | 0 | 0 | 0 | 0 | 0 | 0 | 0 | 0 | 0 | 0 | 0 | 0 | 0 | 0 | 0 | 0 | 0 | 0 | 0 | 0 | 0 | 0 | 0 | 0 | 0 | 0 | 0 | 0 | 0 | 0 | 0
F4_Commercial_Healthcare_New_Space Heating_Natural Gas_Unit Heater_E8 | F4 | Commercial | Healthcare | New | Space Heating | Natural Gas | Unit Heater | E8 | PCT BC Ratio | 0 | 0 | 0 | 0 | 0 | 0 | 0 | 0 | 0 | 0 | 0 | 0 | 0 | 0 | 0 | 0 | 0 | 0 | 0 | 0 | 0 | 0 | 0 | 0 | 0 | 0 | 0 | 0 | 0 | 0 | 0
F4_Commercial_Healthcare_New_Space Heating_Natural Gas_Unit Heater_E9 | F4 | Commercial | Healthcare | New | Space Heating | Natural Gas | Unit Heater | E9 | PCT BC Ratio | 0 | 0 | 0 | 0 | 0 | 0 | 0 | 0 | 0 | 0 | 0 | 0 | 0 | 0 | 0 | 0 | 0 | 0 | 0 | 0 | 0 | 0 | 0 | 0 | 0 | 0 | 0 | 0 | 0 | 0 | 0
F4_Commercial_Healthcare_New_Space Heating_Natural Gas_Unit Heater_E10 | F4 | Commercial | Healthcare | New | Space Heating | Natural Gas | Unit Heater | E10 | PCT BC Ratio | 0 | 0 | 0 | 0 | 0 | 0 | 0 | 0 | 0 | 0 | 0 | 0 | 0 | 0 | 0 | 0 | 0 | 0 | 0 | 0 | 0 | 0 | 0 | 0 | 0 | 0 | 0 | 0 | 0 | 0 | 0
F5_Commercial_Healthcare_New_Space Heating_Natural Gas_Unit Heater_E1 | F5 | Commercial | Healthcare | New | Space Heating | Natural Gas | Unit Heater | E1 | RIM BC Ratio | 0.9 | 0.9 | 0.9 | 0.9 | 0.9 | 0 | 0 | 0 | 0 | 0 | 0 | 0 | 0 | 0 | 0 | 0 | 0 | 0 | 0 | 0 | 0 | 0 | 0 | 0 | 0 | 0 | 0 | 0 | 0 | 0 | 0
F5_Commercial_Healthcare_New_Space Heating_Natural Gas_Unit Heater_E2 | F5 | Commercial | Healthcare | New | Space Heating | Natural Gas | Unit Heater | E2 | RIM BC Ratio | 0.15917 | 0.16056 | 0.16139 | 0.1624 | 0.16244 | 0.9 | 0.9 | 0.9 | 0.9 | 0.9 | 0.9 | 0.9 | 0.9 | 0.9 | 0.9 | 0.9 | 0.9 | 0.9 | 0.9 | 0.9 | 0.9 | 0.9 | 0.9 | 0.9 | 0.9 | 0.9 | 0.9 | 0.9 | 0.9 | 0.9 | 0.9
F5_Commercial_Healthcare_New_Space Heating_Natural Gas_Unit Heater_E3 | F5 | Commercial | Healthcare | New | Space Heating | Natural Gas | Unit Heater | E3 | RIM BC Ratio | 0.62717 | 0.62883 | 0.62983 | 0.63102 | 0.63107 | 0.9 | 0.9 | 0.9 | 0.9 | 0.9 | 0.9 | 0.9 | 0.9 | 0.9 | 0.9 | 0.9 | 0.9 | 0.9 | 0.9 | 0.9 | 0.9 | 0.9 | 0.9 | 0.9 | 0.9 | 0.9 | 0.9 | 0.9 | 0.9 | 0.9 | 0.9
F5_Commercial_Healthcare_New_Space Heating_Natural Gas_Unit Heater_E4 | F5 | Commercial | Healthcare | New | Space Heating | Natural Gas | Unit Heater | E4 | RIM BC Ratio | 0 | 0 | 0 | 0 | 0 | 0 | 0 | 0 | 0 | 0 | 0 | 0 | 0 | 0 | 0 | 0 | 0 | 0 | 0 | 0 | 0 | 0 | 0 | 0 | 0 | 0 | 0 | 0 | 0 | 0 | 0
F5_Commercial_Healthcare_New_Space Heating_Natural Gas_Unit Heater_E5 | F5 | Commercial | Healthcare | New | Space Heating | Natural Gas | Unit Heater | E5 | RIM BC Ratio | 0 | 0 | 0 | 0 | 0 | 0 | 0 | 0 | 0 | 0 | 0 | 0 | 0 | 0 | 0 | 0 | 0 | 0 | 0 | 0 | 0 | 0 | 0 | 0 | 0 | 0 | 0 | 0 | 0 | 0 | 0
F5_Commercial_Healthcare_New_Space Heating_Natural Gas_Unit Heater_E6 | F5 | Commercial | Healthcare | New | Space Heating | Natural Gas | Unit Heater | E6 | RIM BC Ratio | 0 | 0 | 0 | 0 | 0 | 0 | 0 | 0 | 0 | 0 | 0 | 0 | 0 | 0 | 0 | 0 | 0 | 0 | 0 | 0 | 0 | 0 | 0 | 0 | 0 | 0 | 0 | 0 | 0 | 0 | 0
F5_Commercial_Healthcare_New_Space Heating_Natural Gas_Unit Heater_E7 | F5 | Commercial | Healthcare | New | Space Heating | Natural Gas | Unit Heater | E7 | RIM BC Ratio | 0 | 0 | 0 | 0 | 0 | 0 | 0 | 0 | 0 | 0 | 0 | 0 | 0 | 0 | 0 | 0 | 0 | 0 | 0 | 0 | 0 | 0 | 0 | 0 | 0 | 0 | 0 | 0 | 0 | 0 | 0
F5_Commercial_Healthcare_New_Space Heating_Natural Gas_Unit Heater_E8 | F5 | Commercial | Healthcare | New | Space Heating | Natural Gas | Unit Heater | E8 | RIM BC Ratio | 0 | 0 | 0 | 0 | 0 | 0 | 0 | 0 | 0 | 0 | 0 | 0 | 0 | 0 | 0 | 0 | 0 | 0 | 0 | 0 | 0 | 0 | 0 | 0 | 0 | 0 | 0 | 0 | 0 | 0 | 0
F5_Commercial_Healthcare_New_Space Heating_Natural Gas_Unit Heater_E9 | F5 | Commercial | Healthcare | New | Space Heating | Natural Gas | Unit Heater | E9 | RIM BC Ratio | 0 | 0 | 0 | 0 | 0 | 0 | 0 | 0 | 0 | 0 | 0 | 0 | 0 | 0 | 0 | 0 | 0 | 0 | 0 | 0 | 0 | 0 | 0 | 0 | 0 | 0 | 0 | 0 | 0 | 0 | 0
F5_Commercial_Healthcare_New_Space Heating_Natural Gas_Unit Heater_E10 | F5 | Commercial | Healthcare | New | Space Heating | Natural Gas | Unit Heater | E10 | RIM BC Ratio | 0 | 0 | 0 | 0 | 0 | 0 | 0 | 0 | 0 | 0 | 0 | 0 | 0 | 0 | 0 | 0 | 0 | 0 | 0 | 0 | 0 | 0 | 0 | 0 | 0 | 0 | 0 | 0 | 0 | 0 | 0
F0_Commercial_Healthcare_New_Water Heating_Natural Gas_Water Heater_E0 | F0 | Commercial | Healthcare | New | Water Heating | Natural Gas | Water Heater | E0 | Economic Unit | TE 96% (Instantaneous) | TE 96% (Instantaneous) | TE 96% (Instantaneous) | TE 96% (Instantaneous) | TE 96% (Instantaneous) | TE 96% (Instantaneous) | TE 96% (Instantaneous) | UEF 1.0+ (Gas-Fired HPWH) | UEF 1.0+ (Gas-Fired HPWH) | UEF 1.0+ (Gas-Fired HPWH) | UEF 1.0+ (Gas-Fired HPWH) | UEF 1.0+ (Gas-Fired HPWH) | UEF 1.0+ (Gas-Fired HPWH) | UEF 1.0+ (Gas-Fired HPWH) | UEF 1.0+ (Gas-Fired HPWH) | UEF 1.0+ (Gas-Fired HPWH) | UEF 1.0+ (Gas-Fired HPWH) | UEF 1.0+ (Gas-Fired HPWH) | UEF 1.0+ (Gas-Fired HPWH) | UEF 1.0+ (Gas-Fired HPWH) | UEF 1.0+ (Gas-Fired HPWH) | UEF 1.0+ (Gas-Fired HPWH) | UEF 1.0+ (Gas-Fired HPWH) | UEF 1.0+ (Gas-Fired HPWH) | UEF 1.0+ (Gas-Fired HPWH) | UEF 1.0+ (Gas-Fired HPWH) | UEF 1.0+ (Gas-Fired HPWH) | UEF 1.0+ (Gas-Fired HPWH) | UEF 1.0+ (Gas-Fired HPWH) | UEF 1.0+ (Gas-Fired HPWH) | UEF 1.0+ (Gas-Fired HPWH)
F1_Commercial_Healthcare_New_Water Heating_Natural Gas_Water Heater_E1 | F1 | Commercial | Healthcare | New | Water Heating | Natural Gas | Water Heater | E1 | CCE | 0 | 0 | 0 | 0 | 0 | 0 | 0 | 0 | 0 | 0 | 0 | 0 | 0 | 0 | 0 | 0 | 0 | 0 | 0 | 0 | 0 | 0 | 0 | 0 | 0 | 0 | 0 | 0 | 0 | 0 | 0
F1_Commercial_Healthcare_New_Water Heating_Natural Gas_Water Heater_E2 | F1 | Commercial | Healthcare | New | Water Heating | Natural Gas | Water Heater | E2 | CCE | 0.0004406 | 0.00042357 | 0.00042559 | 0.00043004 | 0.00043004 | 0.00043004 | 0.00043004 | 0.00043004 | 0.00043004 | 0.00043004 | 0.00043004 | 0.00043004 | 0.00043004 | 0.00043004 | 0.00043004 | 0.00043004 | 0.00043004 | 0.00043004 | 0.00043004 | 0.00043004 | 0.00043004 | 0.00043004 | 0.00043004 | 0.00043004 | 0.00043004 | 0.00043004 | 0.00043004 | 0.00043004 | 0.00043004 | 0.00043004 | 0.00043004
F1_Commercial_Healthcare_New_Water Heating_Natural Gas_Water Heater_E3 | F1 | Commercial | Healthcare | New | Water Heating | Natural Gas | Water Heater | E3 | CCE | 0.00032295 | 0.00031047 | 0.00031195 | 0.00031521 | 0.00031521 | 0.00031521 | 0.00031521 | 0.00031521 | 0.00031521 | 0.00031521 | 0.00031521 | 0.00031521 | 0.00031521 | 0.00031521 | 0.00031521 | 0.00031521 | 0.00031521 | 0.00031521 | 0.00031521 | 0.00031521 | 0.00031521 | 0.00031521 | 0.00031521 | 0.00031521 | 0.00031521 | 0.00031521 | 0.00031521 | 0.00031521 | 0.00031521 | 0.00031521 | 0.00031521
F1_Commercial_Healthcare_New_Water Heating_Natural Gas_Water Heater_E4 | F1 | Commercial | Healthcare | New | Water Heating | Natural Gas | Water Heater | E4 | CCE | 0 | 0 | 0 | 0 | 0 | 0 | 0 | 0.00070592 | 0.00070592 | 0.00070592 | 0.00070592 | 0.00070592 | 0.00070592 | 0.00070592 | 0.00070592 | 0.00070592 | 0.00070592 | 0.00070592 | 0.00070592 | 0.00070592 | 0.00070592 | 0.00070592 | 0.00070592 | 0.00070592 | 0.00070592 | 0.00070592 | 0.00070592 | 0.00070592 | 0.00070592 | 0.00070592 | 0.00070592
F1_Commercial_Healthcare_New_Water Heating_Natural Gas_Water Heater_E5 | F1 | Commercial | Healthcare | New | Water Heating | Natural Gas | Water Heater | E5 | CCE | 0 | 0 | 0 | 0 | 0 | 0 | 0 | 0 | 0 | 0 | 0 | 0 | 0 | 0 | 0 | 0 | 0 | 0 | 0 | 0 | 0 | 0 | 0 | 0 | 0 | 0 | 0 | 0 | 0 | 0 | 0
F1_Commercial_Healthcare_New_Water Heating_Natural Gas_Water Heater_E6 | F1 | Commercial | Healthcare | New | Water Heating | Natural Gas | Water Heater | E6 | CCE | 0 | 0 | 0 | 0 | 0 | 0 | 0 | 0 | 0 | 0 | 0 | 0 | 0 | 0 | 0 | 0 | 0 | 0 | 0 | 0 | 0 | 0 | 0 | 0 | 0 | 0 | 0 | 0 | 0 | 0 | 0
F1_Commercial_Healthcare_New_Water Heating_Natural Gas_Water Heater_E7 | F1 | Commercial | Healthcare | New | Water Heating | Natural Gas | Water Heater | E7 | CCE | 0 | 0 | 0 | 0 | 0 | 0 | 0 | 0 | 0 | 0 | 0 | 0 | 0 | 0 | 0 | 0 | 0 | 0 | 0 | 0 | 0 | 0 | 0 | 0 | 0 | 0 | 0 | 0 | 0 | 0 | 0
F1_Commercial_Healthcare_New_Water Heating_Natural Gas_Water Heater_E8 | F1 | Commercial | Healthcare | New | Water Heating | Natural Gas | Water Heater | E8 | CCE | 0 | 0 | 0 | 0 | 0 | 0 | 0 | 0 | 0 | 0 | 0 | 0 | 0 | 0 | 0 | 0 | 0 | 0 | 0 | 0 | 0 | 0 | 0 | 0 | 0 | 0 | 0 | 0 | 0 | 0 | 0
F1_Commercial_Healthcare_New_Water Heating_Natural Gas_Water Heater_E9 | F1 | Commercial | Healthcare | New | Water Heating | Natural Gas | Water Heater | E9 | CCE | 0 | 0 | 0 | 0 | 0 | 0 | 0 | 0 | 0 | 0 | 0 | 0 | 0 | 0 | 0 | 0 | 0 | 0 | 0 | 0 | 0 | 0 | 0 | 0 | 0 | 0 | 0 | 0 | 0 | 0 | 0
F1_Commercial_Healthcare_New_Water Heating_Natural Gas_Water Heater_E10 | F1 | Commercial | Healthcare | New | Water Heating | Natural Gas | Water Heater | E10 | CCE | 0 | 0 | 0 | 0 | 0 | 0 | 0 | 0 | 0 | 0 | 0 | 0 | 0 | 0 | 0 | 0 | 0 | 0 | 0 | 0 | 0 | 0 | 0 | 0 | 0 | 0 | 0 | 0 | 0 | 0 | 0
F2_Commercial_Healthcare_New_Water Heating_Natural Gas_Water Heater_E1 | F2 | Commercial | Healthcare | New | Water Heating | Natural Gas | Water Heater | E1 | TRC BC Ratio | 0.9 | 0.9 | 0.9 | 0.9 | 0.9 | 0.9 | 0.9 | 0.9 | 0.9 | 0.9 | 0.9 | 0.9 | 0.9 | 0.9 | 0.9 | 0.9 | 0.9 | 0.9 | 0.9 | 0.9 | 0.9 | 0.9 | 0.9 | 0.9 | 0.9 | 0.9 | 0.9 | 0.9 | 0.9 | 0.9 | 0.9
F2_Commercial_Healthcare_New_Water Heating_Natural Gas_Water Heater_E2 | F2 | Commercial | Healthcare | New | Water Heating | Natural Gas | Water Heater | E2 | TRC BC Ratio | 23.1615 | 23.6206 | 23.9489 | 24.3049 | 24.8161 | 23.2503 | 22.0265 | 21.3829 | 21.1517 | 20.797 | 20.5576 | 21.6468 | 19.373 | 20.707 | 22.4191 | 24.0833 | 24.1454 | 24.2607 | 23.7971 | 24.1279 | 24.3593 | 24.6717 | 25.0644 | 11.8065 | 11.571 | 11.3506 | 11.143 | 10.9462 | 10.7583 | 10.5775 | 10.4029
F2_Commercial_Healthcare_New_Water Heating_Natural Gas_Water Heater_E3 | F2 | Commercial | Healthcare | New | Water Heating | Natural Gas | Water Heater | E3 | TRC BC Ratio | 31.5986 | 32.225 | 32.6729 | 33.1585 | 33.856 | 31.7197 | 30.0501 | 29.1722 | 28.8568 | 28.3728 | 28.0462 | 29.5322 | 26.4301 | 28.25 | 30.5858 | 32.8563 | 32.941 | 33.0983 | 32.4658 | 32.917 | 33.2328 | 33.659 | 34.1947 | 16.1074 | 15.786 | 15.4853 | 15.2022 | 14.9336 | 14.6772 | 14.4307 | 14.1925
F2_Commercial_Healthcare_New_Water Heating_Natural Gas_Water Heater_E4 | F2 | Commercial | Healthcare | New | Water Heating | Natural Gas | Water Heater | E4 | TRC BC Ratio | 0 | 0 | 0 | 0 | 0 | 0 | 0 | 12.7859 | 12.2614 | 11.5904 | 10.962 | 12.0739 | 10.5663 | 12.4114 | 14.6332 | 16.9046 | 16.9944 | 17.1235 | 16.7941 | 17.0891 | 17.3043 | 17.5822 | 17.9224 | 7.5016 | 7.345 | 7.1997 | 7.0639 | 6.936 | 6.8146 | 6.6984 | 6.6112
F2_Commercial_Healthcare_New_Water Heating_Natural Gas_Water Heater_E5 | F2 | Commercial | Healthcare | New | Water Heating | Natural Gas | Water Heater | E5 | TRC BC Ratio | 0 | 0 | 0 | 0 | 0 | 0 | 0 | 0 | 0 | 0 | 0 | 0 | 0 | 0 | 0 | 0 | 0 | 0 | 0 | 0 | 0 | 0 | 0 | 0 | 0 | 0 | 0 | 0 | 0 | 0 | 0
F2_Commercial_Healthcare_New_Water Heating_Natural Gas_Water Heater_E6 | F2 | Commercial | Healthcare | New | Water Heating | Natural Gas | Water Heater | E6 | TRC BC Ratio | 0 | 0 | 0 | 0 | 0 | 0 | 0 | 0 | 0 | 0 | 0 | 0 | 0 | 0 | 0 | 0 | 0 | 0 | 0 | 0 | 0 | 0 | 0 | 0 | 0 | 0 | 0 | 0 | 0 | 0 | 0
F2_Commercial_Healthcare_New_Water Heating_Natural Gas_Water Heater_E7 | F2 | Commercial | Healthcare | New | Water Heating | Natural Gas | Water Heater | E7 | TRC BC Ratio | 0 | 0 | 0 | 0 | 0 | 0 | 0 | 0 | 0 | 0 | 0 | 0 | 0 | 0 | 0 | 0 | 0 | 0 | 0 | 0 | 0 | 0 | 0 | 0 | 0 | 0 | 0 | 0 | 0 | 0 | 0
F2_Commercial_Healthcare_New_Water Heating_Natural Gas_Water Heater_E8 | F2 | Commercial | Healthcare | New | Water Heating | Natural Gas | Water Heater | E8 | TRC BC Ratio | 0 | 0 | 0 | 0 | 0 | 0 | 0 | 0 | 0 | 0 | 0 | 0 | 0 | 0 | 0 | 0 | 0 | 0 | 0 | 0 | 0 | 0 | 0 | 0 | 0 | 0 | 0 | 0 | 0 | 0 | 0
F2_Commercial_Healthcare_New_Water Heating_Natural Gas_Water Heater_E9 | F2 | Commercial | Healthcare | New | Water Heating | Natural Gas | Water Heater | E9 | TRC BC Ratio | 0 | 0 | 0 | 0 | 0 | 0 | 0 | 0 | 0 | 0 | 0 | 0 | 0 | 0 | 0 | 0 | 0 | 0 | 0 | 0 | 0 | 0 | 0 | 0 | 0 | 0 | 0 | 0 | 0 | 0 | 0
F2_Commercial_Healthcare_New_Water Heating_Natural Gas_Water Heater_E10 | F2 | Commercial | Healthcare | New | Water Heating | Natural Gas | Water Heater | E10 | TRC BC Ratio | 0 | 0 | 0 | 0 | 0 | 0 | 0 | 0 | 0 | 0 | 0 | 0 | 0 | 0 | 0 | 0 | 0 | 0 | 0 | 0 | 0 | 0 | 0 | 0 | 0 | 0 | 0 | 0 | 0 | 0 | 0
F3_Commercial_Healthcare_New_Water Heating_Natural Gas_Water Heater_E1 | F3 | Commercial | Healthcare | New | Water Heating | Natural Gas | Water Heater | E1 | PACT BC Ratio | 0.9 | 0.9 | 0.9 | 0.9 | 0.9 | 0.9 | 0.9 | 0.9 | 0.9 | 0.9 | 0.9 | 0.9 | 0.9 | 0.9 | 0.9 | 0.9 | 0.9 | 0.9 | 0.9 | 0.9 | 0.9 | 0.9 | 0.9 | 0.9 | 0.9 | 0.9 | 0.9 | 0.9 | 0.9 | 0.9 | 0.9
F3_Commercial_Healthcare_New_Water Heating_Natural Gas_Water Heater_E2 | F3 | Commercial | Healthcare | New | Water Heating | Natural Gas | Water Heater | E2 | PACT BC Ratio | 37.875 | 38.6257 | 39.1627 | 39.7447 | 40.5808 | 38.0201 | 36.0189 | 34.9665 | 34.5885 | 34.0084 | 33.6169 | 35.3981 | 31.6798 | 33.8613 | 36.661 | 39.3824 | 39.484 | 39.6725 | 38.9144 | 39.4552 | 39.8337 | 40.3446 | 40.9867 | 19.3067 | 18.9216 | 18.5611 | 18.2217 | 17.8999 | 17.5925 | 17.297 | 17.0115
F3_Commercial_Healthcare_New_Water Heating_Natural Gas_Water Heater_E3 | F3 | Commercial | Healthcare | New | Water Heating | Natural Gas | Water Heater | E3 | PACT BC Ratio | 51.6719 | 52.6961 | 53.4286 | 54.2227 | 55.3633 | 51.8699 | 49.1397 | 47.704 | 47.1882 | 46.3968 | 45.8627 | 48.2928 | 43.22 | 46.1961 | 50.0157 | 53.7284 | 53.867 | 54.1242 | 53.09 | 53.8278 | 54.3441 | 55.0411 | 55.9171 | 26.3397 | 25.8142 | 25.3224 | 24.8594 | 24.4203 | 24.001 | 23.5979 | 23.2083
F3_Commercial_Healthcare_New_Water Heating_Natural Gas_Water Heater_E4 | F3 | Commercial | Healthcare | New | Water Heating | Natural Gas | Water Heater | E4 | PACT BC Ratio | 0 | 0 | 0 | 0 | 0 | 0 | 0 | 20.9082 | 20.0505 | 18.9533 | 17.9258 | 19.7439 | 17.2786 | 20.2959 | 23.929 | 27.6434 | 27.7902 | 28.0013 | 27.4627 | 27.9451 | 28.297 | 28.7514 | 29.3077 | 12.2671 | 12.011 | 11.7734 | 11.5513 | 11.3422 | 11.1436 | 10.9536 | 10.811
F3_Commercial_Healthcare_New_Water Heating_Natural Gas_Water Heater_E5 | F3 | Commercial | Healthcare | New | Water Heating | Natural Gas | Water Heater | E5 | PACT BC Ratio | 0 | 0 | 0 | 0 | 0 | 0 | 0 | 0 | 0 | 0 | 0 | 0 | 0 | 0 | 0 | 0 | 0 | 0 | 0 | 0 | 0 | 0 | 0 | 0 | 0 | 0 | 0 | 0 | 0 | 0 | 0
F3_Commercial_Healthcare_New_Water Heating_Natural Gas_Water Heater_E6 | F3 | Commercial | Healthcare | New | Water Heating | Natural Gas | Water Heater | E6 | PACT BC Ratio | 0 | 0 | 0 | 0 | 0 | 0 | 0 | 0 | 0 | 0 | 0 | 0 | 0 | 0 | 0 | 0 | 0 | 0 | 0 | 0 | 0 | 0 | 0 | 0 | 0 | 0 | 0 | 0 | 0 | 0 | 0
F3_Commercial_Healthcare_New_Water Heating_Natural Gas_Water Heater_E7 | F3 | Commercial | Healthcare | New | Water Heating | Natural Gas | Water Heater | E7 | PACT BC Ratio | 0 | 0 | 0 | 0 | 0 | 0 | 0 | 0 | 0 | 0 | 0 | 0 | 0 | 0 | 0 | 0 | 0 | 0 | 0 | 0 | 0 | 0 | 0 | 0 | 0 | 0 | 0 | 0 | 0 | 0 | 0
F3_Commercial_Healthcare_New_Water Heating_Natural Gas_Water Heater_E8 | F3 | Commercial | Healthcare | New | Water Heating | Natural Gas | Water Heater | E8 | PACT BC Ratio | 0 | 0 | 0 | 0 | 0 | 0 | 0 | 0 | 0 | 0 | 0 | 0 | 0 | 0 | 0 | 0 | 0 | 0 | 0 | 0 | 0 | 0 | 0 | 0 | 0 | 0 | 0 | 0 | 0 | 0 | 0
F3_Commercial_Healthcare_New_Water Heating_Natural Gas_Water Heater_E9 | F3 | Commercial | Healthcare | New | Water Heating | Natural Gas | Water Heater | E9 | PACT BC Ratio | 0 | 0 | 0 | 0 | 0 | 0 | 0 | 0 | 0 | 0 | 0 | 0 | 0 | 0 | 0 | 0 | 0 | 0 | 0 | 0 | 0 | 0 | 0 | 0 | 0 | 0 | 0 | 0 | 0 | 0 | 0
F3_Commercial_Healthcare_New_Water Heating_Natural Gas_Water Heater_E10 | F3 | Commercial | Healthcare | New | Water Heating | Natural Gas | Water Heater | E10 | PACT BC Ratio | 0 | 0 | 0 | 0 | 0 | 0 | 0 | 0 | 0 | 0 | 0 | 0 | 0 | 0 | 0 | 0 | 0 | 0 | 0 | 0 | 0 | 0 | 0 | 0 | 0 | 0 | 0 | 0 | 0 | 0 | 0
F4_Commercial_Healthcare_New_Water Heating_Natural Gas_Water Heater_E1 | F4 | Commercial | Healthcare | New | Water Heating | Natural Gas | Water Heater | E1 | PCT BC Ratio | 0.9 | 0.9 | 0.9 | 0.9 | 0.9 | 0.9 | 0.9 | 0.9 | 0.9 | 0.9 | 0.9 | 0.9 | 0.9 | 0.9 | 0.9 | 0.9 | 0.9 | 0.9 | 0.9 | 0.9 | 0.9 | 0.9 | 0.9 | 0.9 | 0.9 | 0.9 | 0.9 | 0.9 | 0.9 | 0.9 | 0.9
F4_Commercial_Healthcare_New_Water Heating_Natural Gas_Water Heater_E2 | F4 | Commercial | Healthcare | New | Water Heating | Natural Gas | Water Heater | E2 | PCT BC Ratio | 41.2551 | 42.0644 | 42.6431 | 43.2706 | 44.1718 | 41.4116 | 39.2544 | 38.12 | 37.7125 | 37.0872 | 36.6652 | 38.5853 | 34.5772 | 36.9286 | 39.9465 | 42.88 | 42.9895 | 43.1927 | 42.3756 | 42.9585 | 43.3665 | 43.9172 | 44.6093 | 21.2398 | 20.8246 | 20.436 | 20.0702 | 19.7233 | 19.392 | 19.0734 | 18.7657
F4_Commercial_Healthcare_New_Water Heating_Natural Gas_Water Heater_E3 | F4 | Commercial | Healthcare | New | Water Heating | Natural Gas | Water Heater | E3 | PCT BC Ratio | 56.1272 | 57.2313 | 58.0209 | 58.8769 | 60.1064 | 56.3407 | 53.3977 | 51.8501 | 51.2942 | 50.4411 | 49.8653 | 52.4848 | 47.0167 | 50.2247 | 54.342 | 58.3441 | 58.4934 | 58.7707 | 57.6558 | 58.4512 | 59.0077 | 59.759 | 60.7033 | 28.8208 | 28.2544 | 27.7243 | 27.2252 | 26.7519 | 26.2999 | 25.8654 | 25.4455
F4_Commercial_Healthcare_New_Water Heating_Natural Gas_Water Heater_E4 | F4 | Commercial | Healthcare | New | Water Heating | Natural Gas | Water Heater | E4 | PCT BC Ratio | 0 | 0 | 0 | 0 | 0 | 0 | 0 | 22.9661 | 22.0415 | 20.8588 | 19.7512 | 21.7111 | 19.0536 | 22.306 | 26.2223 | 30.2262 | 30.3844 | 30.612 | 30.0314 | 30.5513 | 30.9307 | 31.4205 | 32.0201 | 13.6515 | 13.3755 | 13.1193 | 12.88 | 12.6546 | 12.4405 | 12.2356 | 12.0819
F4_Commercial_Healthcare_New_Water Heating_Natural Gas_Water Heater_E5 | F4 | Commercial | Healthcare | New | Water Heating | Natural Gas | Water Heater | E5 | PCT BC Ratio | 0 | 0 | 0 | 0 | 0 | 0 | 0 | 0 | 0 | 0 | 0 | 0 | 0 | 0 | 0 | 0 | 0 | 0 | 0 | 0 | 0 | 0 | 0 | 0 | 0 | 0 | 0 | 0 | 0 | 0 | 0
F4_Commercial_Healthcare_New_Water Heating_Natural Gas_Water Heater_E6 | F4 | Commercial | Healthcare | New | Water Heating | Natural Gas | Water Heater | E6 | PCT BC Ratio | 0 | 0 | 0 | 0 | 0 | 0 | 0 | 0 | 0 | 0 | 0 | 0 | 0 | 0 | 0 | 0 | 0 | 0 | 0 | 0 | 0 | 0 | 0 | 0 | 0 | 0 | 0 | 0 | 0 | 0 | 0
F4_Commercial_Healthcare_New_Water Heating_Natural Gas_Water Heater_E7 | F4 | Commercial | Healthcare | New | Water Heating | Natural Gas | Water Heater | E7 | PCT BC Ratio | 0 | 0 | 0 | 0 | 0 | 0 | 0 | 0 | 0 | 0 | 0 | 0 | 0 | 0 | 0 | 0 | 0 | 0 | 0 | 0 | 0 | 0 | 0 | 0 | 0 | 0 | 0 | 0 | 0 | 0 | 0
F4_Commercial_Healthcare_New_Water Heating_Natural Gas_Water Heater_E8 | F4 | Commercial | Healthcare | New | Water Heating | Natural Gas | Water Heater | E8 | PCT BC Ratio | 0 | 0 | 0 | 0 | 0 | 0 | 0 | 0 | 0 | 0 | 0 | 0 | 0 | 0 | 0 | 0 | 0 | 0 | 0 | 0 | 0 | 0 | 0 | 0 | 0 | 0 | 0 | 0 | 0 | 0 | 0
F4_Commercial_Healthcare_New_Water Heating_Natural Gas_Water Heater_E9 | F4 | Commercial | Healthcare | New | Water Heating | Natural Gas | Water Heater | E9 | PCT BC Ratio | 0 | 0 | 0 | 0 | 0 | 0 | 0 | 0 | 0 | 0 | 0 | 0 | 0 | 0 | 0 | 0 | 0 | 0 | 0 | 0 | 0 | 0 | 0 | 0 | 0 | 0 | 0 | 0 | 0 | 0 | 0
F4_Commercial_Healthcare_New_Water Heating_Natural Gas_Water Heater_E10 | F4 | Commercial | Healthcare | New | Water Heating | Natural Gas | Water Heater | E10 | PCT BC Ratio | 0 | 0 | 0 | 0 | 0 | 0 | 0 | 0 | 0 | 0 | 0 | 0 | 0 | 0 | 0 | 0 | 0 | 0 | 0 | 0 | 0 | 0 | 0 | 0 | 0 | 0 | 0 | 0 | 0 | 0 | 0
F5_Commercial_Healthcare_New_Water Heating_Natural Gas_Water Heater_E1 | F5 | Commercial | Healthcare | New | Water Heating | Natural Gas | Water Heater | E1 | RIM BC Ratio | 0.9 | 0.9 | 0.9 | 0.9 | 0.9 | 0.9 | 0.9 | 0.9 | 0.9 | 0.9 | 0.9 | 0.9 | 0.9 | 0.9 | 0.9 | 0.9 | 0.9 | 0.9 | 0.9 | 0.9 | 0.9 | 0.9 | 0.9 | 0.9 | 0.9 | 0.9 | 0.9 | 0.9 | 0.9 | 0.9 | 0.9
F5_Commercial_Healthcare_New_Water Heating_Natural Gas_Water Heater_E2 | F5 | Commercial | Healthcare | New | Water Heating | Natural Gas | Water Heater | E2 | RIM BC Ratio | 0.81668 | 0.81702 | 0.81726 | 0.81751 | 0.81786 | 0.81675 | 0.81577 | 0.81522 | 0.81501 | 0.81468 | 0.81446 | 0.81545 | 0.81325 | 0.8146 | 0.8161 | 0.81736 | 0.8174 | 0.81748 | 0.81715 | 0.81739 | 0.81755 | 0.81776 | 0.81802 | 0.80009 | 0.79941 | 0.79876 | 0.79812 | 0.79749 | 0.79687 | 0.79626 | 0.79564
F5_Commercial_Healthcare_New_Water Heating_Natural Gas_Water Heater_E3 | F5 | Commercial | Healthcare | New | Water Heating | Natural Gas | Water Heater | E3 | RIM BC Ratio | 0.82141 | 0.82166 | 0.82184 | 0.82203 | 0.82228 | 0.82146 | 0.82074 | 0.82033 | 0.82017 | 0.81993 | 0.81976 | 0.8205 | 0.81886 | 0.81987 | 0.82098 | 0.82191 | 0.82194 | 0.822 | 0.82176 | 0.82193 | 0.82205 | 0.82221 | 0.8224 | 0.80904 | 0.80854 | 0.80804 | 0.80756 | 0.80709 | 0.80663 | 0.80616 | 0.8057
F5_Commercial_Healthcare_New_Water Heating_Natural Gas_Water Heater_E4 | F5 | Commercial | Healthcare | New | Water Heating | Natural Gas | Water Heater | E4 | RIM BC Ratio | 0 | 0 | 0 | 0 | 0 | 0 | 0 | 0.80264 | 0.80132 | 0.79947 | 0.79754 | 0.80082 | 0.79622 | 0.80171 | 0.80655 | 0.81022 | 0.81034 | 0.81052 | 0.81006 | 0.81047 | 0.81076 | 0.81113 | 0.81157 | 0.7815 | 0.78044 | 0.77942 | 0.77843 | 0.77747 | 0.77652 | 0.77558 | 0.77486
F5_Commercial_Healthcare_New_Water Heating_Natural Gas_Water Heater_E5 | F5 | Commercial | Healthcare | New | Water Heating | Natural Gas | Water Heater | E5 | RIM BC Ratio | 0 | 0 | 0 | 0 | 0 | 0 | 0 | 0 | 0 | 0 | 0 | 0 | 0 | 0 | 0 | 0 | 0 | 0 | 0 | 0 | 0 | 0 | 0 | 0 | 0 | 0 | 0 | 0 | 0 | 0 | 0
F5_Commercial_Healthcare_New_Water Heating_Natural Gas_Water Heater_E6 | F5 | Commercial | Healthcare | New | Water Heating | Natural Gas | Water Heater | E6 | RIM BC Ratio | 0 | 0 | 0 | 0 | 0 | 0 | 0 | 0 | 0 | 0 | 0 | 0 | 0 | 0 | 0 | 0 | 0 | 0 | 0 | 0 | 0 | 0 | 0 | 0 | 0 | 0 | 0 | 0 | 0 | 0 | 0
F5_Commercial_Healthcare_New_Water Heating_Natural Gas_Water Heater_E7 | F5 | Commercial | Healthcare | New | Water Heating | Natural Gas | Water Heater | E7 | RIM BC Ratio | 0 | 0 | 0 | 0 | 0 | 0 | 0 | 0 | 0 | 0 | 0 | 0 | 0 | 0 | 0 | 0 | 0 | 0 | 0 | 0 | 0 | 0 | 0 | 0 | 0 | 0 | 0 | 0 | 0 | 0 | 0
F5_Commercial_Healthcare_New_Water Heating_Natural Gas_Water Heater_E8 | F5 | Commercial | Healthcare | New | Water Heating | Natural Gas | Water Heater | E8 | RIM BC Ratio | 0 | 0 | 0 | 0 | 0 | 0 | 0 | 0 | 0 | 0 | 0 | 0 | 0 | 0 | 0 | 0 | 0 | 0 | 0 | 0 | 0 | 0 | 0 | 0 | 0 | 0 | 0 | 0 | 0 | 0 | 0
F5_Commercial_Healthcare_New_Water Heating_Natural Gas_Water Heater_E9 | F5 | Commercial | Healthcare | New | Water Heating | Natural Gas | Water Heater | E9 | RIM BC Ratio | 0 | 0 | 0 | 0 | 0 | 0 | 0 | 0 | 0 | 0 | 0 | 0 | 0 | 0 | 0 | 0 | 0 | 0 | 0 | 0 | 0 | 0 | 0 | 0 | 0 | 0 | 0 | 0 | 0 | 0 | 0
F5_Commercial_Healthcare_New_Water Heating_Natural Gas_Water Heater_E10 | F5 | Commercial | Healthcare | New | Water Heating | Natural Gas | Water Heater | E10 | RIM BC Ratio | 0 | 0 | 0 | 0 | 0 | 0 | 0 | 0 | 0 | 0 | 0 | 0 | 0 | 0 | 0 | 0 | 0 | 0 | 0 | 0 | 0 | 0 | 0 | 0 | 0 | 0 | 0 | 0 | 0 | 0 | 0
F0_Commercial_Healthcare_New_Food Preparation_Natural Gas_Oven_E0 | F0 | Commercial | Healthcare | New | Food Preparation | Natural Gas | Oven | E0 | Economic Unit | ENERGY STAR (3.0) | ENERGY STAR (3.0) | ENERGY STAR (3.0) | ENERGY STAR (3.0) | ENERGY STAR (3.0) | ENERGY STAR (3.0) | ENERGY STAR (3.0) | ENERGY STAR (3.0) | ENERGY STAR (3.0) | ENERGY STAR (3.0) | ENERGY STAR (3.0) | ENERGY STAR (3.0) | ENERGY STAR (3.0) | ENERGY STAR (3.0) | ENERGY STAR (3.0) | ENERGY STAR (3.0) | ENERGY STAR (3.0) | ENERGY STAR (3.0) | ENERGY STAR (3.0) | ENERGY STAR (3.0) | ENERGY STAR (3.0) | ENERGY STAR (3.0) | ENERGY STAR (3.0) | Standard | Standard | Standard | Standard | Standard | Standard | Standard | Standard
F1_Commercial_Healthcare_New_Food Preparation_Natural Gas_Oven_E1 | F1 | Commercial | Healthcare | New | Food Preparation | Natural Gas | Oven | E1 | CCE | 0 | 0 | 0 | 0 | 0 | 0 | 0 | 0 | 0 | 0 | 0 | 0 | 0 | 0 | 0 | 0 | 0 | 0 | 0 | 0 | 0 | 0 | 0 | 0 | 0 | 0 | 0 | 0 | 0 | 0 | 0
F1_Commercial_Healthcare_New_Food Preparation_Natural Gas_Oven_E2 | F1 | Commercial | Healthcare | New | Food Preparation | Natural Gas | Oven | E2 | CCE | 0.0062008 | 0.0059612 | 0.0059896 | 0.0060522 | 0.0060522 | 0.0060522 | 0.0060522 | 0.0060522 | 0.0060522 | 0.0060522 | 0.0060522 | 0.0060522 | 0.0060522 | 0.0060522 | 0.0060522 | 0.0060522 | 0.0060522 | 0.0060522 | 0.0060522 | 0.0060522 | 0.0060522 | 0.0060522 | 0.0060522 | 0.0060522 | 0.0060522 | 0.0060522 | 0.0060522 | 0.0060522 | 0.0060522 | 0.0060522 | 0.0060522
F1_Commercial_Healthcare_New_Food Preparation_Natural Gas_Oven_E3 | F1 | Commercial | Healthcare | New | Food Preparation | Natural Gas | Oven | E3 | CCE | 0 | 0 | 0 | 0 | 0 | 0 | 0 | 0 | 0 | 0 | 0 | 0 | 0 | 0 | 0 | 0 | 0 | 0 | 0 | 0 | 0 | 0 | 0 | 0 | 0 | 0 | 0 | 0 | 0 | 0 | 0
F1_Commercial_Healthcare_New_Food Preparation_Natural Gas_Oven_E4 | F1 | Commercial | Healthcare | New | Food Preparation | Natural Gas | Oven | E4 | CCE | 0 | 0 | 0 | 0 | 0 | 0 | 0 | 0 | 0 | 0 | 0 | 0 | 0 | 0 | 0 | 0 | 0 | 0 | 0 | 0 | 0 | 0 | 0 | 0 | 0 | 0 | 0 | 0 | 0 | 0 | 0
F1_Commercial_Healthcare_New_Food Preparation_Natural Gas_Oven_E5 | F1 | Commercial | Healthcare | New | Food Preparation | Natural Gas | Oven | E5 | CCE | 0 | 0 | 0 | 0 | 0 | 0 | 0 | 0 | 0 | 0 | 0 | 0 | 0 | 0 | 0 | 0 | 0 | 0 | 0 | 0 | 0 | 0 | 0 | 0 | 0 | 0 | 0 | 0 | 0 | 0 | 0
F1_Commercial_Healthcare_New_Food Preparation_Natural Gas_Oven_E6 | F1 | Commercial | Healthcare | New | Food Preparation | Natural Gas | Oven | E6 | CCE | 0 | 0 | 0 | 0 | 0 | 0 | 0 | 0 | 0 | 0 | 0 | 0 | 0 | 0 | 0 | 0 | 0 | 0 | 0 | 0 | 0 | 0 | 0 | 0 | 0 | 0 | 0 | 0 | 0 | 0 | 0
F1_Commercial_Healthcare_New_Food Preparation_Natural Gas_Oven_E7 | F1 | Commercial | Healthcare | New | Food Preparation | Natural Gas | Oven | E7 | CCE | 0 | 0 | 0 | 0 | 0 | 0 | 0 | 0 | 0 | 0 | 0 | 0 | 0 | 0 | 0 | 0 | 0 | 0 | 0 | 0 | 0 | 0 | 0 | 0 | 0 | 0 | 0 | 0 | 0 | 0 | 0
F1_Commercial_Healthcare_New_Food Preparation_Natural Gas_Oven_E8 | F1 | Commercial | Healthcare | New | Food Preparation | Natural Gas | Oven | E8 | CCE | 0 | 0 | 0 | 0 | 0 | 0 | 0 | 0 | 0 | 0 | 0 | 0 | 0 | 0 | 0 | 0 | 0 | 0 | 0 | 0 | 0 | 0 | 0 | 0 | 0 | 0 | 0 | 0 | 0 | 0 | 0
F1_Commercial_Healthcare_New_Food Preparation_Natural Gas_Oven_E9 | F1 | Commercial | Healthcare | New | Food Preparation | Natural Gas | Oven | E9 | CCE | 0 | 0 | 0 | 0 | 0 | 0 | 0 | 0 | 0 | 0 | 0 | 0 | 0 | 0 | 0 | 0 | 0 | 0 | 0 | 0 | 0 | 0 | 0 | 0 | 0 | 0 | 0 | 0 | 0 | 0 | 0
F1_Commercial_Healthcare_New_Food Preparation_Natural Gas_Oven_E10 | F1 | Commercial | Healthcare | New | Food Preparation | Natural Gas | Oven | E10 | CCE | 0 | 0 | 0 | 0 | 0 | 0 | 0 | 0 | 0 | 0 | 0 | 0 | 0 | 0 | 0 | 0 | 0 | 0 | 0 | 0 | 0 | 0 | 0 | 0 | 0 | 0 | 0 | 0 | 0 | 0 | 0
F2_Commercial_Healthcare_New_Food Preparation_Natural Gas_Oven_E1 | F2 | Commercial | Healthcare | New | Food Preparation | Natural Gas | Oven | E1 | TRC BC Ratio | 0.9 | 0.9 | 0.9 | 0.9 | 0.9 | 0.9 | 0.9 | 0.9 | 0.9 | 0.9 | 0.9 | 0.9 | 0.9 | 0.9 | 0.9 | 0.9 | 0.9 | 0.9 | 0.9 | 0.9 | 0.9 | 0.9 | 0.9 | 0.9 | 0.9 | 0.9 | 0.9 | 0.9 | 0.9 | 0.9 | 0.9
F2_Commercial_Healthcare_New_Food Preparation_Natural Gas_Oven_E2 | F2 | Commercial | Healthcare | New | Food Preparation | Natural Gas | Oven | E2 | TRC BC Ratio | 1.651 | 1.6761 | 1.6937 | 1.7118 | 1.7402 | 1.6356 | 1.5492 | 1.5033 | 1.4856 | 1.4593 | 1.5232 | 1.584 | 1.4129 | 1.4871 | 1.5856 | 1.6788 | 1.6824 | 1.6897 | 1.6574 | 1.6795 | 1.6949 | 1.7158 | 1.7422 | 0.83439 | 0.81785 | 0.80234 | 0.78773 | 0.77386 | 0.7606 | 0.74785 | 0.73552
F2_Commercial_Healthcare_New_Food Preparation_Natural Gas_Oven_E3 | F2 | Commercial | Healthcare | New | Food Preparation | Natural Gas | Oven | E3 | TRC BC Ratio | 0 | 0 | 0 | 0 | 0 | 0 | 0 | 0 | 0 | 0 | 0 | 0 | 0 | 0 | 0 | 0 | 0 | 0 | 0 | 0 | 0 | 0 | 0 | 0 | 0 | 0 | 0 | 0 | 0 | 0 | 0
F2_Commercial_Healthcare_New_Food Preparation_Natural Gas_Oven_E4 | F2 | Commercial | Healthcare | New | Food Preparation | Natural Gas | Oven | E4 | TRC BC Ratio | 0 | 0 | 0 | 0 | 0 | 0 | 0 | 0 | 0 | 0 | 0 | 0 | 0 | 0 | 0 | 0 | 0 | 0 | 0 | 0 | 0 | 0 | 0 | 0 | 0 | 0 | 0 | 0 | 0 | 0 | 0
F2_Commercial_Healthcare_New_Food Preparation_Natural Gas_Oven_E5 | F2 | Commercial | Healthcare | New | Food Preparation | Natural Gas | Oven | E5 | TRC BC Ratio | 0 | 0 | 0 | 0 | 0 | 0 | 0 | 0 | 0 | 0 | 0 | 0 | 0 | 0 | 0 | 0 | 0 | 0 | 0 | 0 | 0 | 0 | 0 | 0 | 0 | 0 | 0 | 0 | 0 | 0 | 0
F2_Commercial_Healthcare_New_Food Preparation_Natural Gas_Oven_E6 | F2 | Commercial | Healthcare | New | Food Preparation | Natural Gas | Oven | E6 | TRC BC Ratio | 0 | 0 | 0 | 0 | 0 | 0 | 0 | 0 | 0 | 0 | 0 | 0 | 0 | 0 | 0 | 0 | 0 | 0 | 0 | 0 | 0 | 0 | 0 | 0 | 0 | 0 | 0 | 0 | 0 | 0 | 0
F2_Commercial_Healthcare_New_Food Preparation_Natural Gas_Oven_E7 | F2 | Commercial | Healthcare | New | Food Preparation | Natural Gas | Oven | E7 | TRC BC Ratio | 0 | 0 | 0 | 0 | 0 | 0 | 0 | 0 | 0 | 0 | 0 | 0 | 0 | 0 | 0 | 0 | 0 | 0 | 0 | 0 | 0 | 0 | 0 | 0 | 0 | 0 | 0 | 0 | 0 | 0 | 0
F2_Commercial_Healthcare_New_Food Preparation_Natural Gas_Oven_E8 | F2 | Commercial | Healthcare | New | Food Preparation | Natural Gas | Oven | E8 | TRC BC Ratio | 0 | 0 | 0 | 0 | 0 | 0 | 0 | 0 | 0 | 0 | 0 | 0 | 0 | 0 | 0 | 0 | 0 | 0 | 0 | 0 | 0 | 0 | 0 | 0 | 0 | 0 | 0 | 0 | 0 | 0 | 0
F2_Commercial_Healthcare_New_Food Preparation_Natural Gas_Oven_E9 | F2 | Commercial | Healthcare | New | Food Preparation | Natural Gas | Oven | E9 | TRC BC Ratio | 0 | 0 | 0 | 0 | 0 | 0 | 0 | 0 | 0 | 0 | 0 | 0 | 0 | 0 | 0 | 0 | 0 | 0 | 0 | 0 | 0 | 0 | 0 | 0 | 0 | 0 | 0 | 0 | 0 | 0 | 0
F2_Commercial_Healthcare_New_Food Preparation_Natural Gas_Oven_E10 | F2 | Commercial | Healthcare | New | Food Preparation | Natural Gas | Oven | E10 | TRC BC Ratio | 0 | 0 | 0 | 0 | 0 | 0 | 0 | 0 | 0 | 0 | 0 | 0 | 0 | 0 | 0 | 0 | 0 | 0 | 0 | 0 | 0 | 0 | 0 | 0 | 0 | 0 | 0 | 0 | 0 | 0 | 0
F3_Commercial_Healthcare_New_Food Preparation_Natural Gas_Oven_E1 | F3 | Commercial | Healthcare | New | Food Preparation | Natural Gas | Oven | E1 | PACT BC Ratio | 0.9 | 0.9 | 0.9 | 0.9 | 0.9 | 0.9 | 0.9 | 0.9 | 0.9 | 0.9 | 0.9 | 0.9 | 0.9 | 0.9 | 0.9 | 0.9 | 0.9 | 0.9 | 0.9 | 0.9 | 0.9 | 0.9 | 0.9 | 0.9 | 0.9 | 0.9 | 0.9 | 0.9 | 0.9 | 0.9 | 0.9
F3_Commercial_Healthcare_New_Food Preparation_Natural Gas_Oven_E2 | F3 | Commercial | Healthcare | New | Food Preparation | Natural Gas | Oven | E2 | PACT BC Ratio | 1.651 | 1.6761 | 1.6937 | 1.7118 | 1.7402 | 1.6356 | 1.5492 | 1.5033 | 1.4856 | 1.4593 | 1.5232 | 1.584 | 1.4129 | 1.4871 | 1.5856 | 1.6788 | 1.6824 | 1.6897 | 1.6574 | 1.6795 | 1.6949 | 1.7158 | 1.7422 | 0.83439 | 0.81785 | 0.80234 | 0.78773 | 0.77386 | 0.7606 | 0.74785 | 0.73552
F3_Commercial_Healthcare_New_Food Preparation_Natural Gas_Oven_E3 | F3 | Commercial | Healthcare | New | Food Preparation | Natural Gas | Oven | E3 | PACT BC Ratio | 0 | 0 | 0 | 0 | 0 | 0 | 0 | 0 | 0 | 0 | 0 | 0 | 0 | 0 | 0 | 0 | 0 | 0 | 0 | 0 | 0 | 0 | 0 | 0 | 0 | 0 | 0 | 0 | 0 | 0 | 0
F3_Commercial_Healthcare_New_Food Preparation_Natural Gas_Oven_E4 | F3 | Commercial | Healthcare | New | Food Preparation | Natural Gas | Oven | E4 | PACT BC Ratio | 0 | 0 | 0 | 0 | 0 | 0 | 0 | 0 | 0 | 0 | 0 | 0 | 0 | 0 | 0 | 0 | 0 | 0 | 0 | 0 | 0 | 0 | 0 | 0 | 0 | 0 | 0 | 0 | 0 | 0 | 0
F3_Commercial_Healthcare_New_Food Preparation_Natural Gas_Oven_E5 | F3 | Commercial | Healthcare | New | Food Preparation | Natural Gas | Oven | E5 | PACT BC Ratio | 0 | 0 | 0 | 0 | 0 | 0 | 0 | 0 | 0 | 0 | 0 | 0 | 0 | 0 | 0 | 0 | 0 | 0 | 0 | 0 | 0 | 0 | 0 | 0 | 0 | 0 | 0 | 0 | 0 | 0 | 0
F3_Commercial_Healthcare_New_Food Preparation_Natural Gas_Oven_E6 | F3 | Commercial | Healthcare | New | Food Preparation | Natural Gas | Oven | E6 | PACT BC Ratio | 0 | 0 | 0 | 0 | 0 | 0 | 0 | 0 | 0 | 0 | 0 | 0 | 0 | 0 | 0 | 0 | 0 | 0 | 0 | 0 | 0 | 0 | 0 | 0 | 0 | 0 | 0 | 0 | 0 | 0 | 0
F3_Commercial_Healthcare_New_Food Preparation_Natural Gas_Oven_E7 | F3 | Commercial | Healthcare | New | Food Preparation | Natural Gas | Oven | E7 | PACT BC Ratio | 0 | 0 | 0 | 0 | 0 | 0 | 0 | 0 | 0 | 0 | 0 | 0 | 0 | 0 | 0 | 0 | 0 | 0 | 0 | 0 | 0 | 0 | 0 | 0 | 0 | 0 | 0 | 0 | 0 | 0 | 0
F3_Commercial_Healthcare_New_Food Preparation_Natural Gas_Oven_E8 | F3 | Commercial | Healthcare | New | Food Preparation | Natural Gas | Oven | E8 | PACT BC Ratio | 0 | 0 | 0 | 0 | 0 | 0 | 0 | 0 | 0 | 0 | 0 | 0 | 0 | 0 | 0 | 0 | 0 | 0 | 0 | 0 | 0 | 0 | 0 | 0 | 0 | 0 | 0 | 0 | 0 | 0 | 0
F3_Commercial_Healthcare_New_Food Preparation_Natural Gas_Oven_E9 | F3 | Commercial | Healthcare | New | Food Preparation | Natural Gas | Oven | E9 | PACT BC Ratio | 0 | 0 | 0 | 0 | 0 | 0 | 0 | 0 | 0 | 0 | 0 | 0 | 0 | 0 | 0 | 0 | 0 | 0 | 0 | 0 | 0 | 0 | 0 | 0 | 0 | 0 | 0 | 0 | 0 | 0 | 0
F3_Commercial_Healthcare_New_Food Preparation_Natural Gas_Oven_E10 | F3 | Commercial | Healthcare | New | Food Preparation | Natural Gas | Oven | E10 | PACT BC Ratio | 0 | 0 | 0 | 0 | 0 | 0 | 0 | 0 | 0 | 0 | 0 | 0 | 0 | 0 | 0 | 0 | 0 | 0 | 0 | 0 | 0 | 0 | 0 | 0 | 0 | 0 | 0 | 0 | 0 | 0 | 0
F4_Commercial_Healthcare_New_Food Preparation_Natural Gas_Oven_E1 | F4 | Commercial | Healthcare | New | Food Preparation | Natural Gas | Oven | E1 | PCT BC Ratio | 0.9 | 0.9 | 0.9 | 0.9 | 0.9 | 0.9 | 0.9 | 0.9 | 0.9 | 0.9 | 0.9 | 0.9 | 0.9 | 0.9 | 0.9 | 0.9 | 0.9 | 0.9 | 0.9 | 0.9 | 0.9 | 0.9 | 0.9 | 0.9 | 0.9 | 0.9 | 0.9 | 0.9 | 0.9 | 0.9 | 0.9
F4_Commercial_Healthcare_New_Food Preparation_Natural Gas_Oven_E2 | F4 | Commercial | Healthcare | New | Food Preparation | Natural Gas | Oven | E2 | PCT BC Ratio | 5.1538 | 5.2169 | 5.2611 | 5.3069 | 5.3783 | 5.115 | 4.8976 | 4.7822 | 4.7376 | 4.6715 | 4.8323 | 4.9851 | 4.5547 | 4.7415 | 4.9892 | 5.2237 | 5.2328 | 5.2512 | 5.1699 | 5.2256 | 5.2642 | 5.3168 | 5.3833 | 3.0993 | 3.0576 | 3.0186 | 2.9819 | 2.947 | 2.9136 | 2.8815 | 2.8505
F4_Commercial_Healthcare_New_Food Preparation_Natural Gas_Oven_E3 | F4 | Commercial | Healthcare | New | Food Preparation | Natural Gas | Oven | E3 | PCT BC Ratio | 0 | 0 | 0 | 0 | 0 | 0 | 0 | 0 | 0 | 0 | 0 | 0 | 0 | 0 | 0 | 0 | 0 | 0 | 0 | 0 | 0 | 0 | 0 | 0 | 0 | 0 | 0 | 0 | 0 | 0 | 0
F4_Commercial_Healthcare_New_Food Preparation_Natural Gas_Oven_E4 | F4 | Commercial | Healthcare | New | Food Preparation | Natural Gas | Oven | E4 | PCT BC Ratio | 0 | 0 | 0 | 0 | 0 | 0 | 0 | 0 | 0 | 0 | 0 | 0 | 0 | 0 | 0 | 0 | 0 | 0 | 0 | 0 | 0 | 0 | 0 | 0 | 0 | 0 | 0 | 0 | 0 | 0 | 0
F4_Commercial_Healthcare_New_Food Preparation_Natural Gas_Oven_E5 | F4 | Commercial | Healthcare | New | Food Preparation | Natural Gas | Oven | E5 | PCT BC Ratio | 0 | 0 | 0 | 0 | 0 | 0 | 0 | 0 | 0 | 0 | 0 | 0 | 0 | 0 | 0 | 0 | 0 | 0 | 0 | 0 | 0 | 0 | 0 | 0 | 0 | 0 | 0 | 0 | 0 | 0 | 0
F4_Commercial_Healthcare_New_Food Preparation_Natural Gas_Oven_E6 | F4 | Commercial | Healthcare | New | Food Preparation | Natural Gas | Oven | E6 | PCT BC Ratio | 0 | 0 | 0 | 0 | 0 | 0 | 0 | 0 | 0 | 0 | 0 | 0 | 0 | 0 | 0 | 0 | 0 | 0 | 0 | 0 | 0 | 0 | 0 | 0 | 0 | 0 | 0 | 0 | 0 | 0 | 0
F4_Commercial_Healthcare_New_Food Preparation_Natural Gas_Oven_E7 | F4 | Commercial | Healthcare | New | Food Preparation | Natural Gas | Oven | E7 | PCT BC Ratio | 0 | 0 | 0 | 0 | 0 | 0 | 0 | 0 | 0 | 0 | 0 | 0 | 0 | 0 | 0 | 0 | 0 | 0 | 0 | 0 | 0 | 0 | 0 | 0 | 0 | 0 | 0 | 0 | 0 | 0 | 0
F4_Commercial_Healthcare_New_Food Preparation_Natural Gas_Oven_E8 | F4 | Commercial | Healthcare | New | Food Preparation | Natural Gas | Oven | E8 | PCT BC Ratio | 0 | 0 | 0 | 0 | 0 | 0 | 0 | 0 | 0 | 0 | 0 | 0 | 0 | 0 | 0 | 0 | 0 | 0 | 0 | 0 | 0 | 0 | 0 | 0 | 0 | 0 | 0 | 0 | 0 | 0 | 0
F4_Commercial_Healthcare_New_Food Preparation_Natural Gas_Oven_E9 | F4 | Commercial | Healthcare | New | Food Preparation | Natural Gas | Oven | E9 | PCT BC Ratio | 0 | 0 | 0 | 0 | 0 | 0 | 0 | 0 | 0 | 0 | 0 | 0 | 0 | 0 | 0 | 0 | 0 | 0 | 0 | 0 | 0 | 0 | 0 | 0 | 0 | 0 | 0 | 0 | 0 | 0 | 0
F4_Commercial_Healthcare_New_Food Preparation_Natural Gas_Oven_E10 | F4 | Commercial | Healthcare | New | Food Preparation | Natural Gas | Oven | E10 | PCT BC Ratio | 0 | 0 | 0 | 0 | 0 | 0 | 0 | 0 | 0 | 0 | 0 | 0 | 0 | 0 | 0 | 0 | 0 | 0 | 0 | 0 | 0 | 0 | 0 | 0 | 0 | 0 | 0 | 0 | 0 | 0 | 0
F5_Commercial_Healthcare_New_Food Preparation_Natural Gas_Oven_E1 | F5 | Commercial | Healthcare | New | Food Preparation | Natural Gas | Oven | E1 | RIM BC Ratio | 0.9 | 0.9 | 0.9 | 0.9 | 0.9 | 0.9 | 0.9 | 0.9 | 0.9 | 0.9 | 0.9 | 0.9 | 0.9 | 0.9 | 0.9 | 0.9 | 0.9 | 0.9 | 0.9 | 0.9 | 0.9 | 0.9 | 0.9 | 0.9 | 0.9 | 0.9 | 0.9 | 0.9 | 0.9 | 0.9 | 0.9
F5_Commercial_Healthcare_New_Food Preparation_Natural Gas_Oven_E2 | F5 | Commercial | Healthcare | New | Food Preparation | Natural Gas | Oven | E2 | RIM BC Ratio | 0.5544 | 0.5572 | 0.55913 | 0.56109 | 0.56411 | 0.55265 | 0.54242 | 0.53669 | 0.53442 | 0.53097 | 0.53921 | 0.54663 | 0.5247 | 0.53462 | 0.54682 | 0.5575 | 0.55789 | 0.55869 | 0.55512 | 0.55758 | 0.55926 | 0.56152 | 0.56432 | 0.41727 | 0.41309 | 0.4091 | 0.40526 | 0.40156 | 0.39796 | 0.39444 | 0.39099
F5_Commercial_Healthcare_New_Food Preparation_Natural Gas_Oven_E3 | F5 | Commercial | Healthcare | New | Food Preparation | Natural Gas | Oven | E3 | RIM BC Ratio | 0 | 0 | 0 | 0 | 0 | 0 | 0 | 0 | 0 | 0 | 0 | 0 | 0 | 0 | 0 | 0 | 0 | 0 | 0 | 0 | 0 | 0 | 0 | 0 | 0 | 0 | 0 | 0 | 0 | 0 | 0
F5_Commercial_Healthcare_New_Food Preparation_Natural Gas_Oven_E4 | F5 | Commercial | Healthcare | New | Food Preparation | Natural Gas | Oven | E4 | RIM BC Ratio | 0 | 0 | 0 | 0 | 0 | 0 | 0 | 0 | 0 | 0 | 0 | 0 | 0 | 0 | 0 | 0 | 0 | 0 | 0 | 0 | 0 | 0 | 0 | 0 | 0 | 0 | 0 | 0 | 0 | 0 | 0
F5_Commercial_Healthcare_New_Food Preparation_Natural Gas_Oven_E5 | F5 | Commercial | Healthcare | New | Food Preparation | Natural Gas | Oven | E5 | RIM BC Ratio | 0 | 0 | 0 | 0 | 0 | 0 | 0 | 0 | 0 | 0 | 0 | 0 | 0 | 0 | 0 | 0 | 0 | 0 | 0 | 0 | 0 | 0 | 0 | 0 | 0 | 0 | 0 | 0 | 0 | 0 | 0
F5_Commercial_Healthcare_New_Food Preparation_Natural Gas_Oven_E6 | F5 | Commercial | Healthcare | New | Food Preparation | Natural Gas | Oven | E6 | RIM BC Ratio | 0 | 0 | 0 | 0 | 0 | 0 | 0 | 0 | 0 | 0 | 0 | 0 | 0 | 0 | 0 | 0 | 0 | 0 | 0 | 0 | 0 | 0 | 0 | 0 | 0 | 0 | 0 | 0 | 0 | 0 | 0
F5_Commercial_Healthcare_New_Food Preparation_Natural Gas_Oven_E7 | F5 | Commercial | Healthcare | New | Food Preparation | Natural Gas | Oven | E7 | RIM BC Ratio | 0 | 0 | 0 | 0 | 0 | 0 | 0 | 0 | 0 | 0 | 0 | 0 | 0 | 0 | 0 | 0 | 0 | 0 | 0 | 0 | 0 | 0 | 0 | 0 | 0 | 0 | 0 | 0 | 0 | 0 | 0
F5_Commercial_Healthcare_New_Food Preparation_Natural Gas_Oven_E8 | F5 | Commercial | Healthcare | New | Food Preparation | Natural Gas | Oven | E8 | RIM BC Ratio | 0 | 0 | 0 | 0 | 0 | 0 | 0 | 0 | 0 | 0 | 0 | 0 | 0 | 0 | 0 | 0 | 0 | 0 | 0 | 0 | 0 | 0 | 0 | 0 | 0 | 0 | 0 | 0 | 0 | 0 | 0
F5_Commercial_Healthcare_New_Food Preparation_Natural Gas_Oven_E9 | F5 | Commercial | Healthcare | New | Food Preparation | Natural Gas | Oven | E9 | RIM BC Ratio | 0 | 0 | 0 | 0 | 0 | 0 | 0 | 0 | 0 | 0 | 0 | 0 | 0 | 0 | 0 | 0 | 0 | 0 | 0 | 0 | 0 | 0 | 0 | 0 | 0 | 0 | 0 | 0 | 0 | 0 | 0
F5_Commercial_Healthcare_New_Food Preparation_Natural Gas_Oven_E10 | F5 | Commercial | Healthcare | New | Food Preparation | Natural Gas | Oven | E10 | RIM BC Ratio | 0 | 0 | 0 | 0 | 0 | 0 | 0 | 0 | 0 | 0 | 0 | 0 | 0 | 0 | 0 | 0 | 0 | 0 | 0 | 0 | 0 | 0 | 0 | 0 | 0 | 0 | 0 | 0 | 0 | 0 | 0
F0_Commercial_Healthcare_New_Food Preparation_Natural Gas_Conveyor Oven_E0 | F0 | Commercial | Healthcare | New | Food Preparation | Natural Gas | Conveyor Oven | E0 | Economic Unit | Efficient (>44% Baking Efficiency) | Efficient (>44% Baking Efficiency) | Efficient (>44% Baking Efficiency) | Efficient (>44% Baking Efficiency) | Efficient (>44% Baking Efficiency) | Efficient (>44% Baking Efficiency) | Efficient (>44% Baking Efficiency) | Efficient (>44% Baking Efficiency) | Efficient (>44% Baking Efficiency) | Efficient (>44% Baking Efficiency) | Efficient (>44% Baking Efficiency) | Efficient (>44% Baking Efficiency) | Efficient (>44% Baking Efficiency) | Efficient (>44% Baking Efficiency) | Efficient (>44% Baking Efficiency) | Efficient (>44% Baking Efficiency) | Efficient (>44% Baking Efficiency) | Efficient (>44% Baking Efficiency) | Efficient (>44% Baking Efficiency) | Efficient (>44% Baking Efficiency) | Efficient (>44% Baking Efficiency) | Efficient (>44% Baking Efficiency) | Efficient (>44% Baking Efficiency) | Efficient (>44% Baking Efficiency) | Efficient (>44% Baking Efficiency) | Efficient (>44% Baking Efficiency) | Efficient (>44% Baking Efficiency) | Efficient (>44% Baking Efficiency) | Efficient (>44% Baking Efficiency) | Efficient (>44% Baking Efficiency) | Efficient (>44% Baking Efficiency)
F1_Commercial_Healthcare_New_Food Preparation_Natural Gas_Conveyor Oven_E1 | F1 | Commercial | Healthcare | New | Food Preparation | Natural Gas | Conveyor Oven | E1 | CCE | 0 | 0 | 0 | 0 | 0 | 0 | 0 | 0 | 0 | 0 | 0 | 0 | 0 | 0 | 0 | 0 | 0 | 0 | 0 | 0 | 0 | 0 | 0 | 0 | 0 | 0 | 0 | 0 | 0 | 0 | 0
F1_Commercial_Healthcare_New_Food Preparation_Natural Gas_Conveyor Oven_E2 | F1 | Commercial | Healthcare | New | Food Preparation | Natural Gas | Conveyor Oven | E2 | CCE | 0.0038084 | 0.0036613 | 0.0036787 | 0.0037172 | 0.0037172 | 0.0037172 | 0.0037172 | 0.0037172 | 0.0037172 | 0.0037172 | 0.0037172 | 0.0037172 | 0.0037172 | 0.0037172 | 0.0037172 | 0.0037172 | 0.0037172 | 0.0037172 | 0.0037172 | 0.0037172 | 0.0037172 | 0.0037172 | 0.0037172 | 0.0037172 | 0.0037172 | 0.0037172 | 0.0037172 | 0.0037172 | 0.0037172 | 0.0037172 | 0.0037172
F1_Commercial_Healthcare_New_Food Preparation_Natural Gas_Conveyor Oven_E3 | F1 | Commercial | Healthcare | New | Food Preparation | Natural Gas | Conveyor Oven | E3 | CCE | 0 | 0 | 0 | 0 | 0 | 0 | 0 | 0 | 0 | 0 | 0 | 0 | 0 | 0 | 0 | 0 | 0 | 0 | 0 | 0 | 0 | 0 | 0 | 0 | 0 | 0 | 0 | 0 | 0 | 0 | 0
F1_Commercial_Healthcare_New_Food Preparation_Natural Gas_Conveyor Oven_E4 | F1 | Commercial | Healthcare | New | Food Preparation | Natural Gas | Conveyor Oven | E4 | CCE | 0 | 0 | 0 | 0 | 0 | 0 | 0 | 0 | 0 | 0 | 0 | 0 | 0 | 0 | 0 | 0 | 0 | 0 | 0 | 0 | 0 | 0 | 0 | 0 | 0 | 0 | 0 | 0 | 0 | 0 | 0
F1_Commercial_Healthcare_New_Food Preparation_Natural Gas_Conveyor Oven_E5 | F1 | Commercial | Healthcare | New | Food Preparation | Natural Gas | Conveyor Oven | E5 | CCE | 0 | 0 | 0 | 0 | 0 | 0 | 0 | 0 | 0 | 0 | 0 | 0 | 0 | 0 | 0 | 0 | 0 | 0 | 0 | 0 | 0 | 0 | 0 | 0 | 0 | 0 | 0 | 0 | 0 | 0 | 0
F1_Commercial_Healthcare_New_Food Preparation_Natural Gas_Conveyor Oven_E6 | F1 | Commercial | Healthcare | New | Food Preparation | Natural Gas | Conveyor Oven | E6 | CCE | 0 | 0 | 0 | 0 | 0 | 0 | 0 | 0 | 0 | 0 | 0 | 0 | 0 | 0 | 0 | 0 | 0 | 0 | 0 | 0 | 0 | 0 | 0 | 0 | 0 | 0 | 0 | 0 | 0 | 0 | 0
F1_Commercial_Healthcare_New_Food Preparation_Natural Gas_Conveyor Oven_E7 | F1 | Commercial | Healthcare | New | Food Preparation | Natural Gas | Conveyor Oven | E7 | CCE | 0 | 0 | 0 | 0 | 0 | 0 | 0 | 0 | 0 | 0 | 0 | 0 | 0 | 0 | 0 | 0 | 0 | 0 | 0 | 0 | 0 | 0 | 0 | 0 | 0 | 0 | 0 | 0 | 0 | 0 | 0
F1_Commercial_Healthcare_New_Food Preparation_Natural Gas_Conveyor Oven_E8 | F1 | Commercial | Healthcare | New | Food Preparation | Natural Gas | Conveyor Oven | E8 | CCE | 0 | 0 | 0 | 0 | 0 | 0 | 0 | 0 | 0 | 0 | 0 | 0 | 0 | 0 | 0 | 0 | 0 | 0 | 0 | 0 | 0 | 0 | 0 | 0 | 0 | 0 | 0 | 0 | 0 | 0 | 0
F1_Commercial_Healthcare_New_Food Preparation_Natural Gas_Conveyor Oven_E9 | F1 | Commercial | Healthcare | New | Food Preparation | Natural Gas | Conveyor Oven | E9 | CCE | 0 | 0 | 0 | 0 | 0 | 0 | 0 | 0 | 0 | 0 | 0 | 0 | 0 | 0 | 0 | 0 | 0 | 0 | 0 | 0 | 0 | 0 | 0 | 0 | 0 | 0 | 0 | 0 | 0 | 0 | 0
F1_Commercial_Healthcare_New_Food Preparation_Natural Gas_Conveyor Oven_E10 | F1 | Commercial | Healthcare | New | Food Preparation | Natural Gas | Conveyor Oven | E10 | CCE | 0 | 0 | 0 | 0 | 0 | 0 | 0 | 0 | 0 | 0 | 0 | 0 | 0 | 0 | 0 | 0 | 0 | 0 | 0 | 0 | 0 | 0 | 0 | 0 | 0 | 0 | 0 | 0 | 0 | 0 | 0
F2_Commercial_Healthcare_New_Food Preparation_Natural Gas_Conveyor Oven_E1 | F2 | Commercial | Healthcare | New | Food Preparation | Natural Gas | Conveyor Oven | E1 | TRC BC Ratio | 0.9 | 0.9 | 0.9 | 0.9 | 0.9 | 0.9 | 0.9 | 0.9 | 0.9 | 0.9 | 0.9 | 0.9 | 0.9 | 0.9 | 0.9 | 0.9 | 0.9 | 0.9 | 0.9 | 0.9 | 0.9 | 0.9 | 0.9 | 0.9 | 0.9 | 0.9 | 0.9 | 0.9 | 0.9 | 0.9 | 0.9
F2_Commercial_Healthcare_New_Food Preparation_Natural Gas_Conveyor Oven_E2 | F2 | Commercial | Healthcare | New | Food Preparation | Natural Gas | Conveyor Oven | E2 | TRC BC Ratio | 2.6175 | 2.6105 | 2.5926 | 2.5726 | 2.643 | 2.5958 | 2.5803 | 2.6208 | 2.7065 | 2.6859 | 2.6766 | 2.6618 | 2.3689 | 2.3519 | 2.3531 | 2.3373 | 2.3341 | 2.3356 | 2.2915 | 2.3108 | 2.3225 | 2.3409 | 2.3658 | 1.3075 | 1.2829 | 1.2596 | 1.2374 | 1.2162 | 1.1958 | 1.1761 | 1.1502
F2_Commercial_Healthcare_New_Food Preparation_Natural Gas_Conveyor Oven_E3 | F2 | Commercial | Healthcare | New | Food Preparation | Natural Gas | Conveyor Oven | E3 | TRC BC Ratio | 0 | 0 | 0 | 0 | 0 | 0 | 0 | 0 | 0 | 0 | 0 | 0 | 0 | 0 | 0 | 0 | 0 | 0 | 0 | 0 | 0 | 0 | 0 | 0 | 0 | 0 | 0 | 0 | 0 | 0 | 0
F2_Commercial_Healthcare_New_Food Preparation_Natural Gas_Conveyor Oven_E4 | F2 | Commercial | Healthcare | New | Food Preparation | Natural Gas | Conveyor Oven | E4 | TRC BC Ratio | 0 | 0 | 0 | 0 | 0 | 0 | 0 | 0 | 0 | 0 | 0 | 0 | 0 | 0 | 0 | 0 | 0 | 0 | 0 | 0 | 0 | 0 | 0 | 0 | 0 | 0 | 0 | 0 | 0 | 0 | 0
F2_Commercial_Healthcare_New_Food Preparation_Natural Gas_Conveyor Oven_E5 | F2 | Commercial | Healthcare | New | Food Preparation | Natural Gas | Conveyor Oven | E5 | TRC BC Ratio | 0 | 0 | 0 | 0 | 0 | 0 | 0 | 0 | 0 | 0 | 0 | 0 | 0 | 0 | 0 | 0 | 0 | 0 | 0 | 0 | 0 | 0 | 0 | 0 | 0 | 0 | 0 | 0 | 0 | 0 | 0
F2_Commercial_Healthcare_New_Food Preparation_Natural Gas_Conveyor Oven_E6 | F2 | Commercial | Healthcare | New | Food Preparation | Natural Gas | Conveyor Oven | E6 | TRC BC Ratio | 0 | 0 | 0 | 0 | 0 | 0 | 0 | 0 | 0 | 0 | 0 | 0 | 0 | 0 | 0 | 0 | 0 | 0 | 0 | 0 | 0 | 0 | 0 | 0 | 0 | 0 | 0 | 0 | 0 | 0 | 0
F2_Commercial_Healthcare_New_Food Preparation_Natural Gas_Conveyor Oven_E7 | F2 | Commercial | Healthcare | New | Food Preparation | Natural Gas | Conveyor Oven | E7 | TRC BC Ratio | 0 | 0 | 0 | 0 | 0 | 0 | 0 | 0 | 0 | 0 | 0 | 0 | 0 | 0 | 0 | 0 | 0 | 0 | 0 | 0 | 0 | 0 | 0 | 0 | 0 | 0 | 0 | 0 | 0 | 0 | 0
F2_Commercial_Healthcare_New_Food Preparation_Natural Gas_Conveyor Oven_E8 | F2 | Commercial | Healthcare | New | Food Preparation | Natural Gas | Conveyor Oven | E8 | TRC BC Ratio | 0 | 0 | 0 | 0 | 0 | 0 | 0 | 0 | 0 | 0 | 0 | 0 | 0 | 0 | 0 | 0 | 0 | 0 | 0 | 0 | 0 | 0 | 0 | 0 | 0 | 0 | 0 | 0 | 0 | 0 | 0
F2_Commercial_Healthcare_New_Food Preparation_Natural Gas_Conveyor Oven_E9 | F2 | Commercial | Healthcare | New | Food Preparation | Natural Gas | Conveyor Oven | E9 | TRC BC Ratio | 0 | 0 | 0 | 0 | 0 | 0 | 0 | 0 | 0 | 0 | 0 | 0 | 0 | 0 | 0 | 0 | 0 | 0 | 0 | 0 | 0 | 0 | 0 | 0 | 0 | 0 | 0 | 0 | 0 | 0 | 0
F2_Commercial_Healthcare_New_Food Preparation_Natural Gas_Conveyor Oven_E10 | F2 | Commercial | Healthcare | New | Food Preparation | Natural Gas | Conveyor Oven | E10 | TRC BC Ratio | 0 | 0 | 0 | 0 | 0 | 0 | 0 | 0 | 0 | 0 | 0 | 0 | 0 | 0 | 0 | 0 | 0 | 0 | 0 | 0 | 0 | 0 | 0 | 0 | 0 | 0 | 0 | 0 | 0 | 0 | 0
F3_Commercial_Healthcare_New_Food Preparation_Natural Gas_Conveyor Oven_E1 | F3 | Commercial | Healthcare | New | Food Preparation | Natural Gas | Conveyor Oven | E1 | PACT BC Ratio | 0.9 | 0.9 | 0.9 | 0.9 | 0.9 | 0.9 | 0.9 | 0.9 | 0.9 | 0.9 | 0.9 | 0.9 | 0.9 | 0.9 | 0.9 | 0.9 | 0.9 | 0.9 | 0.9 | 0.9 | 0.9 | 0.9 | 0.9 | 0.9 | 0.9 | 0.9 | 0.9 | 0.9 | 0.9 | 0.9 | 0.9
F3_Commercial_Healthcare_New_Food Preparation_Natural Gas_Conveyor Oven_E2 | F3 | Commercial | Healthcare | New | Food Preparation | Natural Gas | Conveyor Oven | E2 | PACT BC Ratio | 7.5479 | 7.5277 | 7.476 | 7.4185 | 7.6214 | 7.4852 | 7.4407 | 7.5574 | 7.8046 | 7.7451 | 7.7184 | 7.6756 | 6.831 | 6.7818 | 6.7853 | 6.7399 | 6.7306 | 6.7348 | 6.6078 | 6.6635 | 6.6972 | 6.7501 | 6.8219 | 3.7704 | 3.6993 | 3.6321 | 3.5682 | 3.507 | 3.4482 | 3.3914 | 3.3167
F3_Commercial_Healthcare_New_Food Preparation_Natural Gas_Conveyor Oven_E3 | F3 | Commercial | Healthcare | New | Food Preparation | Natural Gas | Conveyor Oven | E3 | PACT BC Ratio | 0 | 0 | 0 | 0 | 0 | 0 | 0 | 0 | 0 | 0 | 0 | 0 | 0 | 0 | 0 | 0 | 0 | 0 | 0 | 0 | 0 | 0 | 0 | 0 | 0 | 0 | 0 | 0 | 0 | 0 | 0
F3_Commercial_Healthcare_New_Food Preparation_Natural Gas_Conveyor Oven_E4 | F3 | Commercial | Healthcare | New | Food Preparation | Natural Gas | Conveyor Oven | E4 | PACT BC Ratio | 0 | 0 | 0 | 0 | 0 | 0 | 0 | 0 | 0 | 0 | 0 | 0 | 0 | 0 | 0 | 0 | 0 | 0 | 0 | 0 | 0 | 0 | 0 | 0 | 0 | 0 | 0 | 0 | 0 | 0 | 0
F3_Commercial_Healthcare_New_Food Preparation_Natural Gas_Conveyor Oven_E5 | F3 | Commercial | Healthcare | New | Food Preparation | Natural Gas | Conveyor Oven | E5 | PACT BC Ratio | 0 | 0 | 0 | 0 | 0 | 0 | 0 | 0 | 0 | 0 | 0 | 0 | 0 | 0 | 0 | 0 | 0 | 0 | 0 | 0 | 0 | 0 | 0 | 0 | 0 | 0 | 0 | 0 | 0 | 0 | 0
F3_Commercial_Healthcare_New_Food Preparation_Natural Gas_Conveyor Oven_E6 | F3 | Commercial | Healthcare | New | Food Preparation | Natural Gas | Conveyor Oven | E6 | PACT BC Ratio | 0 | 0 | 0 | 0 | 0 | 0 | 0 | 0 | 0 | 0 | 0 | 0 | 0 | 0 | 0 | 0 | 0 | 0 | 0 | 0 | 0 | 0 | 0 | 0 | 0 | 0 | 0 | 0 | 0 | 0 | 0
F3_Commercial_Healthcare_New_Food Preparation_Natural Gas_Conveyor Oven_E7 | F3 | Commercial | Healthcare | New | Food Preparation | Natural Gas | Conveyor Oven | E7 | PACT BC Ratio | 0 | 0 | 0 | 0 | 0 | 0 | 0 | 0 | 0 | 0 | 0 | 0 | 0 | 0 | 0 | 0 | 0 | 0 | 0 | 0 | 0 | 0 | 0 | 0 | 0 | 0 | 0 | 0 | 0 | 0 | 0
F3_Commercial_Healthcare_New_Food Preparation_Natural Gas_Conveyor Oven_E8 | F3 | Commercial | Healthcare | New | Food Preparation | Natural Gas | Conveyor Oven | E8 | PACT BC Ratio | 0 | 0 | 0 | 0 | 0 | 0 | 0 | 0 | 0 | 0 | 0 | 0 | 0 | 0 | 0 | 0 | 0 | 0 | 0 | 0 | 0 | 0 | 0 | 0 | 0 | 0 | 0 | 0 | 0 | 0 | 0
F3_Commercial_Healthcare_New_Food Preparation_Natural Gas_Conveyor Oven_E9 | F3 | Commercial | Healthcare | New | Food Preparation | Natural Gas | Conveyor Oven | E9 | PACT BC Ratio | 0 | 0 | 0 | 0 | 0 | 0 | 0 | 0 | 0 | 0 | 0 | 0 | 0 | 0 | 0 | 0 | 0 | 0 | 0 | 0 | 0 | 0 | 0 | 0 | 0 | 0 | 0 | 0 | 0 | 0 | 0
F3_Commercial_Healthcare_New_Food Preparation_Natural Gas_Conveyor Oven_E10 | F3 | Commercial | Healthcare | New | Food Preparation | Natural Gas | Conveyor Oven | E10 | PACT BC Ratio | 0 | 0 | 0 | 0 | 0 | 0 | 0 | 0 | 0 | 0 | 0 | 0 | 0 | 0 | 0 | 0 | 0 | 0 | 0 | 0 | 0 | 0 | 0 | 0 | 0 | 0 | 0 | 0 | 0 | 0 | 0
F4_Commercial_Healthcare_New_Food Preparation_Natural Gas_Conveyor Oven_E1 | F4 | Commercial | Healthcare | New | Food Preparation | Natural Gas | Conveyor Oven | E1 | PCT BC Ratio | 0.9 | 0.9 | 0.9 | 0.9 | 0.9 | 0.9 | 0.9 | 0.9 | 0.9 | 0.9 | 0.9 | 0.9 | 0.9 | 0.9 | 0.9 | 0.9 | 0.9 | 0.9 | 0.9 | 0.9 | 0.9 | 0.9 | 0.9 | 0.9 | 0.9 | 0.9 | 0.9 | 0.9 | 0.9 | 0.9 | 0.9
F4_Commercial_Healthcare_New_Food Preparation_Natural Gas_Conveyor Oven_E2 | F4 | Commercial | Healthcare | New | Food Preparation | Natural Gas | Conveyor Oven | E2 | PCT BC Ratio | 4.0339 | 4.0236 | 3.9973 | 3.9682 | 4.0712 | 4.002 | 3.9794 | 4.0387 | 4.1642 | 4.134 | 4.1204 | 4.0987 | 3.6699 | 3.6449 | 3.6467 | 3.6237 | 3.6189 | 3.6211 | 3.5566 | 3.5848 | 3.602 | 3.6288 | 3.6653 | 2.116 | 2.0799 | 2.0458 | 2.0134 | 1.9823 | 1.9525 | 1.9236 | 1.8857
F4_Commercial_Healthcare_New_Food Preparation_Natural Gas_Conveyor Oven_E3 | F4 | Commercial | Healthcare | New | Food Preparation | Natural Gas | Conveyor Oven | E3 | PCT BC Ratio | 0 | 0 | 0 | 0 | 0 | 0 | 0 | 0 | 0 | 0 | 0 | 0 | 0 | 0 | 0 | 0 | 0 | 0 | 0 | 0 | 0 | 0 | 0 | 0 | 0 | 0 | 0 | 0 | 0 | 0 | 0
F4_Commercial_Healthcare_New_Food Preparation_Natural Gas_Conveyor Oven_E4 | F4 | Commercial | Healthcare | New | Food Preparation | Natural Gas | Conveyor Oven | E4 | PCT BC Ratio | 0 | 0 | 0 | 0 | 0 | 0 | 0 | 0 | 0 | 0 | 0 | 0 | 0 | 0 | 0 | 0 | 0 | 0 | 0 | 0 | 0 | 0 | 0 | 0 | 0 | 0 | 0 | 0 | 0 | 0 | 0
F4_Commercial_Healthcare_New_Food Preparation_Natural Gas_Conveyor Oven_E5 | F4 | Commercial | Healthcare | New | Food Preparation | Natural Gas | Conveyor Oven | E5 | PCT BC Ratio | 0 | 0 | 0 | 0 | 0 | 0 | 0 | 0 | 0 | 0 | 0 | 0 | 0 | 0 | 0 | 0 | 0 | 0 | 0 | 0 | 0 | 0 | 0 | 0 | 0 | 0 | 0 | 0 | 0 | 0 | 0
F4_Commercial_Healthcare_New_Food Preparation_Natural Gas_Conveyor Oven_E6 | F4 | Commercial | Healthcare | New | Food Preparation | Natural Gas | Conveyor Oven | E6 | PCT BC Ratio | 0 | 0 | 0 | 0 | 0 | 0 | 0 | 0 | 0 | 0 | 0 | 0 | 0 | 0 | 0 | 0 | 0 | 0 | 0 | 0 | 0 | 0 | 0 | 0 | 0 | 0 | 0 | 0 | 0 | 0 | 0
F4_Commercial_Healthcare_New_Food Preparation_Natural Gas_Conveyor Oven_E7 | F4 | Commercial | Healthcare | New | Food Preparation | Natural Gas | Conveyor Oven | E7 | PCT BC Ratio | 0 | 0 | 0 | 0 | 0 | 0 | 0 | 0 | 0 | 0 | 0 | 0 | 0 | 0 | 0 | 0 | 0 | 0 | 0 | 0 | 0 | 0 | 0 | 0 | 0 | 0 | 0 | 0 | 0 | 0 | 0
F4_Commercial_Healthcare_New_Food Preparation_Natural Gas_Conveyor Oven_E8 | F4 | Commercial | Healthcare | New | Food Preparation | Natural Gas | Conveyor Oven | E8 | PCT BC Ratio | 0 | 0 | 0 | 0 | 0 | 0 | 0 | 0 | 0 | 0 | 0 | 0 | 0 | 0 | 0 | 0 | 0 | 0 | 0 | 0 | 0 | 0 | 0 | 0 | 0 | 0 | 0 | 0 | 0 | 0 | 0
F4_Commercial_Healthcare_New_Food Preparation_Natural Gas_Conveyor Oven_E9 | F4 | Commercial | Healthcare | New | Food Preparation | Natural Gas | Conveyor Oven | E9 | PCT BC Ratio | 0 | 0 | 0 | 0 | 0 | 0 | 0 | 0 | 0 | 0 | 0 | 0 | 0 | 0 | 0 | 0 | 0 | 0 | 0 | 0 | 0 | 0 | 0 | 0 | 0 | 0 | 0 | 0 | 0 | 0 | 0
F4_Commercial_Healthcare_New_Food Preparation_Natural Gas_Conveyor Oven_E10 | F4 | Commercial | Healthcare | New | Food Preparation | Natural Gas | Conveyor Oven | E10 | PCT BC Ratio | 0 | 0 | 0 | 0 | 0 | 0 | 0 | 0 | 0 | 0 | 0 | 0 | 0 | 0 | 0 | 0 | 0 | 0 | 0 | 0 | 0 | 0 | 0 | 0 | 0 | 0 | 0 | 0 | 0 | 0 | 0
F5_Commercial_Healthcare_New_Food Preparation_Natural Gas_Conveyor Oven_E1 | F5 | Commercial | Healthcare | New | Food Preparation | Natural Gas | Conveyor Oven | E1 | RIM BC Ratio | 0.9 | 0.9 | 0.9 | 0.9 | 0.9 | 0.9 | 0.9 | 0.9 | 0.9 | 0.9 | 0.9 | 0.9 | 0.9 | 0.9 | 0.9 | 0.9 | 0.9 | 0.9 | 0.9 | 0.9 | 0.9 | 0.9 | 0.9 | 0.9 | 0.9 | 0.9 | 0.9 | 0.9 | 0.9 | 0.9 | 0.9
F5_Commercial_Healthcare_New_Food Preparation_Natural Gas_Conveyor Oven_E2 | F5 | Commercial | Healthcare | New | Food Preparation | Natural Gas | Conveyor Oven | E2 | RIM BC Ratio | 0.75157 | 0.75137 | 0.75085 | 0.75026 | 0.75229 | 0.75094 | 0.75049 | 0.75166 | 0.75404 | 0.75348 | 0.75322 | 0.75281 | 0.74379 | 0.74321 | 0.74325 | 0.7427 | 0.74259 | 0.74264 | 0.74107 | 0.74176 | 0.74218 | 0.74283 | 0.74369 | 0.68339 | 0.68102 | 0.67871 | 0.67644 | 0.67421 | 0.67201 | 0.66982 | 0.66686
F5_Commercial_Healthcare_New_Food Preparation_Natural Gas_Conveyor Oven_E3 | F5 | Commercial | Healthcare | New | Food Preparation | Natural Gas | Conveyor Oven | E3 | RIM BC Ratio | 0 | 0 | 0 | 0 | 0 | 0 | 0 | 0 | 0 | 0 | 0 | 0 | 0 | 0 | 0 | 0 | 0 | 0 | 0 | 0 | 0 | 0 | 0 | 0 | 0 | 0 | 0 | 0 | 0 | 0 | 0
F5_Commercial_Healthcare_New_Food Preparation_Natural Gas_Conveyor Oven_E4 | F5 | Commercial | Healthcare | New | Food Preparation | Natural Gas | Conveyor Oven | E4 | RIM BC Ratio | 0 | 0 | 0 | 0 | 0 | 0 | 0 | 0 | 0 | 0 | 0 | 0 | 0 | 0 | 0 | 0 | 0 | 0 | 0 | 0 | 0 | 0 | 0 | 0 | 0 | 0 | 0 | 0 | 0 | 0 | 0
F5_Commercial_Healthcare_New_Food Preparation_Natural Gas_Conveyor Oven_E5 | F5 | Commercial | Healthcare | New | Food Preparation | Natural Gas | Conveyor Oven | E5 | RIM BC Ratio | 0 | 0 | 0 | 0 | 0 | 0 | 0 | 0 | 0 | 0 | 0 | 0 | 0 | 0 | 0 | 0 | 0 | 0 | 0 | 0 | 0 | 0 | 0 | 0 | 0 | 0 | 0 | 0 | 0 | 0 | 0
F5_Commercial_Healthcare_New_Food Preparation_Natural Gas_Conveyor Oven_E6 | F5 | Commercial | Healthcare | New | Food Preparation | Natural Gas | Conveyor Oven | E6 | RIM BC Ratio | 0 | 0 | 0 | 0 | 0 | 0 | 0 | 0 | 0 | 0 | 0 | 0 | 0 | 0 | 0 | 0 | 0 | 0 | 0 | 0 | 0 | 0 | 0 | 0 | 0 | 0 | 0 | 0 | 0 | 0 | 0
F5_Commercial_Healthcare_New_Food Preparation_Natural Gas_Conveyor Oven_E7 | F5 | Commercial | Healthcare | New | Food Preparation | Natural Gas | Conveyor Oven | E7 | RIM BC Ratio | 0 | 0 | 0 | 0 | 0 | 0 | 0 | 0 | 0 | 0 | 0 | 0 | 0 | 0 | 0 | 0 | 0 | 0 | 0 | 0 | 0 | 0 | 0 | 0 | 0 | 0 | 0 | 0 | 0 | 0 | 0
F5_Commercial_Healthcare_New_Food Preparation_Natural Gas_Conveyor Oven_E8 | F5 | Commercial | Healthcare | New | Food Preparation | Natural Gas | Conveyor Oven | E8 | RIM BC Ratio | 0 | 0 | 0 | 0 | 0 | 0 | 0 | 0 | 0 | 0 | 0 | 0 | 0 | 0 | 0 | 0 | 0 | 0 | 0 | 0 | 0 | 0 | 0 | 0 | 0 | 0 | 0 | 0 | 0 | 0 | 0
F5_Commercial_Healthcare_New_Food Preparation_Natural Gas_Conveyor Oven_E9 | F5 | Commercial | Healthcare | New | Food Preparation | Natural Gas | Conveyor Oven | E9 | RIM BC Ratio | 0 | 0 | 0 | 0 | 0 | 0 | 0 | 0 | 0 | 0 | 0 | 0 | 0 | 0 | 0 | 0 | 0 | 0 | 0 | 0 | 0 | 0 | 0 | 0 | 0 | 0 | 0 | 0 | 0 | 0 | 0
F5_Commercial_Healthcare_New_Food Preparation_Natural Gas_Conveyor Oven_E10 | F5 | Commercial | Healthcare | New | Food Preparation | Natural Gas | Conveyor Oven | E10 | RIM BC Ratio | 0 | 0 | 0 | 0 | 0 | 0 | 0 | 0 | 0 | 0 | 0 | 0 | 0 | 0 | 0 | 0 | 0 | 0 | 0 | 0 | 0 | 0 | 0 | 0 | 0 | 0 | 0 | 0 | 0 | 0 | 0
F0_Commercial_Healthcare_New_Food Preparation_Natural Gas_Double Rack Oven_E0 | F0 | Commercial | Healthcare | New | Food Preparation | Natural Gas | Double Rack Oven | E0 | Economic Unit | FTSC Qualified (>50% Cooking Efficiency) | FTSC Qualified (>50% Cooking Efficiency) | FTSC Qualified (>50% Cooking Efficiency) | FTSC Qualified (>50% Cooking Efficiency) | FTSC Qualified (>50% Cooking Efficiency) | FTSC Qualified (>50% Cooking Efficiency) | FTSC Qualified (>50% Cooking Efficiency) | FTSC Qualified (>50% Cooking Efficiency) | FTSC Qualified (>50% Cooking Efficiency) | FTSC Qualified (>50% Cooking Efficiency) | FTSC Qualified (>50% Cooking Efficiency) | FTSC Qualified (>50% Cooking Efficiency) | FTSC Qualified (>50% Cooking Efficiency) | FTSC Qualified (>50% Cooking Efficiency) | FTSC Qualified (>50% Cooking Efficiency) | FTSC Qualified (>50% Cooking Efficiency) | FTSC Qualified (>50% Cooking Efficiency) | FTSC Qualified (>50% Cooking Efficiency) | FTSC Qualified (>50% Cooking Efficiency) | FTSC Qualified (>50% Cooking Efficiency) | FTSC Qualified (>50% Cooking Efficiency) | FTSC Qualified (>50% Cooking Efficiency) | FTSC Qualified (>50% Cooking Efficiency) | FTSC Qualified (>50% Cooking Efficiency) | FTSC Qualified (>50% Cooking Efficiency) | FTSC Qualified (>50% Cooking Efficiency) | FTSC Qualified (>50% Cooking Efficiency) | FTSC Qualified (>50% Cooking Efficiency) | FTSC Qualified (>50% Cooking Efficiency) | FTSC Qualified (>50% Cooking Efficiency) | FTSC Qualified (>50% Cooking Efficiency)
F1_Commercial_Healthcare_New_Food Preparation_Natural Gas_Double Rack Oven_E1 | F1 | Commercial | Healthcare | New | Food Preparation | Natural Gas | Double Rack Oven | E1 | CCE | 0 | 0 | 0 | 0 | 0 | 0 | 0 | 0 | 0 | 0 | 0 | 0 | 0 | 0 | 0 | 0 | 0 | 0 | 0 | 0 | 0 | 0 | 0 | 0 | 0 | 0 | 0 | 0 | 0 | 0 | 0
F1_Commercial_Healthcare_New_Food Preparation_Natural Gas_Double Rack Oven_E2 | F1 | Commercial | Healthcare | New | Food Preparation | Natural Gas | Double Rack Oven | E2 | CCE | 0.004326 | 0.0041588 | 0.0041786 | 0.0042223 | 0.0042223 | 0.0042223 | 0.0042223 | 0.0042223 | 0.0042223 | 0.0042223 | 0.0042223 | 0.0042223 | 0.0042223 | 0.0042223 | 0.0042223 | 0.0042223 | 0.0042223 | 0.0042223 | 0.0042223 | 0.0042223 | 0.0042223 | 0.0042223 | 0.0042223 | 0.0042223 | 0.0042223 | 0.0042223 | 0.0042223 | 0.0042223 | 0.0042223 | 0.0042223 | 0.0042223
F1_Commercial_Healthcare_New_Food Preparation_Natural Gas_Double Rack Oven_E3 | F1 | Commercial | Healthcare | New | Food Preparation | Natural Gas | Double Rack Oven | E3 | CCE | 0 | 0 | 0 | 0 | 0 | 0 | 0 | 0 | 0 | 0 | 0 | 0 | 0 | 0 | 0 | 0 | 0 | 0 | 0 | 0 | 0 | 0 | 0 | 0 | 0 | 0 | 0 | 0 | 0 | 0 | 0
F1_Commercial_Healthcare_New_Food Preparation_Natural Gas_Double Rack Oven_E4 | F1 | Commercial | Healthcare | New | Food Preparation | Natural Gas | Double Rack Oven | E4 | CCE | 0 | 0 | 0 | 0 | 0 | 0 | 0 | 0 | 0 | 0 | 0 | 0 | 0 | 0 | 0 | 0 | 0 | 0 | 0 | 0 | 0 | 0 | 0 | 0 | 0 | 0 | 0 | 0 | 0 | 0 | 0
F1_Commercial_Healthcare_New_Food Preparation_Natural Gas_Double Rack Oven_E5 | F1 | Commercial | Healthcare | New | Food Preparation | Natural Gas | Double Rack Oven | E5 | CCE | 0 | 0 | 0 | 0 | 0 | 0 | 0 | 0 | 0 | 0 | 0 | 0 | 0 | 0 | 0 | 0 | 0 | 0 | 0 | 0 | 0 | 0 | 0 | 0 | 0 | 0 | 0 | 0 | 0 | 0 | 0
F1_Commercial_Healthcare_New_Food Preparation_Natural Gas_Double Rack Oven_E6 | F1 | Commercial | Healthcare | New | Food Preparation | Natural Gas | Double Rack Oven | E6 | CCE | 0 | 0 | 0 | 0 | 0 | 0 | 0 | 0 | 0 | 0 | 0 | 0 | 0 | 0 | 0 | 0 | 0 | 0 | 0 | 0 | 0 | 0 | 0 | 0 | 0 | 0 | 0 | 0 | 0 | 0 | 0
F1_Commercial_Healthcare_New_Food Preparation_Natural Gas_Double Rack Oven_E7 | F1 | Commercial | Healthcare | New | Food Preparation | Natural Gas | Double Rack Oven | E7 | CCE | 0 | 0 | 0 | 0 | 0 | 0 | 0 | 0 | 0 | 0 | 0 | 0 | 0 | 0 | 0 | 0 | 0 | 0 | 0 | 0 | 0 | 0 | 0 | 0 | 0 | 0 | 0 | 0 | 0 | 0 | 0
F1_Commercial_Healthcare_New_Food Preparation_Natural Gas_Double Rack Oven_E8 | F1 | Commercial | Healthcare | New | Food Preparation | Natural Gas | Double Rack Oven | E8 | CCE | 0 | 0 | 0 | 0 | 0 | 0 | 0 | 0 | 0 | 0 | 0 | 0 | 0 | 0 | 0 | 0 | 0 | 0 | 0 | 0 | 0 | 0 | 0 | 0 | 0 | 0 | 0 | 0 | 0 | 0 | 0
F1_Commercial_Healthcare_New_Food Preparation_Natural Gas_Double Rack Oven_E9 | F1 | Commercial | Healthcare | New | Food Preparation | Natural Gas | Double Rack Oven | E9 | CCE | 0 | 0 | 0 | 0 | 0 | 0 | 0 | 0 | 0 | 0 | 0 | 0 | 0 | 0 | 0 | 0 | 0 | 0 | 0 | 0 | 0 | 0 | 0 | 0 | 0 | 0 | 0 | 0 | 0 | 0 | 0
F1_Commercial_Healthcare_New_Food Preparation_Natural Gas_Double Rack Oven_E10 | F1 | Commercial | Healthcare | New | Food Preparation | Natural Gas | Double Rack Oven | E10 | CCE | 0 | 0 | 0 | 0 | 0 | 0 | 0 | 0 | 0 | 0 | 0 | 0 | 0 | 0 | 0 | 0 | 0 | 0 | 0 | 0 | 0 | 0 | 0 | 0 | 0 | 0 | 0 | 0 | 0 | 0 | 0
F2_Commercial_Healthcare_New_Food Preparation_Natural Gas_Double Rack Oven_E1 | F2 | Commercial | Healthcare | New | Food Preparation | Natural Gas | Double Rack Oven | E1 | TRC BC Ratio | 0.9 | 0.9 | 0.9 | 0.9 | 0.9 | 0.9 | 0.9 | 0.9 | 0.9 | 0.9 | 0.9 | 0.9 | 0.9 | 0.9 | 0.9 | 0.9 | 0.9 | 0.9 | 0.9 | 0.9 | 0.9 | 0.9 | 0.9 | 0.9 | 0.9 | 0.9 | 0.9 | 0.9 | 0.9 | 0.9 | 0.9
F2_Commercial_Healthcare_New_Food Preparation_Natural Gas_Double Rack Oven_E2 | F2 | Commercial | Healthcare | New | Food Preparation | Natural Gas | Double Rack Oven | E2 | TRC BC Ratio | 2.3756 | 2.4122 | 2.4389 | 2.4253 | 2.4277 | 2.2883 | 2.173 | 2.1086 | 2.0819 | 2.1591 | 2.2604 | 2.3663 | 2.1732 | 2.3021 | 2.3099 | 2.2984 | 2.3005 | 2.3076 | 2.2635 | 2.2901 | 2.3081 | 2.3333 | 2.3658 | 1.1865 | 1.1634 | 1.1416 | 1.121 | 1.1014 | 1.0827 | 1.0646 | 1.0472
F2_Commercial_Healthcare_New_Food Preparation_Natural Gas_Double Rack Oven_E3 | F2 | Commercial | Healthcare | New | Food Preparation | Natural Gas | Double Rack Oven | E3 | TRC BC Ratio | 0 | 0 | 0 | 0 | 0 | 0 | 0 | 0 | 0 | 0 | 0 | 0 | 0 | 0 | 0 | 0 | 0 | 0 | 0 | 0 | 0 | 0 | 0 | 0 | 0 | 0 | 0 | 0 | 0 | 0 | 0
F2_Commercial_Healthcare_New_Food Preparation_Natural Gas_Double Rack Oven_E4 | F2 | Commercial | Healthcare | New | Food Preparation | Natural Gas | Double Rack Oven | E4 | TRC BC Ratio | 0 | 0 | 0 | 0 | 0 | 0 | 0 | 0 | 0 | 0 | 0 | 0 | 0 | 0 | 0 | 0 | 0 | 0 | 0 | 0 | 0 | 0 | 0 | 0 | 0 | 0 | 0 | 0 | 0 | 0 | 0
F2_Commercial_Healthcare_New_Food Preparation_Natural Gas_Double Rack Oven_E5 | F2 | Commercial | Healthcare | New | Food Preparation | Natural Gas | Double Rack Oven | E5 | TRC BC Ratio | 0 | 0 | 0 | 0 | 0 | 0 | 0 | 0 | 0 | 0 | 0 | 0 | 0 | 0 | 0 | 0 | 0 | 0 | 0 | 0 | 0 | 0 | 0 | 0 | 0 | 0 | 0 | 0 | 0 | 0 | 0
F2_Commercial_Healthcare_New_Food Preparation_Natural Gas_Double Rack Oven_E6 | F2 | Commercial | Healthcare | New | Food Preparation | Natural Gas | Double Rack Oven | E6 | TRC BC Ratio | 0 | 0 | 0 | 0 | 0 | 0 | 0 | 0 | 0 | 0 | 0 | 0 | 0 | 0 | 0 | 0 | 0 | 0 | 0 | 0 | 0 | 0 | 0 | 0 | 0 | 0 | 0 | 0 | 0 | 0 | 0
F2_Commercial_Healthcare_New_Food Preparation_Natural Gas_Double Rack Oven_E7 | F2 | Commercial | Healthcare | New | Food Preparation | Natural Gas | Double Rack Oven | E7 | TRC BC Ratio | 0 | 0 | 0 | 0 | 0 | 0 | 0 | 0 | 0 | 0 | 0 | 0 | 0 | 0 | 0 | 0 | 0 | 0 | 0 | 0 | 0 | 0 | 0 | 0 | 0 | 0 | 0 | 0 | 0 | 0 | 0
F2_Commercial_Healthcare_New_Food Preparation_Natural Gas_Double Rack Oven_E8 | F2 | Commercial | Healthcare | New | Food Preparation | Natural Gas | Double Rack Oven | E8 | TRC BC Ratio | 0 | 0 | 0 | 0 | 0 | 0 | 0 | 0 | 0 | 0 | 0 | 0 | 0 | 0 | 0 | 0 | 0 | 0 | 0 | 0 | 0 | 0 | 0 | 0 | 0 | 0 | 0 | 0 | 0 | 0 | 0
F2_Commercial_Healthcare_New_Food Preparation_Natural Gas_Double Rack Oven_E9 | F2 | Commercial | Healthcare | New | Food Preparation | Natural Gas | Double Rack Oven | E9 | TRC BC Ratio | 0 | 0 | 0 | 0 | 0 | 0 | 0 | 0 | 0 | 0 | 0 | 0 | 0 | 0 | 0 | 0 | 0 | 0 | 0 | 0 | 0 | 0 | 0 | 0 | 0 | 0 | 0 | 0 | 0 | 0 | 0
F2_Commercial_Healthcare_New_Food Preparation_Natural Gas_Double Rack Oven_E10 | F2 | Commercial | Healthcare | New | Food Preparation | Natural Gas | Double Rack Oven | E10 | TRC BC Ratio | 0 | 0 | 0 | 0 | 0 | 0 | 0 | 0 | 0 | 0 | 0 | 0 | 0 | 0 | 0 | 0 | 0 | 0 | 0 | 0 | 0 | 0 | 0 | 0 | 0 | 0 | 0 | 0 | 0 | 0 | 0
F3_Commercial_Healthcare_New_Food Preparation_Natural Gas_Double Rack Oven_E1 | F3 | Commercial | Healthcare | New | Food Preparation | Natural Gas | Double Rack Oven | E1 | PACT BC Ratio | 0.9 | 0.9 | 0.9 | 0.9 | 0.9 | 0.9 | 0.9 | 0.9 | 0.9 | 0.9 | 0.9 | 0.9 | 0.9 | 0.9 | 0.9 | 0.9 | 0.9 | 0.9 | 0.9 | 0.9 | 0.9 | 0.9 | 0.9 | 0.9 | 0.9 | 0.9 | 0.9 | 0.9 | 0.9 | 0.9 | 0.9
F3_Commercial_Healthcare_New_Food Preparation_Natural Gas_Double Rack Oven_E2 | F3 | Commercial | Healthcare | New | Food Preparation | Natural Gas | Double Rack Oven | E2 | PACT BC Ratio | 3.1122 | 3.1603 | 3.1951 | 3.1773 | 3.1806 | 2.9979 | 2.8468 | 2.7625 | 2.7275 | 2.8286 | 2.9613 | 3.1001 | 2.8471 | 3.016 | 3.0263 | 3.0112 | 3.0139 | 3.0232 | 2.9654 | 3.0003 | 3.0238 | 3.0569 | 3.0994 | 1.5545 | 1.5241 | 1.4956 | 1.4686 | 1.443 | 1.4184 | 1.3948 | 1.3719
F3_Commercial_Healthcare_New_Food Preparation_Natural Gas_Double Rack Oven_E3 | F3 | Commercial | Healthcare | New | Food Preparation | Natural Gas | Double Rack Oven | E3 | PACT BC Ratio | 0 | 0 | 0 | 0 | 0 | 0 | 0 | 0 | 0 | 0 | 0 | 0 | 0 | 0 | 0 | 0 | 0 | 0 | 0 | 0 | 0 | 0 | 0 | 0 | 0 | 0 | 0 | 0 | 0 | 0 | 0
F3_Commercial_Healthcare_New_Food Preparation_Natural Gas_Double Rack Oven_E4 | F3 | Commercial | Healthcare | New | Food Preparation | Natural Gas | Double Rack Oven | E4 | PACT BC Ratio | 0 | 0 | 0 | 0 | 0 | 0 | 0 | 0 | 0 | 0 | 0 | 0 | 0 | 0 | 0 | 0 | 0 | 0 | 0 | 0 | 0 | 0 | 0 | 0 | 0 | 0 | 0 | 0 | 0 | 0 | 0
F3_Commercial_Healthcare_New_Food Preparation_Natural Gas_Double Rack Oven_E5 | F3 | Commercial | Healthcare | New | Food Preparation | Natural Gas | Double Rack Oven | E5 | PACT BC Ratio | 0 | 0 | 0 | 0 | 0 | 0 | 0 | 0 | 0 | 0 | 0 | 0 | 0 | 0 | 0 | 0 | 0 | 0 | 0 | 0 | 0 | 0 | 0 | 0 | 0 | 0 | 0 | 0 | 0 | 0 | 0
F3_Commercial_Healthcare_New_Food Preparation_Natural Gas_Double Rack Oven_E6 | F3 | Commercial | Healthcare | New | Food Preparation | Natural Gas | Double Rack Oven | E6 | PACT BC Ratio | 0 | 0 | 0 | 0 | 0 | 0 | 0 | 0 | 0 | 0 | 0 | 0 | 0 | 0 | 0 | 0 | 0 | 0 | 0 | 0 | 0 | 0 | 0 | 0 | 0 | 0 | 0 | 0 | 0 | 0 | 0
F3_Commercial_Healthcare_New_Food Preparation_Natural Gas_Double Rack Oven_E7 | F3 | Commercial | Healthcare | New | Food Preparation | Natural Gas | Double Rack Oven | E7 | PACT BC Ratio | 0 | 0 | 0 | 0 | 0 | 0 | 0 | 0 | 0 | 0 | 0 | 0 | 0 | 0 | 0 | 0 | 0 | 0 | 0 | 0 | 0 | 0 | 0 | 0 | 0 | 0 | 0 | 0 | 0 | 0 | 0
F3_Commercial_Healthcare_New_Food Preparation_Natural Gas_Double Rack Oven_E8 | F3 | Commercial | Healthcare | New | Food Preparation | Natural Gas | Double Rack Oven | E8 | PACT BC Ratio | 0 | 0 | 0 | 0 | 0 | 0 | 0 | 0 | 0 | 0 | 0 | 0 | 0 | 0 | 0 | 0 | 0 | 0 | 0 | 0 | 0 | 0 | 0 | 0 | 0 | 0 | 0 | 0 | 0 | 0 | 0
F3_Commercial_Healthcare_New_Food Preparation_Natural Gas_Double Rack Oven_E9 | F3 | Commercial | Healthcare | New | Food Preparation | Natural Gas | Double Rack Oven | E9 | PACT BC Ratio | 0 | 0 | 0 | 0 | 0 | 0 | 0 | 0 | 0 | 0 | 0 | 0 | 0 | 0 | 0 | 0 | 0 | 0 | 0 | 0 | 0 | 0 | 0 | 0 | 0 | 0 | 0 | 0 | 0 | 0 | 0
F3_Commercial_Healthcare_New_Food Preparation_Natural Gas_Double Rack Oven_E10 | F3 | Commercial | Healthcare | New | Food Preparation | Natural Gas | Double Rack Oven | E10 | PACT BC Ratio | 0 | 0 | 0 | 0 | 0 | 0 | 0 | 0 | 0 | 0 | 0 | 0 | 0 | 0 | 0 | 0 | 0 | 0 | 0 | 0 | 0 | 0 | 0 | 0 | 0 | 0 | 0 | 0 | 0 | 0 | 0
F4_Commercial_Healthcare_New_Food Preparation_Natural Gas_Double Rack Oven_E1 | F4 | Commercial | Healthcare | New | Food Preparation | Natural Gas | Double Rack Oven | E1 | PCT BC Ratio | 0.9 | 0.9 | 0.9 | 0.9 | 0.9 | 0.9 | 0.9 | 0.9 | 0.9 | 0.9 | 0.9 | 0.9 | 0.9 | 0.9 | 0.9 | 0.9 | 0.9 | 0.9 | 0.9 | 0.9 | 0.9 | 0.9 | 0.9 | 0.9 | 0.9 | 0.9 | 0.9 | 0.9 | 0.9 | 0.9 | 0.9
F4_Commercial_Healthcare_New_Food Preparation_Natural Gas_Double Rack Oven_E2 | F4 | Commercial | Healthcare | New | Food Preparation | Natural Gas | Double Rack Oven | E2 | PCT BC Ratio | 5.3478 | 5.4209 | 5.4741 | 5.4469 | 5.4518 | 5.1735 | 4.9433 | 4.8148 | 4.7615 | 4.9155 | 5.1178 | 5.3292 | 4.9438 | 5.201 | 5.2167 | 5.1937 | 5.1979 | 5.2121 | 5.1241 | 5.1772 | 5.213 | 5.2634 | 5.3282 | 2.9741 | 2.9279 | 2.8844 | 2.8434 | 2.8043 | 2.7669 | 2.7308 | 2.6959
F4_Commercial_Healthcare_New_Food Preparation_Natural Gas_Double Rack Oven_E3 | F4 | Commercial | Healthcare | New | Food Preparation | Natural Gas | Double Rack Oven | E3 | PCT BC Ratio | 0 | 0 | 0 | 0 | 0 | 0 | 0 | 0 | 0 | 0 | 0 | 0 | 0 | 0 | 0 | 0 | 0 | 0 | 0 | 0 | 0 | 0 | 0 | 0 | 0 | 0 | 0 | 0 | 0 | 0 | 0
F4_Commercial_Healthcare_New_Food Preparation_Natural Gas_Double Rack Oven_E4 | F4 | Commercial | Healthcare | New | Food Preparation | Natural Gas | Double Rack Oven | E4 | PCT BC Ratio | 0 | 0 | 0 | 0 | 0 | 0 | 0 | 0 | 0 | 0 | 0 | 0 | 0 | 0 | 0 | 0 | 0 | 0 | 0 | 0 | 0 | 0 | 0 | 0 | 0 | 0 | 0 | 0 | 0 | 0 | 0
F4_Commercial_Healthcare_New_Food Preparation_Natural Gas_Double Rack Oven_E5 | F4 | Commercial | Healthcare | New | Food Preparation | Natural Gas | Double Rack Oven | E5 | PCT BC Ratio | 0 | 0 | 0 | 0 | 0 | 0 | 0 | 0 | 0 | 0 | 0 | 0 | 0 | 0 | 0 | 0 | 0 | 0 | 0 | 0 | 0 | 0 | 0 | 0 | 0 | 0 | 0 | 0 | 0 | 0 | 0
F4_Commercial_Healthcare_New_Food Preparation_Natural Gas_Double Rack Oven_E6 | F4 | Commercial | Healthcare | New | Food Preparation | Natural Gas | Double Rack Oven | E6 | PCT BC Ratio | 0 | 0 | 0 | 0 | 0 | 0 | 0 | 0 | 0 | 0 | 0 | 0 | 0 | 0 | 0 | 0 | 0 | 0 | 0 | 0 | 0 | 0 | 0 | 0 | 0 | 0 | 0 | 0 | 0 | 0 | 0
F4_Commercial_Healthcare_New_Food Preparation_Natural Gas_Double Rack Oven_E7 | F4 | Commercial | Healthcare | New | Food Preparation | Natural Gas | Double Rack Oven | E7 | PCT BC Ratio | 0 | 0 | 0 | 0 | 0 | 0 | 0 | 0 | 0 | 0 | 0 | 0 | 0 | 0 | 0 | 0 | 0 | 0 | 0 | 0 | 0 | 0 | 0 | 0 | 0 | 0 | 0 | 0 | 0 | 0 | 0
F4_Commercial_Healthcare_New_Food Preparation_Natural Gas_Double Rack Oven_E8 | F4 | Commercial | Healthcare | New | Food Preparation | Natural Gas | Double Rack Oven | E8 | PCT BC Ratio | 0 | 0 | 0 | 0 | 0 | 0 | 0 | 0 | 0 | 0 | 0 | 0 | 0 | 0 | 0 | 0 | 0 | 0 | 0 | 0 | 0 | 0 | 0 | 0 | 0 | 0 | 0 | 0 | 0 | 0 | 0
F4_Commercial_Healthcare_New_Food Preparation_Natural Gas_Double Rack Oven_E9 | F4 | Commercial | Healthcare | New | Food Preparation | Natural Gas | Double Rack Oven | E9 | PCT BC Ratio | 0 | 0 | 0 | 0 | 0 | 0 | 0 | 0 | 0 | 0 | 0 | 0 | 0 | 0 | 0 | 0 | 0 | 0 | 0 | 0 | 0 | 0 | 0 | 0 | 0 | 0 | 0 | 0 | 0 | 0 | 0
F4_Commercial_Healthcare_New_Food Preparation_Natural Gas_Double Rack Oven_E10 | F4 | Commercial | Healthcare | New | Food Preparation | Natural Gas | Double Rack Oven | E10 | PCT BC Ratio | 0 | 0 | 0 | 0 | 0 | 0 | 0 | 0 | 0 | 0 | 0 | 0 | 0 | 0 | 0 | 0 | 0 | 0 | 0 | 0 | 0 | 0 | 0 | 0 | 0 | 0 | 0 | 0 | 0 | 0 | 0
F5_Commercial_Healthcare_New_Food Preparation_Natural Gas_Double Rack Oven_E1 | F5 | Commercial | Healthcare | New | Food Preparation | Natural Gas | Double Rack Oven | E1 | RIM BC Ratio | 0.9 | 0.9 | 0.9 | 0.9 | 0.9 | 0.9 | 0.9 | 0.9 | 0.9 | 0.9 | 0.9 | 0.9 | 0.9 | 0.9 | 0.9 | 0.9 | 0.9 | 0.9 | 0.9 | 0.9 | 0.9 | 0.9 | 0.9 | 0.9 | 0.9 | 0.9 | 0.9 | 0.9 | 0.9 | 0.9 | 0.9
F5_Commercial_Healthcare_New_Food Preparation_Natural Gas_Double Rack Oven_E2 | F5 | Commercial | Healthcare | New | Food Preparation | Natural Gas | Double Rack Oven | E2 | RIM BC Ratio | 0.65816 | 0.66029 | 0.6618 | 0.66103 | 0.66117 | 0.6529 | 0.64544 | 0.641 | 0.6391 | 0.6445 | 0.65115 | 0.65762 | 0.64545 | 0.65375 | 0.65423 | 0.65352 | 0.65365 | 0.65409 | 0.65135 | 0.65301 | 0.65412 | 0.65565 | 0.65759 | 0.54307 | 0.53932 | 0.5357 | 0.53221 | 0.5288 | 0.52547 | 0.52219 | 0.51894
F5_Commercial_Healthcare_New_Food Preparation_Natural Gas_Double Rack Oven_E3 | F5 | Commercial | Healthcare | New | Food Preparation | Natural Gas | Double Rack Oven | E3 | RIM BC Ratio | 0 | 0 | 0 | 0 | 0 | 0 | 0 | 0 | 0 | 0 | 0 | 0 | 0 | 0 | 0 | 0 | 0 | 0 | 0 | 0 | 0 | 0 | 0 | 0 | 0 | 0 | 0 | 0 | 0 | 0 | 0
F5_Commercial_Healthcare_New_Food Preparation_Natural Gas_Double Rack Oven_E4 | F5 | Commercial | Healthcare | New | Food Preparation | Natural Gas | Double Rack Oven | E4 | RIM BC Ratio | 0 | 0 | 0 | 0 | 0 | 0 | 0 | 0 | 0 | 0 | 0 | 0 | 0 | 0 | 0 | 0 | 0 | 0 | 0 | 0 | 0 | 0 | 0 | 0 | 0 | 0 | 0 | 0 | 0 | 0 | 0
F5_Commercial_Healthcare_New_Food Preparation_Natural Gas_Double Rack Oven_E5 | F5 | Commercial | Healthcare | New | Food Preparation | Natural Gas | Double Rack Oven | E5 | RIM BC Ratio | 0 | 0 | 0 | 0 | 0 | 0 | 0 | 0 | 0 | 0 | 0 | 0 | 0 | 0 | 0 | 0 | 0 | 0 | 0 | 0 | 0 | 0 | 0 | 0 | 0 | 0 | 0 | 0 | 0 | 0 | 0
F5_Commercial_Healthcare_New_Food Preparation_Natural Gas_Double Rack Oven_E6 | F5 | Commercial | Healthcare | New | Food Preparation | Natural Gas | Double Rack Oven | E6 | RIM BC Ratio | 0 | 0 | 0 | 0 | 0 | 0 | 0 | 0 | 0 | 0 | 0 | 0 | 0 | 0 | 0 | 0 | 0 | 0 | 0 | 0 | 0 | 0 | 0 | 0 | 0 | 0 | 0 | 0 | 0 | 0 | 0
F5_Commercial_Healthcare_New_Food Preparation_Natural Gas_Double Rack Oven_E7 | F5 | Commercial | Healthcare | New | Food Preparation | Natural Gas | Double Rack Oven | E7 | RIM BC Ratio | 0 | 0 | 0 | 0 | 0 | 0 | 0 | 0 | 0 | 0 | 0 | 0 | 0 | 0 | 0 | 0 | 0 | 0 | 0 | 0 | 0 | 0 | 0 | 0 | 0 | 0 | 0 | 0 | 0 | 0 | 0
F5_Commercial_Healthcare_New_Food Preparation_Natural Gas_Double Rack Oven_E8 | F5 | Commercial | Healthcare | New | Food Preparation | Natural Gas | Double Rack Oven | E8 | RIM BC Ratio | 0 | 0 | 0 | 0 | 0 | 0 | 0 | 0 | 0 | 0 | 0 | 0 | 0 | 0 | 0 | 0 | 0 | 0 | 0 | 0 | 0 | 0 | 0 | 0 | 0 | 0 | 0 | 0 | 0 | 0 | 0
F5_Commercial_Healthcare_New_Food Preparation_Natural Gas_Double Rack Oven_E9 | F5 | Commercial | Healthcare | New | Food Preparation | Natural Gas | Double Rack Oven | E9 | RIM BC Ratio | 0 | 0 | 0 | 0 | 0 | 0 | 0 | 0 | 0 | 0 | 0 | 0 | 0 | 0 | 0 | 0 | 0 | 0 | 0 | 0 | 0 | 0 | 0 | 0 | 0 | 0 | 0 | 0 | 0 | 0 | 0
F5_Commercial_Healthcare_New_Food Preparation_Natural Gas_Double Rack Oven_E10 | F5 | Commercial | Healthcare | New | Food Preparation | Natural Gas | Double Rack Oven | E10 | RIM BC Ratio | 0 | 0 | 0 | 0 | 0 | 0 | 0 | 0 | 0 | 0 | 0 | 0 | 0 | 0 | 0 | 0 | 0 | 0 | 0 | 0 | 0 | 0 | 0 | 0 | 0 | 0 | 0 | 0 | 0 | 0 | 0
F0_Commercial_Healthcare_New_Food Preparation_Natural Gas_Fryer_E0 | F0 | Commercial | Healthcare | New | Food Preparation | Natural Gas | Fryer | E0 | Economic Unit | ENERGY STAR (3.0) | ENERGY STAR (3.0) | ENERGY STAR (3.0) | ENERGY STAR (3.0) | ENERGY STAR (3.0) | ENERGY STAR (3.0) | ENERGY STAR (3.0) | ENERGY STAR (3.0) | ENERGY STAR (3.0) | ENERGY STAR (3.0) | ENERGY STAR (3.0) | ENERGY STAR (3.0) | ENERGY STAR (3.0) | ENERGY STAR (3.0) | ENERGY STAR (3.0) | ENERGY STAR (3.0) | ENERGY STAR (3.0) | ENERGY STAR (3.0) | ENERGY STAR (3.0) | ENERGY STAR (3.0) | ENERGY STAR (3.0) | ENERGY STAR (3.0) | ENERGY STAR (3.0) | ENERGY STAR (3.0) | ENERGY STAR (3.0) | ENERGY STAR (3.0) | ENERGY STAR (3.0) | ENERGY STAR (3.0) | ENERGY STAR (3.0) | ENERGY STAR (3.0) | ENERGY STAR (3.0)
F1_Commercial_Healthcare_New_Food Preparation_Natural Gas_Fryer_E1 | F1 | Commercial | Healthcare | New | Food Preparation | Natural Gas | Fryer | E1 | CCE | 0 | 0 | 0 | 0 | 0 | 0 | 0 | 0 | 0 | 0 | 0 | 0 | 0 | 0 | 0 | 0 | 0 | 0 | 0 | 0 | 0 | 0 | 0 | 0 | 0 | 0 | 0 | 0 | 0 | 0 | 0
F1_Commercial_Healthcare_New_Food Preparation_Natural Gas_Fryer_E2 | F1 | Commercial | Healthcare | New | Food Preparation | Natural Gas | Fryer | E2 | CCE | 0.0069821 | 0.0067123 | 0.0067443 | 0 | 0 | 0 | 0 | 0 | 0 | 0 | 0 | 0 | 0 | 0 | 0 | 0 | 0 | 0 | 0 | 0 | 0 | 0 | 0 | 0 | 0 | 0 | 0 | 0 | 0 | 0 | 0
F1_Commercial_Healthcare_New_Food Preparation_Natural Gas_Fryer_E3 | F1 | Commercial | Healthcare | New | Food Preparation | Natural Gas | Fryer | E3 | CCE | 0 | 0 | 0 | 0 | 0 | 0 | 0 | 0 | 0 | 0 | 0 | 0 | 0 | 0 | 0 | 0 | 0 | 0 | 0 | 0 | 0 | 0 | 0 | 0 | 0 | 0 | 0 | 0 | 0 | 0 | 0
F1_Commercial_Healthcare_New_Food Preparation_Natural Gas_Fryer_E4 | F1 | Commercial | Healthcare | New | Food Preparation | Natural Gas | Fryer | E4 | CCE | 0 | 0 | 0 | 0 | 0 | 0 | 0 | 0 | 0 | 0 | 0 | 0 | 0 | 0 | 0 | 0 | 0 | 0 | 0 | 0 | 0 | 0 | 0 | 0 | 0 | 0 | 0 | 0 | 0 | 0 | 0
F1_Commercial_Healthcare_New_Food Preparation_Natural Gas_Fryer_E5 | F1 | Commercial | Healthcare | New | Food Preparation | Natural Gas | Fryer | E5 | CCE | 0 | 0 | 0 | 0 | 0 | 0 | 0 | 0 | 0 | 0 | 0 | 0 | 0 | 0 | 0 | 0 | 0 | 0 | 0 | 0 | 0 | 0 | 0 | 0 | 0 | 0 | 0 | 0 | 0 | 0 | 0
F1_Commercial_Healthcare_New_Food Preparation_Natural Gas_Fryer_E6 | F1 | Commercial | Healthcare | New | Food Preparation | Natural Gas | Fryer | E6 | CCE | 0 | 0 | 0 | 0 | 0 | 0 | 0 | 0 | 0 | 0 | 0 | 0 | 0 | 0 | 0 | 0 | 0 | 0 | 0 | 0 | 0 | 0 | 0 | 0 | 0 | 0 | 0 | 0 | 0 | 0 | 0
F1_Commercial_Healthcare_New_Food Preparation_Natural Gas_Fryer_E7 | F1 | Commercial | Healthcare | New | Food Preparation | Natural Gas | Fryer | E7 | CCE | 0 | 0 | 0 | 0 | 0 | 0 | 0 | 0 | 0 | 0 | 0 | 0 | 0 | 0 | 0 | 0 | 0 | 0 | 0 | 0 | 0 | 0 | 0 | 0 | 0 | 0 | 0 | 0 | 0 | 0 | 0
F1_Commercial_Healthcare_New_Food Preparation_Natural Gas_Fryer_E8 | F1 | Commercial | Healthcare | New | Food Preparation | Natural Gas | Fryer | E8 | CCE | 0 | 0 | 0 | 0 | 0 | 0 | 0 | 0 | 0 | 0 | 0 | 0 | 0 | 0 | 0 | 0 | 0 | 0 | 0 | 0 | 0 | 0 | 0 | 0 | 0 | 0 | 0 | 0 | 0 | 0 | 0
F1_Commercial_Healthcare_New_Food Preparation_Natural Gas_Fryer_E9 | F1 | Commercial | Healthcare | New | Food Preparation | Natural Gas | Fryer | E9 | CCE | 0 | 0 | 0 | 0 | 0 | 0 | 0 | 0 | 0 | 0 | 0 | 0 | 0 | 0 | 0 | 0 | 0 | 0 | 0 | 0 | 0 | 0 | 0 | 0 | 0 | 0 | 0 | 0 | 0 | 0 | 0
F1_Commercial_Healthcare_New_Food Preparation_Natural Gas_Fryer_E10 | F1 | Commercial | Healthcare | New | Food Preparation | Natural Gas | Fryer | E10 | CCE | 0 | 0 | 0 | 0 | 0 | 0 | 0 | 0 | 0 | 0 | 0 | 0 | 0 | 0 | 0 | 0 | 0 | 0 | 0 | 0 | 0 | 0 | 0 | 0 | 0 | 0 | 0 | 0 | 0 | 0 | 0
F2_Commercial_Healthcare_New_Food Preparation_Natural Gas_Fryer_E1 | F2 | Commercial | Healthcare | New | Food Preparation | Natural Gas | Fryer | E1 | TRC BC Ratio | 0.9 | 0.9 | 0.9 | 0 | 0 | 0 | 0 | 0 | 0 | 0 | 0 | 0 | 0 | 0 | 0 | 0 | 0 | 0 | 0 | 0 | 0 | 0 | 0 | 0 | 0 | 0 | 0 | 0 | 0 | 0 | 0
F2_Commercial_Healthcare_New_Food Preparation_Natural Gas_Fryer_E2 | F2 | Commercial | Healthcare | New | Food Preparation | Natural Gas | Fryer | E2 | TRC BC Ratio | 1.4526 | 1.4846 | 1.5103 | 0.9 | 0.9 | 0.9 | 0.9 | 0.9 | 0.9 | 0.9 | 0.9 | 0.9 | 0.9 | 0.9 | 0.9 | 0.9 | 0.9 | 0.9 | 0.9 | 0.9 | 0.9 | 0.9 | 0.9 | 0.9 | 0.9 | 0.9 | 0.9 | 0.9 | 0.9 | 0.9 | 0.9
F2_Commercial_Healthcare_New_Food Preparation_Natural Gas_Fryer_E3 | F2 | Commercial | Healthcare | New | Food Preparation | Natural Gas | Fryer | E3 | TRC BC Ratio | 0 | 0 | 0 | 0 | 0 | 0 | 0 | 0 | 0 | 0 | 0 | 0 | 0 | 0 | 0 | 0 | 0 | 0 | 0 | 0 | 0 | 0 | 0 | 0 | 0 | 0 | 0 | 0 | 0 | 0 | 0
F2_Commercial_Healthcare_New_Food Preparation_Natural Gas_Fryer_E4 | F2 | Commercial | Healthcare | New | Food Preparation | Natural Gas | Fryer | E4 | TRC BC Ratio | 0 | 0 | 0 | 0 | 0 | 0 | 0 | 0 | 0 | 0 | 0 | 0 | 0 | 0 | 0 | 0 | 0 | 0 | 0 | 0 | 0 | 0 | 0 | 0 | 0 | 0 | 0 | 0 | 0 | 0 | 0
F2_Commercial_Healthcare_New_Food Preparation_Natural Gas_Fryer_E5 | F2 | Commercial | Healthcare | New | Food Preparation | Natural Gas | Fryer | E5 | TRC BC Ratio | 0 | 0 | 0 | 0 | 0 | 0 | 0 | 0 | 0 | 0 | 0 | 0 | 0 | 0 | 0 | 0 | 0 | 0 | 0 | 0 | 0 | 0 | 0 | 0 | 0 | 0 | 0 | 0 | 0 | 0 | 0
F2_Commercial_Healthcare_New_Food Preparation_Natural Gas_Fryer_E6 | F2 | Commercial | Healthcare | New | Food Preparation | Natural Gas | Fryer | E6 | TRC BC Ratio | 0 | 0 | 0 | 0 | 0 | 0 | 0 | 0 | 0 | 0 | 0 | 0 | 0 | 0 | 0 | 0 | 0 | 0 | 0 | 0 | 0 | 0 | 0 | 0 | 0 | 0 | 0 | 0 | 0 | 0 | 0
F2_Commercial_Healthcare_New_Food Preparation_Natural Gas_Fryer_E7 | F2 | Commercial | Healthcare | New | Food Preparation | Natural Gas | Fryer | E7 | TRC BC Ratio | 0 | 0 | 0 | 0 | 0 | 0 | 0 | 0 | 0 | 0 | 0 | 0 | 0 | 0 | 0 | 0 | 0 | 0 | 0 | 0 | 0 | 0 | 0 | 0 | 0 | 0 | 0 | 0 | 0 | 0 | 0
F2_Commercial_Healthcare_New_Food Preparation_Natural Gas_Fryer_E8 | F2 | Commercial | Healthcare | New | Food Preparation | Natural Gas | Fryer | E8 | TRC BC Ratio | 0 | 0 | 0 | 0 | 0 | 0 | 0 | 0 | 0 | 0 | 0 | 0 | 0 | 0 | 0 | 0 | 0 | 0 | 0 | 0 | 0 | 0 | 0 | 0 | 0 | 0 | 0 | 0 | 0 | 0 | 0
F2_Commercial_Healthcare_New_Food Preparation_Natural Gas_Fryer_E9 | F2 | Commercial | Healthcare | New | Food Preparation | Natural Gas | Fryer | E9 | TRC BC Ratio | 0 | 0 | 0 | 0 | 0 | 0 | 0 | 0 | 0 | 0 | 0 | 0 | 0 | 0 | 0 | 0 | 0 | 0 | 0 | 0 | 0 | 0 | 0 | 0 | 0 | 0 | 0 | 0 | 0 | 0 | 0
F2_Commercial_Healthcare_New_Food Preparation_Natural Gas_Fryer_E10 | F2 | Commercial | Healthcare | New | Food Preparation | Natural Gas | Fryer | E10 | TRC BC Ratio | 0 | 0 | 0 | 0 | 0 | 0 | 0 | 0 | 0 | 0 | 0 | 0 | 0 | 0 | 0 | 0 | 0 | 0 | 0 | 0 | 0 | 0 | 0 | 0 | 0 | 0 | 0 | 0 | 0 | 0 | 0
F3_Commercial_Healthcare_New_Food Preparation_Natural Gas_Fryer_E1 | F3 | Commercial | Healthcare | New | Food Preparation | Natural Gas | Fryer | E1 | PACT BC Ratio | 0.9 | 0.9 | 0.9 | 0 | 0 | 0 | 0 | 0 | 0 | 0 | 0 | 0 | 0 | 0 | 0 | 0 | 0 | 0 | 0 | 0 | 0 | 0 | 0 | 0 | 0 | 0 | 0 | 0 | 0 | 0 | 0
F3_Commercial_Healthcare_New_Food Preparation_Natural Gas_Fryer_E2 | F3 | Commercial | Healthcare | New | Food Preparation | Natural Gas | Fryer | E2 | PACT BC Ratio | 1.4526 | 1.4846 | 1.5103 | 0.9 | 0.9 | 0.9 | 0.9 | 0.9 | 0.9 | 0.9 | 0.9 | 0.9 | 0.9 | 0.9 | 0.9 | 0.9 | 0.9 | 0.9 | 0.9 | 0.9 | 0.9 | 0.9 | 0.9 | 0.9 | 0.9 | 0.9 | 0.9 | 0.9 | 0.9 | 0.9 | 0.9
F3_Commercial_Healthcare_New_Food Preparation_Natural Gas_Fryer_E3 | F3 | Commercial | Healthcare | New | Food Preparation | Natural Gas | Fryer | E3 | PACT BC Ratio | 0 | 0 | 0 | 0 | 0 | 0 | 0 | 0 | 0 | 0 | 0 | 0 | 0 | 0 | 0 | 0 | 0 | 0 | 0 | 0 | 0 | 0 | 0 | 0 | 0 | 0 | 0 | 0 | 0 | 0 | 0
F3_Commercial_Healthcare_New_Food Preparation_Natural Gas_Fryer_E4 | F3 | Commercial | Healthcare | New | Food Preparation | Natural Gas | Fryer | E4 | PACT BC Ratio | 0 | 0 | 0 | 0 | 0 | 0 | 0 | 0 | 0 | 0 | 0 | 0 | 0 | 0 | 0 | 0 | 0 | 0 | 0 | 0 | 0 | 0 | 0 | 0 | 0 | 0 | 0 | 0 | 0 | 0 | 0
F3_Commercial_Healthcare_New_Food Preparation_Natural Gas_Fryer_E5 | F3 | Commercial | Healthcare | New | Food Preparation | Natural Gas | Fryer | E5 | PACT BC Ratio | 0 | 0 | 0 | 0 | 0 | 0 | 0 | 0 | 0 | 0 | 0 | 0 | 0 | 0 | 0 | 0 | 0 | 0 | 0 | 0 | 0 | 0 | 0 | 0 | 0 | 0 | 0 | 0 | 0 | 0 | 0
F3_Commercial_Healthcare_New_Food Preparation_Natural Gas_Fryer_E6 | F3 | Commercial | Healthcare | New | Food Preparation | Natural Gas | Fryer | E6 | PACT BC Ratio | 0 | 0 | 0 | 0 | 0 | 0 | 0 | 0 | 0 | 0 | 0 | 0 | 0 | 0 | 0 | 0 | 0 | 0 | 0 | 0 | 0 | 0 | 0 | 0 | 0 | 0 | 0 | 0 | 0 | 0 | 0
F3_Commercial_Healthcare_New_Food Preparation_Natural Gas_Fryer_E7 | F3 | Commercial | Healthcare | New | Food Preparation | Natural Gas | Fryer | E7 | PACT BC Ratio | 0 | 0 | 0 | 0 | 0 | 0 | 0 | 0 | 0 | 0 | 0 | 0 | 0 | 0 | 0 | 0 | 0 | 0 | 0 | 0 | 0 | 0 | 0 | 0 | 0 | 0 | 0 | 0 | 0 | 0 | 0
F3_Commercial_Healthcare_New_Food Preparation_Natural Gas_Fryer_E8 | F3 | Commercial | Healthcare | New | Food Preparation | Natural Gas | Fryer | E8 | PACT BC Ratio | 0 | 0 | 0 | 0 | 0 | 0 | 0 | 0 | 0 | 0 | 0 | 0 | 0 | 0 | 0 | 0 | 0 | 0 | 0 | 0 | 0 | 0 | 0 | 0 | 0 | 0 | 0 | 0 | 0 | 0 | 0
F3_Commercial_Healthcare_New_Food Preparation_Natural Gas_Fryer_E9 | F3 | Commercial | Healthcare | New | Food Preparation | Natural Gas | Fryer | E9 | PACT BC Ratio | 0 | 0 | 0 | 0 | 0 | 0 | 0 | 0 | 0 | 0 | 0 | 0 | 0 | 0 | 0 | 0 | 0 | 0 | 0 | 0 | 0 | 0 | 0 | 0 | 0 | 0 | 0 | 0 | 0 | 0 | 0
F3_Commercial_Healthcare_New_Food Preparation_Natural Gas_Fryer_E10 | F3 | Commercial | Healthcare | New | Food Preparation | Natural Gas | Fryer | E10 | PACT BC Ratio | 0 | 0 | 0 | 0 | 0 | 0 | 0 | 0 | 0 | 0 | 0 | 0 | 0 | 0 | 0 | 0 | 0 | 0 | 0 | 0 | 0 | 0 | 0 | 0 | 0 | 0 | 0 | 0 | 0 | 0 | 0
F4_Commercial_Healthcare_New_Food Preparation_Natural Gas_Fryer_E1 | F4 | Commercial | Healthcare | New | Food Preparation | Natural Gas | Fryer | E1 | PCT BC Ratio | 0.9 | 0.9 | 0.9 | 0 | 0 | 0 | 0 | 0 | 0 | 0 | 0 | 0 | 0 | 0 | 0 | 0 | 0 | 0 | 0 | 0 | 0 | 0 | 0 | 0 | 0 | 0 | 0 | 0 | 0 | 0 | 0
F4_Commercial_Healthcare_New_Food Preparation_Natural Gas_Fryer_E2 | F4 | Commercial | Healthcare | New | Food Preparation | Natural Gas | Fryer | E2 | PCT BC Ratio | 4.6546 | 4.7351 | 4.7997 | 0.9 | 0.9 | 0.9 | 0.9 | 0.9 | 0.9 | 0.9 | 0.9 | 0.9 | 0.9 | 0.9 | 0.9 | 0.9 | 0.9 | 0.9 | 0.9 | 0.9 | 0.9 | 0.9 | 0.9 | 0.9 | 0.9 | 0.9 | 0.9 | 0.9 | 0.9 | 0.9 | 0.9
F4_Commercial_Healthcare_New_Food Preparation_Natural Gas_Fryer_E3 | F4 | Commercial | Healthcare | New | Food Preparation | Natural Gas | Fryer | E3 | PCT BC Ratio | 0 | 0 | 0 | 0 | 0 | 0 | 0 | 0 | 0 | 0 | 0 | 0 | 0 | 0 | 0 | 0 | 0 | 0 | 0 | 0 | 0 | 0 | 0 | 0 | 0 | 0 | 0 | 0 | 0 | 0 | 0
F4_Commercial_Healthcare_New_Food Preparation_Natural Gas_Fryer_E4 | F4 | Commercial | Healthcare | New | Food Preparation | Natural Gas | Fryer | E4 | PCT BC Ratio | 0 | 0 | 0 | 0 | 0 | 0 | 0 | 0 | 0 | 0 | 0 | 0 | 0 | 0 | 0 | 0 | 0 | 0 | 0 | 0 | 0 | 0 | 0 | 0 | 0 | 0 | 0 | 0 | 0 | 0 | 0
F4_Commercial_Healthcare_New_Food Preparation_Natural Gas_Fryer_E5 | F4 | Commercial | Healthcare | New | Food Preparation | Natural Gas | Fryer | E5 | PCT BC Ratio | 0 | 0 | 0 | 0 | 0 | 0 | 0 | 0 | 0 | 0 | 0 | 0 | 0 | 0 | 0 | 0 | 0 | 0 | 0 | 0 | 0 | 0 | 0 | 0 | 0 | 0 | 0 | 0 | 0 | 0 | 0
F4_Commercial_Healthcare_New_Food Preparation_Natural Gas_Fryer_E6 | F4 | Commercial | Healthcare | New | Food Preparation | Natural Gas | Fryer | E6 | PCT BC Ratio | 0 | 0 | 0 | 0 | 0 | 0 | 0 | 0 | 0 | 0 | 0 | 0 | 0 | 0 | 0 | 0 | 0 | 0 | 0 | 0 | 0 | 0 | 0 | 0 | 0 | 0 | 0 | 0 | 0 | 0 | 0
F4_Commercial_Healthcare_New_Food Preparation_Natural Gas_Fryer_E7 | F4 | Commercial | Healthcare | New | Food Preparation | Natural Gas | Fryer | E7 | PCT BC Ratio | 0 | 0 | 0 | 0 | 0 | 0 | 0 | 0 | 0 | 0 | 0 | 0 | 0 | 0 | 0 | 0 | 0 | 0 | 0 | 0 | 0 | 0 | 0 | 0 | 0 | 0 | 0 | 0 | 0 | 0 | 0
F4_Commercial_Healthcare_New_Food Preparation_Natural Gas_Fryer_E8 | F4 | Commercial | Healthcare | New | Food Preparation | Natural Gas | Fryer | E8 | PCT BC Ratio | 0 | 0 | 0 | 0 | 0 | 0 | 0 | 0 | 0 | 0 | 0 | 0 | 0 | 0 | 0 | 0 | 0 | 0 | 0 | 0 | 0 | 0 | 0 | 0 | 0 | 0 | 0 | 0 | 0 | 0 | 0
F4_Commercial_Healthcare_New_Food Preparation_Natural Gas_Fryer_E9 | F4 | Commercial | Healthcare | New | Food Preparation | Natural Gas | Fryer | E9 | PCT BC Ratio | 0 | 0 | 0 | 0 | 0 | 0 | 0 | 0 | 0 | 0 | 0 | 0 | 0 | 0 | 0 | 0 | 0 | 0 | 0 | 0 | 0 | 0 | 0 | 0 | 0 | 0 | 0 | 0 | 0 | 0 | 0
F4_Commercial_Healthcare_New_Food Preparation_Natural Gas_Fryer_E10 | F4 | Commercial | Healthcare | New | Food Preparation | Natural Gas | Fryer | E10 | PCT BC Ratio | 0 | 0 | 0 | 0 | 0 | 0 | 0 | 0 | 0 | 0 | 0 | 0 | 0 | 0 | 0 | 0 | 0 | 0 | 0 | 0 | 0 | 0 | 0 | 0 | 0 | 0 | 0 | 0 | 0 | 0 | 0
F5_Commercial_Healthcare_New_Food Preparation_Natural Gas_Fryer_E1 | F5 | Commercial | Healthcare | New | Food Preparation | Natural Gas | Fryer | E1 | RIM BC Ratio | 0.9 | 0.9 | 0.9 | 0 | 0 | 0 | 0 | 0 | 0 | 0 | 0 | 0 | 0 | 0 | 0 | 0 | 0 | 0 | 0 | 0 | 0 | 0 | 0 | 0 | 0 | 0 | 0 | 0 | 0 | 0 | 0
F5_Commercial_Healthcare_New_Food Preparation_Natural Gas_Fryer_E2 | F5 | Commercial | Healthcare | New | Food Preparation | Natural Gas | Fryer | E2 | RIM BC Ratio | 0.53008 | 0.53428 | 0.53758 | 0.9 | 0.9 | 0.9 | 0.9 | 0.9 | 0.9 | 0.9 | 0.9 | 0.9 | 0.9 | 0.9 | 0.9 | 0.9 | 0.9 | 0.9 | 0.9 | 0.9 | 0.9 | 0.9 | 0.9 | 0.9 | 0.9 | 0.9 | 0.9 | 0.9 | 0.9 | 0.9 | 0.9
F5_Commercial_Healthcare_New_Food Preparation_Natural Gas_Fryer_E3 | F5 | Commercial | Healthcare | New | Food Preparation | Natural Gas | Fryer | E3 | RIM BC Ratio | 0 | 0 | 0 | 0 | 0 | 0 | 0 | 0 | 0 | 0 | 0 | 0 | 0 | 0 | 0 | 0 | 0 | 0 | 0 | 0 | 0 | 0 | 0 | 0 | 0 | 0 | 0 | 0 | 0 | 0 | 0
F5_Commercial_Healthcare_New_Food Preparation_Natural Gas_Fryer_E4 | F5 | Commercial | Healthcare | New | Food Preparation | Natural Gas | Fryer | E4 | RIM BC Ratio | 0 | 0 | 0 | 0 | 0 | 0 | 0 | 0 | 0 | 0 | 0 | 0 | 0 | 0 | 0 | 0 | 0 | 0 | 0 | 0 | 0 | 0 | 0 | 0 | 0 | 0 | 0 | 0 | 0 | 0 | 0
F5_Commercial_Healthcare_New_Food Preparation_Natural Gas_Fryer_E5 | F5 | Commercial | Healthcare | New | Food Preparation | Natural Gas | Fryer | E5 | RIM BC Ratio | 0 | 0 | 0 | 0 | 0 | 0 | 0 | 0 | 0 | 0 | 0 | 0 | 0 | 0 | 0 | 0 | 0 | 0 | 0 | 0 | 0 | 0 | 0 | 0 | 0 | 0 | 0 | 0 | 0 | 0 | 0
F5_Commercial_Healthcare_New_Food Preparation_Natural Gas_Fryer_E6 | F5 | Commercial | Healthcare | New | Food Preparation | Natural Gas | Fryer | E6 | RIM BC Ratio | 0 | 0 | 0 | 0 | 0 | 0 | 0 | 0 | 0 | 0 | 0 | 0 | 0 | 0 | 0 | 0 | 0 | 0 | 0 | 0 | 0 | 0 | 0 | 0 | 0 | 0 | 0 | 0 | 0 | 0 | 0
F5_Commercial_Healthcare_New_Food Preparation_Natural Gas_Fryer_E7 | F5 | Commercial | Healthcare | New | Food Preparation | Natural Gas | Fryer | E7 | RIM BC Ratio | 0 | 0 | 0 | 0 | 0 | 0 | 0 | 0 | 0 | 0 | 0 | 0 | 0 | 0 | 0 | 0 | 0 | 0 | 0 | 0 | 0 | 0 | 0 | 0 | 0 | 0 | 0 | 0 | 0 | 0 | 0
F5_Commercial_Healthcare_New_Food Preparation_Natural Gas_Fryer_E8 | F5 | Commercial | Healthcare | New | Food Preparation | Natural Gas | Fryer | E8 | RIM BC Ratio | 0 | 0 | 0 | 0 | 0 | 0 | 0 | 0 | 0 | 0 | 0 | 0 | 0 | 0 | 0 | 0 | 0 | 0 | 0 | 0 | 0 | 0 | 0 | 0 | 0 | 0 | 0 | 0 | 0 | 0 | 0
F5_Commercial_Healthcare_New_Food Preparation_Natural Gas_Fryer_E9 | F5 | Commercial | Healthcare | New | Food Preparation | Natural Gas | Fryer | E9 | RIM BC Ratio | 0 | 0 | 0 | 0 | 0 | 0 | 0 | 0 | 0 | 0 | 0 | 0 | 0 | 0 | 0 | 0 | 0 | 0 | 0 | 0 | 0 | 0 | 0 | 0 | 0 | 0 | 0 | 0 | 0 | 0 | 0
F5_Commercial_Healthcare_New_Food Preparation_Natural Gas_Fryer_E10 | F5 | Commercial | Healthcare | New | Food Preparation | Natural Gas | Fryer | E10 | RIM BC Ratio | 0 | 0 | 0 | 0 | 0 | 0 | 0 | 0 | 0 | 0 | 0 | 0 | 0 | 0 | 0 | 0 | 0 | 0 | 0 | 0 | 0 | 0 | 0 | 0 | 0 | 0 | 0 | 0 | 0 | 0 | 0
F0_Commercial_Healthcare_New_Food Preparation_Natural Gas_Broiler_E0 | F0 | Commercial | Healthcare | New | Food Preparation | Natural Gas | Broiler | E0 | Economic Unit | Infrared Burners | Infrared Burners | Infrared Burners | Infrared Burners | Infrared Burners | Infrared Burners | Infrared Burners | Infrared Burners | Infrared Burners | Infrared Burners | Infrared Burners | Infrared Burners | Infrared Burners | Infrared Burners | Infrared Burners | Infrared Burners | Infrared Burners | Infrared Burners | Infrared Burners | Infrared Burners | Infrared Burners | Infrared Burners | Infrared Burners | Standard | Standard | Standard | Standard | Standard | Standard | Standard | Standard
F1_Commercial_Healthcare_New_Food Preparation_Natural Gas_Broiler_E1 | F1 | Commercial | Healthcare | New | Food Preparation | Natural Gas | Broiler | E1 | CCE | 0 | 0 | 0 | 0 | 0 | 0 | 0 | 0 | 0 | 0 | 0 | 0 | 0 | 0 | 0 | 0 | 0 | 0 | 0 | 0 | 0 | 0 | 0 | 0 | 0 | 0 | 0 | 0 | 0 | 0 | 0
F1_Commercial_Healthcare_New_Food Preparation_Natural Gas_Broiler_E2 | F1 | Commercial | Healthcare | New | Food Preparation | Natural Gas | Broiler | E2 | CCE | 0.0095007 | 0.0091336 | 0.0091772 | 0.0092731 | 0.0092731 | 0.0092731 | 0.0092731 | 0.0092731 | 0.0092731 | 0.0092731 | 0.0092731 | 0.0092731 | 0.0092731 | 0.0092731 | 0.0092731 | 0.0092731 | 0.0092731 | 0.0092731 | 0.0092731 | 0.0092731 | 0.0092731 | 0.0092731 | 0.0092731 | 0.0092731 | 0.0092731 | 0.0092731 | 0.0092731 | 0.0092731 | 0.0092731 | 0.0092731 | 0.0092731
F1_Commercial_Healthcare_New_Food Preparation_Natural Gas_Broiler_E3 | F1 | Commercial | Healthcare | New | Food Preparation | Natural Gas | Broiler | E3 | CCE | 0 | 0 | 0 | 0 | 0 | 0 | 0 | 0 | 0 | 0 | 0 | 0 | 0 | 0 | 0 | 0 | 0 | 0 | 0 | 0 | 0 | 0 | 0 | 0 | 0 | 0 | 0 | 0 | 0 | 0 | 0
F1_Commercial_Healthcare_New_Food Preparation_Natural Gas_Broiler_E4 | F1 | Commercial | Healthcare | New | Food Preparation | Natural Gas | Broiler | E4 | CCE | 0 | 0 | 0 | 0 | 0 | 0 | 0 | 0 | 0 | 0 | 0 | 0 | 0 | 0 | 0 | 0 | 0 | 0 | 0 | 0 | 0 | 0 | 0 | 0 | 0 | 0 | 0 | 0 | 0 | 0 | 0
F1_Commercial_Healthcare_New_Food Preparation_Natural Gas_Broiler_E5 | F1 | Commercial | Healthcare | New | Food Preparation | Natural Gas | Broiler | E5 | CCE | 0 | 0 | 0 | 0 | 0 | 0 | 0 | 0 | 0 | 0 | 0 | 0 | 0 | 0 | 0 | 0 | 0 | 0 | 0 | 0 | 0 | 0 | 0 | 0 | 0 | 0 | 0 | 0 | 0 | 0 | 0
F1_Commercial_Healthcare_New_Food Preparation_Natural Gas_Broiler_E6 | F1 | Commercial | Healthcare | New | Food Preparation | Natural Gas | Broiler | E6 | CCE | 0 | 0 | 0 | 0 | 0 | 0 | 0 | 0 | 0 | 0 | 0 | 0 | 0 | 0 | 0 | 0 | 0 | 0 | 0 | 0 | 0 | 0 | 0 | 0 | 0 | 0 | 0 | 0 | 0 | 0 | 0
F1_Commercial_Healthcare_New_Food Preparation_Natural Gas_Broiler_E7 | F1 | Commercial | Healthcare | New | Food Preparation | Natural Gas | Broiler | E7 | CCE | 0 | 0 | 0 | 0 | 0 | 0 | 0 | 0 | 0 | 0 | 0 | 0 | 0 | 0 | 0 | 0 | 0 | 0 | 0 | 0 | 0 | 0 | 0 | 0 | 0 | 0 | 0 | 0 | 0 | 0 | 0
F1_Commercial_Healthcare_New_Food Preparation_Natural Gas_Broiler_E8 | F1 | Commercial | Healthcare | New | Food Preparation | Natural Gas | Broiler | E8 | CCE | 0 | 0 | 0 | 0 | 0 | 0 | 0 | 0 | 0 | 0 | 0 | 0 | 0 | 0 | 0 | 0 | 0 | 0 | 0 | 0 | 0 | 0 | 0 | 0 | 0 | 0 | 0 | 0 | 0 | 0 | 0
F1_Commercial_Healthcare_New_Food Preparation_Natural Gas_Broiler_E9 | F1 | Commercial | Healthcare | New | Food Preparation | Natural Gas | Broiler | E9 | CCE | 0 | 0 | 0 | 0 | 0 | 0 | 0 | 0 | 0 | 0 | 0 | 0 | 0 | 0 | 0 | 0 | 0 | 0 | 0 | 0 | 0 | 0 | 0 | 0 | 0 | 0 | 0 | 0 | 0 | 0 | 0
F1_Commercial_Healthcare_New_Food Preparation_Natural Gas_Broiler_E10 | F1 | Commercial | Healthcare | New | Food Preparation | Natural Gas | Broiler | E10 | CCE | 0 | 0 | 0 | 0 | 0 | 0 | 0 | 0 | 0 | 0 | 0 | 0 | 0 | 0 | 0 | 0 | 0 | 0 | 0 | 0 | 0 | 0 | 0 | 0 | 0 | 0 | 0 | 0 | 0 | 0 | 0
F2_Commercial_Healthcare_New_Food Preparation_Natural Gas_Broiler_E1 | F2 | Commercial | Healthcare | New | Food Preparation | Natural Gas | Broiler | E1 | TRC BC Ratio | 0.9 | 0.9 | 0.9 | 0.9 | 0.9 | 0.9 | 0.9 | 0.9 | 0.9 | 0.9 | 0.9 | 0.9 | 0.9 | 0.9 | 0.9 | 0.9 | 0.9 | 0.9 | 0.9 | 0.9 | 0.9 | 0.9 | 0.9 | 0.9 | 0.9 | 0.9 | 0.9 | 0.9 | 0.9 | 0.9 | 0.9
F2_Commercial_Healthcare_New_Food Preparation_Natural Gas_Broiler_E2 | F2 | Commercial | Healthcare | New | Food Preparation | Natural Gas | Broiler | E2 | TRC BC Ratio | 1.0817 | 1.0984 | 1.1105 | 1.1043 | 1.1054 | 1.0419 | 0.98943 | 0.96011 | 0.94795 | 0.98308 | 1.0292 | 1.0775 | 0.98953 | 1.0482 | 1.0518 | 1.0465 | 1.0475 | 1.0507 | 1.0307 | 1.0428 | 1.0509 | 1.0624 | 1.0772 | 0.54026 | 0.52971 | 0.5198 | 0.51043 | 0.50152 | 0.49298 | 0.48476 | 0.4768
F2_Commercial_Healthcare_New_Food Preparation_Natural Gas_Broiler_E3 | F2 | Commercial | Healthcare | New | Food Preparation | Natural Gas | Broiler | E3 | TRC BC Ratio | 0 | 0 | 0 | 0 | 0 | 0 | 0 | 0 | 0 | 0 | 0 | 0 | 0 | 0 | 0 | 0 | 0 | 0 | 0 | 0 | 0 | 0 | 0 | 0 | 0 | 0 | 0 | 0 | 0 | 0 | 0
F2_Commercial_Healthcare_New_Food Preparation_Natural Gas_Broiler_E4 | F2 | Commercial | Healthcare | New | Food Preparation | Natural Gas | Broiler | E4 | TRC BC Ratio | 0 | 0 | 0 | 0 | 0 | 0 | 0 | 0 | 0 | 0 | 0 | 0 | 0 | 0 | 0 | 0 | 0 | 0 | 0 | 0 | 0 | 0 | 0 | 0 | 0 | 0 | 0 | 0 | 0 | 0 | 0
F2_Commercial_Healthcare_New_Food Preparation_Natural Gas_Broiler_E5 | F2 | Commercial | Healthcare | New | Food Preparation | Natural Gas | Broiler | E5 | TRC BC Ratio | 0 | 0 | 0 | 0 | 0 | 0 | 0 | 0 | 0 | 0 | 0 | 0 | 0 | 0 | 0 | 0 | 0 | 0 | 0 | 0 | 0 | 0 | 0 | 0 | 0 | 0 | 0 | 0 | 0 | 0 | 0
F2_Commercial_Healthcare_New_Food Preparation_Natural Gas_Broiler_E6 | F2 | Commercial | Healthcare | New | Food Preparation | Natural Gas | Broiler | E6 | TRC BC Ratio | 0 | 0 | 0 | 0 | 0 | 0 | 0 | 0 | 0 | 0 | 0 | 0 | 0 | 0 | 0 | 0 | 0 | 0 | 0 | 0 | 0 | 0 | 0 | 0 | 0 | 0 | 0 | 0 | 0 | 0 | 0
F2_Commercial_Healthcare_New_Food Preparation_Natural Gas_Broiler_E7 | F2 | Commercial | Healthcare | New | Food Preparation | Natural Gas | Broiler | E7 | TRC BC Ratio | 0 | 0 | 0 | 0 | 0 | 0 | 0 | 0 | 0 | 0 | 0 | 0 | 0 | 0 | 0 | 0 | 0 | 0 | 0 | 0 | 0 | 0 | 0 | 0 | 0 | 0 | 0 | 0 | 0 | 0 | 0
F2_Commercial_Healthcare_New_Food Preparation_Natural Gas_Broiler_E8 | F2 | Commercial | Healthcare | New | Food Preparation | Natural Gas | Broiler | E8 | TRC BC Ratio | 0 | 0 | 0 | 0 | 0 | 0 | 0 | 0 | 0 | 0 | 0 | 0 | 0 | 0 | 0 | 0 | 0 | 0 | 0 | 0 | 0 | 0 | 0 | 0 | 0 | 0 | 0 | 0 | 0 | 0 | 0
F2_Commercial_Healthcare_New_Food Preparation_Natural Gas_Broiler_E9 | F2 | Commercial | Healthcare | New | Food Preparation | Natural Gas | Broiler | E9 | TRC BC Ratio | 0 | 0 | 0 | 0 | 0 | 0 | 0 | 0 | 0 | 0 | 0 | 0 | 0 | 0 | 0 | 0 | 0 | 0 | 0 | 0 | 0 | 0 | 0 | 0 | 0 | 0 | 0 | 0 | 0 | 0 | 0
F2_Commercial_Healthcare_New_Food Preparation_Natural Gas_Broiler_E10 | F2 | Commercial | Healthcare | New | Food Preparation | Natural Gas | Broiler | E10 | TRC BC Ratio | 0 | 0 | 0 | 0 | 0 | 0 | 0 | 0 | 0 | 0 | 0 | 0 | 0 | 0 | 0 | 0 | 0 | 0 | 0 | 0 | 0 | 0 | 0 | 0 | 0 | 0 | 0 | 0 | 0 | 0 | 0
F3_Commercial_Healthcare_New_Food Preparation_Natural Gas_Broiler_E1 | F3 | Commercial | Healthcare | New | Food Preparation | Natural Gas | Broiler | E1 | PACT BC Ratio | 0.9 | 0.9 | 0.9 | 0.9 | 0.9 | 0.9 | 0.9 | 0.9 | 0.9 | 0.9 | 0.9 | 0.9 | 0.9 | 0.9 | 0.9 | 0.9 | 0.9 | 0.9 | 0.9 | 0.9 | 0.9 | 0.9 | 0.9 | 0.9 | 0.9 | 0.9 | 0.9 | 0.9 | 0.9 | 0.9 | 0.9
F3_Commercial_Healthcare_New_Food Preparation_Natural Gas_Broiler_E2 | F3 | Commercial | Healthcare | New | Food Preparation | Natural Gas | Broiler | E2 | PACT BC Ratio | 1.3418 | 1.3625 | 1.3776 | 1.3699 | 1.3713 | 1.2925 | 1.2274 | 1.191 | 1.1759 | 1.2195 | 1.2768 | 1.3366 | 1.2275 | 1.3003 | 1.3048 | 1.2982 | 1.2994 | 1.3034 | 1.2785 | 1.2936 | 1.3037 | 1.318 | 1.3363 | 0.6702 | 0.65711 | 0.64482 | 0.6332 | 0.62214 | 0.61155 | 0.60135 | 0.59148
F3_Commercial_Healthcare_New_Food Preparation_Natural Gas_Broiler_E3 | F3 | Commercial | Healthcare | New | Food Preparation | Natural Gas | Broiler | E3 | PACT BC Ratio | 0 | 0 | 0 | 0 | 0 | 0 | 0 | 0 | 0 | 0 | 0 | 0 | 0 | 0 | 0 | 0 | 0 | 0 | 0 | 0 | 0 | 0 | 0 | 0 | 0 | 0 | 0 | 0 | 0 | 0 | 0
F3_Commercial_Healthcare_New_Food Preparation_Natural Gas_Broiler_E4 | F3 | Commercial | Healthcare | New | Food Preparation | Natural Gas | Broiler | E4 | PACT BC Ratio | 0 | 0 | 0 | 0 | 0 | 0 | 0 | 0 | 0 | 0 | 0 | 0 | 0 | 0 | 0 | 0 | 0 | 0 | 0 | 0 | 0 | 0 | 0 | 0 | 0 | 0 | 0 | 0 | 0 | 0 | 0
F3_Commercial_Healthcare_New_Food Preparation_Natural Gas_Broiler_E5 | F3 | Commercial | Healthcare | New | Food Preparation | Natural Gas | Broiler | E5 | PACT BC Ratio | 0 | 0 | 0 | 0 | 0 | 0 | 0 | 0 | 0 | 0 | 0 | 0 | 0 | 0 | 0 | 0 | 0 | 0 | 0 | 0 | 0 | 0 | 0 | 0 | 0 | 0 | 0 | 0 | 0 | 0 | 0
F3_Commercial_Healthcare_New_Food Preparation_Natural Gas_Broiler_E6 | F3 | Commercial | Healthcare | New | Food Preparation | Natural Gas | Broiler | E6 | PACT BC Ratio | 0 | 0 | 0 | 0 | 0 | 0 | 0 | 0 | 0 | 0 | 0 | 0 | 0 | 0 | 0 | 0 | 0 | 0 | 0 | 0 | 0 | 0 | 0 | 0 | 0 | 0 | 0 | 0 | 0 | 0 | 0
F3_Commercial_Healthcare_New_Food Preparation_Natural Gas_Broiler_E7 | F3 | Commercial | Healthcare | New | Food Preparation | Natural Gas | Broiler | E7 | PACT BC Ratio | 0 | 0 | 0 | 0 | 0 | 0 | 0 | 0 | 0 | 0 | 0 | 0 | 0 | 0 | 0 | 0 | 0 | 0 | 0 | 0 | 0 | 0 | 0 | 0 | 0 | 0 | 0 | 0 | 0 | 0 | 0
F3_Commercial_Healthcare_New_Food Preparation_Natural Gas_Broiler_E8 | F3 | Commercial | Healthcare | New | Food Preparation | Natural Gas | Broiler | E8 | PACT BC Ratio | 0 | 0 | 0 | 0 | 0 | 0 | 0 | 0 | 0 | 0 | 0 | 0 | 0 | 0 | 0 | 0 | 0 | 0 | 0 | 0 | 0 | 0 | 0 | 0 | 0 | 0 | 0 | 0 | 0 | 0 | 0
F3_Commercial_Healthcare_New_Food Preparation_Natural Gas_Broiler_E9 | F3 | Commercial | Healthcare | New | Food Preparation | Natural Gas | Broiler | E9 | PACT BC Ratio | 0 | 0 | 0 | 0 | 0 | 0 | 0 | 0 | 0 | 0 | 0 | 0 | 0 | 0 | 0 | 0 | 0 | 0 | 0 | 0 | 0 | 0 | 0 | 0 | 0 | 0 | 0 | 0 | 0 | 0 | 0
F3_Commercial_Healthcare_New_Food Preparation_Natural Gas_Broiler_E10 | F3 | Commercial | Healthcare | New | Food Preparation | Natural Gas | Broiler | E10 | PACT BC Ratio | 0 | 0 | 0 | 0 | 0 | 0 | 0 | 0 | 0 | 0 | 0 | 0 | 0 | 0 | 0 | 0 | 0 | 0 | 0 | 0 | 0 | 0 | 0 | 0 | 0 | 0 | 0 | 0 | 0 | 0 | 0
F4_Commercial_Healthcare_New_Food Preparation_Natural Gas_Broiler_E1 | F4 | Commercial | Healthcare | New | Food Preparation | Natural Gas | Broiler | E1 | PCT BC Ratio | 0.9 | 0.9 | 0.9 | 0.9 | 0.9 | 0.9 | 0.9 | 0.9 | 0.9 | 0.9 | 0.9 | 0.9 | 0.9 | 0.9 | 0.9 | 0.9 | 0.9 | 0.9 | 0.9 | 0.9 | 0.9 | 0.9 | 0.9 | 0.9 | 0.9 | 0.9 | 0.9 | 0.9 | 0.9 | 0.9 | 0.9
F4_Commercial_Healthcare_New_Food Preparation_Natural Gas_Broiler_E2 | F4 | Commercial | Healthcare | New | Food Preparation | Natural Gas | Broiler | E2 | PCT BC Ratio | 2.9075 | 2.9421 | 2.9672 | 2.9544 | 2.9567 | 2.8251 | 2.7162 | 2.6554 | 2.6302 | 2.703 | 2.7987 | 2.8987 | 2.7164 | 2.8381 | 2.8455 | 2.8346 | 2.8366 | 2.8433 | 2.8017 | 2.8268 | 2.8437 | 2.8676 | 2.8982 | 1.7847 | 1.7629 | 1.7423 | 1.7229 | 1.7044 | 1.6867 | 1.6697 | 1.6532
F4_Commercial_Healthcare_New_Food Preparation_Natural Gas_Broiler_E3 | F4 | Commercial | Healthcare | New | Food Preparation | Natural Gas | Broiler | E3 | PCT BC Ratio | 0 | 0 | 0 | 0 | 0 | 0 | 0 | 0 | 0 | 0 | 0 | 0 | 0 | 0 | 0 | 0 | 0 | 0 | 0 | 0 | 0 | 0 | 0 | 0 | 0 | 0 | 0 | 0 | 0 | 0 | 0
F4_Commercial_Healthcare_New_Food Preparation_Natural Gas_Broiler_E4 | F4 | Commercial | Healthcare | New | Food Preparation | Natural Gas | Broiler | E4 | PCT BC Ratio | 0 | 0 | 0 | 0 | 0 | 0 | 0 | 0 | 0 | 0 | 0 | 0 | 0 | 0 | 0 | 0 | 0 | 0 | 0 | 0 | 0 | 0 | 0 | 0 | 0 | 0 | 0 | 0 | 0 | 0 | 0
F4_Commercial_Healthcare_New_Food Preparation_Natural Gas_Broiler_E5 | F4 | Commercial | Healthcare | New | Food Preparation | Natural Gas | Broiler | E5 | PCT BC Ratio | 0 | 0 | 0 | 0 | 0 | 0 | 0 | 0 | 0 | 0 | 0 | 0 | 0 | 0 | 0 | 0 | 0 | 0 | 0 | 0 | 0 | 0 | 0 | 0 | 0 | 0 | 0 | 0 | 0 | 0 | 0
F4_Commercial_Healthcare_New_Food Preparation_Natural Gas_Broiler_E6 | F4 | Commercial | Healthcare | New | Food Preparation | Natural Gas | Broiler | E6 | PCT BC Ratio | 0 | 0 | 0 | 0 | 0 | 0 | 0 | 0 | 0 | 0 | 0 | 0 | 0 | 0 | 0 | 0 | 0 | 0 | 0 | 0 | 0 | 0 | 0 | 0 | 0 | 0 | 0 | 0 | 0 | 0 | 0
F4_Commercial_Healthcare_New_Food Preparation_Natural Gas_Broiler_E7 | F4 | Commercial | Healthcare | New | Food Preparation | Natural Gas | Broiler | E7 | PCT BC Ratio | 0 | 0 | 0 | 0 | 0 | 0 | 0 | 0 | 0 | 0 | 0 | 0 | 0 | 0 | 0 | 0 | 0 | 0 | 0 | 0 | 0 | 0 | 0 | 0 | 0 | 0 | 0 | 0 | 0 | 0 | 0
F4_Commercial_Healthcare_New_Food Preparation_Natural Gas_Broiler_E8 | F4 | Commercial | Healthcare | New | Food Preparation | Natural Gas | Broiler | E8 | PCT BC Ratio | 0 | 0 | 0 | 0 | 0 | 0 | 0 | 0 | 0 | 0 | 0 | 0 | 0 | 0 | 0 | 0 | 0 | 0 | 0 | 0 | 0 | 0 | 0 | 0 | 0 | 0 | 0 | 0 | 0 | 0 | 0
F4_Commercial_Healthcare_New_Food Preparation_Natural Gas_Broiler_E9 | F4 | Commercial | Healthcare | New | Food Preparation | Natural Gas | Broiler | E9 | PCT BC Ratio | 0 | 0 | 0 | 0 | 0 | 0 | 0 | 0 | 0 | 0 | 0 | 0 | 0 | 0 | 0 | 0 | 0 | 0 | 0 | 0 | 0 | 0 | 0 | 0 | 0 | 0 | 0 | 0 | 0 | 0 | 0
F4_Commercial_Healthcare_New_Food Preparation_Natural Gas_Broiler_E10 | F4 | Commercial | Healthcare | New | Food Preparation | Natural Gas | Broiler | E10 | PCT BC Ratio | 0 | 0 | 0 | 0 | 0 | 0 | 0 | 0 | 0 | 0 | 0 | 0 | 0 | 0 | 0 | 0 | 0 | 0 | 0 | 0 | 0 | 0 | 0 | 0 | 0 | 0 | 0 | 0 | 0 | 0 | 0
F5_Commercial_Healthcare_New_Food Preparation_Natural Gas_Broiler_E1 | F5 | Commercial | Healthcare | New | Food Preparation | Natural Gas | Broiler | E1 | RIM BC Ratio | 0.9 | 0.9 | 0.9 | 0.9 | 0.9 | 0.9 | 0.9 | 0.9 | 0.9 | 0.9 | 0.9 | 0.9 | 0.9 | 0.9 | 0.9 | 0.9 | 0.9 | 0.9 | 0.9 | 0.9 | 0.9 | 0.9 | 0.9 | 0.9 | 0.9 | 0.9 | 0.9 | 0.9 | 0.9 | 0.9 | 0.9
F5_Commercial_Healthcare_New_Food Preparation_Natural Gas_Broiler_E2 | F5 | Commercial | Healthcare | New | Food Preparation | Natural Gas | Broiler | E2 | RIM BC Ratio | 0.51458 | 0.5176 | 0.51976 | 0.51866 | 0.51886 | 0.50717 | 0.49682 | 0.49075 | 0.48817 | 0.49553 | 0.50472 | 0.51381 | 0.49684 | 0.50836 | 0.50904 | 0.50804 | 0.50823 | 0.50884 | 0.505 | 0.50733 | 0.50888 | 0.51103 | 0.51377 | 0.37172 | 0.36766 | 0.36378 | 0.36005 | 0.35645 | 0.35295 | 0.34953 | 0.34617
F5_Commercial_Healthcare_New_Food Preparation_Natural Gas_Broiler_E3 | F5 | Commercial | Healthcare | New | Food Preparation | Natural Gas | Broiler | E3 | RIM BC Ratio | 0 | 0 | 0 | 0 | 0 | 0 | 0 | 0 | 0 | 0 | 0 | 0 | 0 | 0 | 0 | 0 | 0 | 0 | 0 | 0 | 0 | 0 | 0 | 0 | 0 | 0 | 0 | 0 | 0 | 0 | 0
F5_Commercial_Healthcare_New_Food Preparation_Natural Gas_Broiler_E4 | F5 | Commercial | Healthcare | New | Food Preparation | Natural Gas | Broiler | E4 | RIM BC Ratio | 0 | 0 | 0 | 0 | 0 | 0 | 0 | 0 | 0 | 0 | 0 | 0 | 0 | 0 | 0 | 0 | 0 | 0 | 0 | 0 | 0 | 0 | 0 | 0 | 0 | 0 | 0 | 0 | 0 | 0 | 0
F5_Commercial_Healthcare_New_Food Preparation_Natural Gas_Broiler_E5 | F5 | Commercial | Healthcare | New | Food Preparation | Natural Gas | Broiler | E5 | RIM BC Ratio | 0 | 0 | 0 | 0 | 0 | 0 | 0 | 0 | 0 | 0 | 0 | 0 | 0 | 0 | 0 | 0 | 0 | 0 | 0 | 0 | 0 | 0 | 0 | 0 | 0 | 0 | 0 | 0 | 0 | 0 | 0
F5_Commercial_Healthcare_New_Food Preparation_Natural Gas_Broiler_E6 | F5 | Commercial | Healthcare | New | Food Preparation | Natural Gas | Broiler | E6 | RIM BC Ratio | 0 | 0 | 0 | 0 | 0 | 0 | 0 | 0 | 0 | 0 | 0 | 0 | 0 | 0 | 0 | 0 | 0 | 0 | 0 | 0 | 0 | 0 | 0 | 0 | 0 | 0 | 0 | 0 | 0 | 0 | 0
F5_Commercial_Healthcare_New_Food Preparation_Natural Gas_Broiler_E7 | F5 | Commercial | Healthcare | New | Food Preparation | Natural Gas | Broiler | E7 | RIM BC Ratio | 0 | 0 | 0 | 0 | 0 | 0 | 0 | 0 | 0 | 0 | 0 | 0 | 0 | 0 | 0 | 0 | 0 | 0 | 0 | 0 | 0 | 0 | 0 | 0 | 0 | 0 | 0 | 0 | 0 | 0 | 0
F5_Commercial_Healthcare_New_Food Preparation_Natural Gas_Broiler_E8 | F5 | Commercial | Healthcare | New | Food Preparation | Natural Gas | Broiler | E8 | RIM BC Ratio | 0 | 0 | 0 | 0 | 0 | 0 | 0 | 0 | 0 | 0 | 0 | 0 | 0 | 0 | 0 | 0 | 0 | 0 | 0 | 0 | 0 | 0 | 0 | 0 | 0 | 0 | 0 | 0 | 0 | 0 | 0
F5_Commercial_Healthcare_New_Food Preparation_Natural Gas_Broiler_E9 | F5 | Commercial | Healthcare | New | Food Preparation | Natural Gas | Broiler | E9 | RIM BC Ratio | 0 | 0 | 0 | 0 | 0 | 0 | 0 | 0 | 0 | 0 | 0 | 0 | 0 | 0 | 0 | 0 | 0 | 0 | 0 | 0 | 0 | 0 | 0 | 0 | 0 | 0 | 0 | 0 | 0 | 0 | 0
F5_Commercial_Healthcare_New_Food Preparation_Natural Gas_Broiler_E10 | F5 | Commercial | Healthcare | New | Food Preparation | Natural Gas | Broiler | E10 | RIM BC Ratio | 0 | 0 | 0 | 0 | 0 | 0 | 0 | 0 | 0 | 0 | 0 | 0 | 0 | 0 | 0 | 0 | 0 | 0 | 0 | 0 | 0 | 0 | 0 | 0 | 0 | 0 | 0 | 0 | 0 | 0 | 0
F0_Commercial_Healthcare_New_Food Preparation_Natural Gas_Griddle_E0 | F0 | Commercial | Healthcare | New | Food Preparation | Natural Gas | Griddle | E0 | Economic Unit | ENERGY STAR | ENERGY STAR | ENERGY STAR | ENERGY STAR | ENERGY STAR | ENERGY STAR | ENERGY STAR | ENERGY STAR | ENERGY STAR | ENERGY STAR | ENERGY STAR | ENERGY STAR | ENERGY STAR | ENERGY STAR | ENERGY STAR | ENERGY STAR | ENERGY STAR | ENERGY STAR | ENERGY STAR | ENERGY STAR | ENERGY STAR | ENERGY STAR | ENERGY STAR | Standard | Standard | Standard | Standard | Standard | Standard | Standard | Standard
F1_Commercial_Healthcare_New_Food Preparation_Natural Gas_Griddle_E1 | F1 | Commercial | Healthcare | New | Food Preparation | Natural Gas | Griddle | E1 | CCE | 0 | 0 | 0 | 0 | 0 | 0 | 0 | 0 | 0 | 0 | 0 | 0 | 0 | 0 | 0 | 0 | 0 | 0 | 0 | 0 | 0 | 0 | 0 | 0 | 0 | 0 | 0 | 0 | 0 | 0 | 0
F1_Commercial_Healthcare_New_Food Preparation_Natural Gas_Griddle_E2 | F1 | Commercial | Healthcare | New | Food Preparation | Natural Gas | Griddle | E2 | CCE | 0.005722 | 0.0055009 | 0.0055271 | 0.0055849 | 0.0055849 | 0.0055849 | 0.0055849 | 0.0055849 | 0.0055849 | 0.0055849 | 0.0055849 | 0.0055849 | 0.0055849 | 0.0055849 | 0.0055849 | 0.0055849 | 0.0055849 | 0.0055849 | 0.0055849 | 0.0055849 | 0.0055849 | 0.0055849 | 0.0055849 | 0.0055849 | 0.0055849 | 0.0055849 | 0.0055849 | 0.0055849 | 0.0055849 | 0.0055849 | 0.0055849
F1_Commercial_Healthcare_New_Food Preparation_Natural Gas_Griddle_E3 | F1 | Commercial | Healthcare | New | Food Preparation | Natural Gas | Griddle | E3 | CCE | 0 | 0 | 0 | 0 | 0 | 0 | 0 | 0 | 0 | 0 | 0 | 0 | 0 | 0 | 0 | 0 | 0 | 0 | 0 | 0 | 0 | 0 | 0 | 0 | 0 | 0 | 0 | 0 | 0 | 0 | 0
F1_Commercial_Healthcare_New_Food Preparation_Natural Gas_Griddle_E4 | F1 | Commercial | Healthcare | New | Food Preparation | Natural Gas | Griddle | E4 | CCE | 0 | 0 | 0 | 0 | 0 | 0 | 0 | 0 | 0 | 0 | 0 | 0 | 0 | 0 | 0 | 0 | 0 | 0 | 0 | 0 | 0 | 0 | 0 | 0 | 0 | 0 | 0 | 0 | 0 | 0 | 0
F1_Commercial_Healthcare_New_Food Preparation_Natural Gas_Griddle_E5 | F1 | Commercial | Healthcare | New | Food Preparation | Natural Gas | Griddle | E5 | CCE | 0 | 0 | 0 | 0 | 0 | 0 | 0 | 0 | 0 | 0 | 0 | 0 | 0 | 0 | 0 | 0 | 0 | 0 | 0 | 0 | 0 | 0 | 0 | 0 | 0 | 0 | 0 | 0 | 0 | 0 | 0
F1_Commercial_Healthcare_New_Food Preparation_Natural Gas_Griddle_E6 | F1 | Commercial | Healthcare | New | Food Preparation | Natural Gas | Griddle | E6 | CCE | 0 | 0 | 0 | 0 | 0 | 0 | 0 | 0 | 0 | 0 | 0 | 0 | 0 | 0 | 0 | 0 | 0 | 0 | 0 | 0 | 0 | 0 | 0 | 0 | 0 | 0 | 0 | 0 | 0 | 0 | 0
F1_Commercial_Healthcare_New_Food Preparation_Natural Gas_Griddle_E7 | F1 | Commercial | Healthcare | New | Food Preparation | Natural Gas | Griddle | E7 | CCE | 0 | 0 | 0 | 0 | 0 | 0 | 0 | 0 | 0 | 0 | 0 | 0 | 0 | 0 | 0 | 0 | 0 | 0 | 0 | 0 | 0 | 0 | 0 | 0 | 0 | 0 | 0 | 0 | 0 | 0 | 0
F1_Commercial_Healthcare_New_Food Preparation_Natural Gas_Griddle_E8 | F1 | Commercial | Healthcare | New | Food Preparation | Natural Gas | Griddle | E8 | CCE | 0 | 0 | 0 | 0 | 0 | 0 | 0 | 0 | 0 | 0 | 0 | 0 | 0 | 0 | 0 | 0 | 0 | 0 | 0 | 0 | 0 | 0 | 0 | 0 | 0 | 0 | 0 | 0 | 0 | 0 | 0
F1_Commercial_Healthcare_New_Food Preparation_Natural Gas_Griddle_E9 | F1 | Commercial | Healthcare | New | Food Preparation | Natural Gas | Griddle | E9 | CCE | 0 | 0 | 0 | 0 | 0 | 0 | 0 | 0 | 0 | 0 | 0 | 0 | 0 | 0 | 0 | 0 | 0 | 0 | 0 | 0 | 0 | 0 | 0 | 0 | 0 | 0 | 0 | 0 | 0 | 0 | 0
F1_Commercial_Healthcare_New_Food Preparation_Natural Gas_Griddle_E10 | F1 | Commercial | Healthcare | New | Food Preparation | Natural Gas | Griddle | E10 | CCE | 0 | 0 | 0 | 0 | 0 | 0 | 0 | 0 | 0 | 0 | 0 | 0 | 0 | 0 | 0 | 0 | 0 | 0 | 0 | 0 | 0 | 0 | 0 | 0 | 0 | 0 | 0 | 0 | 0 | 0 | 0
F2_Commercial_Healthcare_New_Food Preparation_Natural Gas_Griddle_E1 | F2 | Commercial | Healthcare | New | Food Preparation | Natural Gas | Griddle | E1 | TRC BC Ratio | 0.9 | 0.9 | 0.9 | 0.9 | 0.9 | 0.9 | 0.9 | 0.9 | 0.9 | 0.9 | 0.9 | 0.9 | 0.9 | 0.9 | 0.9 | 0.9 | 0.9 | 0.9 | 0.9 | 0.9 | 0.9 | 0.9 | 0.9 | 0.9 | 0.9 | 0.9 | 0.9 | 0.9 | 0.9 | 0.9 | 0.9
F2_Commercial_Healthcare_New_Food Preparation_Natural Gas_Griddle_E2 | F2 | Commercial | Healthcare | New | Food Preparation | Natural Gas | Griddle | E2 | TRC BC Ratio | 1.796 | 1.8237 | 1.8438 | 1.8336 | 1.8354 | 1.73 | 1.6428 | 1.5942 | 1.574 | 1.6323 | 1.7089 | 1.789 | 1.643 | 1.7404 | 1.7464 | 1.7377 | 1.7393 | 1.7446 | 1.7113 | 1.7314 | 1.745 | 1.764 | 1.7886 | 0.89704 | 0.87953 | 0.86307 | 0.84752 | 0.83272 | 0.81854 | 0.80489 | 0.79167
F2_Commercial_Healthcare_New_Food Preparation_Natural Gas_Griddle_E3 | F2 | Commercial | Healthcare | New | Food Preparation | Natural Gas | Griddle | E3 | TRC BC Ratio | 0 | 0 | 0 | 0 | 0 | 0 | 0 | 0 | 0 | 0 | 0 | 0 | 0 | 0 | 0 | 0 | 0 | 0 | 0 | 0 | 0 | 0 | 0 | 0 | 0 | 0 | 0 | 0 | 0 | 0 | 0
F2_Commercial_Healthcare_New_Food Preparation_Natural Gas_Griddle_E4 | F2 | Commercial | Healthcare | New | Food Preparation | Natural Gas | Griddle | E4 | TRC BC Ratio | 0 | 0 | 0 | 0 | 0 | 0 | 0 | 0 | 0 | 0 | 0 | 0 | 0 | 0 | 0 | 0 | 0 | 0 | 0 | 0 | 0 | 0 | 0 | 0 | 0 | 0 | 0 | 0 | 0 | 0 | 0
F2_Commercial_Healthcare_New_Food Preparation_Natural Gas_Griddle_E5 | F2 | Commercial | Healthcare | New | Food Preparation | Natural Gas | Griddle | E5 | TRC BC Ratio | 0 | 0 | 0 | 0 | 0 | 0 | 0 | 0 | 0 | 0 | 0 | 0 | 0 | 0 | 0 | 0 | 0 | 0 | 0 | 0 | 0 | 0 | 0 | 0 | 0 | 0 | 0 | 0 | 0 | 0 | 0
F2_Commercial_Healthcare_New_Food Preparation_Natural Gas_Griddle_E6 | F2 | Commercial | Healthcare | New | Food Preparation | Natural Gas | Griddle | E6 | TRC BC Ratio | 0 | 0 | 0 | 0 | 0 | 0 | 0 | 0 | 0 | 0 | 0 | 0 | 0 | 0 | 0 | 0 | 0 | 0 | 0 | 0 | 0 | 0 | 0 | 0 | 0 | 0 | 0 | 0 | 0 | 0 | 0
F2_Commercial_Healthcare_New_Food Preparation_Natural Gas_Griddle_E7 | F2 | Commercial | Healthcare | New | Food Preparation | Natural Gas | Griddle | E7 | TRC BC Ratio | 0 | 0 | 0 | 0 | 0 | 0 | 0 | 0 | 0 | 0 | 0 | 0 | 0 | 0 | 0 | 0 | 0 | 0 | 0 | 0 | 0 | 0 | 0 | 0 | 0 | 0 | 0 | 0 | 0 | 0 | 0
F2_Commercial_Healthcare_New_Food Preparation_Natural Gas_Griddle_E8 | F2 | Commercial | Healthcare | New | Food Preparation | Natural Gas | Griddle | E8 | TRC BC Ratio | 0 | 0 | 0 | 0 | 0 | 0 | 0 | 0 | 0 | 0 | 0 | 0 | 0 | 0 | 0 | 0 | 0 | 0 | 0 | 0 | 0 | 0 | 0 | 0 | 0 | 0 | 0 | 0 | 0 | 0 | 0
F2_Commercial_Healthcare_New_Food Preparation_Natural Gas_Griddle_E9 | F2 | Commercial | Healthcare | New | Food Preparation | Natural Gas | Griddle | E9 | TRC BC Ratio | 0 | 0 | 0 | 0 | 0 | 0 | 0 | 0 | 0 | 0 | 0 | 0 | 0 | 0 | 0 | 0 | 0 | 0 | 0 | 0 | 0 | 0 | 0 | 0 | 0 | 0 | 0 | 0 | 0 | 0 | 0
F2_Commercial_Healthcare_New_Food Preparation_Natural Gas_Griddle_E10 | F2 | Commercial | Healthcare | New | Food Preparation | Natural Gas | Griddle | E10 | TRC BC Ratio | 0 | 0 | 0 | 0 | 0 | 0 | 0 | 0 | 0 | 0 | 0 | 0 | 0 | 0 | 0 | 0 | 0 | 0 | 0 | 0 | 0 | 0 | 0 | 0 | 0 | 0 | 0 | 0 | 0 | 0 | 0
F3_Commercial_Healthcare_New_Food Preparation_Natural Gas_Griddle_E1 | F3 | Commercial | Healthcare | New | Food Preparation | Natural Gas | Griddle | E1 | PACT BC Ratio | 0.9 | 0.9 | 0.9 | 0.9 | 0.9 | 0.9 | 0.9 | 0.9 | 0.9 | 0.9 | 0.9 | 0.9 | 0.9 | 0.9 | 0.9 | 0.9 | 0.9 | 0.9 | 0.9 | 0.9 | 0.9 | 0.9 | 0.9 | 0.9 | 0.9 | 0.9 | 0.9 | 0.9 | 0.9 | 0.9 | 0.9
F3_Commercial_Healthcare_New_Food Preparation_Natural Gas_Griddle_E2 | F3 | Commercial | Healthcare | New | Food Preparation | Natural Gas | Griddle | E2 | PACT BC Ratio | 1.796 | 1.8237 | 1.8438 | 1.8336 | 1.8354 | 1.73 | 1.6428 | 1.5942 | 1.574 | 1.6323 | 1.7089 | 1.789 | 1.643 | 1.7404 | 1.7464 | 1.7377 | 1.7393 | 1.7446 | 1.7113 | 1.7314 | 1.745 | 1.764 | 1.7886 | 0.89704 | 0.87953 | 0.86307 | 0.84752 | 0.83272 | 0.81854 | 0.80489 | 0.79167
F3_Commercial_Healthcare_New_Food Preparation_Natural Gas_Griddle_E3 | F3 | Commercial | Healthcare | New | Food Preparation | Natural Gas | Griddle | E3 | PACT BC Ratio | 0 | 0 | 0 | 0 | 0 | 0 | 0 | 0 | 0 | 0 | 0 | 0 | 0 | 0 | 0 | 0 | 0 | 0 | 0 | 0 | 0 | 0 | 0 | 0 | 0 | 0 | 0 | 0 | 0 | 0 | 0
F3_Commercial_Healthcare_New_Food Preparation_Natural Gas_Griddle_E4 | F3 | Commercial | Healthcare | New | Food Preparation | Natural Gas | Griddle | E4 | PACT BC Ratio | 0 | 0 | 0 | 0 | 0 | 0 | 0 | 0 | 0 | 0 | 0 | 0 | 0 | 0 | 0 | 0 | 0 | 0 | 0 | 0 | 0 | 0 | 0 | 0 | 0 | 0 | 0 | 0 | 0 | 0 | 0
F3_Commercial_Healthcare_New_Food Preparation_Natural Gas_Griddle_E5 | F3 | Commercial | Healthcare | New | Food Preparation | Natural Gas | Griddle | E5 | PACT BC Ratio | 0 | 0 | 0 | 0 | 0 | 0 | 0 | 0 | 0 | 0 | 0 | 0 | 0 | 0 | 0 | 0 | 0 | 0 | 0 | 0 | 0 | 0 | 0 | 0 | 0 | 0 | 0 | 0 | 0 | 0 | 0
F3_Commercial_Healthcare_New_Food Preparation_Natural Gas_Griddle_E6 | F3 | Commercial | Healthcare | New | Food Preparation | Natural Gas | Griddle | E6 | PACT BC Ratio | 0 | 0 | 0 | 0 | 0 | 0 | 0 | 0 | 0 | 0 | 0 | 0 | 0 | 0 | 0 | 0 | 0 | 0 | 0 | 0 | 0 | 0 | 0 | 0 | 0 | 0 | 0 | 0 | 0 | 0 | 0
F3_Commercial_Healthcare_New_Food Preparation_Natural Gas_Griddle_E7 | F3 | Commercial | Healthcare | New | Food Preparation | Natural Gas | Griddle | E7 | PACT BC Ratio | 0 | 0 | 0 | 0 | 0 | 0 | 0 | 0 | 0 | 0 | 0 | 0 | 0 | 0 | 0 | 0 | 0 | 0 | 0 | 0 | 0 | 0 | 0 | 0 | 0 | 0 | 0 | 0 | 0 | 0 | 0
F3_Commercial_Healthcare_New_Food Preparation_Natural Gas_Griddle_E8 | F3 | Commercial | Healthcare | New | Food Preparation | Natural Gas | Griddle | E8 | PACT BC Ratio | 0 | 0 | 0 | 0 | 0 | 0 | 0 | 0 | 0 | 0 | 0 | 0 | 0 | 0 | 0 | 0 | 0 | 0 | 0 | 0 | 0 | 0 | 0 | 0 | 0 | 0 | 0 | 0 | 0 | 0 | 0
F3_Commercial_Healthcare_New_Food Preparation_Natural Gas_Griddle_E9 | F3 | Commercial | Healthcare | New | Food Preparation | Natural Gas | Griddle | E9 | PACT BC Ratio | 0 | 0 | 0 | 0 | 0 | 0 | 0 | 0 | 0 | 0 | 0 | 0 | 0 | 0 | 0 | 0 | 0 | 0 | 0 | 0 | 0 | 0 | 0 | 0 | 0 | 0 | 0 | 0 | 0 | 0 | 0
F3_Commercial_Healthcare_New_Food Preparation_Natural Gas_Griddle_E10 | F3 | Commercial | Healthcare | New | Food Preparation | Natural Gas | Griddle | E10 | PACT BC Ratio | 0 | 0 | 0 | 0 | 0 | 0 | 0 | 0 | 0 | 0 | 0 | 0 | 0 | 0 | 0 | 0 | 0 | 0 | 0 | 0 | 0 | 0 | 0 | 0 | 0 | 0 | 0 | 0 | 0 | 0 | 0
F4_Commercial_Healthcare_New_Food Preparation_Natural Gas_Griddle_E1 | F4 | Commercial | Healthcare | New | Food Preparation | Natural Gas | Griddle | E1 | PCT BC Ratio | 0.9 | 0.9 | 0.9 | 0.9 | 0.9 | 0.9 | 0.9 | 0.9 | 0.9 | 0.9 | 0.9 | 0.9 | 0.9 | 0.9 | 0.9 | 0.9 | 0.9 | 0.9 | 0.9 | 0.9 | 0.9 | 0.9 | 0.9 | 0.9 | 0.9 | 0.9 | 0.9 | 0.9 | 0.9 | 0.9 | 0.9
F4_Commercial_Healthcare_New_Food Preparation_Natural Gas_Griddle_E2 | F4 | Commercial | Healthcare | New | Food Preparation | Natural Gas | Griddle | E2 | PCT BC Ratio | 5.5186 | 5.5883 | 5.639 | 5.6131 | 5.6178 | 5.3526 | 5.1333 | 5.0108 | 4.96 | 5.1068 | 5.2995 | 5.501 | 5.1337 | 5.3789 | 5.3938 | 5.3719 | 5.3759 | 5.3893 | 5.3055 | 5.3561 | 5.3902 | 5.4382 | 5.5 | 3.2569 | 3.2128 | 3.1714 | 3.1323 | 3.0951 | 3.0594 | 3.0251 | 2.9918
F4_Commercial_Healthcare_New_Food Preparation_Natural Gas_Griddle_E3 | F4 | Commercial | Healthcare | New | Food Preparation | Natural Gas | Griddle | E3 | PCT BC Ratio | 0 | 0 | 0 | 0 | 0 | 0 | 0 | 0 | 0 | 0 | 0 | 0 | 0 | 0 | 0 | 0 | 0 | 0 | 0 | 0 | 0 | 0 | 0 | 0 | 0 | 0 | 0 | 0 | 0 | 0 | 0
F4_Commercial_Healthcare_New_Food Preparation_Natural Gas_Griddle_E4 | F4 | Commercial | Healthcare | New | Food Preparation | Natural Gas | Griddle | E4 | PCT BC Ratio | 0 | 0 | 0 | 0 | 0 | 0 | 0 | 0 | 0 | 0 | 0 | 0 | 0 | 0 | 0 | 0 | 0 | 0 | 0 | 0 | 0 | 0 | 0 | 0 | 0 | 0 | 0 | 0 | 0 | 0 | 0
F4_Commercial_Healthcare_New_Food Preparation_Natural Gas_Griddle_E5 | F4 | Commercial | Healthcare | New | Food Preparation | Natural Gas | Griddle | E5 | PCT BC Ratio | 0 | 0 | 0 | 0 | 0 | 0 | 0 | 0 | 0 | 0 | 0 | 0 | 0 | 0 | 0 | 0 | 0 | 0 | 0 | 0 | 0 | 0 | 0 | 0 | 0 | 0 | 0 | 0 | 0 | 0 | 0
F4_Commercial_Healthcare_New_Food Preparation_Natural Gas_Griddle_E6 | F4 | Commercial | Healthcare | New | Food Preparation | Natural Gas | Griddle | E6 | PCT BC Ratio | 0 | 0 | 0 | 0 | 0 | 0 | 0 | 0 | 0 | 0 | 0 | 0 | 0 | 0 | 0 | 0 | 0 | 0 | 0 | 0 | 0 | 0 | 0 | 0 | 0 | 0 | 0 | 0 | 0 | 0 | 0
F4_Commercial_Healthcare_New_Food Preparation_Natural Gas_Griddle_E7 | F4 | Commercial | Healthcare | New | Food Preparation | Natural Gas | Griddle | E7 | PCT BC Ratio | 0 | 0 | 0 | 0 | 0 | 0 | 0 | 0 | 0 | 0 | 0 | 0 | 0 | 0 | 0 | 0 | 0 | 0 | 0 | 0 | 0 | 0 | 0 | 0 | 0 | 0 | 0 | 0 | 0 | 0 | 0
F4_Commercial_Healthcare_New_Food Preparation_Natural Gas_Griddle_E8 | F4 | Commercial | Healthcare | New | Food Preparation | Natural Gas | Griddle | E8 | PCT BC Ratio | 0 | 0 | 0 | 0 | 0 | 0 | 0 | 0 | 0 | 0 | 0 | 0 | 0 | 0 | 0 | 0 | 0 | 0 | 0 | 0 | 0 | 0 | 0 | 0 | 0 | 0 | 0 | 0 | 0 | 0 | 0
F4_Commercial_Healthcare_New_Food Preparation_Natural Gas_Griddle_E9 | F4 | Commercial | Healthcare | New | Food Preparation | Natural Gas | Griddle | E9 | PCT BC Ratio | 0 | 0 | 0 | 0 | 0 | 0 | 0 | 0 | 0 | 0 | 0 | 0 | 0 | 0 | 0 | 0 | 0 | 0 | 0 | 0 | 0 | 0 | 0 | 0 | 0 | 0 | 0 | 0 | 0 | 0 | 0
F4_Commercial_Healthcare_New_Food Preparation_Natural Gas_Griddle_E10 | F4 | Commercial | Healthcare | New | Food Preparation | Natural Gas | Griddle | E10 | PCT BC Ratio | 0 | 0 | 0 | 0 | 0 | 0 | 0 | 0 | 0 | 0 | 0 | 0 | 0 | 0 | 0 | 0 | 0 | 0 | 0 | 0 | 0 | 0 | 0 | 0 | 0 | 0 | 0 | 0 | 0 | 0 | 0
F5_Commercial_Healthcare_New_Food Preparation_Natural Gas_Griddle_E1 | F5 | Commercial | Healthcare | New | Food Preparation | Natural Gas | Griddle | E1 | RIM BC Ratio | 0.9 | 0.9 | 0.9 | 0.9 | 0.9 | 0.9 | 0.9 | 0.9 | 0.9 | 0.9 | 0.9 | 0.9 | 0.9 | 0.9 | 0.9 | 0.9 | 0.9 | 0.9 | 0.9 | 0.9 | 0.9 | 0.9 | 0.9 | 0.9 | 0.9 | 0.9 | 0.9 | 0.9 | 0.9 | 0.9 | 0.9
F5_Commercial_Healthcare_New_Food Preparation_Natural Gas_Griddle_E2 | F5 | Commercial | Healthcare | New | Food Preparation | Natural Gas | Griddle | E2 | RIM BC Ratio | 0.56985 | 0.57261 | 0.57458 | 0.57358 | 0.57376 | 0.56303 | 0.55347 | 0.54784 | 0.54543 | 0.55227 | 0.56078 | 0.56914 | 0.55349 | 0.56413 | 0.56476 | 0.56384 | 0.56401 | 0.56457 | 0.56103 | 0.56318 | 0.56461 | 0.56659 | 0.5691 | 0.43237 | 0.42826 | 0.42432 | 0.42052 | 0.41685 | 0.41327 | 0.40976 | 0.4063
F5_Commercial_Healthcare_New_Food Preparation_Natural Gas_Griddle_E3 | F5 | Commercial | Healthcare | New | Food Preparation | Natural Gas | Griddle | E3 | RIM BC Ratio | 0 | 0 | 0 | 0 | 0 | 0 | 0 | 0 | 0 | 0 | 0 | 0 | 0 | 0 | 0 | 0 | 0 | 0 | 0 | 0 | 0 | 0 | 0 | 0 | 0 | 0 | 0 | 0 | 0 | 0 | 0
F5_Commercial_Healthcare_New_Food Preparation_Natural Gas_Griddle_E4 | F5 | Commercial | Healthcare | New | Food Preparation | Natural Gas | Griddle | E4 | RIM BC Ratio | 0 | 0 | 0 | 0 | 0 | 0 | 0 | 0 | 0 | 0 | 0 | 0 | 0 | 0 | 0 | 0 | 0 | 0 | 0 | 0 | 0 | 0 | 0 | 0 | 0 | 0 | 0 | 0 | 0 | 0 | 0
F5_Commercial_Healthcare_New_Food Preparation_Natural Gas_Griddle_E5 | F5 | Commercial | Healthcare | New | Food Preparation | Natural Gas | Griddle | E5 | RIM BC Ratio | 0 | 0 | 0 | 0 | 0 | 0 | 0 | 0 | 0 | 0 | 0 | 0 | 0 | 0 | 0 | 0 | 0 | 0 | 0 | 0 | 0 | 0 | 0 | 0 | 0 | 0 | 0 | 0 | 0 | 0 | 0
F5_Commercial_Healthcare_New_Food Preparation_Natural Gas_Griddle_E6 | F5 | Commercial | Healthcare | New | Food Preparation | Natural Gas | Griddle | E6 | RIM BC Ratio | 0 | 0 | 0 | 0 | 0 | 0 | 0 | 0 | 0 | 0 | 0 | 0 | 0 | 0 | 0 | 0 | 0 | 0 | 0 | 0 | 0 | 0 | 0 | 0 | 0 | 0 | 0 | 0 | 0 | 0 | 0
F5_Commercial_Healthcare_New_Food Preparation_Natural Gas_Griddle_E7 | F5 | Commercial | Healthcare | New | Food Preparation | Natural Gas | Griddle | E7 | RIM BC Ratio | 0 | 0 | 0 | 0 | 0 | 0 | 0 | 0 | 0 | 0 | 0 | 0 | 0 | 0 | 0 | 0 | 0 | 0 | 0 | 0 | 0 | 0 | 0 | 0 | 0 | 0 | 0 | 0 | 0 | 0 | 0
F5_Commercial_Healthcare_New_Food Preparation_Natural Gas_Griddle_E8 | F5 | Commercial | Healthcare | New | Food Preparation | Natural Gas | Griddle | E8 | RIM BC Ratio | 0 | 0 | 0 | 0 | 0 | 0 | 0 | 0 | 0 | 0 | 0 | 0 | 0 | 0 | 0 | 0 | 0 | 0 | 0 | 0 | 0 | 0 | 0 | 0 | 0 | 0 | 0 | 0 | 0 | 0 | 0
F5_Commercial_Healthcare_New_Food Preparation_Natural Gas_Griddle_E9 | F5 | Commercial | Healthcare | New | Food Preparation | Natural Gas | Griddle | E9 | RIM BC Ratio | 0 | 0 | 0 | 0 | 0 | 0 | 0 | 0 | 0 | 0 | 0 | 0 | 0 | 0 | 0 | 0 | 0 | 0 | 0 | 0 | 0 | 0 | 0 | 0 | 0 | 0 | 0 | 0 | 0 | 0 | 0
F5_Commercial_Healthcare_New_Food Preparation_Natural Gas_Griddle_E10 | F5 | Commercial | Healthcare | New | Food Preparation | Natural Gas | Griddle | E10 | RIM BC Ratio | 0 | 0 | 0 | 0 | 0 | 0 | 0 | 0 | 0 | 0 | 0 | 0 | 0 | 0 | 0 | 0 | 0 | 0 | 0 | 0 | 0 | 0 | 0 | 0 | 0 | 0 | 0 | 0 | 0 | 0 | 0
F0_Commercial_Healthcare_New_Food Preparation_Natural Gas_Range_E0 | F0 | Commercial | Healthcare | New | Food Preparation | Natural Gas | Range | E0 | Economic Unit | High Efficiency | High Efficiency | High Efficiency | High Efficiency | High Efficiency | High Efficiency | High Efficiency | High Efficiency | High Efficiency | High Efficiency | High Efficiency | High Efficiency | High Efficiency | High Efficiency | High Efficiency | High Efficiency | High Efficiency | High Efficiency | High Efficiency | High Efficiency | High Efficiency | High Efficiency | High Efficiency | High Efficiency | High Efficiency | High Efficiency | High Efficiency | High Efficiency | High Efficiency | High Efficiency | High Efficiency
F1_Commercial_Healthcare_New_Food Preparation_Natural Gas_Range_E1 | F1 | Commercial | Healthcare | New | Food Preparation | Natural Gas | Range | E1 | CCE | 0 | 0 | 0 | 0 | 0 | 0 | 0 | 0 | 0 | 0 | 0 | 0 | 0 | 0 | 0 | 0 | 0 | 0 | 0 | 0 | 0 | 0 | 0 | 0 | 0 | 0 | 0 | 0 | 0 | 0 | 0
F1_Commercial_Healthcare_New_Food Preparation_Natural Gas_Range_E2 | F1 | Commercial | Healthcare | New | Food Preparation | Natural Gas | Range | E2 | CCE | 9.6499e-06 | 9.277e-06 | 9.3212e-06 | 9.4186e-06 | 9.4186e-06 | 9.4186e-06 | 9.4186e-06 | 9.4186e-06 | 9.4186e-06 | 9.4186e-06 | 9.4186e-06 | 9.4186e-06 | 9.4186e-06 | 9.4186e-06 | 9.4186e-06 | 9.4186e-06 | 9.4186e-06 | 9.4186e-06 | 9.4186e-06 | 9.4186e-06 | 9.4186e-06 | 9.4186e-06 | 9.4186e-06 | 9.4186e-06 | 9.4186e-06 | 9.4186e-06 | 9.4186e-06 | 9.4186e-06 | 9.4186e-06 | 9.4186e-06 | 9.4186e-06
F1_Commercial_Healthcare_New_Food Preparation_Natural Gas_Range_E3 | F1 | Commercial | Healthcare | New | Food Preparation | Natural Gas | Range | E3 | CCE | 0 | 0 | 0 | 0 | 0 | 0 | 0 | 0 | 0 | 0 | 0 | 0 | 0 | 0 | 0 | 0 | 0 | 0 | 0 | 0 | 0 | 0 | 0 | 0 | 0 | 0 | 0 | 0 | 0 | 0 | 0
F1_Commercial_Healthcare_New_Food Preparation_Natural Gas_Range_E4 | F1 | Commercial | Healthcare | New | Food Preparation | Natural Gas | Range | E4 | CCE | 0 | 0 | 0 | 0 | 0 | 0 | 0 | 0 | 0 | 0 | 0 | 0 | 0 | 0 | 0 | 0 | 0 | 0 | 0 | 0 | 0 | 0 | 0 | 0 | 0 | 0 | 0 | 0 | 0 | 0 | 0
F1_Commercial_Healthcare_New_Food Preparation_Natural Gas_Range_E5 | F1 | Commercial | Healthcare | New | Food Preparation | Natural Gas | Range | E5 | CCE | 0 | 0 | 0 | 0 | 0 | 0 | 0 | 0 | 0 | 0 | 0 | 0 | 0 | 0 | 0 | 0 | 0 | 0 | 0 | 0 | 0 | 0 | 0 | 0 | 0 | 0 | 0 | 0 | 0 | 0 | 0
F1_Commercial_Healthcare_New_Food Preparation_Natural Gas_Range_E6 | F1 | Commercial | Healthcare | New | Food Preparation | Natural Gas | Range | E6 | CCE | 0 | 0 | 0 | 0 | 0 | 0 | 0 | 0 | 0 | 0 | 0 | 0 | 0 | 0 | 0 | 0 | 0 | 0 | 0 | 0 | 0 | 0 | 0 | 0 | 0 | 0 | 0 | 0 | 0 | 0 | 0
F1_Commercial_Healthcare_New_Food Preparation_Natural Gas_Range_E7 | F1 | Commercial | Healthcare | New | Food Preparation | Natural Gas | Range | E7 | CCE | 0 | 0 | 0 | 0 | 0 | 0 | 0 | 0 | 0 | 0 | 0 | 0 | 0 | 0 | 0 | 0 | 0 | 0 | 0 | 0 | 0 | 0 | 0 | 0 | 0 | 0 | 0 | 0 | 0 | 0 | 0
F1_Commercial_Healthcare_New_Food Preparation_Natural Gas_Range_E8 | F1 | Commercial | Healthcare | New | Food Preparation | Natural Gas | Range | E8 | CCE | 0 | 0 | 0 | 0 | 0 | 0 | 0 | 0 | 0 | 0 | 0 | 0 | 0 | 0 | 0 | 0 | 0 | 0 | 0 | 0 | 0 | 0 | 0 | 0 | 0 | 0 | 0 | 0 | 0 | 0 | 0
F1_Commercial_Healthcare_New_Food Preparation_Natural Gas_Range_E9 | F1 | Commercial | Healthcare | New | Food Preparation | Natural Gas | Range | E9 | CCE | 0 | 0 | 0 | 0 | 0 | 0 | 0 | 0 | 0 | 0 | 0 | 0 | 0 | 0 | 0 | 0 | 0 | 0 | 0 | 0 | 0 | 0 | 0 | 0 | 0 | 0 | 0 | 0 | 0 | 0 | 0
F1_Commercial_Healthcare_New_Food Preparation_Natural Gas_Range_E10 | F1 | Commercial | Healthcare | New | Food Preparation | Natural Gas | Range | E10 | CCE | 0 | 0 | 0 | 0 | 0 | 0 | 0 | 0 | 0 | 0 | 0 | 0 | 0 | 0 | 0 | 0 | 0 | 0 | 0 | 0 | 0 | 0 | 0 | 0 | 0 | 0 | 0 | 0 | 0 | 0 | 0
F2_Commercial_Healthcare_New_Food Preparation_Natural Gas_Range_E1 | F2 | Commercial | Healthcare | New | Food Preparation | Natural Gas | Range | E1 | TRC BC Ratio | 0.9 | 0.9 | 0.9 | 0.9 | 0.9 | 0.9 | 0.9 | 0.9 | 0.9 | 0.9 | 0.9 | 0.9 | 0.9 | 0.9 | 0.9 | 0.9 | 0.9 | 0.9 | 0.9 | 0.9 | 0.9 | 0.9 | 0.9 | 0.9 | 0.9 | 0.9 | 0.9 | 0.9 | 0.9 | 0.9 | 0.9
F2_Commercial_Healthcare_New_Food Preparation_Natural Gas_Range_E2 | F2 | Commercial | Healthcare | New | Food Preparation | Natural Gas | Range | E2 | TRC BC Ratio | 1057.5122 | 1078.4736 | 1093.4653 | 1109.7176 | 1133.061 | 1061.5651 | 1005.6887 | 976.305 | 965.7499 | 949.553 | 938.6219 | 988.3561 | 884.5366 | 945.4449 | 1023.6163 | 1099.6016 | 1102.4375 | 1107.7013 | 1086.5344 | 1101.6349 | 1112.2016 | 1126.4659 | 1144.3937 | 539.0652 | 528.311 | 518.2462 | 508.7709 | 499.7846 | 491.2032 | 482.9519 | 474.9797
F2_Commercial_Healthcare_New_Food Preparation_Natural Gas_Range_E3 | F2 | Commercial | Healthcare | New | Food Preparation | Natural Gas | Range | E3 | TRC BC Ratio | 0 | 0 | 0 | 0 | 0 | 0 | 0 | 0 | 0 | 0 | 0 | 0 | 0 | 0 | 0 | 0 | 0 | 0 | 0 | 0 | 0 | 0 | 0 | 0 | 0 | 0 | 0 | 0 | 0 | 0 | 0
F2_Commercial_Healthcare_New_Food Preparation_Natural Gas_Range_E4 | F2 | Commercial | Healthcare | New | Food Preparation | Natural Gas | Range | E4 | TRC BC Ratio | 0 | 0 | 0 | 0 | 0 | 0 | 0 | 0 | 0 | 0 | 0 | 0 | 0 | 0 | 0 | 0 | 0 | 0 | 0 | 0 | 0 | 0 | 0 | 0 | 0 | 0 | 0 | 0 | 0 | 0 | 0
F2_Commercial_Healthcare_New_Food Preparation_Natural Gas_Range_E5 | F2 | Commercial | Healthcare | New | Food Preparation | Natural Gas | Range | E5 | TRC BC Ratio | 0 | 0 | 0 | 0 | 0 | 0 | 0 | 0 | 0 | 0 | 0 | 0 | 0 | 0 | 0 | 0 | 0 | 0 | 0 | 0 | 0 | 0 | 0 | 0 | 0 | 0 | 0 | 0 | 0 | 0 | 0
F2_Commercial_Healthcare_New_Food Preparation_Natural Gas_Range_E6 | F2 | Commercial | Healthcare | New | Food Preparation | Natural Gas | Range | E6 | TRC BC Ratio | 0 | 0 | 0 | 0 | 0 | 0 | 0 | 0 | 0 | 0 | 0 | 0 | 0 | 0 | 0 | 0 | 0 | 0 | 0 | 0 | 0 | 0 | 0 | 0 | 0 | 0 | 0 | 0 | 0 | 0 | 0
F2_Commercial_Healthcare_New_Food Preparation_Natural Gas_Range_E7 | F2 | Commercial | Healthcare | New | Food Preparation | Natural Gas | Range | E7 | TRC BC Ratio | 0 | 0 | 0 | 0 | 0 | 0 | 0 | 0 | 0 | 0 | 0 | 0 | 0 | 0 | 0 | 0 | 0 | 0 | 0 | 0 | 0 | 0 | 0 | 0 | 0 | 0 | 0 | 0 | 0 | 0 | 0
F2_Commercial_Healthcare_New_Food Preparation_Natural Gas_Range_E8 | F2 | Commercial | Healthcare | New | Food Preparation | Natural Gas | Range | E8 | TRC BC Ratio | 0 | 0 | 0 | 0 | 0 | 0 | 0 | 0 | 0 | 0 | 0 | 0 | 0 | 0 | 0 | 0 | 0 | 0 | 0 | 0 | 0 | 0 | 0 | 0 | 0 | 0 | 0 | 0 | 0 | 0 | 0
F2_Commercial_Healthcare_New_Food Preparation_Natural Gas_Range_E9 | F2 | Commercial | Healthcare | New | Food Preparation | Natural Gas | Range | E9 | TRC BC Ratio | 0 | 0 | 0 | 0 | 0 | 0 | 0 | 0 | 0 | 0 | 0 | 0 | 0 | 0 | 0 | 0 | 0 | 0 | 0 | 0 | 0 | 0 | 0 | 0 | 0 | 0 | 0 | 0 | 0 | 0 | 0
F2_Commercial_Healthcare_New_Food Preparation_Natural Gas_Range_E10 | F2 | Commercial | Healthcare | New | Food Preparation | Natural Gas | Range | E10 | TRC BC Ratio | 0 | 0 | 0 | 0 | 0 | 0 | 0 | 0 | 0 | 0 | 0 | 0 | 0 | 0 | 0 | 0 | 0 | 0 | 0 | 0 | 0 | 0 | 0 | 0 | 0 | 0 | 0 | 0 | 0 | 0 | 0
F3_Commercial_Healthcare_New_Food Preparation_Natural Gas_Range_E1 | F3 | Commercial | Healthcare | New | Food Preparation | Natural Gas | Range | E1 | PACT BC Ratio | 0.9 | 0.9 | 0.9 | 0.9 | 0.9 | 0.9 | 0.9 | 0.9 | 0.9 | 0.9 | 0.9 | 0.9 | 0.9 | 0.9 | 0.9 | 0.9 | 0.9 | 0.9 | 0.9 | 0.9 | 0.9 | 0.9 | 0.9 | 0.9 | 0.9 | 0.9 | 0.9 | 0.9 | 0.9 | 0.9 | 0.9
F3_Commercial_Healthcare_New_Food Preparation_Natural Gas_Range_E2 | F3 | Commercial | Healthcare | New | Food Preparation | Natural Gas | Range | E2 | PACT BC Ratio | 1057.5122 | 1078.4736 | 1093.4653 | 1109.7176 | 1133.061 | 1061.5651 | 1005.6887 | 976.305 | 965.7499 | 949.553 | 938.6219 | 988.3561 | 884.5366 | 945.4449 | 1023.6163 | 1099.6016 | 1102.4375 | 1107.7013 | 1086.5344 | 1101.6349 | 1112.2016 | 1126.4659 | 1144.3937 | 539.0652 | 528.311 | 518.2462 | 508.7709 | 499.7846 | 491.2032 | 482.9519 | 474.9797
F3_Commercial_Healthcare_New_Food Preparation_Natural Gas_Range_E3 | F3 | Commercial | Healthcare | New | Food Preparation | Natural Gas | Range | E3 | PACT BC Ratio | 0 | 0 | 0 | 0 | 0 | 0 | 0 | 0 | 0 | 0 | 0 | 0 | 0 | 0 | 0 | 0 | 0 | 0 | 0 | 0 | 0 | 0 | 0 | 0 | 0 | 0 | 0 | 0 | 0 | 0 | 0
F3_Commercial_Healthcare_New_Food Preparation_Natural Gas_Range_E4 | F3 | Commercial | Healthcare | New | Food Preparation | Natural Gas | Range | E4 | PACT BC Ratio | 0 | 0 | 0 | 0 | 0 | 0 | 0 | 0 | 0 | 0 | 0 | 0 | 0 | 0 | 0 | 0 | 0 | 0 | 0 | 0 | 0 | 0 | 0 | 0 | 0 | 0 | 0 | 0 | 0 | 0 | 0
F3_Commercial_Healthcare_New_Food Preparation_Natural Gas_Range_E5 | F3 | Commercial | Healthcare | New | Food Preparation | Natural Gas | Range | E5 | PACT BC Ratio | 0 | 0 | 0 | 0 | 0 | 0 | 0 | 0 | 0 | 0 | 0 | 0 | 0 | 0 | 0 | 0 | 0 | 0 | 0 | 0 | 0 | 0 | 0 | 0 | 0 | 0 | 0 | 0 | 0 | 0 | 0
F3_Commercial_Healthcare_New_Food Preparation_Natural Gas_Range_E6 | F3 | Commercial | Healthcare | New | Food Preparation | Natural Gas | Range | E6 | PACT BC Ratio | 0 | 0 | 0 | 0 | 0 | 0 | 0 | 0 | 0 | 0 | 0 | 0 | 0 | 0 | 0 | 0 | 0 | 0 | 0 | 0 | 0 | 0 | 0 | 0 | 0 | 0 | 0 | 0 | 0 | 0 | 0
F3_Commercial_Healthcare_New_Food Preparation_Natural Gas_Range_E7 | F3 | Commercial | Healthcare | New | Food Preparation | Natural Gas | Range | E7 | PACT BC Ratio | 0 | 0 | 0 | 0 | 0 | 0 | 0 | 0 | 0 | 0 | 0 | 0 | 0 | 0 | 0 | 0 | 0 | 0 | 0 | 0 | 0 | 0 | 0 | 0 | 0 | 0 | 0 | 0 | 0 | 0 | 0
F3_Commercial_Healthcare_New_Food Preparation_Natural Gas_Range_E8 | F3 | Commercial | Healthcare | New | Food Preparation | Natural Gas | Range | E8 | PACT BC Ratio | 0 | 0 | 0 | 0 | 0 | 0 | 0 | 0 | 0 | 0 | 0 | 0 | 0 | 0 | 0 | 0 | 0 | 0 | 0 | 0 | 0 | 0 | 0 | 0 | 0 | 0 | 0 | 0 | 0 | 0 | 0
F3_Commercial_Healthcare_New_Food Preparation_Natural Gas_Range_E9 | F3 | Commercial | Healthcare | New | Food Preparation | Natural Gas | Range | E9 | PACT BC Ratio | 0 | 0 | 0 | 0 | 0 | 0 | 0 | 0 | 0 | 0 | 0 | 0 | 0 | 0 | 0 | 0 | 0 | 0 | 0 | 0 | 0 | 0 | 0 | 0 | 0 | 0 | 0 | 0 | 0 | 0 | 0
F3_Commercial_Healthcare_New_Food Preparation_Natural Gas_Range_E10 | F3 | Commercial | Healthcare | New | Food Preparation | Natural Gas | Range | E10 | PACT BC Ratio | 0 | 0 | 0 | 0 | 0 | 0 | 0 | 0 | 0 | 0 | 0 | 0 | 0 | 0 | 0 | 0 | 0 | 0 | 0 | 0 | 0 | 0 | 0 | 0 | 0 | 0 | 0 | 0 | 0 | 0 | 0
F4_Commercial_Healthcare_New_Food Preparation_Natural Gas_Range_E1 | F4 | Commercial | Healthcare | New | Food Preparation | Natural Gas | Range | E1 | PCT BC Ratio | 0.9 | 0.9 | 0.9 | 0.9 | 0.9 | 0.9 | 0.9 | 0.9 | 0.9 | 0.9 | 0.9 | 0.9 | 0.9 | 0.9 | 0.9 | 0.9 | 0.9 | 0.9 | 0.9 | 0.9 | 0.9 | 0.9 | 0.9 | 0.9 | 0.9 | 0.9 | 0.9 | 0.9 | 0.9 | 0.9 | 0.9
F4_Commercial_Healthcare_New_Food Preparation_Natural Gas_Range_E2 | F4 | Commercial | Healthcare | New | Food Preparation | Natural Gas | Range | E2 | PCT BC Ratio | 2661.6339 | 2714.3714 | 2752.0895 | 2792.9794 | 2851.7097 | 2671.8307 | 2531.2492 | 2457.3217 | 2430.7657 | 2390.0152 | 2362.5134 | 2487.6415 | 2226.4381 | 2379.6796 | 2576.3539 | 2767.528 | 2774.663 | 2787.9063 | 2734.6519 | 2772.6439 | 2799.2289 | 2835.117 | 2880.2223 | 1357.254 | 1330.197 | 1304.8747 | 1281.0353 | 1258.4265 | 1236.8363 | 1216.0765 | 1196.0188
F4_Commercial_Healthcare_New_Food Preparation_Natural Gas_Range_E3 | F4 | Commercial | Healthcare | New | Food Preparation | Natural Gas | Range | E3 | PCT BC Ratio | 0 | 0 | 0 | 0 | 0 | 0 | 0 | 0 | 0 | 0 | 0 | 0 | 0 | 0 | 0 | 0 | 0 | 0 | 0 | 0 | 0 | 0 | 0 | 0 | 0 | 0 | 0 | 0 | 0 | 0 | 0
F4_Commercial_Healthcare_New_Food Preparation_Natural Gas_Range_E4 | F4 | Commercial | Healthcare | New | Food Preparation | Natural Gas | Range | E4 | PCT BC Ratio | 0 | 0 | 0 | 0 | 0 | 0 | 0 | 0 | 0 | 0 | 0 | 0 | 0 | 0 | 0 | 0 | 0 | 0 | 0 | 0 | 0 | 0 | 0 | 0 | 0 | 0 | 0 | 0 | 0 | 0 | 0
F4_Commercial_Healthcare_New_Food Preparation_Natural Gas_Range_E5 | F4 | Commercial | Healthcare | New | Food Preparation | Natural Gas | Range | E5 | PCT BC Ratio | 0 | 0 | 0 | 0 | 0 | 0 | 0 | 0 | 0 | 0 | 0 | 0 | 0 | 0 | 0 | 0 | 0 | 0 | 0 | 0 | 0 | 0 | 0 | 0 | 0 | 0 | 0 | 0 | 0 | 0 | 0
F4_Commercial_Healthcare_New_Food Preparation_Natural Gas_Range_E6 | F4 | Commercial | Healthcare | New | Food Preparation | Natural Gas | Range | E6 | PCT BC Ratio | 0 | 0 | 0 | 0 | 0 | 0 | 0 | 0 | 0 | 0 | 0 | 0 | 0 | 0 | 0 | 0 | 0 | 0 | 0 | 0 | 0 | 0 | 0 | 0 | 0 | 0 | 0 | 0 | 0 | 0 | 0
F4_Commercial_Healthcare_New_Food Preparation_Natural Gas_Range_E7 | F4 | Commercial | Healthcare | New | Food Preparation | Natural Gas | Range | E7 | PCT BC Ratio | 0 | 0 | 0 | 0 | 0 | 0 | 0 | 0 | 0 | 0 | 0 | 0 | 0 | 0 | 0 | 0 | 0 | 0 | 0 | 0 | 0 | 0 | 0 | 0 | 0 | 0 | 0 | 0 | 0 | 0 | 0
F4_Commercial_Healthcare_New_Food Preparation_Natural Gas_Range_E8 | F4 | Commercial | Healthcare | New | Food Preparation | Natural Gas | Range | E8 | PCT BC Ratio | 0 | 0 | 0 | 0 | 0 | 0 | 0 | 0 | 0 | 0 | 0 | 0 | 0 | 0 | 0 | 0 | 0 | 0 | 0 | 0 | 0 | 0 | 0 | 0 | 0 | 0 | 0 | 0 | 0 | 0 | 0
F4_Commercial_Healthcare_New_Food Preparation_Natural Gas_Range_E9 | F4 | Commercial | Healthcare | New | Food Preparation | Natural Gas | Range | E9 | PCT BC Ratio | 0 | 0 | 0 | 0 | 0 | 0 | 0 | 0 | 0 | 0 | 0 | 0 | 0 | 0 | 0 | 0 | 0 | 0 | 0 | 0 | 0 | 0 | 0 | 0 | 0 | 0 | 0 | 0 | 0 | 0 | 0
F4_Commercial_Healthcare_New_Food Preparation_Natural Gas_Range_E10 | F4 | Commercial | Healthcare | New | Food Preparation | Natural Gas | Range | E10 | PCT BC Ratio | 0 | 0 | 0 | 0 | 0 | 0 | 0 | 0 | 0 | 0 | 0 | 0 | 0 | 0 | 0 | 0 | 0 | 0 | 0 | 0 | 0 | 0 | 0 | 0 | 0 | 0 | 0 | 0 | 0 | 0 | 0
F5_Commercial_Healthcare_New_Food Preparation_Natural Gas_Range_E1 | F5 | Commercial | Healthcare | New | Food Preparation | Natural Gas | Range | E1 | RIM BC Ratio | 0.9 | 0.9 | 0.9 | 0.9 | 0.9 | 0.9 | 0.9 | 0.9 | 0.9 | 0.9 | 0.9 | 0.9 | 0.9 | 0.9 | 0.9 | 0.9 | 0.9 | 0.9 | 0.9 | 0.9 | 0.9 | 0.9 | 0.9 | 0.9 | 0.9 | 0.9 | 0.9 | 0.9 | 0.9 | 0.9 | 0.9
F5_Commercial_Healthcare_New_Food Preparation_Natural Gas_Range_E2 | F5 | Commercial | Healthcare | New | Food Preparation | Natural Gas | Range | E2 | RIM BC Ratio | 0.83402 | 0.83403 | 0.83404 | 0.83405 | 0.83406 | 0.83402 | 0.83399 | 0.83397 | 0.83396 | 0.83395 | 0.83394 | 0.83397 | 0.83389 | 0.83394 | 0.834 | 0.83405 | 0.83405 | 0.83405 | 0.83404 | 0.83405 | 0.83405 | 0.83406 | 0.83407 | 0.83339 | 0.83336 | 0.83334 | 0.83331 | 0.83329 | 0.83326 | 0.83324 | 0.83321
F5_Commercial_Healthcare_New_Food Preparation_Natural Gas_Range_E3 | F5 | Commercial | Healthcare | New | Food Preparation | Natural Gas | Range | E3 | RIM BC Ratio | 0 | 0 | 0 | 0 | 0 | 0 | 0 | 0 | 0 | 0 | 0 | 0 | 0 | 0 | 0 | 0 | 0 | 0 | 0 | 0 | 0 | 0 | 0 | 0 | 0 | 0 | 0 | 0 | 0 | 0 | 0
F5_Commercial_Healthcare_New_Food Preparation_Natural Gas_Range_E4 | F5 | Commercial | Healthcare | New | Food Preparation | Natural Gas | Range | E4 | RIM BC Ratio | 0 | 0 | 0 | 0 | 0 | 0 | 0 | 0 | 0 | 0 | 0 | 0 | 0 | 0 | 0 | 0 | 0 | 0 | 0 | 0 | 0 | 0 | 0 | 0 | 0 | 0 | 0 | 0 | 0 | 0 | 0
F5_Commercial_Healthcare_New_Food Preparation_Natural Gas_Range_E5 | F5 | Commercial | Healthcare | New | Food Preparation | Natural Gas | Range | E5 | RIM BC Ratio | 0 | 0 | 0 | 0 | 0 | 0 | 0 | 0 | 0 | 0 | 0 | 0 | 0 | 0 | 0 | 0 | 0 | 0 | 0 | 0 | 0 | 0 | 0 | 0 | 0 | 0 | 0 | 0 | 0 | 0 | 0
F5_Commercial_Healthcare_New_Food Preparation_Natural Gas_Range_E6 | F5 | Commercial | Healthcare | New | Food Preparation | Natural Gas | Range | E6 | RIM BC Ratio | 0 | 0 | 0 | 0 | 0 | 0 | 0 | 0 | 0 | 0 | 0 | 0 | 0 | 0 | 0 | 0 | 0 | 0 | 0 | 0 | 0 | 0 | 0 | 0 | 0 | 0 | 0 | 0 | 0 | 0 | 0
F5_Commercial_Healthcare_New_Food Preparation_Natural Gas_Range_E7 | F5 | Commercial | Healthcare | New | Food Preparation | Natural Gas | Range | E7 | RIM BC Ratio | 0 | 0 | 0 | 0 | 0 | 0 | 0 | 0 | 0 | 0 | 0 | 0 | 0 | 0 | 0 | 0 | 0 | 0 | 0 | 0 | 0 | 0 | 0 | 0 | 0 | 0 | 0 | 0 | 0 | 0 | 0
F5_Commercial_Healthcare_New_Food Preparation_Natural Gas_Range_E8 | F5 | Commercial | Healthcare | New | Food Preparation | Natural Gas | Range | E8 | RIM BC Ratio | 0 | 0 | 0 | 0 | 0 | 0 | 0 | 0 | 0 | 0 | 0 | 0 | 0 | 0 | 0 | 0 | 0 | 0 | 0 | 0 | 0 | 0 | 0 | 0 | 0 | 0 | 0 | 0 | 0 | 0 | 0
F5_Commercial_Healthcare_New_Food Preparation_Natural Gas_Range_E9 | F5 | Commercial | Healthcare | New | Food Preparation | Natural Gas | Range | E9 | RIM BC Ratio | 0 | 0 | 0 | 0 | 0 | 0 | 0 | 0 | 0 | 0 | 0 | 0 | 0 | 0 | 0 | 0 | 0 | 0 | 0 | 0 | 0 | 0 | 0 | 0 | 0 | 0 | 0 | 0 | 0 | 0 | 0
F5_Commercial_Healthcare_New_Food Preparation_Natural Gas_Range_E10 | F5 | Commercial | Healthcare | New | Food Preparation | Natural Gas | Range | E10 | RIM BC Ratio | 0 | 0 | 0 | 0 | 0 | 0 | 0 | 0 | 0 | 0 | 0 | 0 | 0 | 0 | 0 | 0 | 0 | 0 | 0 | 0 | 0 | 0 | 0 | 0 | 0 | 0 | 0 | 0 | 0 | 0 | 0
F0_Commercial_Healthcare_New_Food Preparation_Natural Gas_Steamer_E0 | F0 | Commercial | Healthcare | New | Food Preparation | Natural Gas | Steamer | E0 | Economic Unit | ENERGY STAR | ENERGY STAR | ENERGY STAR | ENERGY STAR | ENERGY STAR | ENERGY STAR | ENERGY STAR | ENERGY STAR | ENERGY STAR | ENERGY STAR | ENERGY STAR | ENERGY STAR | ENERGY STAR | ENERGY STAR | ENERGY STAR | ENERGY STAR | ENERGY STAR | ENERGY STAR | ENERGY STAR | ENERGY STAR | ENERGY STAR | ENERGY STAR | ENERGY STAR | ENERGY STAR | ENERGY STAR | ENERGY STAR | ENERGY STAR | ENERGY STAR | ENERGY STAR | ENERGY STAR | ENERGY STAR
F1_Commercial_Healthcare_New_Food Preparation_Natural Gas_Steamer_E1 | F1 | Commercial | Healthcare | New | Food Preparation | Natural Gas | Steamer | E1 | CCE | 0 | 0 | 0 | 0 | 0 | 0 | 0 | 0 | 0 | 0 | 0 | 0 | 0 | 0 | 0 | 0 | 0 | 0 | 0 | 0 | 0 | 0 | 0 | 0 | 0 | 0 | 0 | 0 | 0 | 0 | 0
F1_Commercial_Healthcare_New_Food Preparation_Natural Gas_Steamer_E2 | F1 | Commercial | Healthcare | New | Food Preparation | Natural Gas | Steamer | E2 | CCE | 0.0020223 | 0.0019441 | 0.0019534 | 0 | 0 | 0 | 0 | 0 | 0 | 0 | 0 | 0 | 0 | 0 | 0 | 0 | 0 | 0 | 0 | 0 | 0 | 0 | 0 | 0 | 0 | 0 | 0 | 0 | 0 | 0 | 0
F1_Commercial_Healthcare_New_Food Preparation_Natural Gas_Steamer_E3 | F1 | Commercial | Healthcare | New | Food Preparation | Natural Gas | Steamer | E3 | CCE | 0 | 0 | 0 | 0 | 0 | 0 | 0 | 0 | 0 | 0 | 0 | 0 | 0 | 0 | 0 | 0 | 0 | 0 | 0 | 0 | 0 | 0 | 0 | 0 | 0 | 0 | 0 | 0 | 0 | 0 | 0
F1_Commercial_Healthcare_New_Food Preparation_Natural Gas_Steamer_E4 | F1 | Commercial | Healthcare | New | Food Preparation | Natural Gas | Steamer | E4 | CCE | 0 | 0 | 0 | 0 | 0 | 0 | 0 | 0 | 0 | 0 | 0 | 0 | 0 | 0 | 0 | 0 | 0 | 0 | 0 | 0 | 0 | 0 | 0 | 0 | 0 | 0 | 0 | 0 | 0 | 0 | 0
F1_Commercial_Healthcare_New_Food Preparation_Natural Gas_Steamer_E5 | F1 | Commercial | Healthcare | New | Food Preparation | Natural Gas | Steamer | E5 | CCE | 0 | 0 | 0 | 0 | 0 | 0 | 0 | 0 | 0 | 0 | 0 | 0 | 0 | 0 | 0 | 0 | 0 | 0 | 0 | 0 | 0 | 0 | 0 | 0 | 0 | 0 | 0 | 0 | 0 | 0 | 0
F1_Commercial_Healthcare_New_Food Preparation_Natural Gas_Steamer_E6 | F1 | Commercial | Healthcare | New | Food Preparation | Natural Gas | Steamer | E6 | CCE | 0 | 0 | 0 | 0 | 0 | 0 | 0 | 0 | 0 | 0 | 0 | 0 | 0 | 0 | 0 | 0 | 0 | 0 | 0 | 0 | 0 | 0 | 0 | 0 | 0 | 0 | 0 | 0 | 0 | 0 | 0
F1_Commercial_Healthcare_New_Food Preparation_Natural Gas_Steamer_E7 | F1 | Commercial | Healthcare | New | Food Preparation | Natural Gas | Steamer | E7 | CCE | 0 | 0 | 0 | 0 | 0 | 0 | 0 | 0 | 0 | 0 | 0 | 0 | 0 | 0 | 0 | 0 | 0 | 0 | 0 | 0 | 0 | 0 | 0 | 0 | 0 | 0 | 0 | 0 | 0 | 0 | 0
F1_Commercial_Healthcare_New_Food Preparation_Natural Gas_Steamer_E8 | F1 | Commercial | Healthcare | New | Food Preparation | Natural Gas | Steamer | E8 | CCE | 0 | 0 | 0 | 0 | 0 | 0 | 0 | 0 | 0 | 0 | 0 | 0 | 0 | 0 | 0 | 0 | 0 | 0 | 0 | 0 | 0 | 0 | 0 | 0 | 0 | 0 | 0 | 0 | 0 | 0 | 0
F1_Commercial_Healthcare_New_Food Preparation_Natural Gas_Steamer_E9 | F1 | Commercial | Healthcare | New | Food Preparation | Natural Gas | Steamer | E9 | CCE | 0 | 0 | 0 | 0 | 0 | 0 | 0 | 0 | 0 | 0 | 0 | 0 | 0 | 0 | 0 | 0 | 0 | 0 | 0 | 0 | 0 | 0 | 0 | 0 | 0 | 0 | 0 | 0 | 0 | 0 | 0
F1_Commercial_Healthcare_New_Food Preparation_Natural Gas_Steamer_E10 | F1 | Commercial | Healthcare | New | Food Preparation | Natural Gas | Steamer | E10 | CCE | 0 | 0 | 0 | 0 | 0 | 0 | 0 | 0 | 0 | 0 | 0 | 0 | 0 | 0 | 0 | 0 | 0 | 0 | 0 | 0 | 0 | 0 | 0 | 0 | 0 | 0 | 0 | 0 | 0 | 0 | 0
F2_Commercial_Healthcare_New_Food Preparation_Natural Gas_Steamer_E1 | F2 | Commercial | Healthcare | New | Food Preparation | Natural Gas | Steamer | E1 | TRC BC Ratio | 0.9 | 0.9 | 0.9 | 0 | 0 | 0 | 0 | 0 | 0 | 0 | 0 | 0 | 0 | 0 | 0 | 0 | 0 | 0 | 0 | 0 | 0 | 0 | 0 | 0 | 0 | 0 | 0 | 0 | 0 | 0 | 0
F2_Commercial_Healthcare_New_Food Preparation_Natural Gas_Steamer_E2 | F2 | Commercial | Healthcare | New | Food Preparation | Natural Gas | Steamer | E2 | TRC BC Ratio | 5.0195 | 5.062 | 5.0865 | 0.9 | 0.9 | 0.9 | 0.9 | 0.9 | 0.9 | 0.9 | 0.9 | 0.9 | 0.9 | 0.9 | 0.9 | 0.9 | 0.9 | 0.9 | 0.9 | 0.9 | 0.9 | 0.9 | 0.9 | 0.9 | 0.9 | 0.9 | 0.9 | 0.9 | 0.9 | 0.9 | 0.9
F2_Commercial_Healthcare_New_Food Preparation_Natural Gas_Steamer_E3 | F2 | Commercial | Healthcare | New | Food Preparation | Natural Gas | Steamer | E3 | TRC BC Ratio | 0 | 0 | 0 | 0 | 0 | 0 | 0 | 0 | 0 | 0 | 0 | 0 | 0 | 0 | 0 | 0 | 0 | 0 | 0 | 0 | 0 | 0 | 0 | 0 | 0 | 0 | 0 | 0 | 0 | 0 | 0
F2_Commercial_Healthcare_New_Food Preparation_Natural Gas_Steamer_E4 | F2 | Commercial | Healthcare | New | Food Preparation | Natural Gas | Steamer | E4 | TRC BC Ratio | 0 | 0 | 0 | 0 | 0 | 0 | 0 | 0 | 0 | 0 | 0 | 0 | 0 | 0 | 0 | 0 | 0 | 0 | 0 | 0 | 0 | 0 | 0 | 0 | 0 | 0 | 0 | 0 | 0 | 0 | 0
F2_Commercial_Healthcare_New_Food Preparation_Natural Gas_Steamer_E5 | F2 | Commercial | Healthcare | New | Food Preparation | Natural Gas | Steamer | E5 | TRC BC Ratio | 0 | 0 | 0 | 0 | 0 | 0 | 0 | 0 | 0 | 0 | 0 | 0 | 0 | 0 | 0 | 0 | 0 | 0 | 0 | 0 | 0 | 0 | 0 | 0 | 0 | 0 | 0 | 0 | 0 | 0 | 0
F2_Commercial_Healthcare_New_Food Preparation_Natural Gas_Steamer_E6 | F2 | Commercial | Healthcare | New | Food Preparation | Natural Gas | Steamer | E6 | TRC BC Ratio | 0 | 0 | 0 | 0 | 0 | 0 | 0 | 0 | 0 | 0 | 0 | 0 | 0 | 0 | 0 | 0 | 0 | 0 | 0 | 0 | 0 | 0 | 0 | 0 | 0 | 0 | 0 | 0 | 0 | 0 | 0
F2_Commercial_Healthcare_New_Food Preparation_Natural Gas_Steamer_E7 | F2 | Commercial | Healthcare | New | Food Preparation | Natural Gas | Steamer | E7 | TRC BC Ratio | 0 | 0 | 0 | 0 | 0 | 0 | 0 | 0 | 0 | 0 | 0 | 0 | 0 | 0 | 0 | 0 | 0 | 0 | 0 | 0 | 0 | 0 | 0 | 0 | 0 | 0 | 0 | 0 | 0 | 0 | 0
F2_Commercial_Healthcare_New_Food Preparation_Natural Gas_Steamer_E8 | F2 | Commercial | Healthcare | New | Food Preparation | Natural Gas | Steamer | E8 | TRC BC Ratio | 0 | 0 | 0 | 0 | 0 | 0 | 0 | 0 | 0 | 0 | 0 | 0 | 0 | 0 | 0 | 0 | 0 | 0 | 0 | 0 | 0 | 0 | 0 | 0 | 0 | 0 | 0 | 0 | 0 | 0 | 0
F2_Commercial_Healthcare_New_Food Preparation_Natural Gas_Steamer_E9 | F2 | Commercial | Healthcare | New | Food Preparation | Natural Gas | Steamer | E9 | TRC BC Ratio | 0 | 0 | 0 | 0 | 0 | 0 | 0 | 0 | 0 | 0 | 0 | 0 | 0 | 0 | 0 | 0 | 0 | 0 | 0 | 0 | 0 | 0 | 0 | 0 | 0 | 0 | 0 | 0 | 0 | 0 | 0
F2_Commercial_Healthcare_New_Food Preparation_Natural Gas_Steamer_E10 | F2 | Commercial | Healthcare | New | Food Preparation | Natural Gas | Steamer | E10 | TRC BC Ratio | 0 | 0 | 0 | 0 | 0 | 0 | 0 | 0 | 0 | 0 | 0 | 0 | 0 | 0 | 0 | 0 | 0 | 0 | 0 | 0 | 0 | 0 | 0 | 0 | 0 | 0 | 0 | 0 | 0 | 0 | 0
F3_Commercial_Healthcare_New_Food Preparation_Natural Gas_Steamer_E1 | F3 | Commercial | Healthcare | New | Food Preparation | Natural Gas | Steamer | E1 | PACT BC Ratio | 0.9 | 0.9 | 0.9 | 0 | 0 | 0 | 0 | 0 | 0 | 0 | 0 | 0 | 0 | 0 | 0 | 0 | 0 | 0 | 0 | 0 | 0 | 0 | 0 | 0 | 0 | 0 | 0 | 0 | 0 | 0 | 0
F3_Commercial_Healthcare_New_Food Preparation_Natural Gas_Steamer_E2 | F3 | Commercial | Healthcare | New | Food Preparation | Natural Gas | Steamer | E2 | PACT BC Ratio | 5.4356 | 5.4817 | 5.5082 | 0.9 | 0.9 | 0.9 | 0.9 | 0.9 | 0.9 | 0.9 | 0.9 | 0.9 | 0.9 | 0.9 | 0.9 | 0.9 | 0.9 | 0.9 | 0.9 | 0.9 | 0.9 | 0.9 | 0.9 | 0.9 | 0.9 | 0.9 | 0.9 | 0.9 | 0.9 | 0.9 | 0.9
F3_Commercial_Healthcare_New_Food Preparation_Natural Gas_Steamer_E3 | F3 | Commercial | Healthcare | New | Food Preparation | Natural Gas | Steamer | E3 | PACT BC Ratio | 0 | 0 | 0 | 0 | 0 | 0 | 0 | 0 | 0 | 0 | 0 | 0 | 0 | 0 | 0 | 0 | 0 | 0 | 0 | 0 | 0 | 0 | 0 | 0 | 0 | 0 | 0 | 0 | 0 | 0 | 0
F3_Commercial_Healthcare_New_Food Preparation_Natural Gas_Steamer_E4 | F3 | Commercial | Healthcare | New | Food Preparation | Natural Gas | Steamer | E4 | PACT BC Ratio | 0 | 0 | 0 | 0 | 0 | 0 | 0 | 0 | 0 | 0 | 0 | 0 | 0 | 0 | 0 | 0 | 0 | 0 | 0 | 0 | 0 | 0 | 0 | 0 | 0 | 0 | 0 | 0 | 0 | 0 | 0
F3_Commercial_Healthcare_New_Food Preparation_Natural Gas_Steamer_E5 | F3 | Commercial | Healthcare | New | Food Preparation | Natural Gas | Steamer | E5 | PACT BC Ratio | 0 | 0 | 0 | 0 | 0 | 0 | 0 | 0 | 0 | 0 | 0 | 0 | 0 | 0 | 0 | 0 | 0 | 0 | 0 | 0 | 0 | 0 | 0 | 0 | 0 | 0 | 0 | 0 | 0 | 0 | 0
F3_Commercial_Healthcare_New_Food Preparation_Natural Gas_Steamer_E6 | F3 | Commercial | Healthcare | New | Food Preparation | Natural Gas | Steamer | E6 | PACT BC Ratio | 0 | 0 | 0 | 0 | 0 | 0 | 0 | 0 | 0 | 0 | 0 | 0 | 0 | 0 | 0 | 0 | 0 | 0 | 0 | 0 | 0 | 0 | 0 | 0 | 0 | 0 | 0 | 0 | 0 | 0 | 0
F3_Commercial_Healthcare_New_Food Preparation_Natural Gas_Steamer_E7 | F3 | Commercial | Healthcare | New | Food Preparation | Natural Gas | Steamer | E7 | PACT BC Ratio | 0 | 0 | 0 | 0 | 0 | 0 | 0 | 0 | 0 | 0 | 0 | 0 | 0 | 0 | 0 | 0 | 0 | 0 | 0 | 0 | 0 | 0 | 0 | 0 | 0 | 0 | 0 | 0 | 0 | 0 | 0
F3_Commercial_Healthcare_New_Food Preparation_Natural Gas_Steamer_E8 | F3 | Commercial | Healthcare | New | Food Preparation | Natural Gas | Steamer | E8 | PACT BC Ratio | 0 | 0 | 0 | 0 | 0 | 0 | 0 | 0 | 0 | 0 | 0 | 0 | 0 | 0 | 0 | 0 | 0 | 0 | 0 | 0 | 0 | 0 | 0 | 0 | 0 | 0 | 0 | 0 | 0 | 0 | 0
F3_Commercial_Healthcare_New_Food Preparation_Natural Gas_Steamer_E9 | F3 | Commercial | Healthcare | New | Food Preparation | Natural Gas | Steamer | E9 | PACT BC Ratio | 0 | 0 | 0 | 0 | 0 | 0 | 0 | 0 | 0 | 0 | 0 | 0 | 0 | 0 | 0 | 0 | 0 | 0 | 0 | 0 | 0 | 0 | 0 | 0 | 0 | 0 | 0 | 0 | 0 | 0 | 0
F3_Commercial_Healthcare_New_Food Preparation_Natural Gas_Steamer_E10 | F3 | Commercial | Healthcare | New | Food Preparation | Natural Gas | Steamer | E10 | PACT BC Ratio | 0 | 0 | 0 | 0 | 0 | 0 | 0 | 0 | 0 | 0 | 0 | 0 | 0 | 0 | 0 | 0 | 0 | 0 | 0 | 0 | 0 | 0 | 0 | 0 | 0 | 0 | 0 | 0 | 0 | 0 | 0
F4_Commercial_Healthcare_New_Food Preparation_Natural Gas_Steamer_E1 | F4 | Commercial | Healthcare | New | Food Preparation | Natural Gas | Steamer | E1 | PCT BC Ratio | 0.9 | 0.9 | 0.9 | 0 | 0 | 0 | 0 | 0 | 0 | 0 | 0 | 0 | 0 | 0 | 0 | 0 | 0 | 0 | 0 | 0 | 0 | 0 | 0 | 0 | 0 | 0 | 0 | 0 | 0 | 0 | 0
F4_Commercial_Healthcare_New_Food Preparation_Natural Gas_Steamer_E2 | F4 | Commercial | Healthcare | New | Food Preparation | Natural Gas | Steamer | E2 | PCT BC Ratio | 12.4994 | 12.5981 | 12.6548 | 0.9 | 0.9 | 0.9 | 0.9 | 0.9 | 0.9 | 0.9 | 0.9 | 0.9 | 0.9 | 0.9 | 0.9 | 0.9 | 0.9 | 0.9 | 0.9 | 0.9 | 0.9 | 0.9 | 0.9 | 0.9 | 0.9 | 0.9 | 0.9 | 0.9 | 0.9 | 0.9 | 0.9
F4_Commercial_Healthcare_New_Food Preparation_Natural Gas_Steamer_E3 | F4 | Commercial | Healthcare | New | Food Preparation | Natural Gas | Steamer | E3 | PCT BC Ratio | 0 | 0 | 0 | 0 | 0 | 0 | 0 | 0 | 0 | 0 | 0 | 0 | 0 | 0 | 0 | 0 | 0 | 0 | 0 | 0 | 0 | 0 | 0 | 0 | 0 | 0 | 0 | 0 | 0 | 0 | 0
F4_Commercial_Healthcare_New_Food Preparation_Natural Gas_Steamer_E4 | F4 | Commercial | Healthcare | New | Food Preparation | Natural Gas | Steamer | E4 | PCT BC Ratio | 0 | 0 | 0 | 0 | 0 | 0 | 0 | 0 | 0 | 0 | 0 | 0 | 0 | 0 | 0 | 0 | 0 | 0 | 0 | 0 | 0 | 0 | 0 | 0 | 0 | 0 | 0 | 0 | 0 | 0 | 0
F4_Commercial_Healthcare_New_Food Preparation_Natural Gas_Steamer_E5 | F4 | Commercial | Healthcare | New | Food Preparation | Natural Gas | Steamer | E5 | PCT BC Ratio | 0 | 0 | 0 | 0 | 0 | 0 | 0 | 0 | 0 | 0 | 0 | 0 | 0 | 0 | 0 | 0 | 0 | 0 | 0 | 0 | 0 | 0 | 0 | 0 | 0 | 0 | 0 | 0 | 0 | 0 | 0
F4_Commercial_Healthcare_New_Food Preparation_Natural Gas_Steamer_E6 | F4 | Commercial | Healthcare | New | Food Preparation | Natural Gas | Steamer | E6 | PCT BC Ratio | 0 | 0 | 0 | 0 | 0 | 0 | 0 | 0 | 0 | 0 | 0 | 0 | 0 | 0 | 0 | 0 | 0 | 0 | 0 | 0 | 0 | 0 | 0 | 0 | 0 | 0 | 0 | 0 | 0 | 0 | 0
F4_Commercial_Healthcare_New_Food Preparation_Natural Gas_Steamer_E7 | F4 | Commercial | Healthcare | New | Food Preparation | Natural Gas | Steamer | E7 | PCT BC Ratio | 0 | 0 | 0 | 0 | 0 | 0 | 0 | 0 | 0 | 0 | 0 | 0 | 0 | 0 | 0 | 0 | 0 | 0 | 0 | 0 | 0 | 0 | 0 | 0 | 0 | 0 | 0 | 0 | 0 | 0 | 0
F4_Commercial_Healthcare_New_Food Preparation_Natural Gas_Steamer_E8 | F4 | Commercial | Healthcare | New | Food Preparation | Natural Gas | Steamer | E8 | PCT BC Ratio | 0 | 0 | 0 | 0 | 0 | 0 | 0 | 0 | 0 | 0 | 0 | 0 | 0 | 0 | 0 | 0 | 0 | 0 | 0 | 0 | 0 | 0 | 0 | 0 | 0 | 0 | 0 | 0 | 0 | 0 | 0
F4_Commercial_Healthcare_New_Food Preparation_Natural Gas_Steamer_E9 | F4 | Commercial | Healthcare | New | Food Preparation | Natural Gas | Steamer | E9 | PCT BC Ratio | 0 | 0 | 0 | 0 | 0 | 0 | 0 | 0 | 0 | 0 | 0 | 0 | 0 | 0 | 0 | 0 | 0 | 0 | 0 | 0 | 0 | 0 | 0 | 0 | 0 | 0 | 0 | 0 | 0 | 0 | 0
F4_Commercial_Healthcare_New_Food Preparation_Natural Gas_Steamer_E10 | F4 | Commercial | Healthcare | New | Food Preparation | Natural Gas | Steamer | E10 | PCT BC Ratio | 0 | 0 | 0 | 0 | 0 | 0 | 0 | 0 | 0 | 0 | 0 | 0 | 0 | 0 | 0 | 0 | 0 | 0 | 0 | 0 | 0 | 0 | 0 | 0 | 0 | 0 | 0 | 0 | 0 | 0 | 0
F5_Commercial_Healthcare_New_Food Preparation_Natural Gas_Steamer_E1 | F5 | Commercial | Healthcare | New | Food Preparation | Natural Gas | Steamer | E1 | RIM BC Ratio | 0.9 | 0.9 | 0.9 | 0 | 0 | 0 | 0 | 0 | 0 | 0 | 0 | 0 | 0 | 0 | 0 | 0 | 0 | 0 | 0 | 0 | 0 | 0 | 0 | 0 | 0 | 0 | 0 | 0 | 0 | 0 | 0
F5_Commercial_Healthcare_New_Food Preparation_Natural Gas_Steamer_E2 | F5 | Commercial | Healthcare | New | Food Preparation | Natural Gas | Steamer | E2 | RIM BC Ratio | 0.72357 | 0.72438 | 0.72484 | 0.9 | 0.9 | 0.9 | 0.9 | 0.9 | 0.9 | 0.9 | 0.9 | 0.9 | 0.9 | 0.9 | 0.9 | 0.9 | 0.9 | 0.9 | 0.9 | 0.9 | 0.9 | 0.9 | 0.9 | 0.9 | 0.9 | 0.9 | 0.9 | 0.9 | 0.9 | 0.9 | 0.9
F5_Commercial_Healthcare_New_Food Preparation_Natural Gas_Steamer_E3 | F5 | Commercial | Healthcare | New | Food Preparation | Natural Gas | Steamer | E3 | RIM BC Ratio | 0 | 0 | 0 | 0 | 0 | 0 | 0 | 0 | 0 | 0 | 0 | 0 | 0 | 0 | 0 | 0 | 0 | 0 | 0 | 0 | 0 | 0 | 0 | 0 | 0 | 0 | 0 | 0 | 0 | 0 | 0
F5_Commercial_Healthcare_New_Food Preparation_Natural Gas_Steamer_E4 | F5 | Commercial | Healthcare | New | Food Preparation | Natural Gas | Steamer | E4 | RIM BC Ratio | 0 | 0 | 0 | 0 | 0 | 0 | 0 | 0 | 0 | 0 | 0 | 0 | 0 | 0 | 0 | 0 | 0 | 0 | 0 | 0 | 0 | 0 | 0 | 0 | 0 | 0 | 0 | 0 | 0 | 0 | 0
F5_Commercial_Healthcare_New_Food Preparation_Natural Gas_Steamer_E5 | F5 | Commercial | Healthcare | New | Food Preparation | Natural Gas | Steamer | E5 | RIM BC Ratio | 0 | 0 | 0 | 0 | 0 | 0 | 0 | 0 | 0 | 0 | 0 | 0 | 0 | 0 | 0 | 0 | 0 | 0 | 0 | 0 | 0 | 0 | 0 | 0 | 0 | 0 | 0 | 0 | 0 | 0 | 0
F5_Commercial_Healthcare_New_Food Preparation_Natural Gas_Steamer_E6 | F5 | Commercial | Healthcare | New | Food Preparation | Natural Gas | Steamer | E6 | RIM BC Ratio | 0 | 0 | 0 | 0 | 0 | 0 | 0 | 0 | 0 | 0 | 0 | 0 | 0 | 0 | 0 | 0 | 0 | 0 | 0 | 0 | 0 | 0 | 0 | 0 | 0 | 0 | 0 | 0 | 0 | 0 | 0
F5_Commercial_Healthcare_New_Food Preparation_Natural Gas_Steamer_E7 | F5 | Commercial | Healthcare | New | Food Preparation | Natural Gas | Steamer | E7 | RIM BC Ratio | 0 | 0 | 0 | 0 | 0 | 0 | 0 | 0 | 0 | 0 | 0 | 0 | 0 | 0 | 0 | 0 | 0 | 0 | 0 | 0 | 0 | 0 | 0 | 0 | 0 | 0 | 0 | 0 | 0 | 0 | 0
F5_Commercial_Healthcare_New_Food Preparation_Natural Gas_Steamer_E8 | F5 | Commercial | Healthcare | New | Food Preparation | Natural Gas | Steamer | E8 | RIM BC Ratio | 0 | 0 | 0 | 0 | 0 | 0 | 0 | 0 | 0 | 0 | 0 | 0 | 0 | 0 | 0 | 0 | 0 | 0 | 0 | 0 | 0 | 0 | 0 | 0 | 0 | 0 | 0 | 0 | 0 | 0 | 0
F5_Commercial_Healthcare_New_Food Preparation_Natural Gas_Steamer_E9 | F5 | Commercial | Healthcare | New | Food Preparation | Natural Gas | Steamer | E9 | RIM BC Ratio | 0 | 0 | 0 | 0 | 0 | 0 | 0 | 0 | 0 | 0 | 0 | 0 | 0 | 0 | 0 | 0 | 0 | 0 | 0 | 0 | 0 | 0 | 0 | 0 | 0 | 0 | 0 | 0 | 0 | 0 | 0
F5_Commercial_Healthcare_New_Food Preparation_Natural Gas_Steamer_E10 | F5 | Commercial | Healthcare | New | Food Preparation | Natural Gas | Steamer | E10 | RIM BC Ratio | 0 | 0 | 0 | 0 | 0 | 0 | 0 | 0 | 0 | 0 | 0 | 0 | 0 | 0 | 0 | 0 | 0 | 0 | 0 | 0 | 0 | 0 | 0 | 0 | 0 | 0 | 0 | 0 | 0 | 0 | 0
F0_Commercial_Healthcare_New_Food Preparation_Natural Gas_Food Prep Other_E0 | F0 | Commercial | Healthcare | New | Food Preparation | Natural Gas | Food Prep Other | E0 | Economic Unit | ENERGY STAR | ENERGY STAR | ENERGY STAR | ENERGY STAR | ENERGY STAR | ENERGY STAR | ENERGY STAR | ENERGY STAR | ENERGY STAR | ENERGY STAR | ENERGY STAR | ENERGY STAR | ENERGY STAR | ENERGY STAR | ENERGY STAR | ENERGY STAR | ENERGY STAR | ENERGY STAR | ENERGY STAR | ENERGY STAR | ENERGY STAR | ENERGY STAR | ENERGY STAR | Standard | Standard | Standard | Standard | Standard | Standard | Standard | Standard
F1_Commercial_Healthcare_New_Food Preparation_Natural Gas_Food Prep Other_E1 | F1 | Commercial | Healthcare | New | Food Preparation | Natural Gas | Food Prep Other | E1 | CCE | 0 | 0 | 0 | 0 | 0 | 0 | 0 | 0 | 0 | 0 | 0 | 0 | 0 | 0 | 0 | 0 | 0 | 0 | 0 | 0 | 0 | 0 | 0 | 0 | 0 | 0 | 0 | 0 | 0 | 0 | 0
F1_Commercial_Healthcare_New_Food Preparation_Natural Gas_Food Prep Other_E2 | F1 | Commercial | Healthcare | New | Food Preparation | Natural Gas | Food Prep Other | E2 | CCE | 0.15845 | 0.15233 | 0.15306 | 0.15466 | 0.15466 | 0.15466 | 0.15466 | 0.15466 | 0.15466 | 0.15466 | 0.15466 | 0.15466 | 0.15466 | 0.15466 | 0.15466 | 0.15466 | 0.15466 | 0.15466 | 0.15466 | 0.15466 | 0.15466 | 0.15466 | 0.15466 | 0.15466 | 0.15466 | 0.15466 | 0.15466 | 0.15466 | 0.15466 | 0.15466 | 0.15466
F1_Commercial_Healthcare_New_Food Preparation_Natural Gas_Food Prep Other_E3 | F1 | Commercial | Healthcare | New | Food Preparation | Natural Gas | Food Prep Other | E3 | CCE | 0 | 0 | 0 | 0 | 0 | 0 | 0 | 0 | 0 | 0 | 0 | 0 | 0 | 0 | 0 | 0 | 0 | 0 | 0 | 0 | 0 | 0 | 0 | 0 | 0 | 0 | 0 | 0 | 0 | 0 | 0
F1_Commercial_Healthcare_New_Food Preparation_Natural Gas_Food Prep Other_E4 | F1 | Commercial | Healthcare | New | Food Preparation | Natural Gas | Food Prep Other | E4 | CCE | 0 | 0 | 0 | 0 | 0 | 0 | 0 | 0 | 0 | 0 | 0 | 0 | 0 | 0 | 0 | 0 | 0 | 0 | 0 | 0 | 0 | 0 | 0 | 0 | 0 | 0 | 0 | 0 | 0 | 0 | 0
F1_Commercial_Healthcare_New_Food Preparation_Natural Gas_Food Prep Other_E5 | F1 | Commercial | Healthcare | New | Food Preparation | Natural Gas | Food Prep Other | E5 | CCE | 0 | 0 | 0 | 0 | 0 | 0 | 0 | 0 | 0 | 0 | 0 | 0 | 0 | 0 | 0 | 0 | 0 | 0 | 0 | 0 | 0 | 0 | 0 | 0 | 0 | 0 | 0 | 0 | 0 | 0 | 0
F1_Commercial_Healthcare_New_Food Preparation_Natural Gas_Food Prep Other_E6 | F1 | Commercial | Healthcare | New | Food Preparation | Natural Gas | Food Prep Other | E6 | CCE | 0 | 0 | 0 | 0 | 0 | 0 | 0 | 0 | 0 | 0 | 0 | 0 | 0 | 0 | 0 | 0 | 0 | 0 | 0 | 0 | 0 | 0 | 0 | 0 | 0 | 0 | 0 | 0 | 0 | 0 | 0
F1_Commercial_Healthcare_New_Food Preparation_Natural Gas_Food Prep Other_E7 | F1 | Commercial | Healthcare | New | Food Preparation | Natural Gas | Food Prep Other | E7 | CCE | 0 | 0 | 0 | 0 | 0 | 0 | 0 | 0 | 0 | 0 | 0 | 0 | 0 | 0 | 0 | 0 | 0 | 0 | 0 | 0 | 0 | 0 | 0 | 0 | 0 | 0 | 0 | 0 | 0 | 0 | 0
F1_Commercial_Healthcare_New_Food Preparation_Natural Gas_Food Prep Other_E8 | F1 | Commercial | Healthcare | New | Food Preparation | Natural Gas | Food Prep Other | E8 | CCE | 0 | 0 | 0 | 0 | 0 | 0 | 0 | 0 | 0 | 0 | 0 | 0 | 0 | 0 | 0 | 0 | 0 | 0 | 0 | 0 | 0 | 0 | 0 | 0 | 0 | 0 | 0 | 0 | 0 | 0 | 0
F1_Commercial_Healthcare_New_Food Preparation_Natural Gas_Food Prep Other_E9 | F1 | Commercial | Healthcare | New | Food Preparation | Natural Gas | Food Prep Other | E9 | CCE | 0 | 0 | 0 | 0 | 0 | 0 | 0 | 0 | 0 | 0 | 0 | 0 | 0 | 0 | 0 | 0 | 0 | 0 | 0 | 0 | 0 | 0 | 0 | 0 | 0 | 0 | 0 | 0 | 0 | 0 | 0
F1_Commercial_Healthcare_New_Food Preparation_Natural Gas_Food Prep Other_E10 | F1 | Commercial | Healthcare | New | Food Preparation | Natural Gas | Food Prep Other | E10 | CCE | 0 | 0 | 0 | 0 | 0 | 0 | 0 | 0 | 0 | 0 | 0 | 0 | 0 | 0 | 0 | 0 | 0 | 0 | 0 | 0 | 0 | 0 | 0 | 0 | 0 | 0 | 0 | 0 | 0 | 0 | 0
F2_Commercial_Healthcare_New_Food Preparation_Natural Gas_Food Prep Other_E1 | F2 | Commercial | Healthcare | New | Food Preparation | Natural Gas | Food Prep Other | E1 | TRC BC Ratio | 0.9 | 0.9 | 0.9 | 0.9 | 0.9 | 0.9 | 0.9 | 0.9 | 0.9 | 0.9 | 0.9 | 0.9 | 0.9 | 0.9 | 0.9 | 0.9 | 0.9 | 0.9 | 0.9 | 0.9 | 0.9 | 0.9 | 0.9 | 0.9 | 0.9 | 0.9 | 0.9 | 0.9 | 0.9 | 0.9 | 0.9
F2_Commercial_Healthcare_New_Food Preparation_Natural Gas_Food Prep Other_E2 | F2 | Commercial | Healthcare | New | Food Preparation | Natural Gas | Food Prep Other | E2 | TRC BC Ratio | 0.064402 | 0.065679 | 0.066592 | 0.067581 | 0.069003 | 0.064649 | 0.061246 | 0.059457 | 0.058814 | 0.057827 | 0.057162 | 0.060191 | 0.053868 | 0.057577 | 0.062338 | 0.066965 | 0.067138 | 0.067459 | 0.06617 | 0.067089 | 0.067733 | 0.068601 | 0.069693 | 0.032829 | 0.032174 | 0.031561 | 0.030984 | 0.030437 | 0.029914 | 0.029412 | 0.028926
F2_Commercial_Healthcare_New_Food Preparation_Natural Gas_Food Prep Other_E3 | F2 | Commercial | Healthcare | New | Food Preparation | Natural Gas | Food Prep Other | E3 | TRC BC Ratio | 0 | 0 | 0 | 0 | 0 | 0 | 0 | 0 | 0 | 0 | 0 | 0 | 0 | 0 | 0 | 0 | 0 | 0 | 0 | 0 | 0 | 0 | 0 | 0 | 0 | 0 | 0 | 0 | 0 | 0 | 0
F2_Commercial_Healthcare_New_Food Preparation_Natural Gas_Food Prep Other_E4 | F2 | Commercial | Healthcare | New | Food Preparation | Natural Gas | Food Prep Other | E4 | TRC BC Ratio | 0 | 0 | 0 | 0 | 0 | 0 | 0 | 0 | 0 | 0 | 0 | 0 | 0 | 0 | 0 | 0 | 0 | 0 | 0 | 0 | 0 | 0 | 0 | 0 | 0 | 0 | 0 | 0 | 0 | 0 | 0
F2_Commercial_Healthcare_New_Food Preparation_Natural Gas_Food Prep Other_E5 | F2 | Commercial | Healthcare | New | Food Preparation | Natural Gas | Food Prep Other | E5 | TRC BC Ratio | 0 | 0 | 0 | 0 | 0 | 0 | 0 | 0 | 0 | 0 | 0 | 0 | 0 | 0 | 0 | 0 | 0 | 0 | 0 | 0 | 0 | 0 | 0 | 0 | 0 | 0 | 0 | 0 | 0 | 0 | 0
F2_Commercial_Healthcare_New_Food Preparation_Natural Gas_Food Prep Other_E6 | F2 | Commercial | Healthcare | New | Food Preparation | Natural Gas | Food Prep Other | E6 | TRC BC Ratio | 0 | 0 | 0 | 0 | 0 | 0 | 0 | 0 | 0 | 0 | 0 | 0 | 0 | 0 | 0 | 0 | 0 | 0 | 0 | 0 | 0 | 0 | 0 | 0 | 0 | 0 | 0 | 0 | 0 | 0 | 0
F2_Commercial_Healthcare_New_Food Preparation_Natural Gas_Food Prep Other_E7 | F2 | Commercial | Healthcare | New | Food Preparation | Natural Gas | Food Prep Other | E7 | TRC BC Ratio | 0 | 0 | 0 | 0 | 0 | 0 | 0 | 0 | 0 | 0 | 0 | 0 | 0 | 0 | 0 | 0 | 0 | 0 | 0 | 0 | 0 | 0 | 0 | 0 | 0 | 0 | 0 | 0 | 0 | 0 | 0
F2_Commercial_Healthcare_New_Food Preparation_Natural Gas_Food Prep Other_E8 | F2 | Commercial | Healthcare | New | Food Preparation | Natural Gas | Food Prep Other | E8 | TRC BC Ratio | 0 | 0 | 0 | 0 | 0 | 0 | 0 | 0 | 0 | 0 | 0 | 0 | 0 | 0 | 0 | 0 | 0 | 0 | 0 | 0 | 0 | 0 | 0 | 0 | 0 | 0 | 0 | 0 | 0 | 0 | 0
F2_Commercial_Healthcare_New_Food Preparation_Natural Gas_Food Prep Other_E9 | F2 | Commercial | Healthcare | New | Food Preparation | Natural Gas | Food Prep Other | E9 | TRC BC Ratio | 0 | 0 | 0 | 0 | 0 | 0 | 0 | 0 | 0 | 0 | 0 | 0 | 0 | 0 | 0 | 0 | 0 | 0 | 0 | 0 | 0 | 0 | 0 | 0 | 0 | 0 | 0 | 0 | 0 | 0 | 0
F2_Commercial_Healthcare_New_Food Preparation_Natural Gas_Food Prep Other_E10 | F2 | Commercial | Healthcare | New | Food Preparation | Natural Gas | Food Prep Other | E10 | TRC BC Ratio | 0 | 0 | 0 | 0 | 0 | 0 | 0 | 0 | 0 | 0 | 0 | 0 | 0 | 0 | 0 | 0 | 0 | 0 | 0 | 0 | 0 | 0 | 0 | 0 | 0 | 0 | 0 | 0 | 0 | 0 | 0
F3_Commercial_Healthcare_New_Food Preparation_Natural Gas_Food Prep Other_E1 | F3 | Commercial | Healthcare | New | Food Preparation | Natural Gas | Food Prep Other | E1 | PACT BC Ratio | 0.9 | 0.9 | 0.9 | 0.9 | 0.9 | 0.9 | 0.9 | 0.9 | 0.9 | 0.9 | 0.9 | 0.9 | 0.9 | 0.9 | 0.9 | 0.9 | 0.9 | 0.9 | 0.9 | 0.9 | 0.9 | 0.9 | 0.9 | 0.9 | 0.9 | 0.9 | 0.9 | 0.9 | 0.9 | 0.9 | 0.9
F3_Commercial_Healthcare_New_Food Preparation_Natural Gas_Food Prep Other_E2 | F3 | Commercial | Healthcare | New | Food Preparation | Natural Gas | Food Prep Other | E2 | PACT BC Ratio | 1.1369 | 1.1594 | 1.1755 | 1.193 | 1.2181 | 1.1412 | 1.0812 | 1.0496 | 1.0382 | 1.0208 | 1.0091 | 1.0625 | 0.95093 | 1.0164 | 1.1004 | 1.1821 | 1.1852 | 1.1908 | 1.1681 | 1.1843 | 1.1957 | 1.211 | 1.2303 | 0.57953 | 0.56797 | 0.55715 | 0.54696 | 0.5373 | 0.52807 | 0.5192 | 0.51063
F3_Commercial_Healthcare_New_Food Preparation_Natural Gas_Food Prep Other_E3 | F3 | Commercial | Healthcare | New | Food Preparation | Natural Gas | Food Prep Other | E3 | PACT BC Ratio | 0 | 0 | 0 | 0 | 0 | 0 | 0 | 0 | 0 | 0 | 0 | 0 | 0 | 0 | 0 | 0 | 0 | 0 | 0 | 0 | 0 | 0 | 0 | 0 | 0 | 0 | 0 | 0 | 0 | 0 | 0
F3_Commercial_Healthcare_New_Food Preparation_Natural Gas_Food Prep Other_E4 | F3 | Commercial | Healthcare | New | Food Preparation | Natural Gas | Food Prep Other | E4 | PACT BC Ratio | 0 | 0 | 0 | 0 | 0 | 0 | 0 | 0 | 0 | 0 | 0 | 0 | 0 | 0 | 0 | 0 | 0 | 0 | 0 | 0 | 0 | 0 | 0 | 0 | 0 | 0 | 0 | 0 | 0 | 0 | 0
F3_Commercial_Healthcare_New_Food Preparation_Natural Gas_Food Prep Other_E5 | F3 | Commercial | Healthcare | New | Food Preparation | Natural Gas | Food Prep Other | E5 | PACT BC Ratio | 0 | 0 | 0 | 0 | 0 | 0 | 0 | 0 | 0 | 0 | 0 | 0 | 0 | 0 | 0 | 0 | 0 | 0 | 0 | 0 | 0 | 0 | 0 | 0 | 0 | 0 | 0 | 0 | 0 | 0 | 0
F3_Commercial_Healthcare_New_Food Preparation_Natural Gas_Food Prep Other_E6 | F3 | Commercial | Healthcare | New | Food Preparation | Natural Gas | Food Prep Other | E6 | PACT BC Ratio | 0 | 0 | 0 | 0 | 0 | 0 | 0 | 0 | 0 | 0 | 0 | 0 | 0 | 0 | 0 | 0 | 0 | 0 | 0 | 0 | 0 | 0 | 0 | 0 | 0 | 0 | 0 | 0 | 0 | 0 | 0
F3_Commercial_Healthcare_New_Food Preparation_Natural Gas_Food Prep Other_E7 | F3 | Commercial | Healthcare | New | Food Preparation | Natural Gas | Food Prep Other | E7 | PACT BC Ratio | 0 | 0 | 0 | 0 | 0 | 0 | 0 | 0 | 0 | 0 | 0 | 0 | 0 | 0 | 0 | 0 | 0 | 0 | 0 | 0 | 0 | 0 | 0 | 0 | 0 | 0 | 0 | 0 | 0 | 0 | 0
F3_Commercial_Healthcare_New_Food Preparation_Natural Gas_Food Prep Other_E8 | F3 | Commercial | Healthcare | New | Food Preparation | Natural Gas | Food Prep Other | E8 | PACT BC Ratio | 0 | 0 | 0 | 0 | 0 | 0 | 0 | 0 | 0 | 0 | 0 | 0 | 0 | 0 | 0 | 0 | 0 | 0 | 0 | 0 | 0 | 0 | 0 | 0 | 0 | 0 | 0 | 0 | 0 | 0 | 0
F3_Commercial_Healthcare_New_Food Preparation_Natural Gas_Food Prep Other_E9 | F3 | Commercial | Healthcare | New | Food Preparation | Natural Gas | Food Prep Other | E9 | PACT BC Ratio | 0 | 0 | 0 | 0 | 0 | 0 | 0 | 0 | 0 | 0 | 0 | 0 | 0 | 0 | 0 | 0 | 0 | 0 | 0 | 0 | 0 | 0 | 0 | 0 | 0 | 0 | 0 | 0 | 0 | 0 | 0
F3_Commercial_Healthcare_New_Food Preparation_Natural Gas_Food Prep Other_E10 | F3 | Commercial | Healthcare | New | Food Preparation | Natural Gas | Food Prep Other | E10 | PACT BC Ratio | 0 | 0 | 0 | 0 | 0 | 0 | 0 | 0 | 0 | 0 | 0 | 0 | 0 | 0 | 0 | 0 | 0 | 0 | 0 | 0 | 0 | 0 | 0 | 0 | 0 | 0 | 0 | 0 | 0 | 0 | 0
F4_Commercial_Healthcare_New_Food Preparation_Natural Gas_Food Prep Other_E1 | F4 | Commercial | Healthcare | New | Food Preparation | Natural Gas | Food Prep Other | E1 | PCT BC Ratio | 0.9 | 0.9 | 0.9 | 0.9 | 0.9 | 0.9 | 0.9 | 0.9 | 0.9 | 0.9 | 0.9 | 0.9 | 0.9 | 0.9 | 0.9 | 0.9 | 0.9 | 0.9 | 0.9 | 0.9 | 0.9 | 0.9 | 0.9 | 0.9 | 0.9 | 0.9 | 0.9 | 0.9 | 0.9 | 0.9 | 0.9
F4_Commercial_Healthcare_New_Food Preparation_Natural Gas_Food Prep Other_E2 | F4 | Commercial | Healthcare | New | Food Preparation | Natural Gas | Food Prep Other | E2 | PCT BC Ratio | 0.10732 | 0.10889 | 0.11002 | 0.11124 | 0.113 | 0.10762 | 0.10342 | 0.10121 | 0.10042 | 0.0992 | 0.098378 | 0.10212 | 0.094311 | 0.098891 | 0.10477 | 0.11048 | 0.1107 | 0.11109 | 0.1095 | 0.11064 | 0.11143 | 0.1125 | 0.11385 | 0.068334 | 0.067525 | 0.066768 | 0.066056 | 0.06538 | 0.064735 | 0.064115 | 0.063515
F4_Commercial_Healthcare_New_Food Preparation_Natural Gas_Food Prep Other_E3 | F4 | Commercial | Healthcare | New | Food Preparation | Natural Gas | Food Prep Other | E3 | PCT BC Ratio | 0 | 0 | 0 | 0 | 0 | 0 | 0 | 0 | 0 | 0 | 0 | 0 | 0 | 0 | 0 | 0 | 0 | 0 | 0 | 0 | 0 | 0 | 0 | 0 | 0 | 0 | 0 | 0 | 0 | 0 | 0
F4_Commercial_Healthcare_New_Food Preparation_Natural Gas_Food Prep Other_E4 | F4 | Commercial | Healthcare | New | Food Preparation | Natural Gas | Food Prep Other | E4 | PCT BC Ratio | 0 | 0 | 0 | 0 | 0 | 0 | 0 | 0 | 0 | 0 | 0 | 0 | 0 | 0 | 0 | 0 | 0 | 0 | 0 | 0 | 0 | 0 | 0 | 0 | 0 | 0 | 0 | 0 | 0 | 0 | 0
F4_Commercial_Healthcare_New_Food Preparation_Natural Gas_Food Prep Other_E5 | F4 | Commercial | Healthcare | New | Food Preparation | Natural Gas | Food Prep Other | E5 | PCT BC Ratio | 0 | 0 | 0 | 0 | 0 | 0 | 0 | 0 | 0 | 0 | 0 | 0 | 0 | 0 | 0 | 0 | 0 | 0 | 0 | 0 | 0 | 0 | 0 | 0 | 0 | 0 | 0 | 0 | 0 | 0 | 0
F4_Commercial_Healthcare_New_Food Preparation_Natural Gas_Food Prep Other_E6 | F4 | Commercial | Healthcare | New | Food Preparation | Natural Gas | Food Prep Other | E6 | PCT BC Ratio | 0 | 0 | 0 | 0 | 0 | 0 | 0 | 0 | 0 | 0 | 0 | 0 | 0 | 0 | 0 | 0 | 0 | 0 | 0 | 0 | 0 | 0 | 0 | 0 | 0 | 0 | 0 | 0 | 0 | 0 | 0
F4_Commercial_Healthcare_New_Food Preparation_Natural Gas_Food Prep Other_E7 | F4 | Commercial | Healthcare | New | Food Preparation | Natural Gas | Food Prep Other | E7 | PCT BC Ratio | 0 | 0 | 0 | 0 | 0 | 0 | 0 | 0 | 0 | 0 | 0 | 0 | 0 | 0 | 0 | 0 | 0 | 0 | 0 | 0 | 0 | 0 | 0 | 0 | 0 | 0 | 0 | 0 | 0 | 0 | 0
F4_Commercial_Healthcare_New_Food Preparation_Natural Gas_Food Prep Other_E8 | F4 | Commercial | Healthcare | New | Food Preparation | Natural Gas | Food Prep Other | E8 | PCT BC Ratio | 0 | 0 | 0 | 0 | 0 | 0 | 0 | 0 | 0 | 0 | 0 | 0 | 0 | 0 | 0 | 0 | 0 | 0 | 0 | 0 | 0 | 0 | 0 | 0 | 0 | 0 | 0 | 0 | 0 | 0 | 0
F4_Commercial_Healthcare_New_Food Preparation_Natural Gas_Food Prep Other_E9 | F4 | Commercial | Healthcare | New | Food Preparation | Natural Gas | Food Prep Other | E9 | PCT BC Ratio | 0 | 0 | 0 | 0 | 0 | 0 | 0 | 0 | 0 | 0 | 0 | 0 | 0 | 0 | 0 | 0 | 0 | 0 | 0 | 0 | 0 | 0 | 0 | 0 | 0 | 0 | 0 | 0 | 0 | 0 | 0
F4_Commercial_Healthcare_New_Food Preparation_Natural Gas_Food Prep Other_E10 | F4 | Commercial | Healthcare | New | Food Preparation | Natural Gas | Food Prep Other | E10 | PCT BC Ratio | 0 | 0 | 0 | 0 | 0 | 0 | 0 | 0 | 0 | 0 | 0 | 0 | 0 | 0 | 0 | 0 | 0 | 0 | 0 | 0 | 0 | 0 | 0 | 0 | 0 | 0 | 0 | 0 | 0 | 0 | 0
F5_Commercial_Healthcare_New_Food Preparation_Natural Gas_Food Prep Other_E1 | F5 | Commercial | Healthcare | New | Food Preparation | Natural Gas | Food Prep Other | E1 | RIM BC Ratio | 0.9 | 0.9 | 0.9 | 0.9 | 0.9 | 0.9 | 0.9 | 0.9 | 0.9 | 0.9 | 0.9 | 0.9 | 0.9 | 0.9 | 0.9 | 0.9 | 0.9 | 0.9 | 0.9 | 0.9 | 0.9 | 0.9 | 0.9 | 0.9 | 0.9 | 0.9 | 0.9 | 0.9 | 0.9 | 0.9 | 0.9
F5_Commercial_Healthcare_New_Food Preparation_Natural Gas_Food Prep Other_E2 | F5 | Commercial | Healthcare | New | Food Preparation | Natural Gas | Food Prep Other | E2 | RIM BC Ratio | 0.48131 | 0.4853 | 0.48811 | 0.49109 | 0.49529 | 0.48209 | 0.47104 | 0.46494 | 0.4627 | 0.45921 | 0.45681 | 0.46746 | 0.44451 | 0.45831 | 0.47466 | 0.48924 | 0.48976 | 0.49072 | 0.48682 | 0.48961 | 0.49154 | 0.49412 | 0.49729 | 0.34204 | 0.33798 | 0.33412 | 0.33043 | 0.32688 | 0.32344 | 0.32009 | 0.31681
F5_Commercial_Healthcare_New_Food Preparation_Natural Gas_Food Prep Other_E3 | F5 | Commercial | Healthcare | New | Food Preparation | Natural Gas | Food Prep Other | E3 | RIM BC Ratio | 0 | 0 | 0 | 0 | 0 | 0 | 0 | 0 | 0 | 0 | 0 | 0 | 0 | 0 | 0 | 0 | 0 | 0 | 0 | 0 | 0 | 0 | 0 | 0 | 0 | 0 | 0 | 0 | 0 | 0 | 0
F5_Commercial_Healthcare_New_Food Preparation_Natural Gas_Food Prep Other_E4 | F5 | Commercial | Healthcare | New | Food Preparation | Natural Gas | Food Prep Other | E4 | RIM BC Ratio | 0 | 0 | 0 | 0 | 0 | 0 | 0 | 0 | 0 | 0 | 0 | 0 | 0 | 0 | 0 | 0 | 0 | 0 | 0 | 0 | 0 | 0 | 0 | 0 | 0 | 0 | 0 | 0 | 0 | 0 | 0
F5_Commercial_Healthcare_New_Food Preparation_Natural Gas_Food Prep Other_E5 | F5 | Commercial | Healthcare | New | Food Preparation | Natural Gas | Food Prep Other | E5 | RIM BC Ratio | 0 | 0 | 0 | 0 | 0 | 0 | 0 | 0 | 0 | 0 | 0 | 0 | 0 | 0 | 0 | 0 | 0 | 0 | 0 | 0 | 0 | 0 | 0 | 0 | 0 | 0 | 0 | 0 | 0 | 0 | 0
F5_Commercial_Healthcare_New_Food Preparation_Natural Gas_Food Prep Other_E6 | F5 | Commercial | Healthcare | New | Food Preparation | Natural Gas | Food Prep Other | E6 | RIM BC Ratio | 0 | 0 | 0 | 0 | 0 | 0 | 0 | 0 | 0 | 0 | 0 | 0 | 0 | 0 | 0 | 0 | 0 | 0 | 0 | 0 | 0 | 0 | 0 | 0 | 0 | 0 | 0 | 0 | 0 | 0 | 0
F5_Commercial_Healthcare_New_Food Preparation_Natural Gas_Food Prep Other_E7 | F5 | Commercial | Healthcare | New | Food Preparation | Natural Gas | Food Prep Other | E7 | RIM BC Ratio | 0 | 0 | 0 | 0 | 0 | 0 | 0 | 0 | 0 | 0 | 0 | 0 | 0 | 0 | 0 | 0 | 0 | 0 | 0 | 0 | 0 | 0 | 0 | 0 | 0 | 0 | 0 | 0 | 0 | 0 | 0
F5_Commercial_Healthcare_New_Food Preparation_Natural Gas_Food Prep Other_E8 | F5 | Commercial | Healthcare | New | Food Preparation | Natural Gas | Food Prep Other | E8 | RIM BC Ratio | 0 | 0 | 0 | 0 | 0 | 0 | 0 | 0 | 0 | 0 | 0 | 0 | 0 | 0 | 0 | 0 | 0 | 0 | 0 | 0 | 0 | 0 | 0 | 0 | 0 | 0 | 0 | 0 | 0 | 0 | 0
F5_Commercial_Healthcare_New_Food Preparation_Natural Gas_Food Prep Other_E9 | F5 | Commercial | Healthcare | New | Food Preparation | Natural Gas | Food Prep Other | E9 | RIM BC Ratio | 0 | 0 | 0 | 0 | 0 | 0 | 0 | 0 | 0 | 0 | 0 | 0 | 0 | 0 | 0 | 0 | 0 | 0 | 0 | 0 | 0 | 0 | 0 | 0 | 0 | 0 | 0 | 0 | 0 | 0 | 0
F5_Commercial_Healthcare_New_Food Preparation_Natural Gas_Food Prep Other_E10 | F5 | Commercial | Healthcare | New | Food Preparation | Natural Gas | Food Prep Other | E10 | RIM BC Ratio | 0 | 0 | 0 | 0 | 0 | 0 | 0 | 0 | 0 | 0 | 0 | 0 | 0 | 0 | 0 | 0 | 0 | 0 | 0 | 0 | 0 | 0 | 0 | 0 | 0 | 0 | 0 | 0 | 0 | 0 | 0
F0_Commercial_Healthcare_New_Miscellaneous_Natural Gas_Pool Heater_E0 | F0 | Commercial | Healthcare | New | Miscellaneous | Natural Gas | Pool Heater | E0 | Economic Unit | Standard (EF .78) | Standard (EF .78) | Standard (EF .78) | Standard (EF .78) | Standard (EF .78) | Standard (EF .78) | Standard (EF .78) | Standard (EF .78) | Standard (EF .78) | Standard (EF .78) | Standard (EF .78) | Standard (EF .78) | Standard (EF .78) | Standard (EF .78) | Standard (EF .78) | Standard (EF .78) | Standard (EF .78) | Standard (EF .78) | Condensing (EF .90) | Condensing (EF .90) | Condensing (EF .90) | Condensing (EF .90) | Condensing (EF .90) | Standard (EF .78) | Standard (EF .78) | Standard (EF .78) | Standard (EF .78) | Standard (EF .78) | Standard (EF .78) | Standard (EF .78) | Standard (EF .78)
F1_Commercial_Healthcare_New_Miscellaneous_Natural Gas_Pool Heater_E1 | F1 | Commercial | Healthcare | New | Miscellaneous | Natural Gas | Pool Heater | E1 | CCE | 0 | 0 | 0 | 0 | 0 | 0 | 0 | 0 | 0 | 0 | 0 | 0 | 0 | 0 | 0 | 0 | 0 | 0 | 0 | 0 | 0 | 0 | 0 | 0 | 0 | 0 | 0 | 0 | 0 | 0 | 0
F1_Commercial_Healthcare_New_Miscellaneous_Natural Gas_Pool Heater_E2 | F1 | Commercial | Healthcare | New | Miscellaneous | Natural Gas | Pool Heater | E2 | CCE | 0.017772 | 0.017086 | 0.017167 | 0.017347 | 0.017347 | 0.017347 | 0.017347 | 0.017347 | 0.017347 | 0.017347 | 0.017347 | 0.017347 | 0.017347 | 0.017347 | 0.017347 | 0.017347 | 0.017347 | 0.017347 | 0.017347 | 0.017347 | 0.017347 | 0.017347 | 0.017347 | 0.017347 | 0.017347 | 0.017347 | 0.017347 | 0.017347 | 0.017347 | 0.017347 | 0.017347
F1_Commercial_Healthcare_New_Miscellaneous_Natural Gas_Pool Heater_E3 | F1 | Commercial | Healthcare | New | Miscellaneous | Natural Gas | Pool Heater | E3 | CCE | 0 | 0 | 0 | 0 | 0 | 0 | 0 | 0 | 0 | 0 | 0 | 0 | 0 | 0 | 0 | 0 | 0 | 0 | 0 | 0 | 0 | 0 | 0 | 0 | 0 | 0 | 0 | 0 | 0 | 0 | 0
F1_Commercial_Healthcare_New_Miscellaneous_Natural Gas_Pool Heater_E4 | F1 | Commercial | Healthcare | New | Miscellaneous | Natural Gas | Pool Heater | E4 | CCE | 0 | 0 | 0 | 0 | 0 | 0 | 0 | 0 | 0 | 0 | 0 | 0 | 0 | 0 | 0 | 0 | 0 | 0 | 0 | 0 | 0 | 0 | 0 | 0 | 0 | 0 | 0 | 0 | 0 | 0 | 0
F1_Commercial_Healthcare_New_Miscellaneous_Natural Gas_Pool Heater_E5 | F1 | Commercial | Healthcare | New | Miscellaneous | Natural Gas | Pool Heater | E5 | CCE | 0 | 0 | 0 | 0 | 0 | 0 | 0 | 0 | 0 | 0 | 0 | 0 | 0 | 0 | 0 | 0 | 0 | 0 | 0 | 0 | 0 | 0 | 0 | 0 | 0 | 0 | 0 | 0 | 0 | 0 | 0
F1_Commercial_Healthcare_New_Miscellaneous_Natural Gas_Pool Heater_E6 | F1 | Commercial | Healthcare | New | Miscellaneous | Natural Gas | Pool Heater | E6 | CCE | 0 | 0 | 0 | 0 | 0 | 0 | 0 | 0 | 0 | 0 | 0 | 0 | 0 | 0 | 0 | 0 | 0 | 0 | 0 | 0 | 0 | 0 | 0 | 0 | 0 | 0 | 0 | 0 | 0 | 0 | 0
F1_Commercial_Healthcare_New_Miscellaneous_Natural Gas_Pool Heater_E7 | F1 | Commercial | Healthcare | New | Miscellaneous | Natural Gas | Pool Heater | E7 | CCE | 0 | 0 | 0 | 0 | 0 | 0 | 0 | 0 | 0 | 0 | 0 | 0 | 0 | 0 | 0 | 0 | 0 | 0 | 0 | 0 | 0 | 0 | 0 | 0 | 0 | 0 | 0 | 0 | 0 | 0 | 0
F1_Commercial_Healthcare_New_Miscellaneous_Natural Gas_Pool Heater_E8 | F1 | Commercial | Healthcare | New | Miscellaneous | Natural Gas | Pool Heater | E8 | CCE | 0 | 0 | 0 | 0 | 0 | 0 | 0 | 0 | 0 | 0 | 0 | 0 | 0 | 0 | 0 | 0 | 0 | 0 | 0 | 0 | 0 | 0 | 0 | 0 | 0 | 0 | 0 | 0 | 0 | 0 | 0
F1_Commercial_Healthcare_New_Miscellaneous_Natural Gas_Pool Heater_E9 | F1 | Commercial | Healthcare | New | Miscellaneous | Natural Gas | Pool Heater | E9 | CCE | 0 | 0 | 0 | 0 | 0 | 0 | 0 | 0 | 0 | 0 | 0 | 0 | 0 | 0 | 0 | 0 | 0 | 0 | 0 | 0 | 0 | 0 | 0 | 0 | 0 | 0 | 0 | 0 | 0 | 0 | 0
F1_Commercial_Healthcare_New_Miscellaneous_Natural Gas_Pool Heater_E10 | F1 | Commercial | Healthcare | New | Miscellaneous | Natural Gas | Pool Heater | E10 | CCE | 0 | 0 | 0 | 0 | 0 | 0 | 0 | 0 | 0 | 0 | 0 | 0 | 0 | 0 | 0 | 0 | 0 | 0 | 0 | 0 | 0 | 0 | 0 | 0 | 0 | 0 | 0 | 0 | 0 | 0 | 0
F2_Commercial_Healthcare_New_Miscellaneous_Natural Gas_Pool Heater_E1 | F2 | Commercial | Healthcare | New | Miscellaneous | Natural Gas | Pool Heater | E1 | TRC BC Ratio | 0.9 | 0.9 | 0.9 | 0.9 | 0.9 | 0.9 | 0.9 | 0.9 | 0.9 | 0.9 | 0.9 | 0.9 | 0.9 | 0.9 | 0.9 | 0.9 | 0.9 | 0.9 | 0.9 | 0.9 | 0.9 | 0.9 | 0.9 | 0.9 | 0.9 | 0.9 | 0.9 | 0.9 | 0.9 | 0.9 | 0.9
F2_Commercial_Healthcare_New_Miscellaneous_Natural Gas_Pool Heater_E2 | F2 | Commercial | Healthcare | New | Miscellaneous | Natural Gas | Pool Heater | E2 | TRC BC Ratio | 0.56913 | 0.59017 | 0.59856 | 0.60055 | 0.62327 | 0.58756 | 0.56286 | 0.56218 | 0.57879 | 0.56904 | 0.56637 | 0.56026 | 0.42036 | 0.41012 | 0.40714 | 0.46017 | 0.52551 | 0.59905 | 0.65771 | 0.754 | 0.76585 | 0.78054 | 0.79807 | 0.30114 | 0.29474 | 0.28881 | 0.28328 | 0.2781 | 0.27319 | 0.2685 | 0.264
F2_Commercial_Healthcare_New_Miscellaneous_Natural Gas_Pool Heater_E3 | F2 | Commercial | Healthcare | New | Miscellaneous | Natural Gas | Pool Heater | E3 | TRC BC Ratio | 0 | 0 | 0 | 0 | 0 | 0 | 0 | 0 | 0 | 0 | 0 | 0 | 0 | 0 | 0 | 0 | 0 | 0 | 0 | 0 | 0 | 0 | 0 | 0 | 0 | 0 | 0 | 0 | 0 | 0 | 0
F2_Commercial_Healthcare_New_Miscellaneous_Natural Gas_Pool Heater_E4 | F2 | Commercial | Healthcare | New | Miscellaneous | Natural Gas | Pool Heater | E4 | TRC BC Ratio | 0 | 0 | 0 | 0 | 0 | 0 | 0 | 0 | 0 | 0 | 0 | 0 | 0 | 0 | 0 | 0 | 0 | 0 | 0 | 0 | 0 | 0 | 0 | 0 | 0 | 0 | 0 | 0 | 0 | 0 | 0
F2_Commercial_Healthcare_New_Miscellaneous_Natural Gas_Pool Heater_E5 | F2 | Commercial | Healthcare | New | Miscellaneous | Natural Gas | Pool Heater | E5 | TRC BC Ratio | 0 | 0 | 0 | 0 | 0 | 0 | 0 | 0 | 0 | 0 | 0 | 0 | 0 | 0 | 0 | 0 | 0 | 0 | 0 | 0 | 0 | 0 | 0 | 0 | 0 | 0 | 0 | 0 | 0 | 0 | 0
F2_Commercial_Healthcare_New_Miscellaneous_Natural Gas_Pool Heater_E6 | F2 | Commercial | Healthcare | New | Miscellaneous | Natural Gas | Pool Heater | E6 | TRC BC Ratio | 0 | 0 | 0 | 0 | 0 | 0 | 0 | 0 | 0 | 0 | 0 | 0 | 0 | 0 | 0 | 0 | 0 | 0 | 0 | 0 | 0 | 0 | 0 | 0 | 0 | 0 | 0 | 0 | 0 | 0 | 0
F2_Commercial_Healthcare_New_Miscellaneous_Natural Gas_Pool Heater_E7 | F2 | Commercial | Healthcare | New | Miscellaneous | Natural Gas | Pool Heater | E7 | TRC BC Ratio | 0 | 0 | 0 | 0 | 0 | 0 | 0 | 0 | 0 | 0 | 0 | 0 | 0 | 0 | 0 | 0 | 0 | 0 | 0 | 0 | 0 | 0 | 0 | 0 | 0 | 0 | 0 | 0 | 0 | 0 | 0
F2_Commercial_Healthcare_New_Miscellaneous_Natural Gas_Pool Heater_E8 | F2 | Commercial | Healthcare | New | Miscellaneous | Natural Gas | Pool Heater | E8 | TRC BC Ratio | 0 | 0 | 0 | 0 | 0 | 0 | 0 | 0 | 0 | 0 | 0 | 0 | 0 | 0 | 0 | 0 | 0 | 0 | 0 | 0 | 0 | 0 | 0 | 0 | 0 | 0 | 0 | 0 | 0 | 0 | 0
F2_Commercial_Healthcare_New_Miscellaneous_Natural Gas_Pool Heater_E9 | F2 | Commercial | Healthcare | New | Miscellaneous | Natural Gas | Pool Heater | E9 | TRC BC Ratio | 0 | 0 | 0 | 0 | 0 | 0 | 0 | 0 | 0 | 0 | 0 | 0 | 0 | 0 | 0 | 0 | 0 | 0 | 0 | 0 | 0 | 0 | 0 | 0 | 0 | 0 | 0 | 0 | 0 | 0 | 0
F2_Commercial_Healthcare_New_Miscellaneous_Natural Gas_Pool Heater_E10 | F2 | Commercial | Healthcare | New | Miscellaneous | Natural Gas | Pool Heater | E10 | TRC BC Ratio | 0 | 0 | 0 | 0 | 0 | 0 | 0 | 0 | 0 | 0 | 0 | 0 | 0 | 0 | 0 | 0 | 0 | 0 | 0 | 0 | 0 | 0 | 0 | 0 | 0 | 0 | 0 | 0 | 0 | 0 | 0
F3_Commercial_Healthcare_New_Miscellaneous_Natural Gas_Pool Heater_E1 | F3 | Commercial | Healthcare | New | Miscellaneous | Natural Gas | Pool Heater | E1 | PACT BC Ratio | 0.9 | 0.9 | 0.9 | 0.9 | 0.9 | 0.9 | 0.9 | 0.9 | 0.9 | 0.9 | 0.9 | 0.9 | 0.9 | 0.9 | 0.9 | 0.9 | 0.9 | 0.9 | 0.9 | 0.9 | 0.9 | 0.9 | 0.9 | 0.9 | 0.9 | 0.9 | 0.9 | 0.9 | 0.9 | 0.9 | 0.9
F3_Commercial_Healthcare_New_Miscellaneous_Natural Gas_Pool Heater_E2 | F3 | Commercial | Healthcare | New | Miscellaneous | Natural Gas | Pool Heater | E2 | PACT BC Ratio | 0.80033 | 0.82991 | 0.84171 | 0.84451 | 0.87645 | 0.82624 | 0.79152 | 0.79055 | 0.81391 | 0.8002 | 0.79645 | 0.78786 | 0.59112 | 0.57672 | 0.57253 | 0.64711 | 0.73899 | 0.8424 | 0.92489 | 1.0603 | 1.077 | 1.0976 | 1.1223 | 0.42347 | 0.41447 | 0.40613 | 0.39836 | 0.39107 | 0.38417 | 0.37758 | 0.37125
F3_Commercial_Healthcare_New_Miscellaneous_Natural Gas_Pool Heater_E3 | F3 | Commercial | Healthcare | New | Miscellaneous | Natural Gas | Pool Heater | E3 | PACT BC Ratio | 0 | 0 | 0 | 0 | 0 | 0 | 0 | 0 | 0 | 0 | 0 | 0 | 0 | 0 | 0 | 0 | 0 | 0 | 0 | 0 | 0 | 0 | 0 | 0 | 0 | 0 | 0 | 0 | 0 | 0 | 0
F3_Commercial_Healthcare_New_Miscellaneous_Natural Gas_Pool Heater_E4 | F3 | Commercial | Healthcare | New | Miscellaneous | Natural Gas | Pool Heater | E4 | PACT BC Ratio | 0 | 0 | 0 | 0 | 0 | 0 | 0 | 0 | 0 | 0 | 0 | 0 | 0 | 0 | 0 | 0 | 0 | 0 | 0 | 0 | 0 | 0 | 0 | 0 | 0 | 0 | 0 | 0 | 0 | 0 | 0
F3_Commercial_Healthcare_New_Miscellaneous_Natural Gas_Pool Heater_E5 | F3 | Commercial | Healthcare | New | Miscellaneous | Natural Gas | Pool Heater | E5 | PACT BC Ratio | 0 | 0 | 0 | 0 | 0 | 0 | 0 | 0 | 0 | 0 | 0 | 0 | 0 | 0 | 0 | 0 | 0 | 0 | 0 | 0 | 0 | 0 | 0 | 0 | 0 | 0 | 0 | 0 | 0 | 0 | 0
F3_Commercial_Healthcare_New_Miscellaneous_Natural Gas_Pool Heater_E6 | F3 | Commercial | Healthcare | New | Miscellaneous | Natural Gas | Pool Heater | E6 | PACT BC Ratio | 0 | 0 | 0 | 0 | 0 | 0 | 0 | 0 | 0 | 0 | 0 | 0 | 0 | 0 | 0 | 0 | 0 | 0 | 0 | 0 | 0 | 0 | 0 | 0 | 0 | 0 | 0 | 0 | 0 | 0 | 0
F3_Commercial_Healthcare_New_Miscellaneous_Natural Gas_Pool Heater_E7 | F3 | Commercial | Healthcare | New | Miscellaneous | Natural Gas | Pool Heater | E7 | PACT BC Ratio | 0 | 0 | 0 | 0 | 0 | 0 | 0 | 0 | 0 | 0 | 0 | 0 | 0 | 0 | 0 | 0 | 0 | 0 | 0 | 0 | 0 | 0 | 0 | 0 | 0 | 0 | 0 | 0 | 0 | 0 | 0
F3_Commercial_Healthcare_New_Miscellaneous_Natural Gas_Pool Heater_E8 | F3 | Commercial | Healthcare | New | Miscellaneous | Natural Gas | Pool Heater | E8 | PACT BC Ratio | 0 | 0 | 0 | 0 | 0 | 0 | 0 | 0 | 0 | 0 | 0 | 0 | 0 | 0 | 0 | 0 | 0 | 0 | 0 | 0 | 0 | 0 | 0 | 0 | 0 | 0 | 0 | 0 | 0 | 0 | 0
F3_Commercial_Healthcare_New_Miscellaneous_Natural Gas_Pool Heater_E9 | F3 | Commercial | Healthcare | New | Miscellaneous | Natural Gas | Pool Heater | E9 | PACT BC Ratio | 0 | 0 | 0 | 0 | 0 | 0 | 0 | 0 | 0 | 0 | 0 | 0 | 0 | 0 | 0 | 0 | 0 | 0 | 0 | 0 | 0 | 0 | 0 | 0 | 0 | 0 | 0 | 0 | 0 | 0 | 0
F3_Commercial_Healthcare_New_Miscellaneous_Natural Gas_Pool Heater_E10 | F3 | Commercial | Healthcare | New | Miscellaneous | Natural Gas | Pool Heater | E10 | PACT BC Ratio | 0 | 0 | 0 | 0 | 0 | 0 | 0 | 0 | 0 | 0 | 0 | 0 | 0 | 0 | 0 | 0 | 0 | 0 | 0 | 0 | 0 | 0 | 0 | 0 | 0 | 0 | 0 | 0 | 0 | 0 | 0
F4_Commercial_Healthcare_New_Miscellaneous_Natural Gas_Pool Heater_E1 | F4 | Commercial | Healthcare | New | Miscellaneous | Natural Gas | Pool Heater | E1 | PCT BC Ratio | 0.9 | 0.9 | 0.9 | 0.9 | 0.9 | 0.9 | 0.9 | 0.9 | 0.9 | 0.9 | 0.9 | 0.9 | 0.9 | 0.9 | 0.9 | 0.9 | 0.9 | 0.9 | 0.9 | 0.9 | 0.9 | 0.9 | 0.9 | 0.9 | 0.9 | 0.9 | 0.9 | 0.9 | 0.9 | 0.9 | 0.9
F4_Commercial_Healthcare_New_Miscellaneous_Natural Gas_Pool Heater_E2 | F4 | Commercial | Healthcare | New | Miscellaneous | Natural Gas | Pool Heater | E2 | PCT BC Ratio | 1.6263 | 1.6664 | 1.6824 | 1.6862 | 1.7296 | 1.6614 | 1.6143 | 1.613 | 1.6447 | 1.6261 | 1.621 | 1.6093 | 1.3422 | 1.3227 | 1.317 | 1.4182 | 1.543 | 1.6834 | 1.7954 | 1.9792 | 2.0018 | 2.0299 | 2.0634 | 1.1146 | 1.1024 | 1.091 | 1.0805 | 1.0706 | 1.0612 | 1.0523 | 1.0437
F4_Commercial_Healthcare_New_Miscellaneous_Natural Gas_Pool Heater_E3 | F4 | Commercial | Healthcare | New | Miscellaneous | Natural Gas | Pool Heater | E3 | PCT BC Ratio | 0 | 0 | 0 | 0 | 0 | 0 | 0 | 0 | 0 | 0 | 0 | 0 | 0 | 0 | 0 | 0 | 0 | 0 | 0 | 0 | 0 | 0 | 0 | 0 | 0 | 0 | 0 | 0 | 0 | 0 | 0
F4_Commercial_Healthcare_New_Miscellaneous_Natural Gas_Pool Heater_E4 | F4 | Commercial | Healthcare | New | Miscellaneous | Natural Gas | Pool Heater | E4 | PCT BC Ratio | 0 | 0 | 0 | 0 | 0 | 0 | 0 | 0 | 0 | 0 | 0 | 0 | 0 | 0 | 0 | 0 | 0 | 0 | 0 | 0 | 0 | 0 | 0 | 0 | 0 | 0 | 0 | 0 | 0 | 0 | 0
F4_Commercial_Healthcare_New_Miscellaneous_Natural Gas_Pool Heater_E5 | F4 | Commercial | Healthcare | New | Miscellaneous | Natural Gas | Pool Heater | E5 | PCT BC Ratio | 0 | 0 | 0 | 0 | 0 | 0 | 0 | 0 | 0 | 0 | 0 | 0 | 0 | 0 | 0 | 0 | 0 | 0 | 0 | 0 | 0 | 0 | 0 | 0 | 0 | 0 | 0 | 0 | 0 | 0 | 0
F4_Commercial_Healthcare_New_Miscellaneous_Natural Gas_Pool Heater_E6 | F4 | Commercial | Healthcare | New | Miscellaneous | Natural Gas | Pool Heater | E6 | PCT BC Ratio | 0 | 0 | 0 | 0 | 0 | 0 | 0 | 0 | 0 | 0 | 0 | 0 | 0 | 0 | 0 | 0 | 0 | 0 | 0 | 0 | 0 | 0 | 0 | 0 | 0 | 0 | 0 | 0 | 0 | 0 | 0
F4_Commercial_Healthcare_New_Miscellaneous_Natural Gas_Pool Heater_E7 | F4 | Commercial | Healthcare | New | Miscellaneous | Natural Gas | Pool Heater | E7 | PCT BC Ratio | 0 | 0 | 0 | 0 | 0 | 0 | 0 | 0 | 0 | 0 | 0 | 0 | 0 | 0 | 0 | 0 | 0 | 0 | 0 | 0 | 0 | 0 | 0 | 0 | 0 | 0 | 0 | 0 | 0 | 0 | 0
F4_Commercial_Healthcare_New_Miscellaneous_Natural Gas_Pool Heater_E8 | F4 | Commercial | Healthcare | New | Miscellaneous | Natural Gas | Pool Heater | E8 | PCT BC Ratio | 0 | 0 | 0 | 0 | 0 | 0 | 0 | 0 | 0 | 0 | 0 | 0 | 0 | 0 | 0 | 0 | 0 | 0 | 0 | 0 | 0 | 0 | 0 | 0 | 0 | 0 | 0 | 0 | 0 | 0 | 0
F4_Commercial_Healthcare_New_Miscellaneous_Natural Gas_Pool Heater_E9 | F4 | Commercial | Healthcare | New | Miscellaneous | Natural Gas | Pool Heater | E9 | PCT BC Ratio | 0 | 0 | 0 | 0 | 0 | 0 | 0 | 0 | 0 | 0 | 0 | 0 | 0 | 0 | 0 | 0 | 0 | 0 | 0 | 0 | 0 | 0 | 0 | 0 | 0 | 0 | 0 | 0 | 0 | 0 | 0
F4_Commercial_Healthcare_New_Miscellaneous_Natural Gas_Pool Heater_E10 | F4 | Commercial | Healthcare | New | Miscellaneous | Natural Gas | Pool Heater | E10 | PCT BC Ratio | 0 | 0 | 0 | 0 | 0 | 0 | 0 | 0 | 0 | 0 | 0 | 0 | 0 | 0 | 0 | 0 | 0 | 0 | 0 | 0 | 0 | 0 | 0 | 0 | 0 | 0 | 0 | 0 | 0 | 0 | 0
F5_Commercial_Healthcare_New_Miscellaneous_Natural Gas_Pool Heater_E1 | F5 | Commercial | Healthcare | New | Miscellaneous | Natural Gas | Pool Heater | E1 | RIM BC Ratio | 0.9 | 0.9 | 0.9 | 0.9 | 0.9 | 0.9 | 0.9 | 0.9 | 0.9 | 0.9 | 0.9 | 0.9 | 0.9 | 0.9 | 0.9 | 0.9 | 0.9 | 0.9 | 0.9 | 0.9 | 0.9 | 0.9 | 0.9 | 0.9 | 0.9 | 0.9 | 0.9 | 0.9 | 0.9 | 0.9 | 0.9
F5_Commercial_Healthcare_New_Miscellaneous_Natural Gas_Pool Heater_E2 | F5 | Commercial | Healthcare | New | Miscellaneous | Natural Gas | Pool Heater | E2 | RIM BC Ratio | 0.40857 | 0.41614 | 0.41909 | 0.41978 | 0.42753 | 0.41522 | 0.40626 | 0.40601 | 0.41208 | 0.40854 | 0.40756 | 0.4053 | 0.34605 | 0.34106 | 0.33959 | 0.36451 | 0.39196 | 0.41926 | 0.43874 | 0.46703 | 0.47023 | 0.47413 | 0.47867 | 0.28094 | 0.27695 | 0.2732 | 0.26966 | 0.2663 | 0.26308 | 0.25997 | 0.25696
F5_Commercial_Healthcare_New_Miscellaneous_Natural Gas_Pool Heater_E3 | F5 | Commercial | Healthcare | New | Miscellaneous | Natural Gas | Pool Heater | E3 | RIM BC Ratio | 0 | 0 | 0 | 0 | 0 | 0 | 0 | 0 | 0 | 0 | 0 | 0 | 0 | 0 | 0 | 0 | 0 | 0 | 0 | 0 | 0 | 0 | 0 | 0 | 0 | 0 | 0 | 0 | 0 | 0 | 0
F5_Commercial_Healthcare_New_Miscellaneous_Natural Gas_Pool Heater_E4 | F5 | Commercial | Healthcare | New | Miscellaneous | Natural Gas | Pool Heater | E4 | RIM BC Ratio | 0 | 0 | 0 | 0 | 0 | 0 | 0 | 0 | 0 | 0 | 0 | 0 | 0 | 0 | 0 | 0 | 0 | 0 | 0 | 0 | 0 | 0 | 0 | 0 | 0 | 0 | 0 | 0 | 0 | 0 | 0
F5_Commercial_Healthcare_New_Miscellaneous_Natural Gas_Pool Heater_E5 | F5 | Commercial | Healthcare | New | Miscellaneous | Natural Gas | Pool Heater | E5 | RIM BC Ratio | 0 | 0 | 0 | 0 | 0 | 0 | 0 | 0 | 0 | 0 | 0 | 0 | 0 | 0 | 0 | 0 | 0 | 0 | 0 | 0 | 0 | 0 | 0 | 0 | 0 | 0 | 0 | 0 | 0 | 0 | 0
F5_Commercial_Healthcare_New_Miscellaneous_Natural Gas_Pool Heater_E6 | F5 | Commercial | Healthcare | New | Miscellaneous | Natural Gas | Pool Heater | E6 | RIM BC Ratio | 0 | 0 | 0 | 0 | 0 | 0 | 0 | 0 | 0 | 0 | 0 | 0 | 0 | 0 | 0 | 0 | 0 | 0 | 0 | 0 | 0 | 0 | 0 | 0 | 0 | 0 | 0 | 0 | 0 | 0 | 0
F5_Commercial_Healthcare_New_Miscellaneous_Natural Gas_Pool Heater_E7 | F5 | Commercial | Healthcare | New | Miscellaneous | Natural Gas | Pool Heater | E7 | RIM BC Ratio | 0 | 0 | 0 | 0 | 0 | 0 | 0 | 0 | 0 | 0 | 0 | 0 | 0 | 0 | 0 | 0 | 0 | 0 | 0 | 0 | 0 | 0 | 0 | 0 | 0 | 0 | 0 | 0 | 0 | 0 | 0
F5_Commercial_Healthcare_New_Miscellaneous_Natural Gas_Pool Heater_E8 | F5 | Commercial | Healthcare | New | Miscellaneous | Natural Gas | Pool Heater | E8 | RIM BC Ratio | 0 | 0 | 0 | 0 | 0 | 0 | 0 | 0 | 0 | 0 | 0 | 0 | 0 | 0 | 0 | 0 | 0 | 0 | 0 | 0 | 0 | 0 | 0 | 0 | 0 | 0 | 0 | 0 | 0 | 0 | 0
F5_Commercial_Healthcare_New_Miscellaneous_Natural Gas_Pool Heater_E9 | F5 | Commercial | Healthcare | New | Miscellaneous | Natural Gas | Pool Heater | E9 | RIM BC Ratio | 0 | 0 | 0 | 0 | 0 | 0 | 0 | 0 | 0 | 0 | 0 | 0 | 0 | 0 | 0 | 0 | 0 | 0 | 0 | 0 | 0 | 0 | 0 | 0 | 0 | 0 | 0 | 0 | 0 | 0 | 0
F5_Commercial_Healthcare_New_Miscellaneous_Natural Gas_Pool Heater_E10 | F5 | Commercial | Healthcare | New | Miscellaneous | Natural Gas | Pool Heater | E10 | RIM BC Ratio | 0 | 0 | 0 | 0 | 0 | 0 | 0 | 0 | 0 | 0 | 0 | 0 | 0 | 0 | 0 | 0 | 0 | 0 | 0 | 0 | 0 | 0 | 0 | 0 | 0 | 0 | 0 | 0 | 0 | 0 | 0
F0_Commercial_Healthcare_New_Miscellaneous_Natural Gas_Miscellaneous_E0 | F0 | Commercial | Healthcare | New | Miscellaneous | Natural Gas | Miscellaneous | E0 | Economic Unit | Miscellaneous | Miscellaneous | Miscellaneous | Miscellaneous | Miscellaneous | Miscellaneous | Miscellaneous | Miscellaneous | Miscellaneous | Miscellaneous | Miscellaneous | Miscellaneous | Miscellaneous | Miscellaneous | Miscellaneous | Miscellaneous | Miscellaneous | Miscellaneous | Miscellaneous | Miscellaneous | Miscellaneous | Miscellaneous | Miscellaneous | Miscellaneous | Miscellaneous | Miscellaneous | Miscellaneous | Miscellaneous | Miscellaneous | Miscellaneous | Miscellaneous
F1_Commercial_Healthcare_New_Miscellaneous_Natural Gas_Miscellaneous_E1 | F1 | Commercial | Healthcare | New | Miscellaneous | Natural Gas | Miscellaneous | E1 | CCE | 0 | 0 | 0 | 0 | 0 | 0 | 0 | 0 | 0 | 0 | 0 | 0 | 0 | 0 | 0 | 0 | 0 | 0 | 0 | 0 | 0 | 0 | 0 | 0 | 0 | 0 | 0 | 0 | 0 | 0 | 0
F1_Commercial_Healthcare_New_Miscellaneous_Natural Gas_Miscellaneous_E2 | F1 | Commercial | Healthcare | New | Miscellaneous | Natural Gas | Miscellaneous | E2 | CCE | 0 | 0 | 0 | 0 | 0 | 0 | 0 | 0 | 0 | 0 | 0 | 0 | 0 | 0 | 0 | 0 | 0 | 0 | 0 | 0 | 0 | 0 | 0 | 0 | 0 | 0 | 0 | 0 | 0 | 0 | 0
F1_Commercial_Healthcare_New_Miscellaneous_Natural Gas_Miscellaneous_E3 | F1 | Commercial | Healthcare | New | Miscellaneous | Natural Gas | Miscellaneous | E3 | CCE | 0 | 0 | 0 | 0 | 0 | 0 | 0 | 0 | 0 | 0 | 0 | 0 | 0 | 0 | 0 | 0 | 0 | 0 | 0 | 0 | 0 | 0 | 0 | 0 | 0 | 0 | 0 | 0 | 0 | 0 | 0
F1_Commercial_Healthcare_New_Miscellaneous_Natural Gas_Miscellaneous_E4 | F1 | Commercial | Healthcare | New | Miscellaneous | Natural Gas | Miscellaneous | E4 | CCE | 0 | 0 | 0 | 0 | 0 | 0 | 0 | 0 | 0 | 0 | 0 | 0 | 0 | 0 | 0 | 0 | 0 | 0 | 0 | 0 | 0 | 0 | 0 | 0 | 0 | 0 | 0 | 0 | 0 | 0 | 0
F1_Commercial_Healthcare_New_Miscellaneous_Natural Gas_Miscellaneous_E5 | F1 | Commercial | Healthcare | New | Miscellaneous | Natural Gas | Miscellaneous | E5 | CCE | 0 | 0 | 0 | 0 | 0 | 0 | 0 | 0 | 0 | 0 | 0 | 0 | 0 | 0 | 0 | 0 | 0 | 0 | 0 | 0 | 0 | 0 | 0 | 0 | 0 | 0 | 0 | 0 | 0 | 0 | 0
F1_Commercial_Healthcare_New_Miscellaneous_Natural Gas_Miscellaneous_E6 | F1 | Commercial | Healthcare | New | Miscellaneous | Natural Gas | Miscellaneous | E6 | CCE | 0 | 0 | 0 | 0 | 0 | 0 | 0 | 0 | 0 | 0 | 0 | 0 | 0 | 0 | 0 | 0 | 0 | 0 | 0 | 0 | 0 | 0 | 0 | 0 | 0 | 0 | 0 | 0 | 0 | 0 | 0
F1_Commercial_Healthcare_New_Miscellaneous_Natural Gas_Miscellaneous_E7 | F1 | Commercial | Healthcare | New | Miscellaneous | Natural Gas | Miscellaneous | E7 | CCE | 0 | 0 | 0 | 0 | 0 | 0 | 0 | 0 | 0 | 0 | 0 | 0 | 0 | 0 | 0 | 0 | 0 | 0 | 0 | 0 | 0 | 0 | 0 | 0 | 0 | 0 | 0 | 0 | 0 | 0 | 0
F1_Commercial_Healthcare_New_Miscellaneous_Natural Gas_Miscellaneous_E8 | F1 | Commercial | Healthcare | New | Miscellaneous | Natural Gas | Miscellaneous | E8 | CCE | 0 | 0 | 0 | 0 | 0 | 0 | 0 | 0 | 0 | 0 | 0 | 0 | 0 | 0 | 0 | 0 | 0 | 0 | 0 | 0 | 0 | 0 | 0 | 0 | 0 | 0 | 0 | 0 | 0 | 0 | 0
F1_Commercial_Healthcare_New_Miscellaneous_Natural Gas_Miscellaneous_E9 | F1 | Commercial | Healthcare | New | Miscellaneous | Natural Gas | Miscellaneous | E9 | CCE | 0 | 0 | 0 | 0 | 0 | 0 | 0 | 0 | 0 | 0 | 0 | 0 | 0 | 0 | 0 | 0 | 0 | 0 | 0 | 0 | 0 | 0 | 0 | 0 | 0 | 0 | 0 | 0 | 0 | 0 | 0
F1_Commercial_Healthcare_New_Miscellaneous_Natural Gas_Miscellaneous_E10 | F1 | Commercial | Healthcare | New | Miscellaneous | Natural Gas | Miscellaneous | E10 | CCE | 0 | 0 | 0 | 0 | 0 | 0 | 0 | 0 | 0 | 0 | 0 | 0 | 0 | 0 | 0 | 0 | 0 | 0 | 0 | 0 | 0 | 0 | 0 | 0 | 0 | 0 | 0 | 0 | 0 | 0 | 0
F2_Commercial_Healthcare_New_Miscellaneous_Natural Gas_Miscellaneous_E1 | F2 | Commercial | Healthcare | New | Miscellaneous | Natural Gas | Miscellaneous | E1 | TRC BC Ratio | 0.9 | 0.9 | 0.9 | 0.9 | 0.9 | 0.9 | 0.9 | 0.9 | 0.9 | 0.9 | 0.9 | 0.9 | 0.9 | 0.9 | 0.9 | 0.9 | 0.9 | 0.9 | 0.9 | 0.9 | 0.9 | 0.9 | 0.9 | 0.9 | 0.9 | 0.9 | 0.9 | 0.9 | 0.9 | 0.9 | 0.9
F2_Commercial_Healthcare_New_Miscellaneous_Natural Gas_Miscellaneous_E2 | F2 | Commercial | Healthcare | New | Miscellaneous | Natural Gas | Miscellaneous | E2 | TRC BC Ratio | 0 | 0 | 0 | 0 | 0 | 0 | 0 | 0 | 0 | 0 | 0 | 0 | 0 | 0 | 0 | 0 | 0 | 0 | 0 | 0 | 0 | 0 | 0 | 0 | 0 | 0 | 0 | 0 | 0 | 0 | 0
F2_Commercial_Healthcare_New_Miscellaneous_Natural Gas_Miscellaneous_E3 | F2 | Commercial | Healthcare | New | Miscellaneous | Natural Gas | Miscellaneous | E3 | TRC BC Ratio | 0 | 0 | 0 | 0 | 0 | 0 | 0 | 0 | 0 | 0 | 0 | 0 | 0 | 0 | 0 | 0 | 0 | 0 | 0 | 0 | 0 | 0 | 0 | 0 | 0 | 0 | 0 | 0 | 0 | 0 | 0
F2_Commercial_Healthcare_New_Miscellaneous_Natural Gas_Miscellaneous_E4 | F2 | Commercial | Healthcare | New | Miscellaneous | Natural Gas | Miscellaneous | E4 | TRC BC Ratio | 0 | 0 | 0 | 0 | 0 | 0 | 0 | 0 | 0 | 0 | 0 | 0 | 0 | 0 | 0 | 0 | 0 | 0 | 0 | 0 | 0 | 0 | 0 | 0 | 0 | 0 | 0 | 0 | 0 | 0 | 0
F2_Commercial_Healthcare_New_Miscellaneous_Natural Gas_Miscellaneous_E5 | F2 | Commercial | Healthcare | New | Miscellaneous | Natural Gas | Miscellaneous | E5 | TRC BC Ratio | 0 | 0 | 0 | 0 | 0 | 0 | 0 | 0 | 0 | 0 | 0 | 0 | 0 | 0 | 0 | 0 | 0 | 0 | 0 | 0 | 0 | 0 | 0 | 0 | 0 | 0 | 0 | 0 | 0 | 0 | 0
F2_Commercial_Healthcare_New_Miscellaneous_Natural Gas_Miscellaneous_E6 | F2 | Commercial | Healthcare | New | Miscellaneous | Natural Gas | Miscellaneous | E6 | TRC BC Ratio | 0 | 0 | 0 | 0 | 0 | 0 | 0 | 0 | 0 | 0 | 0 | 0 | 0 | 0 | 0 | 0 | 0 | 0 | 0 | 0 | 0 | 0 | 0 | 0 | 0 | 0 | 0 | 0 | 0 | 0 | 0
F2_Commercial_Healthcare_New_Miscellaneous_Natural Gas_Miscellaneous_E7 | F2 | Commercial | Healthcare | New | Miscellaneous | Natural Gas | Miscellaneous | E7 | TRC BC Ratio | 0 | 0 | 0 | 0 | 0 | 0 | 0 | 0 | 0 | 0 | 0 | 0 | 0 | 0 | 0 | 0 | 0 | 0 | 0 | 0 | 0 | 0 | 0 | 0 | 0 | 0 | 0 | 0 | 0 | 0 | 0
F2_Commercial_Healthcare_New_Miscellaneous_Natural Gas_Miscellaneous_E8 | F2 | Commercial | Healthcare | New | Miscellaneous | Natural Gas | Miscellaneous | E8 | TRC BC Ratio | 0 | 0 | 0 | 0 | 0 | 0 | 0 | 0 | 0 | 0 | 0 | 0 | 0 | 0 | 0 | 0 | 0 | 0 | 0 | 0 | 0 | 0 | 0 | 0 | 0 | 0 | 0 | 0 | 0 | 0 | 0
F2_Commercial_Healthcare_New_Miscellaneous_Natural Gas_Miscellaneous_E9 | F2 | Commercial | Healthcare | New | Miscellaneous | Natural Gas | Miscellaneous | E9 | TRC BC Ratio | 0 | 0 | 0 | 0 | 0 | 0 | 0 | 0 | 0 | 0 | 0 | 0 | 0 | 0 | 0 | 0 | 0 | 0 | 0 | 0 | 0 | 0 | 0 | 0 | 0 | 0 | 0 | 0 | 0 | 0 | 0
F2_Commercial_Healthcare_New_Miscellaneous_Natural Gas_Miscellaneous_E10 | F2 | Commercial | Healthcare | New | Miscellaneous | Natural Gas | Miscellaneous | E10 | TRC BC Ratio | 0 | 0 | 0 | 0 | 0 | 0 | 0 | 0 | 0 | 0 | 0 | 0 | 0 | 0 | 0 | 0 | 0 | 0 | 0 | 0 | 0 | 0 | 0 | 0 | 0 | 0 | 0 | 0 | 0 | 0 | 0
F3_Commercial_Healthcare_New_Miscellaneous_Natural Gas_Miscellaneous_E1 | F3 | Commercial | Healthcare | New | Miscellaneous | Natural Gas | Miscellaneous | E1 | PACT BC Ratio | 0.9 | 0.9 | 0.9 | 0.9 | 0.9 | 0.9 | 0.9 | 0.9 | 0.9 | 0.9 | 0.9 | 0.9 | 0.9 | 0.9 | 0.9 | 0.9 | 0.9 | 0.9 | 0.9 | 0.9 | 0.9 | 0.9 | 0.9 | 0.9 | 0.9 | 0.9 | 0.9 | 0.9 | 0.9 | 0.9 | 0.9
F3_Commercial_Healthcare_New_Miscellaneous_Natural Gas_Miscellaneous_E2 | F3 | Commercial | Healthcare | New | Miscellaneous | Natural Gas | Miscellaneous | E2 | PACT BC Ratio | 0 | 0 | 0 | 0 | 0 | 0 | 0 | 0 | 0 | 0 | 0 | 0 | 0 | 0 | 0 | 0 | 0 | 0 | 0 | 0 | 0 | 0 | 0 | 0 | 0 | 0 | 0 | 0 | 0 | 0 | 0
F3_Commercial_Healthcare_New_Miscellaneous_Natural Gas_Miscellaneous_E3 | F3 | Commercial | Healthcare | New | Miscellaneous | Natural Gas | Miscellaneous | E3 | PACT BC Ratio | 0 | 0 | 0 | 0 | 0 | 0 | 0 | 0 | 0 | 0 | 0 | 0 | 0 | 0 | 0 | 0 | 0 | 0 | 0 | 0 | 0 | 0 | 0 | 0 | 0 | 0 | 0 | 0 | 0 | 0 | 0
F3_Commercial_Healthcare_New_Miscellaneous_Natural Gas_Miscellaneous_E4 | F3 | Commercial | Healthcare | New | Miscellaneous | Natural Gas | Miscellaneous | E4 | PACT BC Ratio | 0 | 0 | 0 | 0 | 0 | 0 | 0 | 0 | 0 | 0 | 0 | 0 | 0 | 0 | 0 | 0 | 0 | 0 | 0 | 0 | 0 | 0 | 0 | 0 | 0 | 0 | 0 | 0 | 0 | 0 | 0
F3_Commercial_Healthcare_New_Miscellaneous_Natural Gas_Miscellaneous_E5 | F3 | Commercial | Healthcare | New | Miscellaneous | Natural Gas | Miscellaneous | E5 | PACT BC Ratio | 0 | 0 | 0 | 0 | 0 | 0 | 0 | 0 | 0 | 0 | 0 | 0 | 0 | 0 | 0 | 0 | 0 | 0 | 0 | 0 | 0 | 0 | 0 | 0 | 0 | 0 | 0 | 0 | 0 | 0 | 0
F3_Commercial_Healthcare_New_Miscellaneous_Natural Gas_Miscellaneous_E6 | F3 | Commercial | Healthcare | New | Miscellaneous | Natural Gas | Miscellaneous | E6 | PACT BC Ratio | 0 | 0 | 0 | 0 | 0 | 0 | 0 | 0 | 0 | 0 | 0 | 0 | 0 | 0 | 0 | 0 | 0 | 0 | 0 | 0 | 0 | 0 | 0 | 0 | 0 | 0 | 0 | 0 | 0 | 0 | 0
F3_Commercial_Healthcare_New_Miscellaneous_Natural Gas_Miscellaneous_E7 | F3 | Commercial | Healthcare | New | Miscellaneous | Natural Gas | Miscellaneous | E7 | PACT BC Ratio | 0 | 0 | 0 | 0 | 0 | 0 | 0 | 0 | 0 | 0 | 0 | 0 | 0 | 0 | 0 | 0 | 0 | 0 | 0 | 0 | 0 | 0 | 0 | 0 | 0 | 0 | 0 | 0 | 0 | 0 | 0
F3_Commercial_Healthcare_New_Miscellaneous_Natural Gas_Miscellaneous_E8 | F3 | Commercial | Healthcare | New | Miscellaneous | Natural Gas | Miscellaneous | E8 | PACT BC Ratio | 0 | 0 | 0 | 0 | 0 | 0 | 0 | 0 | 0 | 0 | 0 | 0 | 0 | 0 | 0 | 0 | 0 | 0 | 0 | 0 | 0 | 0 | 0 | 0 | 0 | 0 | 0 | 0 | 0 | 0 | 0
F3_Commercial_Healthcare_New_Miscellaneous_Natural Gas_Miscellaneous_E9 | F3 | Commercial | Healthcare | New | Miscellaneous | Natural Gas | Miscellaneous | E9 | PACT BC Ratio | 0 | 0 | 0 | 0 | 0 | 0 | 0 | 0 | 0 | 0 | 0 | 0 | 0 | 0 | 0 | 0 | 0 | 0 | 0 | 0 | 0 | 0 | 0 | 0 | 0 | 0 | 0 | 0 | 0 | 0 | 0
F3_Commercial_Healthcare_New_Miscellaneous_Natural Gas_Miscellaneous_E10 | F3 | Commercial | Healthcare | New | Miscellaneous | Natural Gas | Miscellaneous | E10 | PACT BC Ratio | 0 | 0 | 0 | 0 | 0 | 0 | 0 | 0 | 0 | 0 | 0 | 0 | 0 | 0 | 0 | 0 | 0 | 0 | 0 | 0 | 0 | 0 | 0 | 0 | 0 | 0 | 0 | 0 | 0 | 0 | 0
F4_Commercial_Healthcare_New_Miscellaneous_Natural Gas_Miscellaneous_E1 | F4 | Commercial | Healthcare | New | Miscellaneous | Natural Gas | Miscellaneous | E1 | PCT BC Ratio | 0.9 | 0.9 | 0.9 | 0.9 | 0.9 | 0.9 | 0.9 | 0.9 | 0.9 | 0.9 | 0.9 | 0.9 | 0.9 | 0.9 | 0.9 | 0.9 | 0.9 | 0.9 | 0.9 | 0.9 | 0.9 | 0.9 | 0.9 | 0.9 | 0.9 | 0.9 | 0.9 | 0.9 | 0.9 | 0.9 | 0.9
F4_Commercial_Healthcare_New_Miscellaneous_Natural Gas_Miscellaneous_E2 | F4 | Commercial | Healthcare | New | Miscellaneous | Natural Gas | Miscellaneous | E2 | PCT BC Ratio | 0 | 0 | 0 | 0 | 0 | 0 | 0 | 0 | 0 | 0 | 0 | 0 | 0 | 0 | 0 | 0 | 0 | 0 | 0 | 0 | 0 | 0 | 0 | 0 | 0 | 0 | 0 | 0 | 0 | 0 | 0
F4_Commercial_Healthcare_New_Miscellaneous_Natural Gas_Miscellaneous_E3 | F4 | Commercial | Healthcare | New | Miscellaneous | Natural Gas | Miscellaneous | E3 | PCT BC Ratio | 0 | 0 | 0 | 0 | 0 | 0 | 0 | 0 | 0 | 0 | 0 | 0 | 0 | 0 | 0 | 0 | 0 | 0 | 0 | 0 | 0 | 0 | 0 | 0 | 0 | 0 | 0 | 0 | 0 | 0 | 0
F4_Commercial_Healthcare_New_Miscellaneous_Natural Gas_Miscellaneous_E4 | F4 | Commercial | Healthcare | New | Miscellaneous | Natural Gas | Miscellaneous | E4 | PCT BC Ratio | 0 | 0 | 0 | 0 | 0 | 0 | 0 | 0 | 0 | 0 | 0 | 0 | 0 | 0 | 0 | 0 | 0 | 0 | 0 | 0 | 0 | 0 | 0 | 0 | 0 | 0 | 0 | 0 | 0 | 0 | 0
F4_Commercial_Healthcare_New_Miscellaneous_Natural Gas_Miscellaneous_E5 | F4 | Commercial | Healthcare | New | Miscellaneous | Natural Gas | Miscellaneous | E5 | PCT BC Ratio | 0 | 0 | 0 | 0 | 0 | 0 | 0 | 0 | 0 | 0 | 0 | 0 | 0 | 0 | 0 | 0 | 0 | 0 | 0 | 0 | 0 | 0 | 0 | 0 | 0 | 0 | 0 | 0 | 0 | 0 | 0
F4_Commercial_Healthcare_New_Miscellaneous_Natural Gas_Miscellaneous_E6 | F4 | Commercial | Healthcare | New | Miscellaneous | Natural Gas | Miscellaneous | E6 | PCT BC Ratio | 0 | 0 | 0 | 0 | 0 | 0 | 0 | 0 | 0 | 0 | 0 | 0 | 0 | 0 | 0 | 0 | 0 | 0 | 0 | 0 | 0 | 0 | 0 | 0 | 0 | 0 | 0 | 0 | 0 | 0 | 0
F4_Commercial_Healthcare_New_Miscellaneous_Natural Gas_Miscellaneous_E7 | F4 | Commercial | Healthcare | New | Miscellaneous | Natural Gas | Miscellaneous | E7 | PCT BC Ratio | 0 | 0 | 0 | 0 | 0 | 0 | 0 | 0 | 0 | 0 | 0 | 0 | 0 | 0 | 0 | 0 | 0 | 0 | 0 | 0 | 0 | 0 | 0 | 0 | 0 | 0 | 0 | 0 | 0 | 0 | 0
F4_Commercial_Healthcare_New_Miscellaneous_Natural Gas_Miscellaneous_E8 | F4 | Commercial | Healthcare | New | Miscellaneous | Natural Gas | Miscellaneous | E8 | PCT BC Ratio | 0 | 0 | 0 | 0 | 0 | 0 | 0 | 0 | 0 | 0 | 0 | 0 | 0 | 0 | 0 | 0 | 0 | 0 | 0 | 0 | 0 | 0 | 0 | 0 | 0 | 0 | 0 | 0 | 0 | 0 | 0
F4_Commercial_Healthcare_New_Miscellaneous_Natural Gas_Miscellaneous_E9 | F4 | Commercial | Healthcare | New | Miscellaneous | Natural Gas | Miscellaneous | E9 | PCT BC Ratio | 0 | 0 | 0 | 0 | 0 | 0 | 0 | 0 | 0 | 0 | 0 | 0 | 0 | 0 | 0 | 0 | 0 | 0 | 0 | 0 | 0 | 0 | 0 | 0 | 0 | 0 | 0 | 0 | 0 | 0 | 0
F4_Commercial_Healthcare_New_Miscellaneous_Natural Gas_Miscellaneous_E10 | F4 | Commercial | Healthcare | New | Miscellaneous | Natural Gas | Miscellaneous | E10 | PCT BC Ratio | 0 | 0 | 0 | 0 | 0 | 0 | 0 | 0 | 0 | 0 | 0 | 0 | 0 | 0 | 0 | 0 | 0 | 0 | 0 | 0 | 0 | 0 | 0 | 0 | 0 | 0 | 0 | 0 | 0 | 0 | 0
F5_Commercial_Healthcare_New_Miscellaneous_Natural Gas_Miscellaneous_E1 | F5 | Commercial | Healthcare | New | Miscellaneous | Natural Gas | Miscellaneous | E1 | RIM BC Ratio | 0.9 | 0.9 | 0.9 | 0.9 | 0.9 | 0.9 | 0.9 | 0.9 | 0.9 | 0.9 | 0.9 | 0.9 | 0.9 | 0.9 | 0.9 | 0.9 | 0.9 | 0.9 | 0.9 | 0.9 | 0.9 | 0.9 | 0.9 | 0.9 | 0.9 | 0.9 | 0.9 | 0.9 | 0.9 | 0.9 | 0.9
F5_Commercial_Healthcare_New_Miscellaneous_Natural Gas_Miscellaneous_E2 | F5 | Commercial | Healthcare | New | Miscellaneous | Natural Gas | Miscellaneous | E2 | RIM BC Ratio | 0 | 0 | 0 | 0 | 0 | 0 | 0 | 0 | 0 | 0 | 0 | 0 | 0 | 0 | 0 | 0 | 0 | 0 | 0 | 0 | 0 | 0 | 0 | 0 | 0 | 0 | 0 | 0 | 0 | 0 | 0
F5_Commercial_Healthcare_New_Miscellaneous_Natural Gas_Miscellaneous_E3 | F5 | Commercial | Healthcare | New | Miscellaneous | Natural Gas | Miscellaneous | E3 | RIM BC Ratio | 0 | 0 | 0 | 0 | 0 | 0 | 0 | 0 | 0 | 0 | 0 | 0 | 0 | 0 | 0 | 0 | 0 | 0 | 0 | 0 | 0 | 0 | 0 | 0 | 0 | 0 | 0 | 0 | 0 | 0 | 0
F5_Commercial_Healthcare_New_Miscellaneous_Natural Gas_Miscellaneous_E4 | F5 | Commercial | Healthcare | New | Miscellaneous | Natural Gas | Miscellaneous | E4 | RIM BC Ratio | 0 | 0 | 0 | 0 | 0 | 0 | 0 | 0 | 0 | 0 | 0 | 0 | 0 | 0 | 0 | 0 | 0 | 0 | 0 | 0 | 0 | 0 | 0 | 0 | 0 | 0 | 0 | 0 | 0 | 0 | 0
F5_Commercial_Healthcare_New_Miscellaneous_Natural Gas_Miscellaneous_E5 | F5 | Commercial | Healthcare | New | Miscellaneous | Natural Gas | Miscellaneous | E5 | RIM BC Ratio | 0 | 0 | 0 | 0 | 0 | 0 | 0 | 0 | 0 | 0 | 0 | 0 | 0 | 0 | 0 | 0 | 0 | 0 | 0 | 0 | 0 | 0 | 0 | 0 | 0 | 0 | 0 | 0 | 0 | 0 | 0
F5_Commercial_Healthcare_New_Miscellaneous_Natural Gas_Miscellaneous_E6 | F5 | Commercial | Healthcare | New | Miscellaneous | Natural Gas | Miscellaneous | E6 | RIM BC Ratio | 0 | 0 | 0 | 0 | 0 | 0 | 0 | 0 | 0 | 0 | 0 | 0 | 0 | 0 | 0 | 0 | 0 | 0 | 0 | 0 | 0 | 0 | 0 | 0 | 0 | 0 | 0 | 0 | 0 | 0 | 0
F5_Commercial_Healthcare_New_Miscellaneous_Natural Gas_Miscellaneous_E7 | F5 | Commercial | Healthcare | New | Miscellaneous | Natural Gas | Miscellaneous | E7 | RIM BC Ratio | 0 | 0 | 0 | 0 | 0 | 0 | 0 | 0 | 0 | 0 | 0 | 0 | 0 | 0 | 0 | 0 | 0 | 0 | 0 | 0 | 0 | 0 | 0 | 0 | 0 | 0 | 0 | 0 | 0 | 0 | 0
F5_Commercial_Healthcare_New_Miscellaneous_Natural Gas_Miscellaneous_E8 | F5 | Commercial | Healthcare | New | Miscellaneous | Natural Gas | Miscellaneous | E8 | RIM BC Ratio | 0 | 0 | 0 | 0 | 0 | 0 | 0 | 0 | 0 | 0 | 0 | 0 | 0 | 0 | 0 | 0 | 0 | 0 | 0 | 0 | 0 | 0 | 0 | 0 | 0 | 0 | 0 | 0 | 0 | 0 | 0
F5_Commercial_Healthcare_New_Miscellaneous_Natural Gas_Miscellaneous_E9 | F5 | Commercial | Healthcare | New | Miscellaneous | Natural Gas | Miscellaneous | E9 | RIM BC Ratio | 0 | 0 | 0 | 0 | 0 | 0 | 0 | 0 | 0 | 0 | 0 | 0 | 0 | 0 | 0 | 0 | 0 | 0 | 0 | 0 | 0 | 0 | 0 | 0 | 0 | 0 | 0 | 0 | 0 | 0 | 0
F5_Commercial_Healthcare_New_Miscellaneous_Natural Gas_Miscellaneous_E10 | F5 | Commercial | Healthcare | New | Miscellaneous | Natural Gas | Miscellaneous | E10 | RIM BC Ratio | 0 | 0 | 0 | 0 | 0 | 0 | 0 | 0 | 0 | 0 | 0 | 0 | 0 | 0 | 0 | 0 | 0 | 0 | 0 | 0 | 0 | 0 | 0 | 0 | 0 | 0 | 0 | 0 | 0 | 0 | 0
F0_Commercial_Lodging_Existing_Space Heating_Natural Gas_Furnace_E0 | F0 | Commercial | Lodging | Existing | Space Heating | Natural Gas | Furnace | E0 | Economic Unit | AFUE 80% (Standard) | AFUE 80% (Standard) | AFUE 80% (Standard) | AFUE 80% (Standard) | AFUE 80% (Standard) | AFUE 96% | AFUE 96% | AFUE 96% | AFUE 96% | AFUE 96% | AFUE 96% | AFUE 96% | AFUE 96% | AFUE 96% | AFUE 96% | AFUE 96% | AFUE 96% | AFUE 96% | AFUE 96% | AFUE 96% | AFUE 96% | AFUE 96% | AFUE 96% | AFUE 96% | AFUE 96% | AFUE 96% | AFUE 96% | AFUE 96% | AFUE 96% | AFUE 96% | AFUE 96%
F1_Commercial_Lodging_Existing_Space Heating_Natural Gas_Furnace_E1 | F1 | Commercial | Lodging | Existing | Space Heating | Natural Gas | Furnace | E1 | CCE | 0 | 0 | 0 | 0 | 0 | 0 | 0 | 0 | 0 | 0 | 0 | 0 | 0 | 0 | 0 | 0 | 0 | 0 | 0 | 0 | 0 | 0 | 0 | 0 | 0 | 0 | 0 | 0 | 0 | 0 | 0
F1_Commercial_Lodging_Existing_Space Heating_Natural Gas_Furnace_E2 | F1 | Commercial | Lodging | Existing | Space Heating | Natural Gas | Furnace | E2 | CCE | 0.25206 | 0.24232 | 0.24348 | 0.24602 | 0.24602 | 0 | 0 | 0 | 0 | 0 | 0 | 0 | 0 | 0 | 0 | 0 | 0 | 0 | 0 | 0 | 0 | 0 | 0 | 0 | 0 | 0 | 0 | 0 | 0 | 0 | 0
F1_Commercial_Lodging_Existing_Space Heating_Natural Gas_Furnace_E3 | F1 | Commercial | Lodging | Existing | Space Heating | Natural Gas | Furnace | E3 | CCE | 0.053689 | 0.051614 | 0.05186 | 0.052402 | 0.052402 | 0 | 0 | 0 | 0 | 0 | 0 | 0 | 0 | 0 | 0 | 0 | 0 | 0 | 0 | 0 | 0 | 0 | 0 | 0 | 0 | 0 | 0 | 0 | 0 | 0 | 0
F1_Commercial_Lodging_Existing_Space Heating_Natural Gas_Furnace_E4 | F1 | Commercial | Lodging | Existing | Space Heating | Natural Gas | Furnace | E4 | CCE | 0.018481 | 0.017766 | 0.017851 | 0.018038 | 0.018038 | -0.072685 | -0.072685 | -0.072685 | -0.072685 | -0.072685 | -0.072685 | -0.072685 | -0.072685 | -0.072685 | -0.072685 | -0.072685 | -0.072685 | -0.072685 | -0.072685 | -0.072685 | -0.072685 | -0.072685 | -0.072685 | -0.072685 | -0.072685 | -0.072685 | -0.072685 | -0.072685 | -0.072685 | -0.072685 | -0.072685
F1_Commercial_Lodging_Existing_Space Heating_Natural Gas_Furnace_E5 | F1 | Commercial | Lodging | Existing | Space Heating | Natural Gas | Furnace | E5 | CCE | 0 | 0 | 0 | 0 | 0 | 0 | 0 | 0.42976 | 0.42976 | 0.42976 | 0.42976 | 0.42976 | 0.42976 | 0.42976 | 0.42976 | 0.42976 | 0.42976 | 0.42976 | 0.42976 | 0.42976 | 0.42976 | 0.42976 | 0.42976 | 0.42976 | 0.42976 | 0.42976 | 0.42976 | 0.42976 | 0.42976 | 0.42976 | 0.42976
F1_Commercial_Lodging_Existing_Space Heating_Natural Gas_Furnace_E6 | F1 | Commercial | Lodging | Existing | Space Heating | Natural Gas | Furnace | E6 | CCE | 0 | 0 | 0 | 0 | 0 | 0 | 0 | 0 | 0 | 0 | 0 | 0 | 0 | 0 | 0 | 0 | 0 | 0 | 0 | 0 | 0 | 0 | 0 | 0 | 0 | 0 | 0 | 0 | 0 | 0 | 0
F1_Commercial_Lodging_Existing_Space Heating_Natural Gas_Furnace_E7 | F1 | Commercial | Lodging | Existing | Space Heating | Natural Gas | Furnace | E7 | CCE | 0 | 0 | 0 | 0 | 0 | 0 | 0 | 0 | 0 | 0 | 0 | 0 | 0 | 0 | 0 | 0 | 0 | 0 | 0 | 0 | 0 | 0 | 0 | 0 | 0 | 0 | 0 | 0 | 0 | 0 | 0
F1_Commercial_Lodging_Existing_Space Heating_Natural Gas_Furnace_E8 | F1 | Commercial | Lodging | Existing | Space Heating | Natural Gas | Furnace | E8 | CCE | 0 | 0 | 0 | 0 | 0 | 0 | 0 | 0 | 0 | 0 | 0 | 0 | 0 | 0 | 0 | 0 | 0 | 0 | 0 | 0 | 0 | 0 | 0 | 0 | 0 | 0 | 0 | 0 | 0 | 0 | 0
F1_Commercial_Lodging_Existing_Space Heating_Natural Gas_Furnace_E9 | F1 | Commercial | Lodging | Existing | Space Heating | Natural Gas | Furnace | E9 | CCE | 0 | 0 | 0 | 0 | 0 | 0 | 0 | 0 | 0 | 0 | 0 | 0 | 0 | 0 | 0 | 0 | 0 | 0 | 0 | 0 | 0 | 0 | 0 | 0 | 0 | 0 | 0 | 0 | 0 | 0 | 0
F1_Commercial_Lodging_Existing_Space Heating_Natural Gas_Furnace_E10 | F1 | Commercial | Lodging | Existing | Space Heating | Natural Gas | Furnace | E10 | CCE | 0 | 0 | 0 | 0 | 0 | 0 | 0 | 0 | 0 | 0 | 0 | 0 | 0 | 0 | 0 | 0 | 0 | 0 | 0 | 0 | 0 | 0 | 0 | 0 | 0 | 0 | 0 | 0 | 0 | 0 | 0
F2_Commercial_Lodging_Existing_Space Heating_Natural Gas_Furnace_E1 | F2 | Commercial | Lodging | Existing | Space Heating | Natural Gas | Furnace | E1 | TRC BC Ratio | 0.9 | 0.9 | 0.9 | 0.9 | 0.9 | 0 | 0 | 0 | 0 | 0 | 0 | 0 | 0 | 0 | 0 | 0 | 0 | 0 | 0 | 0 | 0 | 0 | 0 | 0 | 0 | 0 | 0 | 0 | 0 | 0 | 0
F2_Commercial_Lodging_Existing_Space Heating_Natural Gas_Furnace_E2 | F2 | Commercial | Lodging | Existing | Space Heating | Natural Gas | Furnace | E2 | TRC BC Ratio | 0.039437 | 0.039691 | 0.039832 | 0.040003 | 0.040356 | 0 | 0 | 0 | 0 | 0 | 0 | 0 | 0 | 0 | 0 | 0 | 0 | 0 | 0 | 0 | 0 | 0 | 0 | 0 | 0 | 0 | 0 | 0 | 0 | 0 | 0
F2_Commercial_Lodging_Existing_Space Heating_Natural Gas_Furnace_E3 | F2 | Commercial | Lodging | Existing | Space Heating | Natural Gas | Furnace | E3 | TRC BC Ratio | 0.18515 | 0.18634 | 0.18701 | 0.18781 | 0.18947 | 0.9 | 0.9 | 0.9 | 0.9 | 0.9 | 0.9 | 0.9 | 0.9 | 0.9 | 0.9 | 0.9 | 0.9 | 0.9 | 0.9 | 0.9 | 0.9 | 0.9 | 0.9 | 0.9 | 0.9 | 0.9 | 0.9 | 0.9 | 0.9 | 0.9 | 0.9
F2_Commercial_Lodging_Existing_Space Heating_Natural Gas_Furnace_E4 | F2 | Commercial | Lodging | Existing | Space Heating | Natural Gas | Furnace | E4 | TRC BC Ratio | 0.5379 | 0.54136 | 0.54328 | 0.54562 | 0.55044 | 0.9 | 0.9 | 0.9 | 0.9 | 0.9 | 0.9 | 0.9 | 0.9 | 0.9 | 0.9 | 0.9 | 0.9 | 0.9 | 0.9 | 0.9 | 0.9 | 0.9 | 0.9 | 0.9 | 0.9 | 0.9 | 0.9 | 0.9 | 0.9 | 0.9 | 0.9
F2_Commercial_Lodging_Existing_Space Heating_Natural Gas_Furnace_E5 | F2 | Commercial | Lodging | Existing | Space Heating | Natural Gas | Furnace | E5 | TRC BC Ratio | 0 | 0 | 0 | 0 | 0 | 0 | 0 | 0.021545 | 0.021415 | 0.021231 | 0.021131 | 0.020992 | 0.018842 | 0.018691 | 0.018672 | 0.018531 | 0.018481 | 0.018467 | 0.018123 | 0.018238 | 0.018287 | 0.018373 | 0.018493 | 0.010758 | 0.01049 | 0.010214 | 0.0099287 | 0.0096304 | 0.0093166 | 0.0089847 | 0.0086321
F2_Commercial_Lodging_Existing_Space Heating_Natural Gas_Furnace_E6 | F2 | Commercial | Lodging | Existing | Space Heating | Natural Gas | Furnace | E6 | TRC BC Ratio | 0 | 0 | 0 | 0 | 0 | 0 | 0 | 0 | 0 | 0 | 0 | 0 | 0 | 0 | 0 | 0 | 0 | 0 | 0 | 0 | 0 | 0 | 0 | 0 | 0 | 0 | 0 | 0 | 0 | 0 | 0
F2_Commercial_Lodging_Existing_Space Heating_Natural Gas_Furnace_E7 | F2 | Commercial | Lodging | Existing | Space Heating | Natural Gas | Furnace | E7 | TRC BC Ratio | 0 | 0 | 0 | 0 | 0 | 0 | 0 | 0 | 0 | 0 | 0 | 0 | 0 | 0 | 0 | 0 | 0 | 0 | 0 | 0 | 0 | 0 | 0 | 0 | 0 | 0 | 0 | 0 | 0 | 0 | 0
F2_Commercial_Lodging_Existing_Space Heating_Natural Gas_Furnace_E8 | F2 | Commercial | Lodging | Existing | Space Heating | Natural Gas | Furnace | E8 | TRC BC Ratio | 0 | 0 | 0 | 0 | 0 | 0 | 0 | 0 | 0 | 0 | 0 | 0 | 0 | 0 | 0 | 0 | 0 | 0 | 0 | 0 | 0 | 0 | 0 | 0 | 0 | 0 | 0 | 0 | 0 | 0 | 0
F2_Commercial_Lodging_Existing_Space Heating_Natural Gas_Furnace_E9 | F2 | Commercial | Lodging | Existing | Space Heating | Natural Gas | Furnace | E9 | TRC BC Ratio | 0 | 0 | 0 | 0 | 0 | 0 | 0 | 0 | 0 | 0 | 0 | 0 | 0 | 0 | 0 | 0 | 0 | 0 | 0 | 0 | 0 | 0 | 0 | 0 | 0 | 0 | 0 | 0 | 0 | 0 | 0
F2_Commercial_Lodging_Existing_Space Heating_Natural Gas_Furnace_E10 | F2 | Commercial | Lodging | Existing | Space Heating | Natural Gas | Furnace | E10 | TRC BC Ratio | 0 | 0 | 0 | 0 | 0 | 0 | 0 | 0 | 0 | 0 | 0 | 0 | 0 | 0 | 0 | 0 | 0 | 0 | 0 | 0 | 0 | 0 | 0 | 0 | 0 | 0 | 0 | 0 | 0 | 0 | 0
F3_Commercial_Lodging_Existing_Space Heating_Natural Gas_Furnace_E1 | F3 | Commercial | Lodging | Existing | Space Heating | Natural Gas | Furnace | E1 | PACT BC Ratio | 0.9 | 0.9 | 0.9 | 0.9 | 0.9 | 0 | 0 | 0 | 0 | 0 | 0 | 0 | 0 | 0 | 0 | 0 | 0 | 0 | 0 | 0 | 0 | 0 | 0 | 0 | 0 | 0 | 0 | 0 | 0 | 0 | 0
F3_Commercial_Lodging_Existing_Space Heating_Natural Gas_Furnace_E2 | F3 | Commercial | Lodging | Existing | Space Heating | Natural Gas | Furnace | E2 | PACT BC Ratio | 0.039437 | 0.039691 | 0.039832 | 0.040003 | 0.040356 | 0 | 0 | 0 | 0 | 0 | 0 | 0 | 0 | 0 | 0 | 0 | 0 | 0 | 0 | 0 | 0 | 0 | 0 | 0 | 0 | 0 | 0 | 0 | 0 | 0 | 0
F3_Commercial_Lodging_Existing_Space Heating_Natural Gas_Furnace_E3 | F3 | Commercial | Lodging | Existing | Space Heating | Natural Gas | Furnace | E3 | PACT BC Ratio | 0.18515 | 0.18634 | 0.18701 | 0.18781 | 0.18947 | 0.9 | 0.9 | 0.9 | 0.9 | 0.9 | 0.9 | 0.9 | 0.9 | 0.9 | 0.9 | 0.9 | 0.9 | 0.9 | 0.9 | 0.9 | 0.9 | 0.9 | 0.9 | 0.9 | 0.9 | 0.9 | 0.9 | 0.9 | 0.9 | 0.9 | 0.9
F3_Commercial_Lodging_Existing_Space Heating_Natural Gas_Furnace_E4 | F3 | Commercial | Lodging | Existing | Space Heating | Natural Gas | Furnace | E4 | PACT BC Ratio | 0.5379 | 0.54136 | 0.54328 | 0.54562 | 0.55044 | 0.9 | 0.9 | 0.9 | 0.9 | 0.9 | 0.9 | 0.9 | 0.9 | 0.9 | 0.9 | 0.9 | 0.9 | 0.9 | 0.9 | 0.9 | 0.9 | 0.9 | 0.9 | 0.9 | 0.9 | 0.9 | 0.9 | 0.9 | 0.9 | 0.9 | 0.9
F3_Commercial_Lodging_Existing_Space Heating_Natural Gas_Furnace_E5 | F3 | Commercial | Lodging | Existing | Space Heating | Natural Gas | Furnace | E5 | PACT BC Ratio | 0 | 0 | 0 | 0 | 0 | 0 | 0 | 0.021545 | 0.021415 | 0.021231 | 0.021131 | 0.020992 | 0.018842 | 0.018691 | 0.018672 | 0.018531 | 0.018481 | 0.018467 | 0.018123 | 0.018238 | 0.018287 | 0.018373 | 0.018493 | 0.010758 | 0.01049 | 0.010214 | 0.0099287 | 0.0096304 | 0.0093166 | 0.0089847 | 0.0086321
F3_Commercial_Lodging_Existing_Space Heating_Natural Gas_Furnace_E6 | F3 | Commercial | Lodging | Existing | Space Heating | Natural Gas | Furnace | E6 | PACT BC Ratio | 0 | 0 | 0 | 0 | 0 | 0 | 0 | 0 | 0 | 0 | 0 | 0 | 0 | 0 | 0 | 0 | 0 | 0 | 0 | 0 | 0 | 0 | 0 | 0 | 0 | 0 | 0 | 0 | 0 | 0 | 0
F3_Commercial_Lodging_Existing_Space Heating_Natural Gas_Furnace_E7 | F3 | Commercial | Lodging | Existing | Space Heating | Natural Gas | Furnace | E7 | PACT BC Ratio | 0 | 0 | 0 | 0 | 0 | 0 | 0 | 0 | 0 | 0 | 0 | 0 | 0 | 0 | 0 | 0 | 0 | 0 | 0 | 0 | 0 | 0 | 0 | 0 | 0 | 0 | 0 | 0 | 0 | 0 | 0
F3_Commercial_Lodging_Existing_Space Heating_Natural Gas_Furnace_E8 | F3 | Commercial | Lodging | Existing | Space Heating | Natural Gas | Furnace | E8 | PACT BC Ratio | 0 | 0 | 0 | 0 | 0 | 0 | 0 | 0 | 0 | 0 | 0 | 0 | 0 | 0 | 0 | 0 | 0 | 0 | 0 | 0 | 0 | 0 | 0 | 0 | 0 | 0 | 0 | 0 | 0 | 0 | 0
F3_Commercial_Lodging_Existing_Space Heating_Natural Gas_Furnace_E9 | F3 | Commercial | Lodging | Existing | Space Heating | Natural Gas | Furnace | E9 | PACT BC Ratio | 0 | 0 | 0 | 0 | 0 | 0 | 0 | 0 | 0 | 0 | 0 | 0 | 0 | 0 | 0 | 0 | 0 | 0 | 0 | 0 | 0 | 0 | 0 | 0 | 0 | 0 | 0 | 0 | 0 | 0 | 0
F3_Commercial_Lodging_Existing_Space Heating_Natural Gas_Furnace_E10 | F3 | Commercial | Lodging | Existing | Space Heating | Natural Gas | Furnace | E10 | PACT BC Ratio | 0 | 0 | 0 | 0 | 0 | 0 | 0 | 0 | 0 | 0 | 0 | 0 | 0 | 0 | 0 | 0 | 0 | 0 | 0 | 0 | 0 | 0 | 0 | 0 | 0 | 0 | 0 | 0 | 0 | 0 | 0
F4_Commercial_Lodging_Existing_Space Heating_Natural Gas_Furnace_E1 | F4 | Commercial | Lodging | Existing | Space Heating | Natural Gas | Furnace | E1 | PCT BC Ratio | 0.9 | 0.9 | 0.9 | 0.9 | 0.9 | 0 | 0 | 0 | 0 | 0 | 0 | 0 | 0 | 0 | 0 | 0 | 0 | 0 | 0 | 0 | 0 | 0 | 0 | 0 | 0 | 0 | 0 | 0 | 0 | 0 | 0
F4_Commercial_Lodging_Existing_Space Heating_Natural Gas_Furnace_E2 | F4 | Commercial | Lodging | Existing | Space Heating | Natural Gas | Furnace | E2 | PCT BC Ratio | 1.0992 | 1.0999 | 1.1002 | 1.1006 | 1.1015 | 0 | 0 | 0 | 0 | 0 | 0 | 0 | 0 | 0 | 0 | 0 | 0 | 0 | 0 | 0 | 0 | 0 | 0 | 0 | 0 | 0 | 0 | 0 | 0 | 0 | 0
F4_Commercial_Lodging_Existing_Space Heating_Natural Gas_Furnace_E3 | F4 | Commercial | Lodging | Existing | Space Heating | Natural Gas | Furnace | E3 | PCT BC Ratio | 1.4658 | 1.4688 | 1.4705 | 1.4725 | 1.4767 | 0.9 | 0.9 | 0.9 | 0.9 | 0.9 | 0.9 | 0.9 | 0.9 | 0.9 | 0.9 | 0.9 | 0.9 | 0.9 | 0.9 | 0.9 | 0.9 | 0.9 | 0.9 | 0.9 | 0.9 | 0.9 | 0.9 | 0.9 | 0.9 | 0.9 | 0.9
F4_Commercial_Lodging_Existing_Space Heating_Natural Gas_Furnace_E4 | F4 | Commercial | Lodging | Existing | Space Heating | Natural Gas | Furnace | E4 | PCT BC Ratio | 2.3533 | 2.362 | 2.3669 | 2.3727 | 2.3849 | 0.9 | 0.9 | 0.9 | 0.9 | 0.9 | 0.9 | 0.9 | 0.9 | 0.9 | 0.9 | 0.9 | 0.9 | 0.9 | 0.9 | 0.9 | 0.9 | 0.9 | 0.9 | 0.9 | 0.9 | 0.9 | 0.9 | 0.9 | 0.9 | 0.9 | 0.9
F4_Commercial_Lodging_Existing_Space Heating_Natural Gas_Furnace_E5 | F4 | Commercial | Lodging | Existing | Space Heating | Natural Gas | Furnace | E5 | PCT BC Ratio | 0 | 0 | 0 | 0 | 0 | 0 | 0 | 1.0542 | 1.0539 | 1.0534 | 1.0532 | 1.0528 | 1.0474 | 1.047 | 1.047 | 1.0466 | 1.0465 | 1.0465 | 1.0456 | 1.0459 | 1.046 | 1.0462 | 1.0465 | 1.0271 | 1.0264 | 1.0257 | 1.025 | 1.0242 | 1.0234 | 1.0226 | 1.0217
F4_Commercial_Lodging_Existing_Space Heating_Natural Gas_Furnace_E6 | F4 | Commercial | Lodging | Existing | Space Heating | Natural Gas | Furnace | E6 | PCT BC Ratio | 0 | 0 | 0 | 0 | 0 | 0 | 0 | 0 | 0 | 0 | 0 | 0 | 0 | 0 | 0 | 0 | 0 | 0 | 0 | 0 | 0 | 0 | 0 | 0 | 0 | 0 | 0 | 0 | 0 | 0 | 0
F4_Commercial_Lodging_Existing_Space Heating_Natural Gas_Furnace_E7 | F4 | Commercial | Lodging | Existing | Space Heating | Natural Gas | Furnace | E7 | PCT BC Ratio | 0 | 0 | 0 | 0 | 0 | 0 | 0 | 0 | 0 | 0 | 0 | 0 | 0 | 0 | 0 | 0 | 0 | 0 | 0 | 0 | 0 | 0 | 0 | 0 | 0 | 0 | 0 | 0 | 0 | 0 | 0
F4_Commercial_Lodging_Existing_Space Heating_Natural Gas_Furnace_E8 | F4 | Commercial | Lodging | Existing | Space Heating | Natural Gas | Furnace | E8 | PCT BC Ratio | 0 | 0 | 0 | 0 | 0 | 0 | 0 | 0 | 0 | 0 | 0 | 0 | 0 | 0 | 0 | 0 | 0 | 0 | 0 | 0 | 0 | 0 | 0 | 0 | 0 | 0 | 0 | 0 | 0 | 0 | 0
F4_Commercial_Lodging_Existing_Space Heating_Natural Gas_Furnace_E9 | F4 | Commercial | Lodging | Existing | Space Heating | Natural Gas | Furnace | E9 | PCT BC Ratio | 0 | 0 | 0 | 0 | 0 | 0 | 0 | 0 | 0 | 0 | 0 | 0 | 0 | 0 | 0 | 0 | 0 | 0 | 0 | 0 | 0 | 0 | 0 | 0 | 0 | 0 | 0 | 0 | 0 | 0 | 0
F4_Commercial_Lodging_Existing_Space Heating_Natural Gas_Furnace_E10 | F4 | Commercial | Lodging | Existing | Space Heating | Natural Gas | Furnace | E10 | PCT BC Ratio | 0 | 0 | 0 | 0 | 0 | 0 | 0 | 0 | 0 | 0 | 0 | 0 | 0 | 0 | 0 | 0 | 0 | 0 | 0 | 0 | 0 | 0 | 0 | 0 | 0 | 0 | 0 | 0 | 0 | 0 | 0
F5_Commercial_Lodging_Existing_Space Heating_Natural Gas_Furnace_E1 | F5 | Commercial | Lodging | Existing | Space Heating | Natural Gas | Furnace | E1 | RIM BC Ratio | 0.9 | 0.9 | 0.9 | 0.9 | 0.9 | 0 | 0 | 0 | 0 | 0 | 0 | 0 | 0 | 0 | 0 | 0 | 0 | 0 | 0 | 0 | 0 | 0 | 0 | 0 | 0 | 0 | 0 | 0 | 0 | 0 | 0
F5_Commercial_Lodging_Existing_Space Heating_Natural Gas_Furnace_E2 | F5 | Commercial | Lodging | Existing | Space Heating | Natural Gas | Furnace | E2 | RIM BC Ratio | 0.037658 | 0.037889 | 0.038017 | 0.038173 | 0.038495 | 0 | 0 | 0 | 0 | 0 | 0 | 0 | 0 | 0 | 0 | 0 | 0 | 0 | 0 | 0 | 0 | 0 | 0 | 0 | 0 | 0 | 0 | 0 | 0 | 0 | 0
F5_Commercial_Lodging_Existing_Space Heating_Natural Gas_Furnace_E3 | F5 | Commercial | Lodging | Existing | Space Heating | Natural Gas | Furnace | E3 | RIM BC Ratio | 0.15154 | 0.15234 | 0.15278 | 0.15331 | 0.15442 | 0.9 | 0.9 | 0.9 | 0.9 | 0.9 | 0.9 | 0.9 | 0.9 | 0.9 | 0.9 | 0.9 | 0.9 | 0.9 | 0.9 | 0.9 | 0.9 | 0.9 | 0.9 | 0.9 | 0.9 | 0.9 | 0.9 | 0.9 | 0.9 | 0.9 | 0.9
F5_Commercial_Lodging_Existing_Space Heating_Natural Gas_Furnace_E4 | F5 | Commercial | Lodging | Existing | Space Heating | Natural Gas | Furnace | E4 | RIM BC Ratio | 0.3271 | 0.32838 | 0.32908 | 0.32994 | 0.3317 | 0.9 | 0.9 | 0.9 | 0.9 | 0.9 | 0.9 | 0.9 | 0.9 | 0.9 | 0.9 | 0.9 | 0.9 | 0.9 | 0.9 | 0.9 | 0.9 | 0.9 | 0.9 | 0.9 | 0.9 | 0.9 | 0.9 | 0.9 | 0.9 | 0.9 | 0.9
F5_Commercial_Lodging_Existing_Space Heating_Natural Gas_Furnace_E5 | F5 | Commercial | Lodging | Existing | Space Heating | Natural Gas | Furnace | E5 | RIM BC Ratio | 0 | 0 | 0 | 0 | 0 | 0 | 0 | 0.021002 | 0.020879 | 0.020704 | 0.020609 | 0.020477 | 0.018426 | 0.018281 | 0.018263 | 0.018128 | 0.018081 | 0.018067 | 0.017738 | 0.017848 | 0.017895 | 0.017977 | 0.018092 | 0.010622 | 0.01036 | 0.010091 | 0.0098119 | 0.0095205 | 0.0092138 | 0.008889 | 0.0085438
F5_Commercial_Lodging_Existing_Space Heating_Natural Gas_Furnace_E6 | F5 | Commercial | Lodging | Existing | Space Heating | Natural Gas | Furnace | E6 | RIM BC Ratio | 0 | 0 | 0 | 0 | 0 | 0 | 0 | 0 | 0 | 0 | 0 | 0 | 0 | 0 | 0 | 0 | 0 | 0 | 0 | 0 | 0 | 0 | 0 | 0 | 0 | 0 | 0 | 0 | 0 | 0 | 0
F5_Commercial_Lodging_Existing_Space Heating_Natural Gas_Furnace_E7 | F5 | Commercial | Lodging | Existing | Space Heating | Natural Gas | Furnace | E7 | RIM BC Ratio | 0 | 0 | 0 | 0 | 0 | 0 | 0 | 0 | 0 | 0 | 0 | 0 | 0 | 0 | 0 | 0 | 0 | 0 | 0 | 0 | 0 | 0 | 0 | 0 | 0 | 0 | 0 | 0 | 0 | 0 | 0
F5_Commercial_Lodging_Existing_Space Heating_Natural Gas_Furnace_E8 | F5 | Commercial | Lodging | Existing | Space Heating | Natural Gas | Furnace | E8 | RIM BC Ratio | 0 | 0 | 0 | 0 | 0 | 0 | 0 | 0 | 0 | 0 | 0 | 0 | 0 | 0 | 0 | 0 | 0 | 0 | 0 | 0 | 0 | 0 | 0 | 0 | 0 | 0 | 0 | 0 | 0 | 0 | 0
F5_Commercial_Lodging_Existing_Space Heating_Natural Gas_Furnace_E9 | F5 | Commercial | Lodging | Existing | Space Heating | Natural Gas | Furnace | E9 | RIM BC Ratio | 0 | 0 | 0 | 0 | 0 | 0 | 0 | 0 | 0 | 0 | 0 | 0 | 0 | 0 | 0 | 0 | 0 | 0 | 0 | 0 | 0 | 0 | 0 | 0 | 0 | 0 | 0 | 0 | 0 | 0 | 0
F5_Commercial_Lodging_Existing_Space Heating_Natural Gas_Furnace_E10 | F5 | Commercial | Lodging | Existing | Space Heating | Natural Gas | Furnace | E10 | RIM BC Ratio | 0 | 0 | 0 | 0 | 0 | 0 | 0 | 0 | 0 | 0 | 0 | 0 | 0 | 0 | 0 | 0 | 0 | 0 | 0 | 0 | 0 | 0 | 0 | 0 | 0 | 0 | 0 | 0 | 0 | 0 | 0
F0_Commercial_Lodging_Existing_Space Heating_Natural Gas_Boiler_E0 | F0 | Commercial | Lodging | Existing | Space Heating | Natural Gas | Boiler | E0 | Economic Unit | TE 84% (2023 Standard) | TE 84% (2023 Standard) | TE 84% (2023 Standard) | TE 84% (2023 Standard) | TE 84% (2023 Standard) | TE 94% (ENERGY STAR 1.0) | TE 94% (ENERGY STAR 1.0) | TE 94% (ENERGY STAR 1.0) | TE 94% (ENERGY STAR 1.0) | TE 94% (ENERGY STAR 1.0) | TE 94% (ENERGY STAR 1.0) | TE 94% (ENERGY STAR 1.0) | TE 94% (ENERGY STAR 1.0) | TE 94% (ENERGY STAR 1.0) | TE 94% (ENERGY STAR 1.0) | TE 94% (ENERGY STAR 1.0) | TE 94% (ENERGY STAR 1.0) | TE 94% (ENERGY STAR 1.0) | TE 94% (ENERGY STAR 1.0) | TE 94% (ENERGY STAR 1.0) | TE 94% (ENERGY STAR 1.0) | TE 94% (ENERGY STAR 1.0) | TE 94% (ENERGY STAR 1.0) | TE 94% (ENERGY STAR 1.0) | TE 94% (ENERGY STAR 1.0) | TE 94% (ENERGY STAR 1.0) | TE 94% (ENERGY STAR 1.0) | TE 94% (ENERGY STAR 1.0) | TE 94% (ENERGY STAR 1.0) | TE 94% (ENERGY STAR 1.0) | TE 94% (ENERGY STAR 1.0)
F1_Commercial_Lodging_Existing_Space Heating_Natural Gas_Boiler_E1 | F1 | Commercial | Lodging | Existing | Space Heating | Natural Gas | Boiler | E1 | CCE | 0 | 0 | 0 | 0 | 0 | 0 | 0 | 0 | 0 | 0 | 0 | 0 | 0 | 0 | 0 | 0 | 0 | 0 | 0 | 0 | 0 | 0 | 0 | 0 | 0 | 0 | 0 | 0 | 0 | 0 | 0
F1_Commercial_Lodging_Existing_Space Heating_Natural Gas_Boiler_E2 | F1 | Commercial | Lodging | Existing | Space Heating | Natural Gas | Boiler | E2 | CCE | 0.0059528 | 0.0057228 | 0.0057501 | 0.0058102 | 0.0058102 | 0 | 0 | 0 | 0 | 0 | 0 | 0 | 0 | 0 | 0 | 0 | 0 | 0 | 0 | 0 | 0 | 0 | 0 | 0 | 0 | 0 | 0 | 0 | 0 | 0 | 0
F1_Commercial_Lodging_Existing_Space Heating_Natural Gas_Boiler_E3 | F1 | Commercial | Lodging | Existing | Space Heating | Natural Gas | Boiler | E3 | CCE | 0.035267 | 0.033904 | 0.034066 | 0.034422 | 0.034422 | 0 | 0 | 0 | 0 | 0 | 0 | 0 | 0 | 0 | 0 | 0 | 0 | 0 | 0 | 0 | 0 | 0 | 0 | 0 | 0 | 0 | 0 | 0 | 0 | 0 | 0
F1_Commercial_Lodging_Existing_Space Heating_Natural Gas_Boiler_E4 | F1 | Commercial | Lodging | Existing | Space Heating | Natural Gas | Boiler | E4 | CCE | 0.035561 | 0.034187 | 0.03435 | 0.034709 | 0.034709 | 0.035939 | 0.035939 | 0.035939 | 0.035939 | 0.035939 | 0.035939 | 0.035939 | 0.035939 | 0.035939 | 0.035939 | 0.035939 | 0.035939 | 0.035939 | 0.035939 | 0.035939 | 0.035939 | 0.035939 | 0.035939 | 0.035939 | 0.035939 | 0.035939 | 0.035939 | 0.035939 | 0.035939 | 0.035939 | 0.035939
F1_Commercial_Lodging_Existing_Space Heating_Natural Gas_Boiler_E5 | F1 | Commercial | Lodging | Existing | Space Heating | Natural Gas | Boiler | E5 | CCE | 0.10599 | 0.10189 | 0.10238 | 0.10345 | 0.10345 | 0.14707 | 0.14707 | 0.14707 | 0.14707 | 0.14707 | 0.14707 | 0.14707 | 0.14707 | 0.14707 | 0.14707 | 0.14707 | 0.14707 | 0.14707 | 0.14707 | 0.14707 | 0.14707 | 0.14707 | 0.14707 | 0.14707 | 0.14707 | 0.14707 | 0.14707 | 0.14707 | 0.14707 | 0.14707 | 0.14707
F1_Commercial_Lodging_Existing_Space Heating_Natural Gas_Boiler_E6 | F1 | Commercial | Lodging | Existing | Space Heating | Natural Gas | Boiler | E6 | CCE | 0 | 0 | 0 | 0 | 0 | 0 | 0 | 0 | 0 | 0 | 0 | 0 | 0 | 0 | 0 | 0 | 0 | 0 | 0 | 0 | 0 | 0 | 0 | 0 | 0 | 0 | 0 | 0 | 0 | 0 | 0
F1_Commercial_Lodging_Existing_Space Heating_Natural Gas_Boiler_E7 | F1 | Commercial | Lodging | Existing | Space Heating | Natural Gas | Boiler | E7 | CCE | 0 | 0 | 0 | 0 | 0 | 0 | 0 | 0 | 0 | 0 | 0 | 0 | 0 | 0 | 0 | 0 | 0 | 0 | 0 | 0 | 0 | 0 | 0 | 0 | 0 | 0 | 0 | 0 | 0 | 0 | 0
F1_Commercial_Lodging_Existing_Space Heating_Natural Gas_Boiler_E8 | F1 | Commercial | Lodging | Existing | Space Heating | Natural Gas | Boiler | E8 | CCE | 0 | 0 | 0 | 0 | 0 | 0 | 0 | 0 | 0 | 0 | 0 | 0 | 0 | 0 | 0 | 0 | 0 | 0 | 0 | 0 | 0 | 0 | 0 | 0 | 0 | 0 | 0 | 0 | 0 | 0 | 0
F1_Commercial_Lodging_Existing_Space Heating_Natural Gas_Boiler_E9 | F1 | Commercial | Lodging | Existing | Space Heating | Natural Gas | Boiler | E9 | CCE | 0 | 0 | 0 | 0 | 0 | 0 | 0 | 0 | 0 | 0 | 0 | 0 | 0 | 0 | 0 | 0 | 0 | 0 | 0 | 0 | 0 | 0 | 0 | 0 | 0 | 0 | 0 | 0 | 0 | 0 | 0
F1_Commercial_Lodging_Existing_Space Heating_Natural Gas_Boiler_E10 | F1 | Commercial | Lodging | Existing | Space Heating | Natural Gas | Boiler | E10 | CCE | 0 | 0 | 0 | 0 | 0 | 0 | 0 | 0 | 0 | 0 | 0 | 0 | 0 | 0 | 0 | 0 | 0 | 0 | 0 | 0 | 0 | 0 | 0 | 0 | 0 | 0 | 0 | 0 | 0 | 0 | 0
F2_Commercial_Lodging_Existing_Space Heating_Natural Gas_Boiler_E1 | F2 | Commercial | Lodging | Existing | Space Heating | Natural Gas | Boiler | E1 | TRC BC Ratio | 0.9 | 0.9 | 0.9 | 0.9 | 0.9 | 0 | 0 | 0 | 0 | 0 | 0 | 0 | 0 | 0 | 0 | 0 | 0 | 0 | 0 | 0 | 0 | 0 | 0 | 0 | 0 | 0 | 0 | 0 | 0 | 0 | 0
F2_Commercial_Lodging_Existing_Space Heating_Natural Gas_Boiler_E2 | F2 | Commercial | Lodging | Existing | Space Heating | Natural Gas | Boiler | E2 | TRC BC Ratio | 1.6689 | 1.6788 | 1.6852 | 1.6927 | 1.7079 | 0 | 0 | 0 | 0 | 0 | 0 | 0 | 0 | 0 | 0 | 0 | 0 | 0 | 0 | 0 | 0 | 0 | 0 | 0 | 0 | 0 | 0 | 0 | 0 | 0 | 0
F2_Commercial_Lodging_Existing_Space Heating_Natural Gas_Boiler_E3 | F2 | Commercial | Lodging | Existing | Space Heating | Natural Gas | Boiler | E3 | TRC BC Ratio | 0.2817 | 0.28338 | 0.28445 | 0.28572 | 0.28828 | 0.9 | 0.9 | 0.9 | 0.9 | 0.9 | 0.9 | 0.9 | 0.9 | 0.9 | 0.9 | 0.9 | 0.9 | 0.9 | 0.9 | 0.9 | 0.9 | 0.9 | 0.9 | 0.9 | 0.9 | 0.9 | 0.9 | 0.9 | 0.9 | 0.9 | 0.9
F2_Commercial_Lodging_Existing_Space Heating_Natural Gas_Boiler_E4 | F2 | Commercial | Lodging | Existing | Space Heating | Natural Gas | Boiler | E4 | TRC BC Ratio | 0.27937 | 0.28103 | 0.2821 | 0.28336 | 0.28589 | 0.26558 | 0.25707 | 0.2525 | 0.25091 | 0.2487 | 0.24746 | 0.24578 | 0.22108 | 0.21925 | 0.21895 | 0.21726 | 0.21661 | 0.21636 | 0.21222 | 0.21322 | 0.21345 | 0.21409 | 0.21511 | 0.12621 | 0.12277 | 0.11924 | 0.11558 | 0.11176 | 0.10776 | 0.10353 | 0.099053
F2_Commercial_Lodging_Existing_Space Heating_Natural Gas_Boiler_E5 | F2 | Commercial | Lodging | Existing | Space Heating | Natural Gas | Boiler | E5 | TRC BC Ratio | 0.093733 | 0.094292 | 0.094648 | 0.095072 | 0.095923 | 0.064899 | 0.06282 | 0.061704 | 0.061315 | 0.060775 | 0.060471 | 0.060061 | 0.054025 | 0.053578 | 0.053505 | 0.053091 | 0.052932 | 0.052871 | 0.051861 | 0.052105 | 0.052161 | 0.052317 | 0.052567 | 0.030842 | 0.030001 | 0.029138 | 0.028244 | 0.027311 | 0.026332 | 0.0253 | 0.024206
F2_Commercial_Lodging_Existing_Space Heating_Natural Gas_Boiler_E6 | F2 | Commercial | Lodging | Existing | Space Heating | Natural Gas | Boiler | E6 | TRC BC Ratio | 0 | 0 | 0 | 0 | 0 | 0 | 0 | 0 | 0 | 0 | 0 | 0 | 0 | 0 | 0 | 0 | 0 | 0 | 0 | 0 | 0 | 0 | 0 | 0 | 0 | 0 | 0 | 0 | 0 | 0 | 0
F2_Commercial_Lodging_Existing_Space Heating_Natural Gas_Boiler_E7 | F2 | Commercial | Lodging | Existing | Space Heating | Natural Gas | Boiler | E7 | TRC BC Ratio | 0 | 0 | 0 | 0 | 0 | 0 | 0 | 0 | 0 | 0 | 0 | 0 | 0 | 0 | 0 | 0 | 0 | 0 | 0 | 0 | 0 | 0 | 0 | 0 | 0 | 0 | 0 | 0 | 0 | 0 | 0
F2_Commercial_Lodging_Existing_Space Heating_Natural Gas_Boiler_E8 | F2 | Commercial | Lodging | Existing | Space Heating | Natural Gas | Boiler | E8 | TRC BC Ratio | 0 | 0 | 0 | 0 | 0 | 0 | 0 | 0 | 0 | 0 | 0 | 0 | 0 | 0 | 0 | 0 | 0 | 0 | 0 | 0 | 0 | 0 | 0 | 0 | 0 | 0 | 0 | 0 | 0 | 0 | 0
F2_Commercial_Lodging_Existing_Space Heating_Natural Gas_Boiler_E9 | F2 | Commercial | Lodging | Existing | Space Heating | Natural Gas | Boiler | E9 | TRC BC Ratio | 0 | 0 | 0 | 0 | 0 | 0 | 0 | 0 | 0 | 0 | 0 | 0 | 0 | 0 | 0 | 0 | 0 | 0 | 0 | 0 | 0 | 0 | 0 | 0 | 0 | 0 | 0 | 0 | 0 | 0 | 0
F2_Commercial_Lodging_Existing_Space Heating_Natural Gas_Boiler_E10 | F2 | Commercial | Lodging | Existing | Space Heating | Natural Gas | Boiler | E10 | TRC BC Ratio | 0 | 0 | 0 | 0 | 0 | 0 | 0 | 0 | 0 | 0 | 0 | 0 | 0 | 0 | 0 | 0 | 0 | 0 | 0 | 0 | 0 | 0 | 0 | 0 | 0 | 0 | 0 | 0 | 0 | 0 | 0
F3_Commercial_Lodging_Existing_Space Heating_Natural Gas_Boiler_E1 | F3 | Commercial | Lodging | Existing | Space Heating | Natural Gas | Boiler | E1 | PACT BC Ratio | 0.9 | 0.9 | 0.9 | 0.9 | 0.9 | 0 | 0 | 0 | 0 | 0 | 0 | 0 | 0 | 0 | 0 | 0 | 0 | 0 | 0 | 0 | 0 | 0 | 0 | 0 | 0 | 0 | 0 | 0 | 0 | 0 | 0
F3_Commercial_Lodging_Existing_Space Heating_Natural Gas_Boiler_E2 | F3 | Commercial | Lodging | Existing | Space Heating | Natural Gas | Boiler | E2 | PACT BC Ratio | 4.2585 | 4.2839 | 4.3001 | 4.3193 | 4.358 | 0 | 0 | 0 | 0 | 0 | 0 | 0 | 0 | 0 | 0 | 0 | 0 | 0 | 0 | 0 | 0 | 0 | 0 | 0 | 0 | 0 | 0 | 0 | 0 | 0 | 0
F3_Commercial_Lodging_Existing_Space Heating_Natural Gas_Boiler_E3 | F3 | Commercial | Lodging | Existing | Space Heating | Natural Gas | Boiler | E3 | PACT BC Ratio | 0.71881 | 0.7231 | 0.72583 | 0.72908 | 0.7356 | 0.9 | 0.9 | 0.9 | 0.9 | 0.9 | 0.9 | 0.9 | 0.9 | 0.9 | 0.9 | 0.9 | 0.9 | 0.9 | 0.9 | 0.9 | 0.9 | 0.9 | 0.9 | 0.9 | 0.9 | 0.9 | 0.9 | 0.9 | 0.9 | 0.9 | 0.9
F3_Commercial_Lodging_Existing_Space Heating_Natural Gas_Boiler_E4 | F3 | Commercial | Lodging | Existing | Space Heating | Natural Gas | Boiler | E4 | PACT BC Ratio | 0.71286 | 0.71712 | 0.71983 | 0.72305 | 0.72952 | 0.67767 | 0.65596 | 0.64431 | 0.64025 | 0.63461 | 0.63144 | 0.62716 | 0.56413 | 0.55947 | 0.5587 | 0.55437 | 0.55272 | 0.55208 | 0.54154 | 0.54408 | 0.54467 | 0.5463 | 0.54891 | 0.32206 | 0.31327 | 0.30426 | 0.29492 | 0.28518 | 0.27496 | 0.26418 | 0.25275
F3_Commercial_Lodging_Existing_Space Heating_Natural Gas_Boiler_E5 | F3 | Commercial | Lodging | Existing | Space Heating | Natural Gas | Boiler | E5 | PACT BC Ratio | 0.23918 | 0.24061 | 0.24151 | 0.2426 | 0.24477 | 0.1656 | 0.1603 | 0.15745 | 0.15646 | 0.15508 | 0.15431 | 0.15326 | 0.13786 | 0.13672 | 0.13653 | 0.13547 | 0.13507 | 0.13491 | 0.13233 | 0.13296 | 0.1331 | 0.1335 | 0.13414 | 0.078701 | 0.076555 | 0.074351 | 0.07207 | 0.06969 | 0.067193 | 0.064557 | 0.061766
F3_Commercial_Lodging_Existing_Space Heating_Natural Gas_Boiler_E6 | F3 | Commercial | Lodging | Existing | Space Heating | Natural Gas | Boiler | E6 | PACT BC Ratio | 0 | 0 | 0 | 0 | 0 | 0 | 0 | 0 | 0 | 0 | 0 | 0 | 0 | 0 | 0 | 0 | 0 | 0 | 0 | 0 | 0 | 0 | 0 | 0 | 0 | 0 | 0 | 0 | 0 | 0 | 0
F3_Commercial_Lodging_Existing_Space Heating_Natural Gas_Boiler_E7 | F3 | Commercial | Lodging | Existing | Space Heating | Natural Gas | Boiler | E7 | PACT BC Ratio | 0 | 0 | 0 | 0 | 0 | 0 | 0 | 0 | 0 | 0 | 0 | 0 | 0 | 0 | 0 | 0 | 0 | 0 | 0 | 0 | 0 | 0 | 0 | 0 | 0 | 0 | 0 | 0 | 0 | 0 | 0
F3_Commercial_Lodging_Existing_Space Heating_Natural Gas_Boiler_E8 | F3 | Commercial | Lodging | Existing | Space Heating | Natural Gas | Boiler | E8 | PACT BC Ratio | 0 | 0 | 0 | 0 | 0 | 0 | 0 | 0 | 0 | 0 | 0 | 0 | 0 | 0 | 0 | 0 | 0 | 0 | 0 | 0 | 0 | 0 | 0 | 0 | 0 | 0 | 0 | 0 | 0 | 0 | 0
F3_Commercial_Lodging_Existing_Space Heating_Natural Gas_Boiler_E9 | F3 | Commercial | Lodging | Existing | Space Heating | Natural Gas | Boiler | E9 | PACT BC Ratio | 0 | 0 | 0 | 0 | 0 | 0 | 0 | 0 | 0 | 0 | 0 | 0 | 0 | 0 | 0 | 0 | 0 | 0 | 0 | 0 | 0 | 0 | 0 | 0 | 0 | 0 | 0 | 0 | 0 | 0 | 0
F3_Commercial_Lodging_Existing_Space Heating_Natural Gas_Boiler_E10 | F3 | Commercial | Lodging | Existing | Space Heating | Natural Gas | Boiler | E10 | PACT BC Ratio | 0 | 0 | 0 | 0 | 0 | 0 | 0 | 0 | 0 | 0 | 0 | 0 | 0 | 0 | 0 | 0 | 0 | 0 | 0 | 0 | 0 | 0 | 0 | 0 | 0 | 0 | 0 | 0 | 0 | 0 | 0
F4_Commercial_Lodging_Existing_Space Heating_Natural Gas_Boiler_E1 | F4 | Commercial | Lodging | Existing | Space Heating | Natural Gas | Boiler | E1 | PCT BC Ratio | 0.9 | 0.9 | 0.9 | 0.9 | 0.9 | 0 | 0 | 0 | 0 | 0 | 0 | 0 | 0 | 0 | 0 | 0 | 0 | 0 | 0 | 0 | 0 | 0 | 0 | 0 | 0 | 0 | 0 | 0 | 0 | 0 | 0
F4_Commercial_Lodging_Existing_Space Heating_Natural Gas_Boiler_E2 | F4 | Commercial | Lodging | Existing | Space Heating | Natural Gas | Boiler | E2 | PCT BC Ratio | 2.7507 | 2.7657 | 2.7753 | 2.7867 | 2.8095 | 0 | 0 | 0 | 0 | 0 | 0 | 0 | 0 | 0 | 0 | 0 | 0 | 0 | 0 | 0 | 0 | 0 | 0 | 0 | 0 | 0 | 0 | 0 | 0 | 0 | 0
F4_Commercial_Lodging_Existing_Space Heating_Natural Gas_Boiler_E3 | F4 | Commercial | Lodging | Existing | Space Heating | Natural Gas | Boiler | E3 | PCT BC Ratio | 0.65948 | 0.66202 | 0.66363 | 0.66555 | 0.66941 | 0.9 | 0.9 | 0.9 | 0.9 | 0.9 | 0.9 | 0.9 | 0.9 | 0.9 | 0.9 | 0.9 | 0.9 | 0.9 | 0.9 | 0.9 | 0.9 | 0.9 | 0.9 | 0.9 | 0.9 | 0.9 | 0.9 | 0.9 | 0.9 | 0.9 | 0.9
F4_Commercial_Lodging_Existing_Space Heating_Natural Gas_Boiler_E4 | F4 | Commercial | Lodging | Existing | Space Heating | Natural Gas | Boiler | E4 | PCT BC Ratio | 0.65597 | 0.65849 | 0.66009 | 0.66199 | 0.66581 | 0.63518 | 0.62236 | 0.61547 | 0.61307 | 0.60974 | 0.60787 | 0.60534 | 0.5681 | 0.56535 | 0.56489 | 0.56234 | 0.56136 | 0.56098 | 0.55475 | 0.55625 | 0.5566 | 0.55757 | 0.55911 | 0.42509 | 0.4199 | 0.41457 | 0.40906 | 0.4033 | 0.39727 | 0.39089 | 0.38414
F4_Commercial_Lodging_Existing_Space Heating_Natural Gas_Boiler_E5 | F4 | Commercial | Lodging | Existing | Space Heating | Natural Gas | Boiler | E5 | PCT BC Ratio | 0.37612 | 0.37697 | 0.3775 | 0.37814 | 0.37943 | 0.33266 | 0.32952 | 0.32784 | 0.32725 | 0.32644 | 0.32598 | 0.32536 | 0.31626 | 0.31559 | 0.31548 | 0.31485 | 0.31462 | 0.31452 | 0.313 | 0.31337 | 0.31345 | 0.31369 | 0.31407 | 0.28132 | 0.28005 | 0.27875 | 0.2774 | 0.27599 | 0.27452 | 0.27296 | 0.27131
F4_Commercial_Lodging_Existing_Space Heating_Natural Gas_Boiler_E6 | F4 | Commercial | Lodging | Existing | Space Heating | Natural Gas | Boiler | E6 | PCT BC Ratio | 0 | 0 | 0 | 0 | 0 | 0 | 0 | 0 | 0 | 0 | 0 | 0 | 0 | 0 | 0 | 0 | 0 | 0 | 0 | 0 | 0 | 0 | 0 | 0 | 0 | 0 | 0 | 0 | 0 | 0 | 0
F4_Commercial_Lodging_Existing_Space Heating_Natural Gas_Boiler_E7 | F4 | Commercial | Lodging | Existing | Space Heating | Natural Gas | Boiler | E7 | PCT BC Ratio | 0 | 0 | 0 | 0 | 0 | 0 | 0 | 0 | 0 | 0 | 0 | 0 | 0 | 0 | 0 | 0 | 0 | 0 | 0 | 0 | 0 | 0 | 0 | 0 | 0 | 0 | 0 | 0 | 0 | 0 | 0
F4_Commercial_Lodging_Existing_Space Heating_Natural Gas_Boiler_E8 | F4 | Commercial | Lodging | Existing | Space Heating | Natural Gas | Boiler | E8 | PCT BC Ratio | 0 | 0 | 0 | 0 | 0 | 0 | 0 | 0 | 0 | 0 | 0 | 0 | 0 | 0 | 0 | 0 | 0 | 0 | 0 | 0 | 0 | 0 | 0 | 0 | 0 | 0 | 0 | 0 | 0 | 0 | 0
F4_Commercial_Lodging_Existing_Space Heating_Natural Gas_Boiler_E9 | F4 | Commercial | Lodging | Existing | Space Heating | Natural Gas | Boiler | E9 | PCT BC Ratio | 0 | 0 | 0 | 0 | 0 | 0 | 0 | 0 | 0 | 0 | 0 | 0 | 0 | 0 | 0 | 0 | 0 | 0 | 0 | 0 | 0 | 0 | 0 | 0 | 0 | 0 | 0 | 0 | 0 | 0 | 0
F4_Commercial_Lodging_Existing_Space Heating_Natural Gas_Boiler_E10 | F4 | Commercial | Lodging | Existing | Space Heating | Natural Gas | Boiler | E10 | PCT BC Ratio | 0 | 0 | 0 | 0 | 0 | 0 | 0 | 0 | 0 | 0 | 0 | 0 | 0 | 0 | 0 | 0 | 0 | 0 | 0 | 0 | 0 | 0 | 0 | 0 | 0 | 0 | 0 | 0 | 0 | 0 | 0
F5_Commercial_Lodging_Existing_Space Heating_Natural Gas_Boiler_E1 | F5 | Commercial | Lodging | Existing | Space Heating | Natural Gas | Boiler | E1 | RIM BC Ratio | 0.9 | 0.9 | 0.9 | 0.9 | 0.9 | 0 | 0 | 0 | 0 | 0 | 0 | 0 | 0 | 0 | 0 | 0 | 0 | 0 | 0 | 0 | 0 | 0 | 0 | 0 | 0 | 0 | 0 | 0 | 0 | 0 | 0
F5_Commercial_Lodging_Existing_Space Heating_Natural Gas_Boiler_E2 | F5 | Commercial | Lodging | Existing | Space Heating | Natural Gas | Boiler | E2 | RIM BC Ratio | 0.69789 | 0.69857 | 0.699 | 0.69951 | 0.70051 | 0 | 0 | 0 | 0 | 0 | 0 | 0 | 0 | 0 | 0 | 0 | 0 | 0 | 0 | 0 | 0 | 0 | 0 | 0 | 0 | 0 | 0 | 0 | 0 | 0 | 0
F5_Commercial_Lodging_Existing_Space Heating_Natural Gas_Boiler_E3 | F5 | Commercial | Lodging | Existing | Space Heating | Natural Gas | Boiler | E3 | RIM BC Ratio | 0.38621 | 0.38745 | 0.38823 | 0.38916 | 0.39101 | 0.9 | 0.9 | 0.9 | 0.9 | 0.9 | 0.9 | 0.9 | 0.9 | 0.9 | 0.9 | 0.9 | 0.9 | 0.9 | 0.9 | 0.9 | 0.9 | 0.9 | 0.9 | 0.9 | 0.9 | 0.9 | 0.9 | 0.9 | 0.9 | 0.9 | 0.9
F5_Commercial_Lodging_Existing_Space Heating_Natural Gas_Boiler_E4 | F5 | Commercial | Lodging | Existing | Space Heating | Natural Gas | Boiler | E4 | RIM BC Ratio | 0.38449 | 0.38572 | 0.38651 | 0.38743 | 0.38928 | 0.37401 | 0.3673 | 0.36362 | 0.36233 | 0.36051 | 0.35949 | 0.35809 | 0.33662 | 0.33495 | 0.33468 | 0.33312 | 0.33252 | 0.33229 | 0.32844 | 0.32938 | 0.32959 | 0.33019 | 0.33114 | 0.23239 | 0.22778 | 0.22298 | 0.21792 | 0.21256 | 0.20683 | 0.20067 | 0.19401
F5_Commercial_Lodging_Existing_Space Heating_Natural Gas_Boiler_E5 | F5 | Commercial | Lodging | Existing | Space Heating | Natural Gas | Boiler | E5 | RIM BC Ratio | 0.18591 | 0.18677 | 0.18731 | 0.18796 | 0.18927 | 0.13819 | 0.13447 | 0.13246 | 0.13176 | 0.13078 | 0.13023 | 0.12948 | 0.11831 | 0.11747 | 0.11734 | 0.11655 | 0.11626 | 0.11614 | 0.11422 | 0.11469 | 0.11479 | 0.11509 | 0.11556 | 0.07192 | 0.070123 | 0.06827 | 0.066342 | 0.06432 | 0.062187 | 0.059923 | 0.05751
F5_Commercial_Lodging_Existing_Space Heating_Natural Gas_Boiler_E6 | F5 | Commercial | Lodging | Existing | Space Heating | Natural Gas | Boiler | E6 | RIM BC Ratio | 0 | 0 | 0 | 0 | 0 | 0 | 0 | 0 | 0 | 0 | 0 | 0 | 0 | 0 | 0 | 0 | 0 | 0 | 0 | 0 | 0 | 0 | 0 | 0 | 0 | 0 | 0 | 0 | 0 | 0 | 0
F5_Commercial_Lodging_Existing_Space Heating_Natural Gas_Boiler_E7 | F5 | Commercial | Lodging | Existing | Space Heating | Natural Gas | Boiler | E7 | RIM BC Ratio | 0 | 0 | 0 | 0 | 0 | 0 | 0 | 0 | 0 | 0 | 0 | 0 | 0 | 0 | 0 | 0 | 0 | 0 | 0 | 0 | 0 | 0 | 0 | 0 | 0 | 0 | 0 | 0 | 0 | 0 | 0
F5_Commercial_Lodging_Existing_Space Heating_Natural Gas_Boiler_E8 | F5 | Commercial | Lodging | Existing | Space Heating | Natural Gas | Boiler | E8 | RIM BC Ratio | 0 | 0 | 0 | 0 | 0 | 0 | 0 | 0 | 0 | 0 | 0 | 0 | 0 | 0 | 0 | 0 | 0 | 0 | 0 | 0 | 0 | 0 | 0 | 0 | 0 | 0 | 0 | 0 | 0 | 0 | 0
F5_Commercial_Lodging_Existing_Space Heating_Natural Gas_Boiler_E9 | F5 | Commercial | Lodging | Existing | Space Heating | Natural Gas | Boiler | E9 | RIM BC Ratio | 0 | 0 | 0 | 0 | 0 | 0 | 0 | 0 | 0 | 0 | 0 | 0 | 0 | 0 | 0 | 0 | 0 | 0 | 0 | 0 | 0 | 0 | 0 | 0 | 0 | 0 | 0 | 0 | 0 | 0 | 0
F5_Commercial_Lodging_Existing_Space Heating_Natural Gas_Boiler_E10 | F5 | Commercial | Lodging | Existing | Space Heating | Natural Gas | Boiler | E10 | RIM BC Ratio | 0 | 0 | 0 | 0 | 0 | 0 | 0 | 0 | 0 | 0 | 0 | 0 | 0 | 0 | 0 | 0 | 0 | 0 | 0 | 0 | 0 | 0 | 0 | 0 | 0 | 0 | 0 | 0 | 0 | 0 | 0
F0_Commercial_Lodging_Existing_Space Heating_Natural Gas_Unit Heater_E0 | F0 | Commercial | Lodging | Existing | Space Heating | Natural Gas | Unit Heater | E0 | Economic Unit | Infrared Radiant | Infrared Radiant | Infrared Radiant | Infrared Radiant | Infrared Radiant | Infrared Radiant | Infrared Radiant | Infrared Radiant | Infrared Radiant | Infrared Radiant | Infrared Radiant | Infrared Radiant | Infrared Radiant | Infrared Radiant | Infrared Radiant | Infrared Radiant | Infrared Radiant | Infrared Radiant | Infrared Radiant | Infrared Radiant | Infrared Radiant | Infrared Radiant | Infrared Radiant | Infrared Radiant | Infrared Radiant | Infrared Radiant | Infrared Radiant | Infrared Radiant | Infrared Radiant | Infrared Radiant | Infrared Radiant
F1_Commercial_Lodging_Existing_Space Heating_Natural Gas_Unit Heater_E1 | F1 | Commercial | Lodging | Existing | Space Heating | Natural Gas | Unit Heater | E1 | CCE | 0 | 0 | 0 | 0 | 0 | 0 | 0 | 0 | 0 | 0 | 0 | 0 | 0 | 0 | 0 | 0 | 0 | 0 | 0 | 0 | 0 | 0 | 0 | 0 | 0 | 0 | 0 | 0 | 0 | 0 | 0
F1_Commercial_Lodging_Existing_Space Heating_Natural Gas_Unit Heater_E2 | F1 | Commercial | Lodging | Existing | Space Heating | Natural Gas | Unit Heater | E2 | CCE | 0.053169 | 0.051114 | 0.051358 | 0.051895 | 0.051895 | 0 | 0 | 0 | 0 | 0 | 0 | 0 | 0 | 0 | 0 | 0 | 0 | 0 | 0 | 0 | 0 | 0 | 0 | 0 | 0 | 0 | 0 | 0 | 0 | 0 | 0
F1_Commercial_Lodging_Existing_Space Heating_Natural Gas_Unit Heater_E3 | F1 | Commercial | Lodging | Existing | Space Heating | Natural Gas | Unit Heater | E3 | CCE | 0.0041453 | 0.0039851 | 0.0040041 | 0.004046 | 0.004046 | -0.034994 | -0.034994 | -0.034994 | -0.034994 | -0.034994 | -0.034994 | -0.034994 | -0.034994 | -0.034994 | -0.034994 | -0.034994 | -0.034994 | -0.034994 | -0.034994 | -0.034994 | -0.034994 | -0.034994 | -0.034994 | -0.034994 | -0.034994 | -0.034994 | -0.034994 | -0.034994 | -0.034994 | -0.034994 | -0.034994
F1_Commercial_Lodging_Existing_Space Heating_Natural Gas_Unit Heater_E4 | F1 | Commercial | Lodging | Existing | Space Heating | Natural Gas | Unit Heater | E4 | CCE | 0 | 0 | 0 | 0 | 0 | 0 | 0 | 0 | 0 | 0 | 0 | 0 | 0 | 0 | 0 | 0 | 0 | 0 | 0 | 0 | 0 | 0 | 0 | 0 | 0 | 0 | 0 | 0 | 0 | 0 | 0
F1_Commercial_Lodging_Existing_Space Heating_Natural Gas_Unit Heater_E5 | F1 | Commercial | Lodging | Existing | Space Heating | Natural Gas | Unit Heater | E5 | CCE | 0 | 0 | 0 | 0 | 0 | 0 | 0 | 0 | 0 | 0 | 0 | 0 | 0 | 0 | 0 | 0 | 0 | 0 | 0 | 0 | 0 | 0 | 0 | 0 | 0 | 0 | 0 | 0 | 0 | 0 | 0
F1_Commercial_Lodging_Existing_Space Heating_Natural Gas_Unit Heater_E6 | F1 | Commercial | Lodging | Existing | Space Heating | Natural Gas | Unit Heater | E6 | CCE | 0 | 0 | 0 | 0 | 0 | 0 | 0 | 0 | 0 | 0 | 0 | 0 | 0 | 0 | 0 | 0 | 0 | 0 | 0 | 0 | 0 | 0 | 0 | 0 | 0 | 0 | 0 | 0 | 0 | 0 | 0
F1_Commercial_Lodging_Existing_Space Heating_Natural Gas_Unit Heater_E7 | F1 | Commercial | Lodging | Existing | Space Heating | Natural Gas | Unit Heater | E7 | CCE | 0 | 0 | 0 | 0 | 0 | 0 | 0 | 0 | 0 | 0 | 0 | 0 | 0 | 0 | 0 | 0 | 0 | 0 | 0 | 0 | 0 | 0 | 0 | 0 | 0 | 0 | 0 | 0 | 0 | 0 | 0
F1_Commercial_Lodging_Existing_Space Heating_Natural Gas_Unit Heater_E8 | F1 | Commercial | Lodging | Existing | Space Heating | Natural Gas | Unit Heater | E8 | CCE | 0 | 0 | 0 | 0 | 0 | 0 | 0 | 0 | 0 | 0 | 0 | 0 | 0 | 0 | 0 | 0 | 0 | 0 | 0 | 0 | 0 | 0 | 0 | 0 | 0 | 0 | 0 | 0 | 0 | 0 | 0
F1_Commercial_Lodging_Existing_Space Heating_Natural Gas_Unit Heater_E9 | F1 | Commercial | Lodging | Existing | Space Heating | Natural Gas | Unit Heater | E9 | CCE | 0 | 0 | 0 | 0 | 0 | 0 | 0 | 0 | 0 | 0 | 0 | 0 | 0 | 0 | 0 | 0 | 0 | 0 | 0 | 0 | 0 | 0 | 0 | 0 | 0 | 0 | 0 | 0 | 0 | 0 | 0
F1_Commercial_Lodging_Existing_Space Heating_Natural Gas_Unit Heater_E10 | F1 | Commercial | Lodging | Existing | Space Heating | Natural Gas | Unit Heater | E10 | CCE | 0 | 0 | 0 | 0 | 0 | 0 | 0 | 0 | 0 | 0 | 0 | 0 | 0 | 0 | 0 | 0 | 0 | 0 | 0 | 0 | 0 | 0 | 0 | 0 | 0 | 0 | 0 | 0 | 0 | 0 | 0
F2_Commercial_Lodging_Existing_Space Heating_Natural Gas_Unit Heater_E1 | F2 | Commercial | Lodging | Existing | Space Heating | Natural Gas | Unit Heater | E1 | TRC BC Ratio | 0.9 | 0.9 | 0.9 | 0.9 | 0.9 | 0 | 0 | 0 | 0 | 0 | 0 | 0 | 0 | 0 | 0 | 0 | 0 | 0 | 0 | 0 | 0 | 0 | 0 | 0 | 0 | 0 | 0 | 0 | 0 | 0 | 0
F2_Commercial_Lodging_Existing_Space Heating_Natural Gas_Unit Heater_E2 | F2 | Commercial | Lodging | Existing | Space Heating | Natural Gas | Unit Heater | E2 | TRC BC Ratio | 0.19215 | 0.19421 | 0.19547 | 0.19698 | 0.19704 | 0.9 | 0.9 | 0.9 | 0.9 | 0.9 | 0.9 | 0.9 | 0.9 | 0.9 | 0.9 | 0.9 | 0.9 | 0.9 | 0.9 | 0.9 | 0.9 | 0.9 | 0.9 | 0.9 | 0.9 | 0.9 | 0.9 | 0.9 | 0.9 | 0.9 | 0.9
F2_Commercial_Lodging_Existing_Space Heating_Natural Gas_Unit Heater_E3 | F2 | Commercial | Lodging | Existing | Space Heating | Natural Gas | Unit Heater | E3 | TRC BC Ratio | 2.4645 | 2.491 | 2.5071 | 2.5265 | 2.5273 | 0.9 | 0.9 | 0.9 | 0.9 | 0.9 | 0.9 | 0.9 | 0.9 | 0.9 | 0.9 | 0.9 | 0.9 | 0.9 | 0.9 | 0.9 | 0.9 | 0.9 | 0.9 | 0.9 | 0.9 | 0.9 | 0.9 | 0.9 | 0.9 | 0.9 | 0.9
F2_Commercial_Lodging_Existing_Space Heating_Natural Gas_Unit Heater_E4 | F2 | Commercial | Lodging | Existing | Space Heating | Natural Gas | Unit Heater | E4 | TRC BC Ratio | 0 | 0 | 0 | 0 | 0 | 0 | 0 | 0 | 0 | 0 | 0 | 0 | 0 | 0 | 0 | 0 | 0 | 0 | 0 | 0 | 0 | 0 | 0 | 0 | 0 | 0 | 0 | 0 | 0 | 0 | 0
F2_Commercial_Lodging_Existing_Space Heating_Natural Gas_Unit Heater_E5 | F2 | Commercial | Lodging | Existing | Space Heating | Natural Gas | Unit Heater | E5 | TRC BC Ratio | 0 | 0 | 0 | 0 | 0 | 0 | 0 | 0 | 0 | 0 | 0 | 0 | 0 | 0 | 0 | 0 | 0 | 0 | 0 | 0 | 0 | 0 | 0 | 0 | 0 | 0 | 0 | 0 | 0 | 0 | 0
F2_Commercial_Lodging_Existing_Space Heating_Natural Gas_Unit Heater_E6 | F2 | Commercial | Lodging | Existing | Space Heating | Natural Gas | Unit Heater | E6 | TRC BC Ratio | 0 | 0 | 0 | 0 | 0 | 0 | 0 | 0 | 0 | 0 | 0 | 0 | 0 | 0 | 0 | 0 | 0 | 0 | 0 | 0 | 0 | 0 | 0 | 0 | 0 | 0 | 0 | 0 | 0 | 0 | 0
F2_Commercial_Lodging_Existing_Space Heating_Natural Gas_Unit Heater_E7 | F2 | Commercial | Lodging | Existing | Space Heating | Natural Gas | Unit Heater | E7 | TRC BC Ratio | 0 | 0 | 0 | 0 | 0 | 0 | 0 | 0 | 0 | 0 | 0 | 0 | 0 | 0 | 0 | 0 | 0 | 0 | 0 | 0 | 0 | 0 | 0 | 0 | 0 | 0 | 0 | 0 | 0 | 0 | 0
F2_Commercial_Lodging_Existing_Space Heating_Natural Gas_Unit Heater_E8 | F2 | Commercial | Lodging | Existing | Space Heating | Natural Gas | Unit Heater | E8 | TRC BC Ratio | 0 | 0 | 0 | 0 | 0 | 0 | 0 | 0 | 0 | 0 | 0 | 0 | 0 | 0 | 0 | 0 | 0 | 0 | 0 | 0 | 0 | 0 | 0 | 0 | 0 | 0 | 0 | 0 | 0 | 0 | 0
F2_Commercial_Lodging_Existing_Space Heating_Natural Gas_Unit Heater_E9 | F2 | Commercial | Lodging | Existing | Space Heating | Natural Gas | Unit Heater | E9 | TRC BC Ratio | 0 | 0 | 0 | 0 | 0 | 0 | 0 | 0 | 0 | 0 | 0 | 0 | 0 | 0 | 0 | 0 | 0 | 0 | 0 | 0 | 0 | 0 | 0 | 0 | 0 | 0 | 0 | 0 | 0 | 0 | 0
F2_Commercial_Lodging_Existing_Space Heating_Natural Gas_Unit Heater_E10 | F2 | Commercial | Lodging | Existing | Space Heating | Natural Gas | Unit Heater | E10 | TRC BC Ratio | 0 | 0 | 0 | 0 | 0 | 0 | 0 | 0 | 0 | 0 | 0 | 0 | 0 | 0 | 0 | 0 | 0 | 0 | 0 | 0 | 0 | 0 | 0 | 0 | 0 | 0 | 0 | 0 | 0 | 0 | 0
F3_Commercial_Lodging_Existing_Space Heating_Natural Gas_Unit Heater_E1 | F3 | Commercial | Lodging | Existing | Space Heating | Natural Gas | Unit Heater | E1 | PACT BC Ratio | 0.9 | 0.9 | 0.9 | 0.9 | 0.9 | 0 | 0 | 0 | 0 | 0 | 0 | 0 | 0 | 0 | 0 | 0 | 0 | 0 | 0 | 0 | 0 | 0 | 0 | 0 | 0 | 0 | 0 | 0 | 0 | 0 | 0
F3_Commercial_Lodging_Existing_Space Heating_Natural Gas_Unit Heater_E2 | F3 | Commercial | Lodging | Existing | Space Heating | Natural Gas | Unit Heater | E2 | PACT BC Ratio | 0.19215 | 0.19421 | 0.19547 | 0.19698 | 0.19704 | 0.9 | 0.9 | 0.9 | 0.9 | 0.9 | 0.9 | 0.9 | 0.9 | 0.9 | 0.9 | 0.9 | 0.9 | 0.9 | 0.9 | 0.9 | 0.9 | 0.9 | 0.9 | 0.9 | 0.9 | 0.9 | 0.9 | 0.9 | 0.9 | 0.9 | 0.9
F3_Commercial_Lodging_Existing_Space Heating_Natural Gas_Unit Heater_E3 | F3 | Commercial | Lodging | Existing | Space Heating | Natural Gas | Unit Heater | E3 | PACT BC Ratio | 2.4645 | 2.491 | 2.5071 | 2.5265 | 2.5273 | 0.9 | 0.9 | 0.9 | 0.9 | 0.9 | 0.9 | 0.9 | 0.9 | 0.9 | 0.9 | 0.9 | 0.9 | 0.9 | 0.9 | 0.9 | 0.9 | 0.9 | 0.9 | 0.9 | 0.9 | 0.9 | 0.9 | 0.9 | 0.9 | 0.9 | 0.9
F3_Commercial_Lodging_Existing_Space Heating_Natural Gas_Unit Heater_E4 | F3 | Commercial | Lodging | Existing | Space Heating | Natural Gas | Unit Heater | E4 | PACT BC Ratio | 0 | 0 | 0 | 0 | 0 | 0 | 0 | 0 | 0 | 0 | 0 | 0 | 0 | 0 | 0 | 0 | 0 | 0 | 0 | 0 | 0 | 0 | 0 | 0 | 0 | 0 | 0 | 0 | 0 | 0 | 0
F3_Commercial_Lodging_Existing_Space Heating_Natural Gas_Unit Heater_E5 | F3 | Commercial | Lodging | Existing | Space Heating | Natural Gas | Unit Heater | E5 | PACT BC Ratio | 0 | 0 | 0 | 0 | 0 | 0 | 0 | 0 | 0 | 0 | 0 | 0 | 0 | 0 | 0 | 0 | 0 | 0 | 0 | 0 | 0 | 0 | 0 | 0 | 0 | 0 | 0 | 0 | 0 | 0 | 0
F3_Commercial_Lodging_Existing_Space Heating_Natural Gas_Unit Heater_E6 | F3 | Commercial | Lodging | Existing | Space Heating | Natural Gas | Unit Heater | E6 | PACT BC Ratio | 0 | 0 | 0 | 0 | 0 | 0 | 0 | 0 | 0 | 0 | 0 | 0 | 0 | 0 | 0 | 0 | 0 | 0 | 0 | 0 | 0 | 0 | 0 | 0 | 0 | 0 | 0 | 0 | 0 | 0 | 0
F3_Commercial_Lodging_Existing_Space Heating_Natural Gas_Unit Heater_E7 | F3 | Commercial | Lodging | Existing | Space Heating | Natural Gas | Unit Heater | E7 | PACT BC Ratio | 0 | 0 | 0 | 0 | 0 | 0 | 0 | 0 | 0 | 0 | 0 | 0 | 0 | 0 | 0 | 0 | 0 | 0 | 0 | 0 | 0 | 0 | 0 | 0 | 0 | 0 | 0 | 0 | 0 | 0 | 0
F3_Commercial_Lodging_Existing_Space Heating_Natural Gas_Unit Heater_E8 | F3 | Commercial | Lodging | Existing | Space Heating | Natural Gas | Unit Heater | E8 | PACT BC Ratio | 0 | 0 | 0 | 0 | 0 | 0 | 0 | 0 | 0 | 0 | 0 | 0 | 0 | 0 | 0 | 0 | 0 | 0 | 0 | 0 | 0 | 0 | 0 | 0 | 0 | 0 | 0 | 0 | 0 | 0 | 0
F3_Commercial_Lodging_Existing_Space Heating_Natural Gas_Unit Heater_E9 | F3 | Commercial | Lodging | Existing | Space Heating | Natural Gas | Unit Heater | E9 | PACT BC Ratio | 0 | 0 | 0 | 0 | 0 | 0 | 0 | 0 | 0 | 0 | 0 | 0 | 0 | 0 | 0 | 0 | 0 | 0 | 0 | 0 | 0 | 0 | 0 | 0 | 0 | 0 | 0 | 0 | 0 | 0 | 0
F3_Commercial_Lodging_Existing_Space Heating_Natural Gas_Unit Heater_E10 | F3 | Commercial | Lodging | Existing | Space Heating | Natural Gas | Unit Heater | E10 | PACT BC Ratio | 0 | 0 | 0 | 0 | 0 | 0 | 0 | 0 | 0 | 0 | 0 | 0 | 0 | 0 | 0 | 0 | 0 | 0 | 0 | 0 | 0 | 0 | 0 | 0 | 0 | 0 | 0 | 0 | 0 | 0 | 0
F4_Commercial_Lodging_Existing_Space Heating_Natural Gas_Unit Heater_E1 | F4 | Commercial | Lodging | Existing | Space Heating | Natural Gas | Unit Heater | E1 | PCT BC Ratio | 0.9 | 0.9 | 0.9 | 0.9 | 0.9 | 0 | 0 | 0 | 0 | 0 | 0 | 0 | 0 | 0 | 0 | 0 | 0 | 0 | 0 | 0 | 0 | 0 | 0 | 0 | 0 | 0 | 0 | 0 | 0 | 0 | 0
F4_Commercial_Lodging_Existing_Space Heating_Natural Gas_Unit Heater_E2 | F4 | Commercial | Lodging | Existing | Space Heating | Natural Gas | Unit Heater | E2 | PCT BC Ratio | 1.4834 | 1.4886 | 1.4918 | 1.4956 | 1.4957 | 0.9 | 0.9 | 0.9 | 0.9 | 0.9 | 0.9 | 0.9 | 0.9 | 0.9 | 0.9 | 0.9 | 0.9 | 0.9 | 0.9 | 0.9 | 0.9 | 0.9 | 0.9 | 0.9 | 0.9 | 0.9 | 0.9 | 0.9 | 0.9 | 0.9 | 0.9
F4_Commercial_Lodging_Existing_Space Heating_Natural Gas_Unit Heater_E3 | F4 | Commercial | Lodging | Existing | Space Heating | Natural Gas | Unit Heater | E3 | PCT BC Ratio | 7.2006 | 7.2673 | 7.3078 | 7.3566 | 7.3586 | 0.9 | 0.9 | 0.9 | 0.9 | 0.9 | 0.9 | 0.9 | 0.9 | 0.9 | 0.9 | 0.9 | 0.9 | 0.9 | 0.9 | 0.9 | 0.9 | 0.9 | 0.9 | 0.9 | 0.9 | 0.9 | 0.9 | 0.9 | 0.9 | 0.9 | 0.9
F4_Commercial_Lodging_Existing_Space Heating_Natural Gas_Unit Heater_E4 | F4 | Commercial | Lodging | Existing | Space Heating | Natural Gas | Unit Heater | E4 | PCT BC Ratio | 0 | 0 | 0 | 0 | 0 | 0 | 0 | 0 | 0 | 0 | 0 | 0 | 0 | 0 | 0 | 0 | 0 | 0 | 0 | 0 | 0 | 0 | 0 | 0 | 0 | 0 | 0 | 0 | 0 | 0 | 0
F4_Commercial_Lodging_Existing_Space Heating_Natural Gas_Unit Heater_E5 | F4 | Commercial | Lodging | Existing | Space Heating | Natural Gas | Unit Heater | E5 | PCT BC Ratio | 0 | 0 | 0 | 0 | 0 | 0 | 0 | 0 | 0 | 0 | 0 | 0 | 0 | 0 | 0 | 0 | 0 | 0 | 0 | 0 | 0 | 0 | 0 | 0 | 0 | 0 | 0 | 0 | 0 | 0 | 0
F4_Commercial_Lodging_Existing_Space Heating_Natural Gas_Unit Heater_E6 | F4 | Commercial | Lodging | Existing | Space Heating | Natural Gas | Unit Heater | E6 | PCT BC Ratio | 0 | 0 | 0 | 0 | 0 | 0 | 0 | 0 | 0 | 0 | 0 | 0 | 0 | 0 | 0 | 0 | 0 | 0 | 0 | 0 | 0 | 0 | 0 | 0 | 0 | 0 | 0 | 0 | 0 | 0 | 0
F4_Commercial_Lodging_Existing_Space Heating_Natural Gas_Unit Heater_E7 | F4 | Commercial | Lodging | Existing | Space Heating | Natural Gas | Unit Heater | E7 | PCT BC Ratio | 0 | 0 | 0 | 0 | 0 | 0 | 0 | 0 | 0 | 0 | 0 | 0 | 0 | 0 | 0 | 0 | 0 | 0 | 0 | 0 | 0 | 0 | 0 | 0 | 0 | 0 | 0 | 0 | 0 | 0 | 0
F4_Commercial_Lodging_Existing_Space Heating_Natural Gas_Unit Heater_E8 | F4 | Commercial | Lodging | Existing | Space Heating | Natural Gas | Unit Heater | E8 | PCT BC Ratio | 0 | 0 | 0 | 0 | 0 | 0 | 0 | 0 | 0 | 0 | 0 | 0 | 0 | 0 | 0 | 0 | 0 | 0 | 0 | 0 | 0 | 0 | 0 | 0 | 0 | 0 | 0 | 0 | 0 | 0 | 0
F4_Commercial_Lodging_Existing_Space Heating_Natural Gas_Unit Heater_E9 | F4 | Commercial | Lodging | Existing | Space Heating | Natural Gas | Unit Heater | E9 | PCT BC Ratio | 0 | 0 | 0 | 0 | 0 | 0 | 0 | 0 | 0 | 0 | 0 | 0 | 0 | 0 | 0 | 0 | 0 | 0 | 0 | 0 | 0 | 0 | 0 | 0 | 0 | 0 | 0 | 0 | 0 | 0 | 0
F4_Commercial_Lodging_Existing_Space Heating_Natural Gas_Unit Heater_E10 | F4 | Commercial | Lodging | Existing | Space Heating | Natural Gas | Unit Heater | E10 | PCT BC Ratio | 0 | 0 | 0 | 0 | 0 | 0 | 0 | 0 | 0 | 0 | 0 | 0 | 0 | 0 | 0 | 0 | 0 | 0 | 0 | 0 | 0 | 0 | 0 | 0 | 0 | 0 | 0 | 0 | 0 | 0 | 0
F5_Commercial_Lodging_Existing_Space Heating_Natural Gas_Unit Heater_E1 | F5 | Commercial | Lodging | Existing | Space Heating | Natural Gas | Unit Heater | E1 | RIM BC Ratio | 0.9 | 0.9 | 0.9 | 0.9 | 0.9 | 0 | 0 | 0 | 0 | 0 | 0 | 0 | 0 | 0 | 0 | 0 | 0 | 0 | 0 | 0 | 0 | 0 | 0 | 0 | 0 | 0 | 0 | 0 | 0 | 0 | 0
F5_Commercial_Lodging_Existing_Space Heating_Natural Gas_Unit Heater_E2 | F5 | Commercial | Lodging | Existing | Space Heating | Natural Gas | Unit Heater | E2 | RIM BC Ratio | 0.15619 | 0.15755 | 0.15838 | 0.15937 | 0.15941 | 0.9 | 0.9 | 0.9 | 0.9 | 0.9 | 0.9 | 0.9 | 0.9 | 0.9 | 0.9 | 0.9 | 0.9 | 0.9 | 0.9 | 0.9 | 0.9 | 0.9 | 0.9 | 0.9 | 0.9 | 0.9 | 0.9 | 0.9 | 0.9 | 0.9 | 0.9
F5_Commercial_Lodging_Existing_Space Heating_Natural Gas_Unit Heater_E3 | F5 | Commercial | Lodging | Existing | Space Heating | Natural Gas | Unit Heater | E3 | RIM BC Ratio | 0.62351 | 0.62519 | 0.6262 | 0.62741 | 0.62746 | 0.9 | 0.9 | 0.9 | 0.9 | 0.9 | 0.9 | 0.9 | 0.9 | 0.9 | 0.9 | 0.9 | 0.9 | 0.9 | 0.9 | 0.9 | 0.9 | 0.9 | 0.9 | 0.9 | 0.9 | 0.9 | 0.9 | 0.9 | 0.9 | 0.9 | 0.9
F5_Commercial_Lodging_Existing_Space Heating_Natural Gas_Unit Heater_E4 | F5 | Commercial | Lodging | Existing | Space Heating | Natural Gas | Unit Heater | E4 | RIM BC Ratio | 0 | 0 | 0 | 0 | 0 | 0 | 0 | 0 | 0 | 0 | 0 | 0 | 0 | 0 | 0 | 0 | 0 | 0 | 0 | 0 | 0 | 0 | 0 | 0 | 0 | 0 | 0 | 0 | 0 | 0 | 0
F5_Commercial_Lodging_Existing_Space Heating_Natural Gas_Unit Heater_E5 | F5 | Commercial | Lodging | Existing | Space Heating | Natural Gas | Unit Heater | E5 | RIM BC Ratio | 0 | 0 | 0 | 0 | 0 | 0 | 0 | 0 | 0 | 0 | 0 | 0 | 0 | 0 | 0 | 0 | 0 | 0 | 0 | 0 | 0 | 0 | 0 | 0 | 0 | 0 | 0 | 0 | 0 | 0 | 0
F5_Commercial_Lodging_Existing_Space Heating_Natural Gas_Unit Heater_E6 | F5 | Commercial | Lodging | Existing | Space Heating | Natural Gas | Unit Heater | E6 | RIM BC Ratio | 0 | 0 | 0 | 0 | 0 | 0 | 0 | 0 | 0 | 0 | 0 | 0 | 0 | 0 | 0 | 0 | 0 | 0 | 0 | 0 | 0 | 0 | 0 | 0 | 0 | 0 | 0 | 0 | 0 | 0 | 0
F5_Commercial_Lodging_Existing_Space Heating_Natural Gas_Unit Heater_E7 | F5 | Commercial | Lodging | Existing | Space Heating | Natural Gas | Unit Heater | E7 | RIM BC Ratio | 0 | 0 | 0 | 0 | 0 | 0 | 0 | 0 | 0 | 0 | 0 | 0 | 0 | 0 | 0 | 0 | 0 | 0 | 0 | 0 | 0 | 0 | 0 | 0 | 0 | 0 | 0 | 0 | 0 | 0 | 0
F5_Commercial_Lodging_Existing_Space Heating_Natural Gas_Unit Heater_E8 | F5 | Commercial | Lodging | Existing | Space Heating | Natural Gas | Unit Heater | E8 | RIM BC Ratio | 0 | 0 | 0 | 0 | 0 | 0 | 0 | 0 | 0 | 0 | 0 | 0 | 0 | 0 | 0 | 0 | 0 | 0 | 0 | 0 | 0 | 0 | 0 | 0 | 0 | 0 | 0 | 0 | 0 | 0 | 0
F5_Commercial_Lodging_Existing_Space Heating_Natural Gas_Unit Heater_E9 | F5 | Commercial | Lodging | Existing | Space Heating | Natural Gas | Unit Heater | E9 | RIM BC Ratio | 0 | 0 | 0 | 0 | 0 | 0 | 0 | 0 | 0 | 0 | 0 | 0 | 0 | 0 | 0 | 0 | 0 | 0 | 0 | 0 | 0 | 0 | 0 | 0 | 0 | 0 | 0 | 0 | 0 | 0 | 0
F5_Commercial_Lodging_Existing_Space Heating_Natural Gas_Unit Heater_E10 | F5 | Commercial | Lodging | Existing | Space Heating | Natural Gas | Unit Heater | E10 | RIM BC Ratio | 0 | 0 | 0 | 0 | 0 | 0 | 0 | 0 | 0 | 0 | 0 | 0 | 0 | 0 | 0 | 0 | 0 | 0 | 0 | 0 | 0 | 0 | 0 | 0 | 0 | 0 | 0 | 0 | 0 | 0 | 0
F0_Commercial_Lodging_Existing_Water Heating_Natural Gas_Water Heater_E0 | F0 | Commercial | Lodging | Existing | Water Heating | Natural Gas | Water Heater | E0 | Economic Unit | TE 96% (Instantaneous) | TE 96% (Instantaneous) | TE 96% (Instantaneous) | TE 96% (Instantaneous) | TE 96% (Instantaneous) | TE 96% (Instantaneous) | TE 96% (Instantaneous) | UEF 1.0+ (Gas-Fired HPWH) | UEF 1.0+ (Gas-Fired HPWH) | UEF 1.0+ (Gas-Fired HPWH) | UEF 1.0+ (Gas-Fired HPWH) | UEF 1.0+ (Gas-Fired HPWH) | UEF 1.0+ (Gas-Fired HPWH) | UEF 1.0+ (Gas-Fired HPWH) | UEF 1.0+ (Gas-Fired HPWH) | UEF 1.0+ (Gas-Fired HPWH) | UEF 1.0+ (Gas-Fired HPWH) | UEF 1.0+ (Gas-Fired HPWH) | UEF 1.0+ (Gas-Fired HPWH) | UEF 1.0+ (Gas-Fired HPWH) | UEF 1.0+ (Gas-Fired HPWH) | UEF 1.0+ (Gas-Fired HPWH) | UEF 1.0+ (Gas-Fired HPWH) | UEF 1.0+ (Gas-Fired HPWH) | UEF 1.0+ (Gas-Fired HPWH) | UEF 1.0+ (Gas-Fired HPWH) | UEF 1.0+ (Gas-Fired HPWH) | UEF 1.0+ (Gas-Fired HPWH) | UEF 1.0+ (Gas-Fired HPWH) | UEF 1.0+ (Gas-Fired HPWH) | UEF 1.0+ (Gas-Fired HPWH)
F1_Commercial_Lodging_Existing_Water Heating_Natural Gas_Water Heater_E1 | F1 | Commercial | Lodging | Existing | Water Heating | Natural Gas | Water Heater | E1 | CCE | 0 | 0 | 0 | 0 | 0 | 0 | 0 | 0 | 0 | 0 | 0 | 0 | 0 | 0 | 0 | 0 | 0 | 0 | 0 | 0 | 0 | 0 | 0 | 0 | 0 | 0 | 0 | 0 | 0 | 0 | 0
F1_Commercial_Lodging_Existing_Water Heating_Natural Gas_Water Heater_E2 | F1 | Commercial | Lodging | Existing | Water Heating | Natural Gas | Water Heater | E2 | CCE | 0.0018465 | 0.0017752 | 0.0017836 | 0.0018023 | 0.0018023 | 0.0018023 | 0.0018023 | 0.0018023 | 0.0018023 | 0.0018023 | 0.0018023 | 0.0018023 | 0.0018023 | 0.0018023 | 0.0018023 | 0.0018023 | 0.0018023 | 0.0018023 | 0.0018023 | 0.0018023 | 0.0018023 | 0.0018023 | 0.0018023 | 0.0018023 | 0.0018023 | 0.0018023 | 0.0018023 | 0.0018023 | 0.0018023 | 0.0018023 | 0.0018023
F1_Commercial_Lodging_Existing_Water Heating_Natural Gas_Water Heater_E3 | F1 | Commercial | Lodging | Existing | Water Heating | Natural Gas | Water Heater | E3 | CCE | 0.0013535 | 0.0013012 | 0.0013074 | 0.0013211 | 0.0013211 | 0.0013211 | 0.0013211 | 0.0013211 | 0.0013211 | 0.0013211 | 0.0013211 | 0.0013211 | 0.0013211 | 0.0013211 | 0.0013211 | 0.0013211 | 0.0013211 | 0.0013211 | 0.0013211 | 0.0013211 | 0.0013211 | 0.0013211 | 0.0013211 | 0.0013211 | 0.0013211 | 0.0013211 | 0.0013211 | 0.0013211 | 0.0013211 | 0.0013211 | 0.0013211
F1_Commercial_Lodging_Existing_Water Heating_Natural Gas_Water Heater_E4 | F1 | Commercial | Lodging | Existing | Water Heating | Natural Gas | Water Heater | E4 | CCE | 0 | 0 | 0 | 0 | 0 | 0 | 0 | 0.0029585 | 0.0029585 | 0.0029585 | 0.0029585 | 0.0029585 | 0.0029585 | 0.0029585 | 0.0029585 | 0.0029585 | 0.0029585 | 0.0029585 | 0.0029585 | 0.0029585 | 0.0029585 | 0.0029585 | 0.0029585 | 0.0029585 | 0.0029585 | 0.0029585 | 0.0029585 | 0.0029585 | 0.0029585 | 0.0029585 | 0.0029585
F1_Commercial_Lodging_Existing_Water Heating_Natural Gas_Water Heater_E5 | F1 | Commercial | Lodging | Existing | Water Heating | Natural Gas | Water Heater | E5 | CCE | 0 | 0 | 0 | 0 | 0 | 0 | 0 | 0 | 0 | 0 | 0 | 0 | 0 | 0 | 0 | 0 | 0 | 0 | 0 | 0 | 0 | 0 | 0 | 0 | 0 | 0 | 0 | 0 | 0 | 0 | 0
F1_Commercial_Lodging_Existing_Water Heating_Natural Gas_Water Heater_E6 | F1 | Commercial | Lodging | Existing | Water Heating | Natural Gas | Water Heater | E6 | CCE | 0 | 0 | 0 | 0 | 0 | 0 | 0 | 0 | 0 | 0 | 0 | 0 | 0 | 0 | 0 | 0 | 0 | 0 | 0 | 0 | 0 | 0 | 0 | 0 | 0 | 0 | 0 | 0 | 0 | 0 | 0
F1_Commercial_Lodging_Existing_Water Heating_Natural Gas_Water Heater_E7 | F1 | Commercial | Lodging | Existing | Water Heating | Natural Gas | Water Heater | E7 | CCE | 0 | 0 | 0 | 0 | 0 | 0 | 0 | 0 | 0 | 0 | 0 | 0 | 0 | 0 | 0 | 0 | 0 | 0 | 0 | 0 | 0 | 0 | 0 | 0 | 0 | 0 | 0 | 0 | 0 | 0 | 0
F1_Commercial_Lodging_Existing_Water Heating_Natural Gas_Water Heater_E8 | F1 | Commercial | Lodging | Existing | Water Heating | Natural Gas | Water Heater | E8 | CCE | 0 | 0 | 0 | 0 | 0 | 0 | 0 | 0 | 0 | 0 | 0 | 0 | 0 | 0 | 0 | 0 | 0 | 0 | 0 | 0 | 0 | 0 | 0 | 0 | 0 | 0 | 0 | 0 | 0 | 0 | 0
F1_Commercial_Lodging_Existing_Water Heating_Natural Gas_Water Heater_E9 | F1 | Commercial | Lodging | Existing | Water Heating | Natural Gas | Water Heater | E9 | CCE | 0 | 0 | 0 | 0 | 0 | 0 | 0 | 0 | 0 | 0 | 0 | 0 | 0 | 0 | 0 | 0 | 0 | 0 | 0 | 0 | 0 | 0 | 0 | 0 | 0 | 0 | 0 | 0 | 0 | 0 | 0
F1_Commercial_Lodging_Existing_Water Heating_Natural Gas_Water Heater_E10 | F1 | Commercial | Lodging | Existing | Water Heating | Natural Gas | Water Heater | E10 | CCE | 0 | 0 | 0 | 0 | 0 | 0 | 0 | 0 | 0 | 0 | 0 | 0 | 0 | 0 | 0 | 0 | 0 | 0 | 0 | 0 | 0 | 0 | 0 | 0 | 0 | 0 | 0 | 0 | 0 | 0 | 0
F2_Commercial_Lodging_Existing_Water Heating_Natural Gas_Water Heater_E1 | F2 | Commercial | Lodging | Existing | Water Heating | Natural Gas | Water Heater | E1 | TRC BC Ratio | 0.9 | 0.9 | 0.9 | 0.9 | 0.9 | 0.9 | 0.9 | 0.9 | 0.9 | 0.9 | 0.9 | 0.9 | 0.9 | 0.9 | 0.9 | 0.9 | 0.9 | 0.9 | 0.9 | 0.9 | 0.9 | 0.9 | 0.9 | 0.9 | 0.9 | 0.9 | 0.9 | 0.9 | 0.9 | 0.9 | 0.9
F2_Commercial_Lodging_Existing_Water Heating_Natural Gas_Water Heater_E2 | F2 | Commercial | Lodging | Existing | Water Heating | Natural Gas | Water Heater | E2 | TRC BC Ratio | 5.5265 | 5.636 | 5.7144 | 5.7993 | 5.9213 | 5.5477 | 5.2557 | 5.1021 | 5.047 | 4.9623 | 4.9052 | 5.1651 | 4.6225 | 4.9408 | 5.3494 | 5.7465 | 5.7613 | 5.7888 | 5.6782 | 5.7571 | 5.8123 | 5.8868 | 5.9805 | 2.8171 | 2.7609 | 2.7083 | 2.6588 | 2.6118 | 2.567 | 2.5239 | 2.4822
F2_Commercial_Lodging_Existing_Water Heating_Natural Gas_Water Heater_E3 | F2 | Commercial | Lodging | Existing | Water Heating | Natural Gas | Water Heater | E3 | TRC BC Ratio | 7.5397 | 7.6891 | 7.796 | 7.9119 | 8.0783 | 7.5686 | 7.1702 | 6.9607 | 6.8854 | 6.77 | 6.692 | 7.0466 | 6.3064 | 6.7407 | 7.298 | 7.8397 | 7.86 | 7.8975 | 7.7466 | 7.8542 | 7.9296 | 8.0313 | 8.1591 | 3.8433 | 3.7667 | 3.6949 | 3.6273 | 3.5633 | 3.5021 | 3.4433 | 3.3864
F2_Commercial_Lodging_Existing_Water Heating_Natural Gas_Water Heater_E4 | F2 | Commercial | Lodging | Existing | Water Heating | Natural Gas | Water Heater | E4 | TRC BC Ratio | 0 | 0 | 0 | 0 | 0 | 0 | 0 | 3.0508 | 2.9257 | 2.7656 | 2.6156 | 2.8809 | 2.5212 | 2.9615 | 3.4916 | 4.0336 | 4.055 | 4.0858 | 4.0072 | 4.0776 | 4.1289 | 4.1952 | 4.2764 | 1.7899 | 1.7526 | 1.7179 | 1.6855 | 1.655 | 1.626 | 1.5983 | 1.5775
F2_Commercial_Lodging_Existing_Water Heating_Natural Gas_Water Heater_E5 | F2 | Commercial | Lodging | Existing | Water Heating | Natural Gas | Water Heater | E5 | TRC BC Ratio | 0 | 0 | 0 | 0 | 0 | 0 | 0 | 0 | 0 | 0 | 0 | 0 | 0 | 0 | 0 | 0 | 0 | 0 | 0 | 0 | 0 | 0 | 0 | 0 | 0 | 0 | 0 | 0 | 0 | 0 | 0
F2_Commercial_Lodging_Existing_Water Heating_Natural Gas_Water Heater_E6 | F2 | Commercial | Lodging | Existing | Water Heating | Natural Gas | Water Heater | E6 | TRC BC Ratio | 0 | 0 | 0 | 0 | 0 | 0 | 0 | 0 | 0 | 0 | 0 | 0 | 0 | 0 | 0 | 0 | 0 | 0 | 0 | 0 | 0 | 0 | 0 | 0 | 0 | 0 | 0 | 0 | 0 | 0 | 0
F2_Commercial_Lodging_Existing_Water Heating_Natural Gas_Water Heater_E7 | F2 | Commercial | Lodging | Existing | Water Heating | Natural Gas | Water Heater | E7 | TRC BC Ratio | 0 | 0 | 0 | 0 | 0 | 0 | 0 | 0 | 0 | 0 | 0 | 0 | 0 | 0 | 0 | 0 | 0 | 0 | 0 | 0 | 0 | 0 | 0 | 0 | 0 | 0 | 0 | 0 | 0 | 0 | 0
F2_Commercial_Lodging_Existing_Water Heating_Natural Gas_Water Heater_E8 | F2 | Commercial | Lodging | Existing | Water Heating | Natural Gas | Water Heater | E8 | TRC BC Ratio | 0 | 0 | 0 | 0 | 0 | 0 | 0 | 0 | 0 | 0 | 0 | 0 | 0 | 0 | 0 | 0 | 0 | 0 | 0 | 0 | 0 | 0 | 0 | 0 | 0 | 0 | 0 | 0 | 0 | 0 | 0
F2_Commercial_Lodging_Existing_Water Heating_Natural Gas_Water Heater_E9 | F2 | Commercial | Lodging | Existing | Water Heating | Natural Gas | Water Heater | E9 | TRC BC Ratio | 0 | 0 | 0 | 0 | 0 | 0 | 0 | 0 | 0 | 0 | 0 | 0 | 0 | 0 | 0 | 0 | 0 | 0 | 0 | 0 | 0 | 0 | 0 | 0 | 0 | 0 | 0 | 0 | 0 | 0 | 0
F2_Commercial_Lodging_Existing_Water Heating_Natural Gas_Water Heater_E10 | F2 | Commercial | Lodging | Existing | Water Heating | Natural Gas | Water Heater | E10 | TRC BC Ratio | 0 | 0 | 0 | 0 | 0 | 0 | 0 | 0 | 0 | 0 | 0 | 0 | 0 | 0 | 0 | 0 | 0 | 0 | 0 | 0 | 0 | 0 | 0 | 0 | 0 | 0 | 0 | 0 | 0 | 0 | 0
F3_Commercial_Lodging_Existing_Water Heating_Natural Gas_Water Heater_E1 | F3 | Commercial | Lodging | Existing | Water Heating | Natural Gas | Water Heater | E1 | PACT BC Ratio | 0.9 | 0.9 | 0.9 | 0.9 | 0.9 | 0.9 | 0.9 | 0.9 | 0.9 | 0.9 | 0.9 | 0.9 | 0.9 | 0.9 | 0.9 | 0.9 | 0.9 | 0.9 | 0.9 | 0.9 | 0.9 | 0.9 | 0.9 | 0.9 | 0.9 | 0.9 | 0.9 | 0.9 | 0.9 | 0.9 | 0.9
F3_Commercial_Lodging_Existing_Water Heating_Natural Gas_Water Heater_E2 | F3 | Commercial | Lodging | Existing | Water Heating | Natural Gas | Water Heater | E2 | PACT BC Ratio | 9.0372 | 9.2164 | 9.3445 | 9.4834 | 9.6829 | 9.0719 | 8.5944 | 8.3433 | 8.2531 | 8.1146 | 8.0212 | 8.4462 | 7.559 | 8.0795 | 8.7476 | 9.3969 | 9.4212 | 9.4661 | 9.2853 | 9.4143 | 9.5046 | 9.6265 | 9.7797 | 4.6067 | 4.5148 | 4.4288 | 4.3478 | 4.271 | 4.1977 | 4.1272 | 4.0591
F3_Commercial_Lodging_Existing_Water Heating_Natural Gas_Water Heater_E3 | F3 | Commercial | Lodging | Existing | Water Heating | Natural Gas | Water Heater | E3 | PACT BC Ratio | 12.3293 | 12.5737 | 12.7484 | 12.9379 | 13.2101 | 12.3765 | 11.7251 | 11.3825 | 11.2594 | 11.0706 | 10.9432 | 11.523 | 10.3126 | 11.0227 | 11.9341 | 12.82 | 12.8531 | 12.9144 | 12.6676 | 12.8437 | 12.9669 | 13.1332 | 13.3422 | 6.2848 | 6.1594 | 6.0421 | 5.9316 | 5.8269 | 5.7268 | 5.6306 | 5.5377
F3_Commercial_Lodging_Existing_Water Heating_Natural Gas_Water Heater_E4 | F3 | Commercial | Lodging | Existing | Water Heating | Natural Gas | Water Heater | E4 | PACT BC Ratio | 0 | 0 | 0 | 0 | 0 | 0 | 0 | 4.9889 | 4.7842 | 4.5224 | 4.2772 | 4.711 | 4.1228 | 4.8427 | 5.7096 | 6.5959 | 6.6309 | 6.6813 | 6.5528 | 6.6679 | 6.7519 | 6.8603 | 6.993 | 2.927 | 2.8659 | 2.8092 | 2.7562 | 2.7063 | 2.659 | 2.6136 | 2.5796
F3_Commercial_Lodging_Existing_Water Heating_Natural Gas_Water Heater_E5 | F3 | Commercial | Lodging | Existing | Water Heating | Natural Gas | Water Heater | E5 | PACT BC Ratio | 0 | 0 | 0 | 0 | 0 | 0 | 0 | 0 | 0 | 0 | 0 | 0 | 0 | 0 | 0 | 0 | 0 | 0 | 0 | 0 | 0 | 0 | 0 | 0 | 0 | 0 | 0 | 0 | 0 | 0 | 0
F3_Commercial_Lodging_Existing_Water Heating_Natural Gas_Water Heater_E6 | F3 | Commercial | Lodging | Existing | Water Heating | Natural Gas | Water Heater | E6 | PACT BC Ratio | 0 | 0 | 0 | 0 | 0 | 0 | 0 | 0 | 0 | 0 | 0 | 0 | 0 | 0 | 0 | 0 | 0 | 0 | 0 | 0 | 0 | 0 | 0 | 0 | 0 | 0 | 0 | 0 | 0 | 0 | 0
F3_Commercial_Lodging_Existing_Water Heating_Natural Gas_Water Heater_E7 | F3 | Commercial | Lodging | Existing | Water Heating | Natural Gas | Water Heater | E7 | PACT BC Ratio | 0 | 0 | 0 | 0 | 0 | 0 | 0 | 0 | 0 | 0 | 0 | 0 | 0 | 0 | 0 | 0 | 0 | 0 | 0 | 0 | 0 | 0 | 0 | 0 | 0 | 0 | 0 | 0 | 0 | 0 | 0
F3_Commercial_Lodging_Existing_Water Heating_Natural Gas_Water Heater_E8 | F3 | Commercial | Lodging | Existing | Water Heating | Natural Gas | Water Heater | E8 | PACT BC Ratio | 0 | 0 | 0 | 0 | 0 | 0 | 0 | 0 | 0 | 0 | 0 | 0 | 0 | 0 | 0 | 0 | 0 | 0 | 0 | 0 | 0 | 0 | 0 | 0 | 0 | 0 | 0 | 0 | 0 | 0 | 0
F3_Commercial_Lodging_Existing_Water Heating_Natural Gas_Water Heater_E9 | F3 | Commercial | Lodging | Existing | Water Heating | Natural Gas | Water Heater | E9 | PACT BC Ratio | 0 | 0 | 0 | 0 | 0 | 0 | 0 | 0 | 0 | 0 | 0 | 0 | 0 | 0 | 0 | 0 | 0 | 0 | 0 | 0 | 0 | 0 | 0 | 0 | 0 | 0 | 0 | 0 | 0 | 0 | 0
F3_Commercial_Lodging_Existing_Water Heating_Natural Gas_Water Heater_E10 | F3 | Commercial | Lodging | Existing | Water Heating | Natural Gas | Water Heater | E10 | PACT BC Ratio | 0 | 0 | 0 | 0 | 0 | 0 | 0 | 0 | 0 | 0 | 0 | 0 | 0 | 0 | 0 | 0 | 0 | 0 | 0 | 0 | 0 | 0 | 0 | 0 | 0 | 0 | 0 | 0 | 0 | 0 | 0
F4_Commercial_Lodging_Existing_Water Heating_Natural Gas_Water Heater_E1 | F4 | Commercial | Lodging | Existing | Water Heating | Natural Gas | Water Heater | E1 | PCT BC Ratio | 0.9 | 0.9 | 0.9 | 0.9 | 0.9 | 0.9 | 0.9 | 0.9 | 0.9 | 0.9 | 0.9 | 0.9 | 0.9 | 0.9 | 0.9 | 0.9 | 0.9 | 0.9 | 0.9 | 0.9 | 0.9 | 0.9 | 0.9 | 0.9 | 0.9 | 0.9 | 0.9 | 0.9 | 0.9 | 0.9 | 0.9
F4_Commercial_Lodging_Existing_Water Heating_Natural Gas_Water Heater_E2 | F4 | Commercial | Lodging | Existing | Water Heating | Natural Gas | Water Heater | E2 | PCT BC Ratio | 10.17 | 10.3631 | 10.5012 | 10.6509 | 10.8659 | 10.2073 | 9.6926 | 9.4219 | 9.3247 | 9.1755 | 9.0748 | 9.5329 | 8.5766 | 9.1376 | 9.8577 | 10.5577 | 10.5838 | 10.6323 | 10.4373 | 10.5764 | 10.6738 | 10.8052 | 10.9703 | 5.3942 | 5.2951 | 5.2024 | 5.1151 | 5.0323 | 4.9533 | 4.8773 | 4.8038
F4_Commercial_Lodging_Existing_Water Heating_Natural Gas_Water Heater_E3 | F4 | Commercial | Lodging | Existing | Water Heating | Natural Gas | Water Heater | E3 | PCT BC Ratio | 13.7186 | 13.982 | 14.1704 | 14.3747 | 14.668 | 13.7695 | 13.0673 | 12.698 | 12.5654 | 12.3618 | 12.2244 | 12.8495 | 11.5447 | 12.3102 | 13.2926 | 14.2475 | 14.2832 | 14.3493 | 14.0833 | 14.2731 | 14.4059 | 14.5851 | 14.8104 | 7.2031 | 7.0679 | 6.9414 | 6.8223 | 6.7094 | 6.6016 | 6.4979 | 6.3977
F4_Commercial_Lodging_Existing_Water Heating_Natural Gas_Water Heater_E4 | F4 | Commercial | Lodging | Existing | Water Heating | Natural Gas | Water Heater | E4 | PCT BC Ratio | 0 | 0 | 0 | 0 | 0 | 0 | 0 | 5.8061 | 5.5855 | 5.3033 | 5.039 | 5.5066 | 4.8725 | 5.6486 | 6.583 | 7.5384 | 7.5762 | 7.6305 | 7.4919 | 7.616 | 7.7065 | 7.8234 | 7.9664 | 3.5836 | 3.5177 | 3.4566 | 3.3995 | 3.3457 | 3.2946 | 3.2457 | 3.209
F4_Commercial_Lodging_Existing_Water Heating_Natural Gas_Water Heater_E5 | F4 | Commercial | Lodging | Existing | Water Heating | Natural Gas | Water Heater | E5 | PCT BC Ratio | 0 | 0 | 0 | 0 | 0 | 0 | 0 | 0 | 0 | 0 | 0 | 0 | 0 | 0 | 0 | 0 | 0 | 0 | 0 | 0 | 0 | 0 | 0 | 0 | 0 | 0 | 0 | 0 | 0 | 0 | 0
F4_Commercial_Lodging_Existing_Water Heating_Natural Gas_Water Heater_E6 | F4 | Commercial | Lodging | Existing | Water Heating | Natural Gas | Water Heater | E6 | PCT BC Ratio | 0 | 0 | 0 | 0 | 0 | 0 | 0 | 0 | 0 | 0 | 0 | 0 | 0 | 0 | 0 | 0 | 0 | 0 | 0 | 0 | 0 | 0 | 0 | 0 | 0 | 0 | 0 | 0 | 0 | 0 | 0
F4_Commercial_Lodging_Existing_Water Heating_Natural Gas_Water Heater_E7 | F4 | Commercial | Lodging | Existing | Water Heating | Natural Gas | Water Heater | E7 | PCT BC Ratio | 0 | 0 | 0 | 0 | 0 | 0 | 0 | 0 | 0 | 0 | 0 | 0 | 0 | 0 | 0 | 0 | 0 | 0 | 0 | 0 | 0 | 0 | 0 | 0 | 0 | 0 | 0 | 0 | 0 | 0 | 0
F4_Commercial_Lodging_Existing_Water Heating_Natural Gas_Water Heater_E8 | F4 | Commercial | Lodging | Existing | Water Heating | Natural Gas | Water Heater | E8 | PCT BC Ratio | 0 | 0 | 0 | 0 | 0 | 0 | 0 | 0 | 0 | 0 | 0 | 0 | 0 | 0 | 0 | 0 | 0 | 0 | 0 | 0 | 0 | 0 | 0 | 0 | 0 | 0 | 0 | 0 | 0 | 0 | 0
F4_Commercial_Lodging_Existing_Water Heating_Natural Gas_Water Heater_E9 | F4 | Commercial | Lodging | Existing | Water Heating | Natural Gas | Water Heater | E9 | PCT BC Ratio | 0 | 0 | 0 | 0 | 0 | 0 | 0 | 0 | 0 | 0 | 0 | 0 | 0 | 0 | 0 | 0 | 0 | 0 | 0 | 0 | 0 | 0 | 0 | 0 | 0 | 0 | 0 | 0 | 0 | 0 | 0
F4_Commercial_Lodging_Existing_Water Heating_Natural Gas_Water Heater_E10 | F4 | Commercial | Lodging | Existing | Water Heating | Natural Gas | Water Heater | E10 | PCT BC Ratio | 0 | 0 | 0 | 0 | 0 | 0 | 0 | 0 | 0 | 0 | 0 | 0 | 0 | 0 | 0 | 0 | 0 | 0 | 0 | 0 | 0 | 0 | 0 | 0 | 0 | 0 | 0 | 0 | 0 | 0 | 0
F5_Commercial_Lodging_Existing_Water Heating_Natural Gas_Water Heater_E1 | F5 | Commercial | Lodging | Existing | Water Heating | Natural Gas | Water Heater | E1 | RIM BC Ratio | 0.9 | 0.9 | 0.9 | 0.9 | 0.9 | 0.9 | 0.9 | 0.9 | 0.9 | 0.9 | 0.9 | 0.9 | 0.9 | 0.9 | 0.9 | 0.9 | 0.9 | 0.9 | 0.9 | 0.9 | 0.9 | 0.9 | 0.9 | 0.9 | 0.9 | 0.9 | 0.9 | 0.9 | 0.9 | 0.9 | 0.9
F5_Commercial_Lodging_Existing_Water Heating_Natural Gas_Water Heater_E2 | F5 | Commercial | Lodging | Existing | Water Heating | Natural Gas | Water Heater | E2 | RIM BC Ratio | 0.76411 | 0.76536 | 0.76624 | 0.76716 | 0.76844 | 0.76435 | 0.76079 | 0.75877 | 0.75802 | 0.75683 | 0.75601 | 0.75961 | 0.75168 | 0.75652 | 0.76197 | 0.76659 | 0.76675 | 0.76704 | 0.76584 | 0.7667 | 0.7673 | 0.76808 | 0.76904 | 0.70664 | 0.70444 | 0.70232 | 0.70025 | 0.69823 | 0.69624 | 0.69427 | 0.69232
F5_Commercial_Lodging_Existing_Water Heating_Natural Gas_Water Heater_E3 | F5 | Commercial | Lodging | Existing | Water Heating | Natural Gas | Water Heater | E3 | RIM BC Ratio | 0.78176 | 0.78272 | 0.78339 | 0.78409 | 0.78507 | 0.78194 | 0.77921 | 0.77765 | 0.77707 | 0.77616 | 0.77553 | 0.7783 | 0.77218 | 0.77592 | 0.78012 | 0.78366 | 0.78378 | 0.78401 | 0.78308 | 0.78375 | 0.7842 | 0.7848 | 0.78554 | 0.73682 | 0.73507 | 0.73337 | 0.73171 | 0.7301 | 0.7285 | 0.72692 | 0.72535
F5_Commercial_Lodging_Existing_Water Heating_Natural Gas_Water Heater_E4 | F5 | Commercial | Lodging | Existing | Water Heating | Natural Gas | Water Heater | E4 | RIM BC Ratio | 0 | 0 | 0 | 0 | 0 | 0 | 0 | 0.71505 | 0.71069 | 0.70463 | 0.69839 | 0.70905 | 0.69415 | 0.71197 | 0.72822 | 0.74092 | 0.74136 | 0.74198 | 0.74037 | 0.74182 | 0.74285 | 0.74414 | 0.74568 | 0.64947 | 0.64641 | 0.64349 | 0.64066 | 0.63793 | 0.63526 | 0.63264 | 0.63063
F5_Commercial_Lodging_Existing_Water Heating_Natural Gas_Water Heater_E5 | F5 | Commercial | Lodging | Existing | Water Heating | Natural Gas | Water Heater | E5 | RIM BC Ratio | 0 | 0 | 0 | 0 | 0 | 0 | 0 | 0 | 0 | 0 | 0 | 0 | 0 | 0 | 0 | 0 | 0 | 0 | 0 | 0 | 0 | 0 | 0 | 0 | 0 | 0 | 0 | 0 | 0 | 0 | 0
F5_Commercial_Lodging_Existing_Water Heating_Natural Gas_Water Heater_E6 | F5 | Commercial | Lodging | Existing | Water Heating | Natural Gas | Water Heater | E6 | RIM BC Ratio | 0 | 0 | 0 | 0 | 0 | 0 | 0 | 0 | 0 | 0 | 0 | 0 | 0 | 0 | 0 | 0 | 0 | 0 | 0 | 0 | 0 | 0 | 0 | 0 | 0 | 0 | 0 | 0 | 0 | 0 | 0
F5_Commercial_Lodging_Existing_Water Heating_Natural Gas_Water Heater_E7 | F5 | Commercial | Lodging | Existing | Water Heating | Natural Gas | Water Heater | E7 | RIM BC Ratio | 0 | 0 | 0 | 0 | 0 | 0 | 0 | 0 | 0 | 0 | 0 | 0 | 0 | 0 | 0 | 0 | 0 | 0 | 0 | 0 | 0 | 0 | 0 | 0 | 0 | 0 | 0 | 0 | 0 | 0 | 0
F5_Commercial_Lodging_Existing_Water Heating_Natural Gas_Water Heater_E8 | F5 | Commercial | Lodging | Existing | Water Heating | Natural Gas | Water Heater | E8 | RIM BC Ratio | 0 | 0 | 0 | 0 | 0 | 0 | 0 | 0 | 0 | 0 | 0 | 0 | 0 | 0 | 0 | 0 | 0 | 0 | 0 | 0 | 0 | 0 | 0 | 0 | 0 | 0 | 0 | 0 | 0 | 0 | 0
F5_Commercial_Lodging_Existing_Water Heating_Natural Gas_Water Heater_E9 | F5 | Commercial | Lodging | Existing | Water Heating | Natural Gas | Water Heater | E9 | RIM BC Ratio | 0 | 0 | 0 | 0 | 0 | 0 | 0 | 0 | 0 | 0 | 0 | 0 | 0 | 0 | 0 | 0 | 0 | 0 | 0 | 0 | 0 | 0 | 0 | 0 | 0 | 0 | 0 | 0 | 0 | 0 | 0
F5_Commercial_Lodging_Existing_Water Heating_Natural Gas_Water Heater_E10 | F5 | Commercial | Lodging | Existing | Water Heating | Natural Gas | Water Heater | E10 | RIM BC Ratio | 0 | 0 | 0 | 0 | 0 | 0 | 0 | 0 | 0 | 0 | 0 | 0 | 0 | 0 | 0 | 0 | 0 | 0 | 0 | 0 | 0 | 0 | 0 | 0 | 0 | 0 | 0 | 0 | 0 | 0 | 0
F0_Commercial_Lodging_Existing_Food Preparation_Natural Gas_Oven_E0 | F0 | Commercial | Lodging | Existing | Food Preparation | Natural Gas | Oven | E0 | Economic Unit | ENERGY STAR (3.0) | ENERGY STAR (3.0) | ENERGY STAR (3.0) | ENERGY STAR (3.0) | ENERGY STAR (3.0) | ENERGY STAR (3.0) | ENERGY STAR (3.0) | ENERGY STAR (3.0) | ENERGY STAR (3.0) | ENERGY STAR (3.0) | ENERGY STAR (3.0) | ENERGY STAR (3.0) | ENERGY STAR (3.0) | ENERGY STAR (3.0) | ENERGY STAR (3.0) | ENERGY STAR (3.0) | ENERGY STAR (3.0) | ENERGY STAR (3.0) | ENERGY STAR (3.0) | ENERGY STAR (3.0) | ENERGY STAR (3.0) | ENERGY STAR (3.0) | ENERGY STAR (3.0) | Standard | Standard | Standard | Standard | Standard | Standard | Standard | Standard
F1_Commercial_Lodging_Existing_Food Preparation_Natural Gas_Oven_E1 | F1 | Commercial | Lodging | Existing | Food Preparation | Natural Gas | Oven | E1 | CCE | 0 | 0 | 0 | 0 | 0 | 0 | 0 | 0 | 0 | 0 | 0 | 0 | 0 | 0 | 0 | 0 | 0 | 0 | 0 | 0 | 0 | 0 | 0 | 0 | 0 | 0 | 0 | 0 | 0 | 0 | 0
F1_Commercial_Lodging_Existing_Food Preparation_Natural Gas_Oven_E2 | F1 | Commercial | Lodging | Existing | Food Preparation | Natural Gas | Oven | E2 | CCE | 0.0062008 | 0.0059612 | 0.0059896 | 0.0060522 | 0.0060522 | 0.0060522 | 0.0060522 | 0.0060522 | 0.0060522 | 0.0060522 | 0.0060522 | 0.0060522 | 0.0060522 | 0.0060522 | 0.0060522 | 0.0060522 | 0.0060522 | 0.0060522 | 0.0060522 | 0.0060522 | 0.0060522 | 0.0060522 | 0.0060522 | 0.0060522 | 0.0060522 | 0.0060522 | 0.0060522 | 0.0060522 | 0.0060522 | 0.0060522 | 0.0060522
F1_Commercial_Lodging_Existing_Food Preparation_Natural Gas_Oven_E3 | F1 | Commercial | Lodging | Existing | Food Preparation | Natural Gas | Oven | E3 | CCE | 0 | 0 | 0 | 0 | 0 | 0 | 0 | 0 | 0 | 0 | 0 | 0 | 0 | 0 | 0 | 0 | 0 | 0 | 0 | 0 | 0 | 0 | 0 | 0 | 0 | 0 | 0 | 0 | 0 | 0 | 0
F1_Commercial_Lodging_Existing_Food Preparation_Natural Gas_Oven_E4 | F1 | Commercial | Lodging | Existing | Food Preparation | Natural Gas | Oven | E4 | CCE | 0 | 0 | 0 | 0 | 0 | 0 | 0 | 0 | 0 | 0 | 0 | 0 | 0 | 0 | 0 | 0 | 0 | 0 | 0 | 0 | 0 | 0 | 0 | 0 | 0 | 0 | 0 | 0 | 0 | 0 | 0
F1_Commercial_Lodging_Existing_Food Preparation_Natural Gas_Oven_E5 | F1 | Commercial | Lodging | Existing | Food Preparation | Natural Gas | Oven | E5 | CCE | 0 | 0 | 0 | 0 | 0 | 0 | 0 | 0 | 0 | 0 | 0 | 0 | 0 | 0 | 0 | 0 | 0 | 0 | 0 | 0 | 0 | 0 | 0 | 0 | 0 | 0 | 0 | 0 | 0 | 0 | 0
F1_Commercial_Lodging_Existing_Food Preparation_Natural Gas_Oven_E6 | F1 | Commercial | Lodging | Existing | Food Preparation | Natural Gas | Oven | E6 | CCE | 0 | 0 | 0 | 0 | 0 | 0 | 0 | 0 | 0 | 0 | 0 | 0 | 0 | 0 | 0 | 0 | 0 | 0 | 0 | 0 | 0 | 0 | 0 | 0 | 0 | 0 | 0 | 0 | 0 | 0 | 0
F1_Commercial_Lodging_Existing_Food Preparation_Natural Gas_Oven_E7 | F1 | Commercial | Lodging | Existing | Food Preparation | Natural Gas | Oven | E7 | CCE | 0 | 0 | 0 | 0 | 0 | 0 | 0 | 0 | 0 | 0 | 0 | 0 | 0 | 0 | 0 | 0 | 0 | 0 | 0 | 0 | 0 | 0 | 0 | 0 | 0 | 0 | 0 | 0 | 0 | 0 | 0
F1_Commercial_Lodging_Existing_Food Preparation_Natural Gas_Oven_E8 | F1 | Commercial | Lodging | Existing | Food Preparation | Natural Gas | Oven | E8 | CCE | 0 | 0 | 0 | 0 | 0 | 0 | 0 | 0 | 0 | 0 | 0 | 0 | 0 | 0 | 0 | 0 | 0 | 0 | 0 | 0 | 0 | 0 | 0 | 0 | 0 | 0 | 0 | 0 | 0 | 0 | 0
F1_Commercial_Lodging_Existing_Food Preparation_Natural Gas_Oven_E9 | F1 | Commercial | Lodging | Existing | Food Preparation | Natural Gas | Oven | E9 | CCE | 0 | 0 | 0 | 0 | 0 | 0 | 0 | 0 | 0 | 0 | 0 | 0 | 0 | 0 | 0 | 0 | 0 | 0 | 0 | 0 | 0 | 0 | 0 | 0 | 0 | 0 | 0 | 0 | 0 | 0 | 0
F1_Commercial_Lodging_Existing_Food Preparation_Natural Gas_Oven_E10 | F1 | Commercial | Lodging | Existing | Food Preparation | Natural Gas | Oven | E10 | CCE | 0 | 0 | 0 | 0 | 0 | 0 | 0 | 0 | 0 | 0 | 0 | 0 | 0 | 0 | 0 | 0 | 0 | 0 | 0 | 0 | 0 | 0 | 0 | 0 | 0 | 0 | 0 | 0 | 0 | 0 | 0
F2_Commercial_Lodging_Existing_Food Preparation_Natural Gas_Oven_E1 | F2 | Commercial | Lodging | Existing | Food Preparation | Natural Gas | Oven | E1 | TRC BC Ratio | 0.9 | 0.9 | 0.9 | 0.9 | 0.9 | 0.9 | 0.9 | 0.9 | 0.9 | 0.9 | 0.9 | 0.9 | 0.9 | 0.9 | 0.9 | 0.9 | 0.9 | 0.9 | 0.9 | 0.9 | 0.9 | 0.9 | 0.9 | 0.9 | 0.9 | 0.9 | 0.9 | 0.9 | 0.9 | 0.9 | 0.9
F2_Commercial_Lodging_Existing_Food Preparation_Natural Gas_Oven_E2 | F2 | Commercial | Lodging | Existing | Food Preparation | Natural Gas | Oven | E2 | TRC BC Ratio | 1.651 | 1.6761 | 1.6937 | 1.7118 | 1.7402 | 1.6356 | 1.5492 | 1.5033 | 1.4856 | 1.4593 | 1.5232 | 1.584 | 1.4129 | 1.4871 | 1.5856 | 1.6788 | 1.6824 | 1.6897 | 1.6574 | 1.6795 | 1.6949 | 1.7158 | 1.7422 | 0.83439 | 0.81785 | 0.80234 | 0.78773 | 0.77386 | 0.7606 | 0.74785 | 0.73552
F2_Commercial_Lodging_Existing_Food Preparation_Natural Gas_Oven_E3 | F2 | Commercial | Lodging | Existing | Food Preparation | Natural Gas | Oven | E3 | TRC BC Ratio | 0 | 0 | 0 | 0 | 0 | 0 | 0 | 0 | 0 | 0 | 0 | 0 | 0 | 0 | 0 | 0 | 0 | 0 | 0 | 0 | 0 | 0 | 0 | 0 | 0 | 0 | 0 | 0 | 0 | 0 | 0
F2_Commercial_Lodging_Existing_Food Preparation_Natural Gas_Oven_E4 | F2 | Commercial | Lodging | Existing | Food Preparation | Natural Gas | Oven | E4 | TRC BC Ratio | 0 | 0 | 0 | 0 | 0 | 0 | 0 | 0 | 0 | 0 | 0 | 0 | 0 | 0 | 0 | 0 | 0 | 0 | 0 | 0 | 0 | 0 | 0 | 0 | 0 | 0 | 0 | 0 | 0 | 0 | 0
F2_Commercial_Lodging_Existing_Food Preparation_Natural Gas_Oven_E5 | F2 | Commercial | Lodging | Existing | Food Preparation | Natural Gas | Oven | E5 | TRC BC Ratio | 0 | 0 | 0 | 0 | 0 | 0 | 0 | 0 | 0 | 0 | 0 | 0 | 0 | 0 | 0 | 0 | 0 | 0 | 0 | 0 | 0 | 0 | 0 | 0 | 0 | 0 | 0 | 0 | 0 | 0 | 0
F2_Commercial_Lodging_Existing_Food Preparation_Natural Gas_Oven_E6 | F2 | Commercial | Lodging | Existing | Food Preparation | Natural Gas | Oven | E6 | TRC BC Ratio | 0 | 0 | 0 | 0 | 0 | 0 | 0 | 0 | 0 | 0 | 0 | 0 | 0 | 0 | 0 | 0 | 0 | 0 | 0 | 0 | 0 | 0 | 0 | 0 | 0 | 0 | 0 | 0 | 0 | 0 | 0
F2_Commercial_Lodging_Existing_Food Preparation_Natural Gas_Oven_E7 | F2 | Commercial | Lodging | Existing | Food Preparation | Natural Gas | Oven | E7 | TRC BC Ratio | 0 | 0 | 0 | 0 | 0 | 0 | 0 | 0 | 0 | 0 | 0 | 0 | 0 | 0 | 0 | 0 | 0 | 0 | 0 | 0 | 0 | 0 | 0 | 0 | 0 | 0 | 0 | 0 | 0 | 0 | 0
F2_Commercial_Lodging_Existing_Food Preparation_Natural Gas_Oven_E8 | F2 | Commercial | Lodging | Existing | Food Preparation | Natural Gas | Oven | E8 | TRC BC Ratio | 0 | 0 | 0 | 0 | 0 | 0 | 0 | 0 | 0 | 0 | 0 | 0 | 0 | 0 | 0 | 0 | 0 | 0 | 0 | 0 | 0 | 0 | 0 | 0 | 0 | 0 | 0 | 0 | 0 | 0 | 0
F2_Commercial_Lodging_Existing_Food Preparation_Natural Gas_Oven_E9 | F2 | Commercial | Lodging | Existing | Food Preparation | Natural Gas | Oven | E9 | TRC BC Ratio | 0 | 0 | 0 | 0 | 0 | 0 | 0 | 0 | 0 | 0 | 0 | 0 | 0 | 0 | 0 | 0 | 0 | 0 | 0 | 0 | 0 | 0 | 0 | 0 | 0 | 0 | 0 | 0 | 0 | 0 | 0
F2_Commercial_Lodging_Existing_Food Preparation_Natural Gas_Oven_E10 | F2 | Commercial | Lodging | Existing | Food Preparation | Natural Gas | Oven | E10 | TRC BC Ratio | 0 | 0 | 0 | 0 | 0 | 0 | 0 | 0 | 0 | 0 | 0 | 0 | 0 | 0 | 0 | 0 | 0 | 0 | 0 | 0 | 0 | 0 | 0 | 0 | 0 | 0 | 0 | 0 | 0 | 0 | 0
F3_Commercial_Lodging_Existing_Food Preparation_Natural Gas_Oven_E1 | F3 | Commercial | Lodging | Existing | Food Preparation | Natural Gas | Oven | E1 | PACT BC Ratio | 0.9 | 0.9 | 0.9 | 0.9 | 0.9 | 0.9 | 0.9 | 0.9 | 0.9 | 0.9 | 0.9 | 0.9 | 0.9 | 0.9 | 0.9 | 0.9 | 0.9 | 0.9 | 0.9 | 0.9 | 0.9 | 0.9 | 0.9 | 0.9 | 0.9 | 0.9 | 0.9 | 0.9 | 0.9 | 0.9 | 0.9
F3_Commercial_Lodging_Existing_Food Preparation_Natural Gas_Oven_E2 | F3 | Commercial | Lodging | Existing | Food Preparation | Natural Gas | Oven | E2 | PACT BC Ratio | 1.651 | 1.6761 | 1.6937 | 1.7118 | 1.7402 | 1.6356 | 1.5492 | 1.5033 | 1.4856 | 1.4593 | 1.5232 | 1.584 | 1.4129 | 1.4871 | 1.5856 | 1.6788 | 1.6824 | 1.6897 | 1.6574 | 1.6795 | 1.6949 | 1.7158 | 1.7422 | 0.83439 | 0.81785 | 0.80234 | 0.78773 | 0.77386 | 0.7606 | 0.74785 | 0.73552
F3_Commercial_Lodging_Existing_Food Preparation_Natural Gas_Oven_E3 | F3 | Commercial | Lodging | Existing | Food Preparation | Natural Gas | Oven | E3 | PACT BC Ratio | 0 | 0 | 0 | 0 | 0 | 0 | 0 | 0 | 0 | 0 | 0 | 0 | 0 | 0 | 0 | 0 | 0 | 0 | 0 | 0 | 0 | 0 | 0 | 0 | 0 | 0 | 0 | 0 | 0 | 0 | 0
F3_Commercial_Lodging_Existing_Food Preparation_Natural Gas_Oven_E4 | F3 | Commercial | Lodging | Existing | Food Preparation | Natural Gas | Oven | E4 | PACT BC Ratio | 0 | 0 | 0 | 0 | 0 | 0 | 0 | 0 | 0 | 0 | 0 | 0 | 0 | 0 | 0 | 0 | 0 | 0 | 0 | 0 | 0 | 0 | 0 | 0 | 0 | 0 | 0 | 0 | 0 | 0 | 0
F3_Commercial_Lodging_Existing_Food Preparation_Natural Gas_Oven_E5 | F3 | Commercial | Lodging | Existing | Food Preparation | Natural Gas | Oven | E5 | PACT BC Ratio | 0 | 0 | 0 | 0 | 0 | 0 | 0 | 0 | 0 | 0 | 0 | 0 | 0 | 0 | 0 | 0 | 0 | 0 | 0 | 0 | 0 | 0 | 0 | 0 | 0 | 0 | 0 | 0 | 0 | 0 | 0
F3_Commercial_Lodging_Existing_Food Preparation_Natural Gas_Oven_E6 | F3 | Commercial | Lodging | Existing | Food Preparation | Natural Gas | Oven | E6 | PACT BC Ratio | 0 | 0 | 0 | 0 | 0 | 0 | 0 | 0 | 0 | 0 | 0 | 0 | 0 | 0 | 0 | 0 | 0 | 0 | 0 | 0 | 0 | 0 | 0 | 0 | 0 | 0 | 0 | 0 | 0 | 0 | 0
F3_Commercial_Lodging_Existing_Food Preparation_Natural Gas_Oven_E7 | F3 | Commercial | Lodging | Existing | Food Preparation | Natural Gas | Oven | E7 | PACT BC Ratio | 0 | 0 | 0 | 0 | 0 | 0 | 0 | 0 | 0 | 0 | 0 | 0 | 0 | 0 | 0 | 0 | 0 | 0 | 0 | 0 | 0 | 0 | 0 | 0 | 0 | 0 | 0 | 0 | 0 | 0 | 0
F3_Commercial_Lodging_Existing_Food Preparation_Natural Gas_Oven_E8 | F3 | Commercial | Lodging | Existing | Food Preparation | Natural Gas | Oven | E8 | PACT BC Ratio | 0 | 0 | 0 | 0 | 0 | 0 | 0 | 0 | 0 | 0 | 0 | 0 | 0 | 0 | 0 | 0 | 0 | 0 | 0 | 0 | 0 | 0 | 0 | 0 | 0 | 0 | 0 | 0 | 0 | 0 | 0
F3_Commercial_Lodging_Existing_Food Preparation_Natural Gas_Oven_E9 | F3 | Commercial | Lodging | Existing | Food Preparation | Natural Gas | Oven | E9 | PACT BC Ratio | 0 | 0 | 0 | 0 | 0 | 0 | 0 | 0 | 0 | 0 | 0 | 0 | 0 | 0 | 0 | 0 | 0 | 0 | 0 | 0 | 0 | 0 | 0 | 0 | 0 | 0 | 0 | 0 | 0 | 0 | 0
F3_Commercial_Lodging_Existing_Food Preparation_Natural Gas_Oven_E10 | F3 | Commercial | Lodging | Existing | Food Preparation | Natural Gas | Oven | E10 | PACT BC Ratio | 0 | 0 | 0 | 0 | 0 | 0 | 0 | 0 | 0 | 0 | 0 | 0 | 0 | 0 | 0 | 0 | 0 | 0 | 0 | 0 | 0 | 0 | 0 | 0 | 0 | 0 | 0 | 0 | 0 | 0 | 0
F4_Commercial_Lodging_Existing_Food Preparation_Natural Gas_Oven_E1 | F4 | Commercial | Lodging | Existing | Food Preparation | Natural Gas | Oven | E1 | PCT BC Ratio | 0.9 | 0.9 | 0.9 | 0.9 | 0.9 | 0.9 | 0.9 | 0.9 | 0.9 | 0.9 | 0.9 | 0.9 | 0.9 | 0.9 | 0.9 | 0.9 | 0.9 | 0.9 | 0.9 | 0.9 | 0.9 | 0.9 | 0.9 | 0.9 | 0.9 | 0.9 | 0.9 | 0.9 | 0.9 | 0.9 | 0.9
F4_Commercial_Lodging_Existing_Food Preparation_Natural Gas_Oven_E2 | F4 | Commercial | Lodging | Existing | Food Preparation | Natural Gas | Oven | E2 | PCT BC Ratio | 5.1538 | 5.2169 | 5.2611 | 5.3069 | 5.3783 | 5.115 | 4.8976 | 4.7822 | 4.7376 | 4.6715 | 4.8323 | 4.9851 | 4.5547 | 4.7415 | 4.9892 | 5.2237 | 5.2328 | 5.2512 | 5.1699 | 5.2256 | 5.2642 | 5.3168 | 5.3833 | 3.0993 | 3.0576 | 3.0186 | 2.9819 | 2.947 | 2.9136 | 2.8815 | 2.8505
F4_Commercial_Lodging_Existing_Food Preparation_Natural Gas_Oven_E3 | F4 | Commercial | Lodging | Existing | Food Preparation | Natural Gas | Oven | E3 | PCT BC Ratio | 0 | 0 | 0 | 0 | 0 | 0 | 0 | 0 | 0 | 0 | 0 | 0 | 0 | 0 | 0 | 0 | 0 | 0 | 0 | 0 | 0 | 0 | 0 | 0 | 0 | 0 | 0 | 0 | 0 | 0 | 0
F4_Commercial_Lodging_Existing_Food Preparation_Natural Gas_Oven_E4 | F4 | Commercial | Lodging | Existing | Food Preparation | Natural Gas | Oven | E4 | PCT BC Ratio | 0 | 0 | 0 | 0 | 0 | 0 | 0 | 0 | 0 | 0 | 0 | 0 | 0 | 0 | 0 | 0 | 0 | 0 | 0 | 0 | 0 | 0 | 0 | 0 | 0 | 0 | 0 | 0 | 0 | 0 | 0
F4_Commercial_Lodging_Existing_Food Preparation_Natural Gas_Oven_E5 | F4 | Commercial | Lodging | Existing | Food Preparation | Natural Gas | Oven | E5 | PCT BC Ratio | 0 | 0 | 0 | 0 | 0 | 0 | 0 | 0 | 0 | 0 | 0 | 0 | 0 | 0 | 0 | 0 | 0 | 0 | 0 | 0 | 0 | 0 | 0 | 0 | 0 | 0 | 0 | 0 | 0 | 0 | 0
F4_Commercial_Lodging_Existing_Food Preparation_Natural Gas_Oven_E6 | F4 | Commercial | Lodging | Existing | Food Preparation | Natural Gas | Oven | E6 | PCT BC Ratio | 0 | 0 | 0 | 0 | 0 | 0 | 0 | 0 | 0 | 0 | 0 | 0 | 0 | 0 | 0 | 0 | 0 | 0 | 0 | 0 | 0 | 0 | 0 | 0 | 0 | 0 | 0 | 0 | 0 | 0 | 0
F4_Commercial_Lodging_Existing_Food Preparation_Natural Gas_Oven_E7 | F4 | Commercial | Lodging | Existing | Food Preparation | Natural Gas | Oven | E7 | PCT BC Ratio | 0 | 0 | 0 | 0 | 0 | 0 | 0 | 0 | 0 | 0 | 0 | 0 | 0 | 0 | 0 | 0 | 0 | 0 | 0 | 0 | 0 | 0 | 0 | 0 | 0 | 0 | 0 | 0 | 0 | 0 | 0
F4_Commercial_Lodging_Existing_Food Preparation_Natural Gas_Oven_E8 | F4 | Commercial | Lodging | Existing | Food Preparation | Natural Gas | Oven | E8 | PCT BC Ratio | 0 | 0 | 0 | 0 | 0 | 0 | 0 | 0 | 0 | 0 | 0 | 0 | 0 | 0 | 0 | 0 | 0 | 0 | 0 | 0 | 0 | 0 | 0 | 0 | 0 | 0 | 0 | 0 | 0 | 0 | 0
F4_Commercial_Lodging_Existing_Food Preparation_Natural Gas_Oven_E9 | F4 | Commercial | Lodging | Existing | Food Preparation | Natural Gas | Oven | E9 | PCT BC Ratio | 0 | 0 | 0 | 0 | 0 | 0 | 0 | 0 | 0 | 0 | 0 | 0 | 0 | 0 | 0 | 0 | 0 | 0 | 0 | 0 | 0 | 0 | 0 | 0 | 0 | 0 | 0 | 0 | 0 | 0 | 0
F4_Commercial_Lodging_Existing_Food Preparation_Natural Gas_Oven_E10 | F4 | Commercial | Lodging | Existing | Food Preparation | Natural Gas | Oven | E10 | PCT BC Ratio | 0 | 0 | 0 | 0 | 0 | 0 | 0 | 0 | 0 | 0 | 0 | 0 | 0 | 0 | 0 | 0 | 0 | 0 | 0 | 0 | 0 | 0 | 0 | 0 | 0 | 0 | 0 | 0 | 0 | 0 | 0
F5_Commercial_Lodging_Existing_Food Preparation_Natural Gas_Oven_E1 | F5 | Commercial | Lodging | Existing | Food Preparation | Natural Gas | Oven | E1 | RIM BC Ratio | 0.9 | 0.9 | 0.9 | 0.9 | 0.9 | 0.9 | 0.9 | 0.9 | 0.9 | 0.9 | 0.9 | 0.9 | 0.9 | 0.9 | 0.9 | 0.9 | 0.9 | 0.9 | 0.9 | 0.9 | 0.9 | 0.9 | 0.9 | 0.9 | 0.9 | 0.9 | 0.9 | 0.9 | 0.9 | 0.9 | 0.9
F5_Commercial_Lodging_Existing_Food Preparation_Natural Gas_Oven_E2 | F5 | Commercial | Lodging | Existing | Food Preparation | Natural Gas | Oven | E2 | RIM BC Ratio | 0.5544 | 0.5572 | 0.55913 | 0.56109 | 0.56411 | 0.55265 | 0.54242 | 0.53669 | 0.53442 | 0.53097 | 0.53921 | 0.54663 | 0.5247 | 0.53462 | 0.54682 | 0.5575 | 0.55789 | 0.55869 | 0.55512 | 0.55758 | 0.55926 | 0.56152 | 0.56432 | 0.41727 | 0.41309 | 0.4091 | 0.40526 | 0.40156 | 0.39796 | 0.39444 | 0.39099
F5_Commercial_Lodging_Existing_Food Preparation_Natural Gas_Oven_E3 | F5 | Commercial | Lodging | Existing | Food Preparation | Natural Gas | Oven | E3 | RIM BC Ratio | 0 | 0 | 0 | 0 | 0 | 0 | 0 | 0 | 0 | 0 | 0 | 0 | 0 | 0 | 0 | 0 | 0 | 0 | 0 | 0 | 0 | 0 | 0 | 0 | 0 | 0 | 0 | 0 | 0 | 0 | 0
F5_Commercial_Lodging_Existing_Food Preparation_Natural Gas_Oven_E4 | F5 | Commercial | Lodging | Existing | Food Preparation | Natural Gas | Oven | E4 | RIM BC Ratio | 0 | 0 | 0 | 0 | 0 | 0 | 0 | 0 | 0 | 0 | 0 | 0 | 0 | 0 | 0 | 0 | 0 | 0 | 0 | 0 | 0 | 0 | 0 | 0 | 0 | 0 | 0 | 0 | 0 | 0 | 0
F5_Commercial_Lodging_Existing_Food Preparation_Natural Gas_Oven_E5 | F5 | Commercial | Lodging | Existing | Food Preparation | Natural Gas | Oven | E5 | RIM BC Ratio | 0 | 0 | 0 | 0 | 0 | 0 | 0 | 0 | 0 | 0 | 0 | 0 | 0 | 0 | 0 | 0 | 0 | 0 | 0 | 0 | 0 | 0 | 0 | 0 | 0 | 0 | 0 | 0 | 0 | 0 | 0
F5_Commercial_Lodging_Existing_Food Preparation_Natural Gas_Oven_E6 | F5 | Commercial | Lodging | Existing | Food Preparation | Natural Gas | Oven | E6 | RIM BC Ratio | 0 | 0 | 0 | 0 | 0 | 0 | 0 | 0 | 0 | 0 | 0 | 0 | 0 | 0 | 0 | 0 | 0 | 0 | 0 | 0 | 0 | 0 | 0 | 0 | 0 | 0 | 0 | 0 | 0 | 0 | 0
F5_Commercial_Lodging_Existing_Food Preparation_Natural Gas_Oven_E7 | F5 | Commercial | Lodging | Existing | Food Preparation | Natural Gas | Oven | E7 | RIM BC Ratio | 0 | 0 | 0 | 0 | 0 | 0 | 0 | 0 | 0 | 0 | 0 | 0 | 0 | 0 | 0 | 0 | 0 | 0 | 0 | 0 | 0 | 0 | 0 | 0 | 0 | 0 | 0 | 0 | 0 | 0 | 0
F5_Commercial_Lodging_Existing_Food Preparation_Natural Gas_Oven_E8 | F5 | Commercial | Lodging | Existing | Food Preparation | Natural Gas | Oven | E8 | RIM BC Ratio | 0 | 0 | 0 | 0 | 0 | 0 | 0 | 0 | 0 | 0 | 0 | 0 | 0 | 0 | 0 | 0 | 0 | 0 | 0 | 0 | 0 | 0 | 0 | 0 | 0 | 0 | 0 | 0 | 0 | 0 | 0
F5_Commercial_Lodging_Existing_Food Preparation_Natural Gas_Oven_E9 | F5 | Commercial | Lodging | Existing | Food Preparation | Natural Gas | Oven | E9 | RIM BC Ratio | 0 | 0 | 0 | 0 | 0 | 0 | 0 | 0 | 0 | 0 | 0 | 0 | 0 | 0 | 0 | 0 | 0 | 0 | 0 | 0 | 0 | 0 | 0 | 0 | 0 | 0 | 0 | 0 | 0 | 0 | 0
F5_Commercial_Lodging_Existing_Food Preparation_Natural Gas_Oven_E10 | F5 | Commercial | Lodging | Existing | Food Preparation | Natural Gas | Oven | E10 | RIM BC Ratio | 0 | 0 | 0 | 0 | 0 | 0 | 0 | 0 | 0 | 0 | 0 | 0 | 0 | 0 | 0 | 0 | 0 | 0 | 0 | 0 | 0 | 0 | 0 | 0 | 0 | 0 | 0 | 0 | 0 | 0 | 0
F0_Commercial_Lodging_Existing_Food Preparation_Natural Gas_Conveyor Oven_E0 | F0 | Commercial | Lodging | Existing | Food Preparation | Natural Gas | Conveyor Oven | E0 | Economic Unit | Efficient (>44% Baking Efficiency) | Efficient (>44% Baking Efficiency) | Efficient (>44% Baking Efficiency) | Efficient (>44% Baking Efficiency) | Efficient (>44% Baking Efficiency) | Efficient (>44% Baking Efficiency) | Efficient (>44% Baking Efficiency) | Efficient (>44% Baking Efficiency) | Efficient (>44% Baking Efficiency) | Efficient (>44% Baking Efficiency) | Efficient (>44% Baking Efficiency) | Efficient (>44% Baking Efficiency) | Efficient (>44% Baking Efficiency) | Efficient (>44% Baking Efficiency) | Efficient (>44% Baking Efficiency) | Efficient (>44% Baking Efficiency) | Efficient (>44% Baking Efficiency) | Efficient (>44% Baking Efficiency) | Efficient (>44% Baking Efficiency) | Efficient (>44% Baking Efficiency) | Efficient (>44% Baking Efficiency) | Efficient (>44% Baking Efficiency) | Efficient (>44% Baking Efficiency) | Efficient (>44% Baking Efficiency) | Efficient (>44% Baking Efficiency) | Efficient (>44% Baking Efficiency) | Efficient (>44% Baking Efficiency) | Efficient (>44% Baking Efficiency) | Efficient (>44% Baking Efficiency) | Efficient (>44% Baking Efficiency) | Efficient (>44% Baking Efficiency)
F1_Commercial_Lodging_Existing_Food Preparation_Natural Gas_Conveyor Oven_E1 | F1 | Commercial | Lodging | Existing | Food Preparation | Natural Gas | Conveyor Oven | E1 | CCE | 0 | 0 | 0 | 0 | 0 | 0 | 0 | 0 | 0 | 0 | 0 | 0 | 0 | 0 | 0 | 0 | 0 | 0 | 0 | 0 | 0 | 0 | 0 | 0 | 0 | 0 | 0 | 0 | 0 | 0 | 0
F1_Commercial_Lodging_Existing_Food Preparation_Natural Gas_Conveyor Oven_E2 | F1 | Commercial | Lodging | Existing | Food Preparation | Natural Gas | Conveyor Oven | E2 | CCE | 0.0038084 | 0.0036613 | 0.0036787 | 0.0037172 | 0.0037172 | 0.0037172 | 0.0037172 | 0.0037172 | 0.0037172 | 0.0037172 | 0.0037172 | 0.0037172 | 0.0037172 | 0.0037172 | 0.0037172 | 0.0037172 | 0.0037172 | 0.0037172 | 0.0037172 | 0.0037172 | 0.0037172 | 0.0037172 | 0.0037172 | 0.0037172 | 0.0037172 | 0.0037172 | 0.0037172 | 0.0037172 | 0.0037172 | 0.0037172 | 0.0037172
F1_Commercial_Lodging_Existing_Food Preparation_Natural Gas_Conveyor Oven_E3 | F1 | Commercial | Lodging | Existing | Food Preparation | Natural Gas | Conveyor Oven | E3 | CCE | 0 | 0 | 0 | 0 | 0 | 0 | 0 | 0 | 0 | 0 | 0 | 0 | 0 | 0 | 0 | 0 | 0 | 0 | 0 | 0 | 0 | 0 | 0 | 0 | 0 | 0 | 0 | 0 | 0 | 0 | 0
F1_Commercial_Lodging_Existing_Food Preparation_Natural Gas_Conveyor Oven_E4 | F1 | Commercial | Lodging | Existing | Food Preparation | Natural Gas | Conveyor Oven | E4 | CCE | 0 | 0 | 0 | 0 | 0 | 0 | 0 | 0 | 0 | 0 | 0 | 0 | 0 | 0 | 0 | 0 | 0 | 0 | 0 | 0 | 0 | 0 | 0 | 0 | 0 | 0 | 0 | 0 | 0 | 0 | 0
F1_Commercial_Lodging_Existing_Food Preparation_Natural Gas_Conveyor Oven_E5 | F1 | Commercial | Lodging | Existing | Food Preparation | Natural Gas | Conveyor Oven | E5 | CCE | 0 | 0 | 0 | 0 | 0 | 0 | 0 | 0 | 0 | 0 | 0 | 0 | 0 | 0 | 0 | 0 | 0 | 0 | 0 | 0 | 0 | 0 | 0 | 0 | 0 | 0 | 0 | 0 | 0 | 0 | 0
F1_Commercial_Lodging_Existing_Food Preparation_Natural Gas_Conveyor Oven_E6 | F1 | Commercial | Lodging | Existing | Food Preparation | Natural Gas | Conveyor Oven | E6 | CCE | 0 | 0 | 0 | 0 | 0 | 0 | 0 | 0 | 0 | 0 | 0 | 0 | 0 | 0 | 0 | 0 | 0 | 0 | 0 | 0 | 0 | 0 | 0 | 0 | 0 | 0 | 0 | 0 | 0 | 0 | 0
F1_Commercial_Lodging_Existing_Food Preparation_Natural Gas_Conveyor Oven_E7 | F1 | Commercial | Lodging | Existing | Food Preparation | Natural Gas | Conveyor Oven | E7 | CCE | 0 | 0 | 0 | 0 | 0 | 0 | 0 | 0 | 0 | 0 | 0 | 0 | 0 | 0 | 0 | 0 | 0 | 0 | 0 | 0 | 0 | 0 | 0 | 0 | 0 | 0 | 0 | 0 | 0 | 0 | 0
F1_Commercial_Lodging_Existing_Food Preparation_Natural Gas_Conveyor Oven_E8 | F1 | Commercial | Lodging | Existing | Food Preparation | Natural Gas | Conveyor Oven | E8 | CCE | 0 | 0 | 0 | 0 | 0 | 0 | 0 | 0 | 0 | 0 | 0 | 0 | 0 | 0 | 0 | 0 | 0 | 0 | 0 | 0 | 0 | 0 | 0 | 0 | 0 | 0 | 0 | 0 | 0 | 0 | 0
F1_Commercial_Lodging_Existing_Food Preparation_Natural Gas_Conveyor Oven_E9 | F1 | Commercial | Lodging | Existing | Food Preparation | Natural Gas | Conveyor Oven | E9 | CCE | 0 | 0 | 0 | 0 | 0 | 0 | 0 | 0 | 0 | 0 | 0 | 0 | 0 | 0 | 0 | 0 | 0 | 0 | 0 | 0 | 0 | 0 | 0 | 0 | 0 | 0 | 0 | 0 | 0 | 0 | 0
F1_Commercial_Lodging_Existing_Food Preparation_Natural Gas_Conveyor Oven_E10 | F1 | Commercial | Lodging | Existing | Food Preparation | Natural Gas | Conveyor Oven | E10 | CCE | 0 | 0 | 0 | 0 | 0 | 0 | 0 | 0 | 0 | 0 | 0 | 0 | 0 | 0 | 0 | 0 | 0 | 0 | 0 | 0 | 0 | 0 | 0 | 0 | 0 | 0 | 0 | 0 | 0 | 0 | 0
F2_Commercial_Lodging_Existing_Food Preparation_Natural Gas_Conveyor Oven_E1 | F2 | Commercial | Lodging | Existing | Food Preparation | Natural Gas | Conveyor Oven | E1 | TRC BC Ratio | 0.9 | 0.9 | 0.9 | 0.9 | 0.9 | 0.9 | 0.9 | 0.9 | 0.9 | 0.9 | 0.9 | 0.9 | 0.9 | 0.9 | 0.9 | 0.9 | 0.9 | 0.9 | 0.9 | 0.9 | 0.9 | 0.9 | 0.9 | 0.9 | 0.9 | 0.9 | 0.9 | 0.9 | 0.9 | 0.9 | 0.9
F2_Commercial_Lodging_Existing_Food Preparation_Natural Gas_Conveyor Oven_E2 | F2 | Commercial | Lodging | Existing | Food Preparation | Natural Gas | Conveyor Oven | E2 | TRC BC Ratio | 2.6175 | 2.6105 | 2.5926 | 2.5726 | 2.643 | 2.5958 | 2.5803 | 2.6208 | 2.7065 | 2.6859 | 2.6766 | 2.6618 | 2.3689 | 2.3519 | 2.3531 | 2.3373 | 2.3341 | 2.3356 | 2.2915 | 2.3108 | 2.3225 | 2.3409 | 2.3658 | 1.3075 | 1.2829 | 1.2596 | 1.2374 | 1.2162 | 1.1958 | 1.1761 | 1.1502
F2_Commercial_Lodging_Existing_Food Preparation_Natural Gas_Conveyor Oven_E3 | F2 | Commercial | Lodging | Existing | Food Preparation | Natural Gas | Conveyor Oven | E3 | TRC BC Ratio | 0 | 0 | 0 | 0 | 0 | 0 | 0 | 0 | 0 | 0 | 0 | 0 | 0 | 0 | 0 | 0 | 0 | 0 | 0 | 0 | 0 | 0 | 0 | 0 | 0 | 0 | 0 | 0 | 0 | 0 | 0
F2_Commercial_Lodging_Existing_Food Preparation_Natural Gas_Conveyor Oven_E4 | F2 | Commercial | Lodging | Existing | Food Preparation | Natural Gas | Conveyor Oven | E4 | TRC BC Ratio | 0 | 0 | 0 | 0 | 0 | 0 | 0 | 0 | 0 | 0 | 0 | 0 | 0 | 0 | 0 | 0 | 0 | 0 | 0 | 0 | 0 | 0 | 0 | 0 | 0 | 0 | 0 | 0 | 0 | 0 | 0
F2_Commercial_Lodging_Existing_Food Preparation_Natural Gas_Conveyor Oven_E5 | F2 | Commercial | Lodging | Existing | Food Preparation | Natural Gas | Conveyor Oven | E5 | TRC BC Ratio | 0 | 0 | 0 | 0 | 0 | 0 | 0 | 0 | 0 | 0 | 0 | 0 | 0 | 0 | 0 | 0 | 0 | 0 | 0 | 0 | 0 | 0 | 0 | 0 | 0 | 0 | 0 | 0 | 0 | 0 | 0
F2_Commercial_Lodging_Existing_Food Preparation_Natural Gas_Conveyor Oven_E6 | F2 | Commercial | Lodging | Existing | Food Preparation | Natural Gas | Conveyor Oven | E6 | TRC BC Ratio | 0 | 0 | 0 | 0 | 0 | 0 | 0 | 0 | 0 | 0 | 0 | 0 | 0 | 0 | 0 | 0 | 0 | 0 | 0 | 0 | 0 | 0 | 0 | 0 | 0 | 0 | 0 | 0 | 0 | 0 | 0
F2_Commercial_Lodging_Existing_Food Preparation_Natural Gas_Conveyor Oven_E7 | F2 | Commercial | Lodging | Existing | Food Preparation | Natural Gas | Conveyor Oven | E7 | TRC BC Ratio | 0 | 0 | 0 | 0 | 0 | 0 | 0 | 0 | 0 | 0 | 0 | 0 | 0 | 0 | 0 | 0 | 0 | 0 | 0 | 0 | 0 | 0 | 0 | 0 | 0 | 0 | 0 | 0 | 0 | 0 | 0
F2_Commercial_Lodging_Existing_Food Preparation_Natural Gas_Conveyor Oven_E8 | F2 | Commercial | Lodging | Existing | Food Preparation | Natural Gas | Conveyor Oven | E8 | TRC BC Ratio | 0 | 0 | 0 | 0 | 0 | 0 | 0 | 0 | 0 | 0 | 0 | 0 | 0 | 0 | 0 | 0 | 0 | 0 | 0 | 0 | 0 | 0 | 0 | 0 | 0 | 0 | 0 | 0 | 0 | 0 | 0
F2_Commercial_Lodging_Existing_Food Preparation_Natural Gas_Conveyor Oven_E9 | F2 | Commercial | Lodging | Existing | Food Preparation | Natural Gas | Conveyor Oven | E9 | TRC BC Ratio | 0 | 0 | 0 | 0 | 0 | 0 | 0 | 0 | 0 | 0 | 0 | 0 | 0 | 0 | 0 | 0 | 0 | 0 | 0 | 0 | 0 | 0 | 0 | 0 | 0 | 0 | 0 | 0 | 0 | 0 | 0
F2_Commercial_Lodging_Existing_Food Preparation_Natural Gas_Conveyor Oven_E10 | F2 | Commercial | Lodging | Existing | Food Preparation | Natural Gas | Conveyor Oven | E10 | TRC BC Ratio | 0 | 0 | 0 | 0 | 0 | 0 | 0 | 0 | 0 | 0 | 0 | 0 | 0 | 0 | 0 | 0 | 0 | 0 | 0 | 0 | 0 | 0 | 0 | 0 | 0 | 0 | 0 | 0 | 0 | 0 | 0
F3_Commercial_Lodging_Existing_Food Preparation_Natural Gas_Conveyor Oven_E1 | F3 | Commercial | Lodging | Existing | Food Preparation | Natural Gas | Conveyor Oven | E1 | PACT BC Ratio | 0.9 | 0.9 | 0.9 | 0.9 | 0.9 | 0.9 | 0.9 | 0.9 | 0.9 | 0.9 | 0.9 | 0.9 | 0.9 | 0.9 | 0.9 | 0.9 | 0.9 | 0.9 | 0.9 | 0.9 | 0.9 | 0.9 | 0.9 | 0.9 | 0.9 | 0.9 | 0.9 | 0.9 | 0.9 | 0.9 | 0.9
F3_Commercial_Lodging_Existing_Food Preparation_Natural Gas_Conveyor Oven_E2 | F3 | Commercial | Lodging | Existing | Food Preparation | Natural Gas | Conveyor Oven | E2 | PACT BC Ratio | 7.5479 | 7.5277 | 7.476 | 7.4185 | 7.6214 | 7.4852 | 7.4407 | 7.5574 | 7.8046 | 7.7451 | 7.7184 | 7.6756 | 6.831 | 6.7818 | 6.7853 | 6.7399 | 6.7306 | 6.7348 | 6.6078 | 6.6635 | 6.6972 | 6.7501 | 6.8219 | 3.7704 | 3.6993 | 3.6321 | 3.5682 | 3.507 | 3.4482 | 3.3914 | 3.3167
F3_Commercial_Lodging_Existing_Food Preparation_Natural Gas_Conveyor Oven_E3 | F3 | Commercial | Lodging | Existing | Food Preparation | Natural Gas | Conveyor Oven | E3 | PACT BC Ratio | 0 | 0 | 0 | 0 | 0 | 0 | 0 | 0 | 0 | 0 | 0 | 0 | 0 | 0 | 0 | 0 | 0 | 0 | 0 | 0 | 0 | 0 | 0 | 0 | 0 | 0 | 0 | 0 | 0 | 0 | 0
F3_Commercial_Lodging_Existing_Food Preparation_Natural Gas_Conveyor Oven_E4 | F3 | Commercial | Lodging | Existing | Food Preparation | Natural Gas | Conveyor Oven | E4 | PACT BC Ratio | 0 | 0 | 0 | 0 | 0 | 0 | 0 | 0 | 0 | 0 | 0 | 0 | 0 | 0 | 0 | 0 | 0 | 0 | 0 | 0 | 0 | 0 | 0 | 0 | 0 | 0 | 0 | 0 | 0 | 0 | 0
F3_Commercial_Lodging_Existing_Food Preparation_Natural Gas_Conveyor Oven_E5 | F3 | Commercial | Lodging | Existing | Food Preparation | Natural Gas | Conveyor Oven | E5 | PACT BC Ratio | 0 | 0 | 0 | 0 | 0 | 0 | 0 | 0 | 0 | 0 | 0 | 0 | 0 | 0 | 0 | 0 | 0 | 0 | 0 | 0 | 0 | 0 | 0 | 0 | 0 | 0 | 0 | 0 | 0 | 0 | 0
F3_Commercial_Lodging_Existing_Food Preparation_Natural Gas_Conveyor Oven_E6 | F3 | Commercial | Lodging | Existing | Food Preparation | Natural Gas | Conveyor Oven | E6 | PACT BC Ratio | 0 | 0 | 0 | 0 | 0 | 0 | 0 | 0 | 0 | 0 | 0 | 0 | 0 | 0 | 0 | 0 | 0 | 0 | 0 | 0 | 0 | 0 | 0 | 0 | 0 | 0 | 0 | 0 | 0 | 0 | 0
F3_Commercial_Lodging_Existing_Food Preparation_Natural Gas_Conveyor Oven_E7 | F3 | Commercial | Lodging | Existing | Food Preparation | Natural Gas | Conveyor Oven | E7 | PACT BC Ratio | 0 | 0 | 0 | 0 | 0 | 0 | 0 | 0 | 0 | 0 | 0 | 0 | 0 | 0 | 0 | 0 | 0 | 0 | 0 | 0 | 0 | 0 | 0 | 0 | 0 | 0 | 0 | 0 | 0 | 0 | 0
F3_Commercial_Lodging_Existing_Food Preparation_Natural Gas_Conveyor Oven_E8 | F3 | Commercial | Lodging | Existing | Food Preparation | Natural Gas | Conveyor Oven | E8 | PACT BC Ratio | 0 | 0 | 0 | 0 | 0 | 0 | 0 | 0 | 0 | 0 | 0 | 0 | 0 | 0 | 0 | 0 | 0 | 0 | 0 | 0 | 0 | 0 | 0 | 0 | 0 | 0 | 0 | 0 | 0 | 0 | 0
F3_Commercial_Lodging_Existing_Food Preparation_Natural Gas_Conveyor Oven_E9 | F3 | Commercial | Lodging | Existing | Food Preparation | Natural Gas | Conveyor Oven | E9 | PACT BC Ratio | 0 | 0 | 0 | 0 | 0 | 0 | 0 | 0 | 0 | 0 | 0 | 0 | 0 | 0 | 0 | 0 | 0 | 0 | 0 | 0 | 0 | 0 | 0 | 0 | 0 | 0 | 0 | 0 | 0 | 0 | 0
F3_Commercial_Lodging_Existing_Food Preparation_Natural Gas_Conveyor Oven_E10 | F3 | Commercial | Lodging | Existing | Food Preparation | Natural Gas | Conveyor Oven | E10 | PACT BC Ratio | 0 | 0 | 0 | 0 | 0 | 0 | 0 | 0 | 0 | 0 | 0 | 0 | 0 | 0 | 0 | 0 | 0 | 0 | 0 | 0 | 0 | 0 | 0 | 0 | 0 | 0 | 0 | 0 | 0 | 0 | 0
F4_Commercial_Lodging_Existing_Food Preparation_Natural Gas_Conveyor Oven_E1 | F4 | Commercial | Lodging | Existing | Food Preparation | Natural Gas | Conveyor Oven | E1 | PCT BC Ratio | 0.9 | 0.9 | 0.9 | 0.9 | 0.9 | 0.9 | 0.9 | 0.9 | 0.9 | 0.9 | 0.9 | 0.9 | 0.9 | 0.9 | 0.9 | 0.9 | 0.9 | 0.9 | 0.9 | 0.9 | 0.9 | 0.9 | 0.9 | 0.9 | 0.9 | 0.9 | 0.9 | 0.9 | 0.9 | 0.9 | 0.9
F4_Commercial_Lodging_Existing_Food Preparation_Natural Gas_Conveyor Oven_E2 | F4 | Commercial | Lodging | Existing | Food Preparation | Natural Gas | Conveyor Oven | E2 | PCT BC Ratio | 4.0339 | 4.0236 | 3.9973 | 3.9682 | 4.0712 | 4.002 | 3.9794 | 4.0387 | 4.1642 | 4.134 | 4.1204 | 4.0987 | 3.6699 | 3.6449 | 3.6467 | 3.6237 | 3.6189 | 3.6211 | 3.5566 | 3.5848 | 3.602 | 3.6288 | 3.6653 | 2.116 | 2.0799 | 2.0458 | 2.0134 | 1.9823 | 1.9525 | 1.9236 | 1.8857
F4_Commercial_Lodging_Existing_Food Preparation_Natural Gas_Conveyor Oven_E3 | F4 | Commercial | Lodging | Existing | Food Preparation | Natural Gas | Conveyor Oven | E3 | PCT BC Ratio | 0 | 0 | 0 | 0 | 0 | 0 | 0 | 0 | 0 | 0 | 0 | 0 | 0 | 0 | 0 | 0 | 0 | 0 | 0 | 0 | 0 | 0 | 0 | 0 | 0 | 0 | 0 | 0 | 0 | 0 | 0
F4_Commercial_Lodging_Existing_Food Preparation_Natural Gas_Conveyor Oven_E4 | F4 | Commercial | Lodging | Existing | Food Preparation | Natural Gas | Conveyor Oven | E4 | PCT BC Ratio | 0 | 0 | 0 | 0 | 0 | 0 | 0 | 0 | 0 | 0 | 0 | 0 | 0 | 0 | 0 | 0 | 0 | 0 | 0 | 0 | 0 | 0 | 0 | 0 | 0 | 0 | 0 | 0 | 0 | 0 | 0
F4_Commercial_Lodging_Existing_Food Preparation_Natural Gas_Conveyor Oven_E5 | F4 | Commercial | Lodging | Existing | Food Preparation | Natural Gas | Conveyor Oven | E5 | PCT BC Ratio | 0 | 0 | 0 | 0 | 0 | 0 | 0 | 0 | 0 | 0 | 0 | 0 | 0 | 0 | 0 | 0 | 0 | 0 | 0 | 0 | 0 | 0 | 0 | 0 | 0 | 0 | 0 | 0 | 0 | 0 | 0
F4_Commercial_Lodging_Existing_Food Preparation_Natural Gas_Conveyor Oven_E6 | F4 | Commercial | Lodging | Existing | Food Preparation | Natural Gas | Conveyor Oven | E6 | PCT BC Ratio | 0 | 0 | 0 | 0 | 0 | 0 | 0 | 0 | 0 | 0 | 0 | 0 | 0 | 0 | 0 | 0 | 0 | 0 | 0 | 0 | 0 | 0 | 0 | 0 | 0 | 0 | 0 | 0 | 0 | 0 | 0
F4_Commercial_Lodging_Existing_Food Preparation_Natural Gas_Conveyor Oven_E7 | F4 | Commercial | Lodging | Existing | Food Preparation | Natural Gas | Conveyor Oven | E7 | PCT BC Ratio | 0 | 0 | 0 | 0 | 0 | 0 | 0 | 0 | 0 | 0 | 0 | 0 | 0 | 0 | 0 | 0 | 0 | 0 | 0 | 0 | 0 | 0 | 0 | 0 | 0 | 0 | 0 | 0 | 0 | 0 | 0
F4_Commercial_Lodging_Existing_Food Preparation_Natural Gas_Conveyor Oven_E8 | F4 | Commercial | Lodging | Existing | Food Preparation | Natural Gas | Conveyor Oven | E8 | PCT BC Ratio | 0 | 0 | 0 | 0 | 0 | 0 | 0 | 0 | 0 | 0 | 0 | 0 | 0 | 0 | 0 | 0 | 0 | 0 | 0 | 0 | 0 | 0 | 0 | 0 | 0 | 0 | 0 | 0 | 0 | 0 | 0
F4_Commercial_Lodging_Existing_Food Preparation_Natural Gas_Conveyor Oven_E9 | F4 | Commercial | Lodging | Existing | Food Preparation | Natural Gas | Conveyor Oven | E9 | PCT BC Ratio | 0 | 0 | 0 | 0 | 0 | 0 | 0 | 0 | 0 | 0 | 0 | 0 | 0 | 0 | 0 | 0 | 0 | 0 | 0 | 0 | 0 | 0 | 0 | 0 | 0 | 0 | 0 | 0 | 0 | 0 | 0
F4_Commercial_Lodging_Existing_Food Preparation_Natural Gas_Conveyor Oven_E10 | F4 | Commercial | Lodging | Existing | Food Preparation | Natural Gas | Conveyor Oven | E10 | PCT BC Ratio | 0 | 0 | 0 | 0 | 0 | 0 | 0 | 0 | 0 | 0 | 0 | 0 | 0 | 0 | 0 | 0 | 0 | 0 | 0 | 0 | 0 | 0 | 0 | 0 | 0 | 0 | 0 | 0 | 0 | 0 | 0
F5_Commercial_Lodging_Existing_Food Preparation_Natural Gas_Conveyor Oven_E1 | F5 | Commercial | Lodging | Existing | Food Preparation | Natural Gas | Conveyor Oven | E1 | RIM BC Ratio | 0.9 | 0.9 | 0.9 | 0.9 | 0.9 | 0.9 | 0.9 | 0.9 | 0.9 | 0.9 | 0.9 | 0.9 | 0.9 | 0.9 | 0.9 | 0.9 | 0.9 | 0.9 | 0.9 | 0.9 | 0.9 | 0.9 | 0.9 | 0.9 | 0.9 | 0.9 | 0.9 | 0.9 | 0.9 | 0.9 | 0.9
F5_Commercial_Lodging_Existing_Food Preparation_Natural Gas_Conveyor Oven_E2 | F5 | Commercial | Lodging | Existing | Food Preparation | Natural Gas | Conveyor Oven | E2 | RIM BC Ratio | 0.75157 | 0.75137 | 0.75085 | 0.75026 | 0.75229 | 0.75094 | 0.75049 | 0.75166 | 0.75404 | 0.75348 | 0.75322 | 0.75281 | 0.74379 | 0.74321 | 0.74325 | 0.7427 | 0.74259 | 0.74264 | 0.74107 | 0.74176 | 0.74218 | 0.74283 | 0.74369 | 0.68339 | 0.68102 | 0.67871 | 0.67644 | 0.67421 | 0.67201 | 0.66982 | 0.66686
F5_Commercial_Lodging_Existing_Food Preparation_Natural Gas_Conveyor Oven_E3 | F5 | Commercial | Lodging | Existing | Food Preparation | Natural Gas | Conveyor Oven | E3 | RIM BC Ratio | 0 | 0 | 0 | 0 | 0 | 0 | 0 | 0 | 0 | 0 | 0 | 0 | 0 | 0 | 0 | 0 | 0 | 0 | 0 | 0 | 0 | 0 | 0 | 0 | 0 | 0 | 0 | 0 | 0 | 0 | 0
F5_Commercial_Lodging_Existing_Food Preparation_Natural Gas_Conveyor Oven_E4 | F5 | Commercial | Lodging | Existing | Food Preparation | Natural Gas | Conveyor Oven | E4 | RIM BC Ratio | 0 | 0 | 0 | 0 | 0 | 0 | 0 | 0 | 0 | 0 | 0 | 0 | 0 | 0 | 0 | 0 | 0 | 0 | 0 | 0 | 0 | 0 | 0 | 0 | 0 | 0 | 0 | 0 | 0 | 0 | 0
F5_Commercial_Lodging_Existing_Food Preparation_Natural Gas_Conveyor Oven_E5 | F5 | Commercial | Lodging | Existing | Food Preparation | Natural Gas | Conveyor Oven | E5 | RIM BC Ratio | 0 | 0 | 0 | 0 | 0 | 0 | 0 | 0 | 0 | 0 | 0 | 0 | 0 | 0 | 0 | 0 | 0 | 0 | 0 | 0 | 0 | 0 | 0 | 0 | 0 | 0 | 0 | 0 | 0 | 0 | 0
F5_Commercial_Lodging_Existing_Food Preparation_Natural Gas_Conveyor Oven_E6 | F5 | Commercial | Lodging | Existing | Food Preparation | Natural Gas | Conveyor Oven | E6 | RIM BC Ratio | 0 | 0 | 0 | 0 | 0 | 0 | 0 | 0 | 0 | 0 | 0 | 0 | 0 | 0 | 0 | 0 | 0 | 0 | 0 | 0 | 0 | 0 | 0 | 0 | 0 | 0 | 0 | 0 | 0 | 0 | 0
F5_Commercial_Lodging_Existing_Food Preparation_Natural Gas_Conveyor Oven_E7 | F5 | Commercial | Lodging | Existing | Food Preparation | Natural Gas | Conveyor Oven | E7 | RIM BC Ratio | 0 | 0 | 0 | 0 | 0 | 0 | 0 | 0 | 0 | 0 | 0 | 0 | 0 | 0 | 0 | 0 | 0 | 0 | 0 | 0 | 0 | 0 | 0 | 0 | 0 | 0 | 0 | 0 | 0 | 0 | 0
F5_Commercial_Lodging_Existing_Food Preparation_Natural Gas_Conveyor Oven_E8 | F5 | Commercial | Lodging | Existing | Food Preparation | Natural Gas | Conveyor Oven | E8 | RIM BC Ratio | 0 | 0 | 0 | 0 | 0 | 0 | 0 | 0 | 0 | 0 | 0 | 0 | 0 | 0 | 0 | 0 | 0 | 0 | 0 | 0 | 0 | 0 | 0 | 0 | 0 | 0 | 0 | 0 | 0 | 0 | 0
F5_Commercial_Lodging_Existing_Food Preparation_Natural Gas_Conveyor Oven_E9 | F5 | Commercial | Lodging | Existing | Food Preparation | Natural Gas | Conveyor Oven | E9 | RIM BC Ratio | 0 | 0 | 0 | 0 | 0 | 0 | 0 | 0 | 0 | 0 | 0 | 0 | 0 | 0 | 0 | 0 | 0 | 0 | 0 | 0 | 0 | 0 | 0 | 0 | 0 | 0 | 0 | 0 | 0 | 0 | 0
F5_Commercial_Lodging_Existing_Food Preparation_Natural Gas_Conveyor Oven_E10 | F5 | Commercial | Lodging | Existing | Food Preparation | Natural Gas | Conveyor Oven | E10 | RIM BC Ratio | 0 | 0 | 0 | 0 | 0 | 0 | 0 | 0 | 0 | 0 | 0 | 0 | 0 | 0 | 0 | 0 | 0 | 0 | 0 | 0 | 0 | 0 | 0 | 0 | 0 | 0 | 0 | 0 | 0 | 0 | 0
F0_Commercial_Lodging_Existing_Food Preparation_Natural Gas_Double Rack Oven_E0 | F0 | Commercial | Lodging | Existing | Food Preparation | Natural Gas | Double Rack Oven | E0 | Economic Unit | FTSC Qualified (>50% Cooking Efficiency) | FTSC Qualified (>50% Cooking Efficiency) | FTSC Qualified (>50% Cooking Efficiency) | FTSC Qualified (>50% Cooking Efficiency) | FTSC Qualified (>50% Cooking Efficiency) | FTSC Qualified (>50% Cooking Efficiency) | FTSC Qualified (>50% Cooking Efficiency) | FTSC Qualified (>50% Cooking Efficiency) | FTSC Qualified (>50% Cooking Efficiency) | FTSC Qualified (>50% Cooking Efficiency) | FTSC Qualified (>50% Cooking Efficiency) | FTSC Qualified (>50% Cooking Efficiency) | FTSC Qualified (>50% Cooking Efficiency) | FTSC Qualified (>50% Cooking Efficiency) | FTSC Qualified (>50% Cooking Efficiency) | FTSC Qualified (>50% Cooking Efficiency) | FTSC Qualified (>50% Cooking Efficiency) | FTSC Qualified (>50% Cooking Efficiency) | FTSC Qualified (>50% Cooking Efficiency) | FTSC Qualified (>50% Cooking Efficiency) | FTSC Qualified (>50% Cooking Efficiency) | FTSC Qualified (>50% Cooking Efficiency) | FTSC Qualified (>50% Cooking Efficiency) | FTSC Qualified (>50% Cooking Efficiency) | FTSC Qualified (>50% Cooking Efficiency) | FTSC Qualified (>50% Cooking Efficiency) | FTSC Qualified (>50% Cooking Efficiency) | FTSC Qualified (>50% Cooking Efficiency) | FTSC Qualified (>50% Cooking Efficiency) | FTSC Qualified (>50% Cooking Efficiency) | FTSC Qualified (>50% Cooking Efficiency)
F1_Commercial_Lodging_Existing_Food Preparation_Natural Gas_Double Rack Oven_E1 | F1 | Commercial | Lodging | Existing | Food Preparation | Natural Gas | Double Rack Oven | E1 | CCE | 0 | 0 | 0 | 0 | 0 | 0 | 0 | 0 | 0 | 0 | 0 | 0 | 0 | 0 | 0 | 0 | 0 | 0 | 0 | 0 | 0 | 0 | 0 | 0 | 0 | 0 | 0 | 0 | 0 | 0 | 0
F1_Commercial_Lodging_Existing_Food Preparation_Natural Gas_Double Rack Oven_E2 | F1 | Commercial | Lodging | Existing | Food Preparation | Natural Gas | Double Rack Oven | E2 | CCE | 0.004326 | 0.0041588 | 0.0041786 | 0.0042223 | 0.0042223 | 0.0042223 | 0.0042223 | 0.0042223 | 0.0042223 | 0.0042223 | 0.0042223 | 0.0042223 | 0.0042223 | 0.0042223 | 0.0042223 | 0.0042223 | 0.0042223 | 0.0042223 | 0.0042223 | 0.0042223 | 0.0042223 | 0.0042223 | 0.0042223 | 0.0042223 | 0.0042223 | 0.0042223 | 0.0042223 | 0.0042223 | 0.0042223 | 0.0042223 | 0.0042223
F1_Commercial_Lodging_Existing_Food Preparation_Natural Gas_Double Rack Oven_E3 | F1 | Commercial | Lodging | Existing | Food Preparation | Natural Gas | Double Rack Oven | E3 | CCE | 0 | 0 | 0 | 0 | 0 | 0 | 0 | 0 | 0 | 0 | 0 | 0 | 0 | 0 | 0 | 0 | 0 | 0 | 0 | 0 | 0 | 0 | 0 | 0 | 0 | 0 | 0 | 0 | 0 | 0 | 0
F1_Commercial_Lodging_Existing_Food Preparation_Natural Gas_Double Rack Oven_E4 | F1 | Commercial | Lodging | Existing | Food Preparation | Natural Gas | Double Rack Oven | E4 | CCE | 0 | 0 | 0 | 0 | 0 | 0 | 0 | 0 | 0 | 0 | 0 | 0 | 0 | 0 | 0 | 0 | 0 | 0 | 0 | 0 | 0 | 0 | 0 | 0 | 0 | 0 | 0 | 0 | 0 | 0 | 0
F1_Commercial_Lodging_Existing_Food Preparation_Natural Gas_Double Rack Oven_E5 | F1 | Commercial | Lodging | Existing | Food Preparation | Natural Gas | Double Rack Oven | E5 | CCE | 0 | 0 | 0 | 0 | 0 | 0 | 0 | 0 | 0 | 0 | 0 | 0 | 0 | 0 | 0 | 0 | 0 | 0 | 0 | 0 | 0 | 0 | 0 | 0 | 0 | 0 | 0 | 0 | 0 | 0 | 0
F1_Commercial_Lodging_Existing_Food Preparation_Natural Gas_Double Rack Oven_E6 | F1 | Commercial | Lodging | Existing | Food Preparation | Natural Gas | Double Rack Oven | E6 | CCE | 0 | 0 | 0 | 0 | 0 | 0 | 0 | 0 | 0 | 0 | 0 | 0 | 0 | 0 | 0 | 0 | 0 | 0 | 0 | 0 | 0 | 0 | 0 | 0 | 0 | 0 | 0 | 0 | 0 | 0 | 0
F1_Commercial_Lodging_Existing_Food Preparation_Natural Gas_Double Rack Oven_E7 | F1 | Commercial | Lodging | Existing | Food Preparation | Natural Gas | Double Rack Oven | E7 | CCE | 0 | 0 | 0 | 0 | 0 | 0 | 0 | 0 | 0 | 0 | 0 | 0 | 0 | 0 | 0 | 0 | 0 | 0 | 0 | 0 | 0 | 0 | 0 | 0 | 0 | 0 | 0 | 0 | 0 | 0 | 0
F1_Commercial_Lodging_Existing_Food Preparation_Natural Gas_Double Rack Oven_E8 | F1 | Commercial | Lodging | Existing | Food Preparation | Natural Gas | Double Rack Oven | E8 | CCE | 0 | 0 | 0 | 0 | 0 | 0 | 0 | 0 | 0 | 0 | 0 | 0 | 0 | 0 | 0 | 0 | 0 | 0 | 0 | 0 | 0 | 0 | 0 | 0 | 0 | 0 | 0 | 0 | 0 | 0 | 0
F1_Commercial_Lodging_Existing_Food Preparation_Natural Gas_Double Rack Oven_E9 | F1 | Commercial | Lodging | Existing | Food Preparation | Natural Gas | Double Rack Oven | E9 | CCE | 0 | 0 | 0 | 0 | 0 | 0 | 0 | 0 | 0 | 0 | 0 | 0 | 0 | 0 | 0 | 0 | 0 | 0 | 0 | 0 | 0 | 0 | 0 | 0 | 0 | 0 | 0 | 0 | 0 | 0 | 0
F1_Commercial_Lodging_Existing_Food Preparation_Natural Gas_Double Rack Oven_E10 | F1 | Commercial | Lodging | Existing | Food Preparation | Natural Gas | Double Rack Oven | E10 | CCE | 0 | 0 | 0 | 0 | 0 | 0 | 0 | 0 | 0 | 0 | 0 | 0 | 0 | 0 | 0 | 0 | 0 | 0 | 0 | 0 | 0 | 0 | 0 | 0 | 0 | 0 | 0 | 0 | 0 | 0 | 0
F2_Commercial_Lodging_Existing_Food Preparation_Natural Gas_Double Rack Oven_E1 | F2 | Commercial | Lodging | Existing | Food Preparation | Natural Gas | Double Rack Oven | E1 | TRC BC Ratio | 0.9 | 0.9 | 0.9 | 0.9 | 0.9 | 0.9 | 0.9 | 0.9 | 0.9 | 0.9 | 0.9 | 0.9 | 0.9 | 0.9 | 0.9 | 0.9 | 0.9 | 0.9 | 0.9 | 0.9 | 0.9 | 0.9 | 0.9 | 0.9 | 0.9 | 0.9 | 0.9 | 0.9 | 0.9 | 0.9 | 0.9
F2_Commercial_Lodging_Existing_Food Preparation_Natural Gas_Double Rack Oven_E2 | F2 | Commercial | Lodging | Existing | Food Preparation | Natural Gas | Double Rack Oven | E2 | TRC BC Ratio | 2.3756 | 2.4122 | 2.4389 | 2.4253 | 2.4277 | 2.2883 | 2.173 | 2.1086 | 2.0819 | 2.1591 | 2.2604 | 2.3663 | 2.1732 | 2.3021 | 2.3099 | 2.2984 | 2.3005 | 2.3076 | 2.2635 | 2.2901 | 2.3081 | 2.3333 | 2.3658 | 1.1865 | 1.1634 | 1.1416 | 1.121 | 1.1014 | 1.0827 | 1.0646 | 1.0472
F2_Commercial_Lodging_Existing_Food Preparation_Natural Gas_Double Rack Oven_E3 | F2 | Commercial | Lodging | Existing | Food Preparation | Natural Gas | Double Rack Oven | E3 | TRC BC Ratio | 0 | 0 | 0 | 0 | 0 | 0 | 0 | 0 | 0 | 0 | 0 | 0 | 0 | 0 | 0 | 0 | 0 | 0 | 0 | 0 | 0 | 0 | 0 | 0 | 0 | 0 | 0 | 0 | 0 | 0 | 0
F2_Commercial_Lodging_Existing_Food Preparation_Natural Gas_Double Rack Oven_E4 | F2 | Commercial | Lodging | Existing | Food Preparation | Natural Gas | Double Rack Oven | E4 | TRC BC Ratio | 0 | 0 | 0 | 0 | 0 | 0 | 0 | 0 | 0 | 0 | 0 | 0 | 0 | 0 | 0 | 0 | 0 | 0 | 0 | 0 | 0 | 0 | 0 | 0 | 0 | 0 | 0 | 0 | 0 | 0 | 0
F2_Commercial_Lodging_Existing_Food Preparation_Natural Gas_Double Rack Oven_E5 | F2 | Commercial | Lodging | Existing | Food Preparation | Natural Gas | Double Rack Oven | E5 | TRC BC Ratio | 0 | 0 | 0 | 0 | 0 | 0 | 0 | 0 | 0 | 0 | 0 | 0 | 0 | 0 | 0 | 0 | 0 | 0 | 0 | 0 | 0 | 0 | 0 | 0 | 0 | 0 | 0 | 0 | 0 | 0 | 0
F2_Commercial_Lodging_Existing_Food Preparation_Natural Gas_Double Rack Oven_E6 | F2 | Commercial | Lodging | Existing | Food Preparation | Natural Gas | Double Rack Oven | E6 | TRC BC Ratio | 0 | 0 | 0 | 0 | 0 | 0 | 0 | 0 | 0 | 0 | 0 | 0 | 0 | 0 | 0 | 0 | 0 | 0 | 0 | 0 | 0 | 0 | 0 | 0 | 0 | 0 | 0 | 0 | 0 | 0 | 0
F2_Commercial_Lodging_Existing_Food Preparation_Natural Gas_Double Rack Oven_E7 | F2 | Commercial | Lodging | Existing | Food Preparation | Natural Gas | Double Rack Oven | E7 | TRC BC Ratio | 0 | 0 | 0 | 0 | 0 | 0 | 0 | 0 | 0 | 0 | 0 | 0 | 0 | 0 | 0 | 0 | 0 | 0 | 0 | 0 | 0 | 0 | 0 | 0 | 0 | 0 | 0 | 0 | 0 | 0 | 0
F2_Commercial_Lodging_Existing_Food Preparation_Natural Gas_Double Rack Oven_E8 | F2 | Commercial | Lodging | Existing | Food Preparation | Natural Gas | Double Rack Oven | E8 | TRC BC Ratio | 0 | 0 | 0 | 0 | 0 | 0 | 0 | 0 | 0 | 0 | 0 | 0 | 0 | 0 | 0 | 0 | 0 | 0 | 0 | 0 | 0 | 0 | 0 | 0 | 0 | 0 | 0 | 0 | 0 | 0 | 0
F2_Commercial_Lodging_Existing_Food Preparation_Natural Gas_Double Rack Oven_E9 | F2 | Commercial | Lodging | Existing | Food Preparation | Natural Gas | Double Rack Oven | E9 | TRC BC Ratio | 0 | 0 | 0 | 0 | 0 | 0 | 0 | 0 | 0 | 0 | 0 | 0 | 0 | 0 | 0 | 0 | 0 | 0 | 0 | 0 | 0 | 0 | 0 | 0 | 0 | 0 | 0 | 0 | 0 | 0 | 0
F2_Commercial_Lodging_Existing_Food Preparation_Natural Gas_Double Rack Oven_E10 | F2 | Commercial | Lodging | Existing | Food Preparation | Natural Gas | Double Rack Oven | E10 | TRC BC Ratio | 0 | 0 | 0 | 0 | 0 | 0 | 0 | 0 | 0 | 0 | 0 | 0 | 0 | 0 | 0 | 0 | 0 | 0 | 0 | 0 | 0 | 0 | 0 | 0 | 0 | 0 | 0 | 0 | 0 | 0 | 0
F3_Commercial_Lodging_Existing_Food Preparation_Natural Gas_Double Rack Oven_E1 | F3 | Commercial | Lodging | Existing | Food Preparation | Natural Gas | Double Rack Oven | E1 | PACT BC Ratio | 0.9 | 0.9 | 0.9 | 0.9 | 0.9 | 0.9 | 0.9 | 0.9 | 0.9 | 0.9 | 0.9 | 0.9 | 0.9 | 0.9 | 0.9 | 0.9 | 0.9 | 0.9 | 0.9 | 0.9 | 0.9 | 0.9 | 0.9 | 0.9 | 0.9 | 0.9 | 0.9 | 0.9 | 0.9 | 0.9 | 0.9
F3_Commercial_Lodging_Existing_Food Preparation_Natural Gas_Double Rack Oven_E2 | F3 | Commercial | Lodging | Existing | Food Preparation | Natural Gas | Double Rack Oven | E2 | PACT BC Ratio | 3.1122 | 3.1603 | 3.1951 | 3.1773 | 3.1806 | 2.9979 | 2.8468 | 2.7625 | 2.7275 | 2.8286 | 2.9613 | 3.1001 | 2.8471 | 3.016 | 3.0263 | 3.0112 | 3.0139 | 3.0232 | 2.9654 | 3.0003 | 3.0238 | 3.0569 | 3.0994 | 1.5545 | 1.5241 | 1.4956 | 1.4686 | 1.443 | 1.4184 | 1.3948 | 1.3719
F3_Commercial_Lodging_Existing_Food Preparation_Natural Gas_Double Rack Oven_E3 | F3 | Commercial | Lodging | Existing | Food Preparation | Natural Gas | Double Rack Oven | E3 | PACT BC Ratio | 0 | 0 | 0 | 0 | 0 | 0 | 0 | 0 | 0 | 0 | 0 | 0 | 0 | 0 | 0 | 0 | 0 | 0 | 0 | 0 | 0 | 0 | 0 | 0 | 0 | 0 | 0 | 0 | 0 | 0 | 0
F3_Commercial_Lodging_Existing_Food Preparation_Natural Gas_Double Rack Oven_E4 | F3 | Commercial | Lodging | Existing | Food Preparation | Natural Gas | Double Rack Oven | E4 | PACT BC Ratio | 0 | 0 | 0 | 0 | 0 | 0 | 0 | 0 | 0 | 0 | 0 | 0 | 0 | 0 | 0 | 0 | 0 | 0 | 0 | 0 | 0 | 0 | 0 | 0 | 0 | 0 | 0 | 0 | 0 | 0 | 0
F3_Commercial_Lodging_Existing_Food Preparation_Natural Gas_Double Rack Oven_E5 | F3 | Commercial | Lodging | Existing | Food Preparation | Natural Gas | Double Rack Oven | E5 | PACT BC Ratio | 0 | 0 | 0 | 0 | 0 | 0 | 0 | 0 | 0 | 0 | 0 | 0 | 0 | 0 | 0 | 0 | 0 | 0 | 0 | 0 | 0 | 0 | 0 | 0 | 0 | 0 | 0 | 0 | 0 | 0 | 0
F3_Commercial_Lodging_Existing_Food Preparation_Natural Gas_Double Rack Oven_E6 | F3 | Commercial | Lodging | Existing | Food Preparation | Natural Gas | Double Rack Oven | E6 | PACT BC Ratio | 0 | 0 | 0 | 0 | 0 | 0 | 0 | 0 | 0 | 0 | 0 | 0 | 0 | 0 | 0 | 0 | 0 | 0 | 0 | 0 | 0 | 0 | 0 | 0 | 0 | 0 | 0 | 0 | 0 | 0 | 0
F3_Commercial_Lodging_Existing_Food Preparation_Natural Gas_Double Rack Oven_E7 | F3 | Commercial | Lodging | Existing | Food Preparation | Natural Gas | Double Rack Oven | E7 | PACT BC Ratio | 0 | 0 | 0 | 0 | 0 | 0 | 0 | 0 | 0 | 0 | 0 | 0 | 0 | 0 | 0 | 0 | 0 | 0 | 0 | 0 | 0 | 0 | 0 | 0 | 0 | 0 | 0 | 0 | 0 | 0 | 0
F3_Commercial_Lodging_Existing_Food Preparation_Natural Gas_Double Rack Oven_E8 | F3 | Commercial | Lodging | Existing | Food Preparation | Natural Gas | Double Rack Oven | E8 | PACT BC Ratio | 0 | 0 | 0 | 0 | 0 | 0 | 0 | 0 | 0 | 0 | 0 | 0 | 0 | 0 | 0 | 0 | 0 | 0 | 0 | 0 | 0 | 0 | 0 | 0 | 0 | 0 | 0 | 0 | 0 | 0 | 0
F3_Commercial_Lodging_Existing_Food Preparation_Natural Gas_Double Rack Oven_E9 | F3 | Commercial | Lodging | Existing | Food Preparation | Natural Gas | Double Rack Oven | E9 | PACT BC Ratio | 0 | 0 | 0 | 0 | 0 | 0 | 0 | 0 | 0 | 0 | 0 | 0 | 0 | 0 | 0 | 0 | 0 | 0 | 0 | 0 | 0 | 0 | 0 | 0 | 0 | 0 | 0 | 0 | 0 | 0 | 0
F3_Commercial_Lodging_Existing_Food Preparation_Natural Gas_Double Rack Oven_E10 | F3 | Commercial | Lodging | Existing | Food Preparation | Natural Gas | Double Rack Oven | E10 | PACT BC Ratio | 0 | 0 | 0 | 0 | 0 | 0 | 0 | 0 | 0 | 0 | 0 | 0 | 0 | 0 | 0 | 0 | 0 | 0 | 0 | 0 | 0 | 0 | 0 | 0 | 0 | 0 | 0 | 0 | 0 | 0 | 0
F4_Commercial_Lodging_Existing_Food Preparation_Natural Gas_Double Rack Oven_E1 | F4 | Commercial | Lodging | Existing | Food Preparation | Natural Gas | Double Rack Oven | E1 | PCT BC Ratio | 0.9 | 0.9 | 0.9 | 0.9 | 0.9 | 0.9 | 0.9 | 0.9 | 0.9 | 0.9 | 0.9 | 0.9 | 0.9 | 0.9 | 0.9 | 0.9 | 0.9 | 0.9 | 0.9 | 0.9 | 0.9 | 0.9 | 0.9 | 0.9 | 0.9 | 0.9 | 0.9 | 0.9 | 0.9 | 0.9 | 0.9
F4_Commercial_Lodging_Existing_Food Preparation_Natural Gas_Double Rack Oven_E2 | F4 | Commercial | Lodging | Existing | Food Preparation | Natural Gas | Double Rack Oven | E2 | PCT BC Ratio | 5.3478 | 5.4209 | 5.4741 | 5.4469 | 5.4518 | 5.1735 | 4.9433 | 4.8148 | 4.7615 | 4.9155 | 5.1178 | 5.3292 | 4.9438 | 5.201 | 5.2167 | 5.1937 | 5.1979 | 5.2121 | 5.1241 | 5.1772 | 5.213 | 5.2634 | 5.3282 | 2.9741 | 2.9279 | 2.8844 | 2.8434 | 2.8043 | 2.7669 | 2.7308 | 2.6959
F4_Commercial_Lodging_Existing_Food Preparation_Natural Gas_Double Rack Oven_E3 | F4 | Commercial | Lodging | Existing | Food Preparation | Natural Gas | Double Rack Oven | E3 | PCT BC Ratio | 0 | 0 | 0 | 0 | 0 | 0 | 0 | 0 | 0 | 0 | 0 | 0 | 0 | 0 | 0 | 0 | 0 | 0 | 0 | 0 | 0 | 0 | 0 | 0 | 0 | 0 | 0 | 0 | 0 | 0 | 0
F4_Commercial_Lodging_Existing_Food Preparation_Natural Gas_Double Rack Oven_E4 | F4 | Commercial | Lodging | Existing | Food Preparation | Natural Gas | Double Rack Oven | E4 | PCT BC Ratio | 0 | 0 | 0 | 0 | 0 | 0 | 0 | 0 | 0 | 0 | 0 | 0 | 0 | 0 | 0 | 0 | 0 | 0 | 0 | 0 | 0 | 0 | 0 | 0 | 0 | 0 | 0 | 0 | 0 | 0 | 0
F4_Commercial_Lodging_Existing_Food Preparation_Natural Gas_Double Rack Oven_E5 | F4 | Commercial | Lodging | Existing | Food Preparation | Natural Gas | Double Rack Oven | E5 | PCT BC Ratio | 0 | 0 | 0 | 0 | 0 | 0 | 0 | 0 | 0 | 0 | 0 | 0 | 0 | 0 | 0 | 0 | 0 | 0 | 0 | 0 | 0 | 0 | 0 | 0 | 0 | 0 | 0 | 0 | 0 | 0 | 0
F4_Commercial_Lodging_Existing_Food Preparation_Natural Gas_Double Rack Oven_E6 | F4 | Commercial | Lodging | Existing | Food Preparation | Natural Gas | Double Rack Oven | E6 | PCT BC Ratio | 0 | 0 | 0 | 0 | 0 | 0 | 0 | 0 | 0 | 0 | 0 | 0 | 0 | 0 | 0 | 0 | 0 | 0 | 0 | 0 | 0 | 0 | 0 | 0 | 0 | 0 | 0 | 0 | 0 | 0 | 0
F4_Commercial_Lodging_Existing_Food Preparation_Natural Gas_Double Rack Oven_E7 | F4 | Commercial | Lodging | Existing | Food Preparation | Natural Gas | Double Rack Oven | E7 | PCT BC Ratio | 0 | 0 | 0 | 0 | 0 | 0 | 0 | 0 | 0 | 0 | 0 | 0 | 0 | 0 | 0 | 0 | 0 | 0 | 0 | 0 | 0 | 0 | 0 | 0 | 0 | 0 | 0 | 0 | 0 | 0 | 0
F4_Commercial_Lodging_Existing_Food Preparation_Natural Gas_Double Rack Oven_E8 | F4 | Commercial | Lodging | Existing | Food Preparation | Natural Gas | Double Rack Oven | E8 | PCT BC Ratio | 0 | 0 | 0 | 0 | 0 | 0 | 0 | 0 | 0 | 0 | 0 | 0 | 0 | 0 | 0 | 0 | 0 | 0 | 0 | 0 | 0 | 0 | 0 | 0 | 0 | 0 | 0 | 0 | 0 | 0 | 0
F4_Commercial_Lodging_Existing_Food Preparation_Natural Gas_Double Rack Oven_E9 | F4 | Commercial | Lodging | Existing | Food Preparation | Natural Gas | Double Rack Oven | E9 | PCT BC Ratio | 0 | 0 | 0 | 0 | 0 | 0 | 0 | 0 | 0 | 0 | 0 | 0 | 0 | 0 | 0 | 0 | 0 | 0 | 0 | 0 | 0 | 0 | 0 | 0 | 0 | 0 | 0 | 0 | 0 | 0 | 0
F4_Commercial_Lodging_Existing_Food Preparation_Natural Gas_Double Rack Oven_E10 | F4 | Commercial | Lodging | Existing | Food Preparation | Natural Gas | Double Rack Oven | E10 | PCT BC Ratio | 0 | 0 | 0 | 0 | 0 | 0 | 0 | 0 | 0 | 0 | 0 | 0 | 0 | 0 | 0 | 0 | 0 | 0 | 0 | 0 | 0 | 0 | 0 | 0 | 0 | 0 | 0 | 0 | 0 | 0 | 0
F5_Commercial_Lodging_Existing_Food Preparation_Natural Gas_Double Rack Oven_E1 | F5 | Commercial | Lodging | Existing | Food Preparation | Natural Gas | Double Rack Oven | E1 | RIM BC Ratio | 0.9 | 0.9 | 0.9 | 0.9 | 0.9 | 0.9 | 0.9 | 0.9 | 0.9 | 0.9 | 0.9 | 0.9 | 0.9 | 0.9 | 0.9 | 0.9 | 0.9 | 0.9 | 0.9 | 0.9 | 0.9 | 0.9 | 0.9 | 0.9 | 0.9 | 0.9 | 0.9 | 0.9 | 0.9 | 0.9 | 0.9
F5_Commercial_Lodging_Existing_Food Preparation_Natural Gas_Double Rack Oven_E2 | F5 | Commercial | Lodging | Existing | Food Preparation | Natural Gas | Double Rack Oven | E2 | RIM BC Ratio | 0.65816 | 0.66029 | 0.6618 | 0.66103 | 0.66117 | 0.6529 | 0.64544 | 0.641 | 0.6391 | 0.6445 | 0.65115 | 0.65762 | 0.64545 | 0.65375 | 0.65423 | 0.65352 | 0.65365 | 0.65409 | 0.65135 | 0.65301 | 0.65412 | 0.65565 | 0.65759 | 0.54307 | 0.53932 | 0.5357 | 0.53221 | 0.5288 | 0.52547 | 0.52219 | 0.51894
F5_Commercial_Lodging_Existing_Food Preparation_Natural Gas_Double Rack Oven_E3 | F5 | Commercial | Lodging | Existing | Food Preparation | Natural Gas | Double Rack Oven | E3 | RIM BC Ratio | 0 | 0 | 0 | 0 | 0 | 0 | 0 | 0 | 0 | 0 | 0 | 0 | 0 | 0 | 0 | 0 | 0 | 0 | 0 | 0 | 0 | 0 | 0 | 0 | 0 | 0 | 0 | 0 | 0 | 0 | 0
F5_Commercial_Lodging_Existing_Food Preparation_Natural Gas_Double Rack Oven_E4 | F5 | Commercial | Lodging | Existing | Food Preparation | Natural Gas | Double Rack Oven | E4 | RIM BC Ratio | 0 | 0 | 0 | 0 | 0 | 0 | 0 | 0 | 0 | 0 | 0 | 0 | 0 | 0 | 0 | 0 | 0 | 0 | 0 | 0 | 0 | 0 | 0 | 0 | 0 | 0 | 0 | 0 | 0 | 0 | 0
F5_Commercial_Lodging_Existing_Food Preparation_Natural Gas_Double Rack Oven_E5 | F5 | Commercial | Lodging | Existing | Food Preparation | Natural Gas | Double Rack Oven | E5 | RIM BC Ratio | 0 | 0 | 0 | 0 | 0 | 0 | 0 | 0 | 0 | 0 | 0 | 0 | 0 | 0 | 0 | 0 | 0 | 0 | 0 | 0 | 0 | 0 | 0 | 0 | 0 | 0 | 0 | 0 | 0 | 0 | 0
F5_Commercial_Lodging_Existing_Food Preparation_Natural Gas_Double Rack Oven_E6 | F5 | Commercial | Lodging | Existing | Food Preparation | Natural Gas | Double Rack Oven | E6 | RIM BC Ratio | 0 | 0 | 0 | 0 | 0 | 0 | 0 | 0 | 0 | 0 | 0 | 0 | 0 | 0 | 0 | 0 | 0 | 0 | 0 | 0 | 0 | 0 | 0 | 0 | 0 | 0 | 0 | 0 | 0 | 0 | 0
F5_Commercial_Lodging_Existing_Food Preparation_Natural Gas_Double Rack Oven_E7 | F5 | Commercial | Lodging | Existing | Food Preparation | Natural Gas | Double Rack Oven | E7 | RIM BC Ratio | 0 | 0 | 0 | 0 | 0 | 0 | 0 | 0 | 0 | 0 | 0 | 0 | 0 | 0 | 0 | 0 | 0 | 0 | 0 | 0 | 0 | 0 | 0 | 0 | 0 | 0 | 0 | 0 | 0 | 0 | 0
F5_Commercial_Lodging_Existing_Food Preparation_Natural Gas_Double Rack Oven_E8 | F5 | Commercial | Lodging | Existing | Food Preparation | Natural Gas | Double Rack Oven | E8 | RIM BC Ratio | 0 | 0 | 0 | 0 | 0 | 0 | 0 | 0 | 0 | 0 | 0 | 0 | 0 | 0 | 0 | 0 | 0 | 0 | 0 | 0 | 0 | 0 | 0 | 0 | 0 | 0 | 0 | 0 | 0 | 0 | 0
F5_Commercial_Lodging_Existing_Food Preparation_Natural Gas_Double Rack Oven_E9 | F5 | Commercial | Lodging | Existing | Food Preparation | Natural Gas | Double Rack Oven | E9 | RIM BC Ratio | 0 | 0 | 0 | 0 | 0 | 0 | 0 | 0 | 0 | 0 | 0 | 0 | 0 | 0 | 0 | 0 | 0 | 0 | 0 | 0 | 0 | 0 | 0 | 0 | 0 | 0 | 0 | 0 | 0 | 0 | 0
F5_Commercial_Lodging_Existing_Food Preparation_Natural Gas_Double Rack Oven_E10 | F5 | Commercial | Lodging | Existing | Food Preparation | Natural Gas | Double Rack Oven | E10 | RIM BC Ratio | 0 | 0 | 0 | 0 | 0 | 0 | 0 | 0 | 0 | 0 | 0 | 0 | 0 | 0 | 0 | 0 | 0 | 0 | 0 | 0 | 0 | 0 | 0 | 0 | 0 | 0 | 0 | 0 | 0 | 0 | 0
F0_Commercial_Lodging_Existing_Food Preparation_Natural Gas_Fryer_E0 | F0 | Commercial | Lodging | Existing | Food Preparation | Natural Gas | Fryer | E0 | Economic Unit | ENERGY STAR (3.0) | ENERGY STAR (3.0) | ENERGY STAR (3.0) | ENERGY STAR (3.0) | ENERGY STAR (3.0) | ENERGY STAR (3.0) | ENERGY STAR (3.0) | ENERGY STAR (3.0) | ENERGY STAR (3.0) | ENERGY STAR (3.0) | ENERGY STAR (3.0) | ENERGY STAR (3.0) | ENERGY STAR (3.0) | ENERGY STAR (3.0) | ENERGY STAR (3.0) | ENERGY STAR (3.0) | ENERGY STAR (3.0) | ENERGY STAR (3.0) | ENERGY STAR (3.0) | ENERGY STAR (3.0) | ENERGY STAR (3.0) | ENERGY STAR (3.0) | ENERGY STAR (3.0) | ENERGY STAR (3.0) | ENERGY STAR (3.0) | ENERGY STAR (3.0) | ENERGY STAR (3.0) | ENERGY STAR (3.0) | ENERGY STAR (3.0) | ENERGY STAR (3.0) | ENERGY STAR (3.0)
F1_Commercial_Lodging_Existing_Food Preparation_Natural Gas_Fryer_E1 | F1 | Commercial | Lodging | Existing | Food Preparation | Natural Gas | Fryer | E1 | CCE | 0 | 0 | 0 | 0 | 0 | 0 | 0 | 0 | 0 | 0 | 0 | 0 | 0 | 0 | 0 | 0 | 0 | 0 | 0 | 0 | 0 | 0 | 0 | 0 | 0 | 0 | 0 | 0 | 0 | 0 | 0
F1_Commercial_Lodging_Existing_Food Preparation_Natural Gas_Fryer_E2 | F1 | Commercial | Lodging | Existing | Food Preparation | Natural Gas | Fryer | E2 | CCE | 0.0069821 | 0.0067123 | 0.0067443 | 0 | 0 | 0 | 0 | 0 | 0 | 0 | 0 | 0 | 0 | 0 | 0 | 0 | 0 | 0 | 0 | 0 | 0 | 0 | 0 | 0 | 0 | 0 | 0 | 0 | 0 | 0 | 0
F1_Commercial_Lodging_Existing_Food Preparation_Natural Gas_Fryer_E3 | F1 | Commercial | Lodging | Existing | Food Preparation | Natural Gas | Fryer | E3 | CCE | 0 | 0 | 0 | 0 | 0 | 0 | 0 | 0 | 0 | 0 | 0 | 0 | 0 | 0 | 0 | 0 | 0 | 0 | 0 | 0 | 0 | 0 | 0 | 0 | 0 | 0 | 0 | 0 | 0 | 0 | 0
F1_Commercial_Lodging_Existing_Food Preparation_Natural Gas_Fryer_E4 | F1 | Commercial | Lodging | Existing | Food Preparation | Natural Gas | Fryer | E4 | CCE | 0 | 0 | 0 | 0 | 0 | 0 | 0 | 0 | 0 | 0 | 0 | 0 | 0 | 0 | 0 | 0 | 0 | 0 | 0 | 0 | 0 | 0 | 0 | 0 | 0 | 0 | 0 | 0 | 0 | 0 | 0
F1_Commercial_Lodging_Existing_Food Preparation_Natural Gas_Fryer_E5 | F1 | Commercial | Lodging | Existing | Food Preparation | Natural Gas | Fryer | E5 | CCE | 0 | 0 | 0 | 0 | 0 | 0 | 0 | 0 | 0 | 0 | 0 | 0 | 0 | 0 | 0 | 0 | 0 | 0 | 0 | 0 | 0 | 0 | 0 | 0 | 0 | 0 | 0 | 0 | 0 | 0 | 0
F1_Commercial_Lodging_Existing_Food Preparation_Natural Gas_Fryer_E6 | F1 | Commercial | Lodging | Existing | Food Preparation | Natural Gas | Fryer | E6 | CCE | 0 | 0 | 0 | 0 | 0 | 0 | 0 | 0 | 0 | 0 | 0 | 0 | 0 | 0 | 0 | 0 | 0 | 0 | 0 | 0 | 0 | 0 | 0 | 0 | 0 | 0 | 0 | 0 | 0 | 0 | 0
F1_Commercial_Lodging_Existing_Food Preparation_Natural Gas_Fryer_E7 | F1 | Commercial | Lodging | Existing | Food Preparation | Natural Gas | Fryer | E7 | CCE | 0 | 0 | 0 | 0 | 0 | 0 | 0 | 0 | 0 | 0 | 0 | 0 | 0 | 0 | 0 | 0 | 0 | 0 | 0 | 0 | 0 | 0 | 0 | 0 | 0 | 0 | 0 | 0 | 0 | 0 | 0
F1_Commercial_Lodging_Existing_Food Preparation_Natural Gas_Fryer_E8 | F1 | Commercial | Lodging | Existing | Food Preparation | Natural Gas | Fryer | E8 | CCE | 0 | 0 | 0 | 0 | 0 | 0 | 0 | 0 | 0 | 0 | 0 | 0 | 0 | 0 | 0 | 0 | 0 | 0 | 0 | 0 | 0 | 0 | 0 | 0 | 0 | 0 | 0 | 0 | 0 | 0 | 0
F1_Commercial_Lodging_Existing_Food Preparation_Natural Gas_Fryer_E9 | F1 | Commercial | Lodging | Existing | Food Preparation | Natural Gas | Fryer | E9 | CCE | 0 | 0 | 0 | 0 | 0 | 0 | 0 | 0 | 0 | 0 | 0 | 0 | 0 | 0 | 0 | 0 | 0 | 0 | 0 | 0 | 0 | 0 | 0 | 0 | 0 | 0 | 0 | 0 | 0 | 0 | 0
F1_Commercial_Lodging_Existing_Food Preparation_Natural Gas_Fryer_E10 | F1 | Commercial | Lodging | Existing | Food Preparation | Natural Gas | Fryer | E10 | CCE | 0 | 0 | 0 | 0 | 0 | 0 | 0 | 0 | 0 | 0 | 0 | 0 | 0 | 0 | 0 | 0 | 0 | 0 | 0 | 0 | 0 | 0 | 0 | 0 | 0 | 0 | 0 | 0 | 0 | 0 | 0
F2_Commercial_Lodging_Existing_Food Preparation_Natural Gas_Fryer_E1 | F2 | Commercial | Lodging | Existing | Food Preparation | Natural Gas | Fryer | E1 | TRC BC Ratio | 0.9 | 0.9 | 0.9 | 0 | 0 | 0 | 0 | 0 | 0 | 0 | 0 | 0 | 0 | 0 | 0 | 0 | 0 | 0 | 0 | 0 | 0 | 0 | 0 | 0 | 0 | 0 | 0 | 0 | 0 | 0 | 0
F2_Commercial_Lodging_Existing_Food Preparation_Natural Gas_Fryer_E2 | F2 | Commercial | Lodging | Existing | Food Preparation | Natural Gas | Fryer | E2 | TRC BC Ratio | 1.4526 | 1.4846 | 1.5103 | 0.9 | 0.9 | 0.9 | 0.9 | 0.9 | 0.9 | 0.9 | 0.9 | 0.9 | 0.9 | 0.9 | 0.9 | 0.9 | 0.9 | 0.9 | 0.9 | 0.9 | 0.9 | 0.9 | 0.9 | 0.9 | 0.9 | 0.9 | 0.9 | 0.9 | 0.9 | 0.9 | 0.9
F2_Commercial_Lodging_Existing_Food Preparation_Natural Gas_Fryer_E3 | F2 | Commercial | Lodging | Existing | Food Preparation | Natural Gas | Fryer | E3 | TRC BC Ratio | 0 | 0 | 0 | 0 | 0 | 0 | 0 | 0 | 0 | 0 | 0 | 0 | 0 | 0 | 0 | 0 | 0 | 0 | 0 | 0 | 0 | 0 | 0 | 0 | 0 | 0 | 0 | 0 | 0 | 0 | 0
F2_Commercial_Lodging_Existing_Food Preparation_Natural Gas_Fryer_E4 | F2 | Commercial | Lodging | Existing | Food Preparation | Natural Gas | Fryer | E4 | TRC BC Ratio | 0 | 0 | 0 | 0 | 0 | 0 | 0 | 0 | 0 | 0 | 0 | 0 | 0 | 0 | 0 | 0 | 0 | 0 | 0 | 0 | 0 | 0 | 0 | 0 | 0 | 0 | 0 | 0 | 0 | 0 | 0
F2_Commercial_Lodging_Existing_Food Preparation_Natural Gas_Fryer_E5 | F2 | Commercial | Lodging | Existing | Food Preparation | Natural Gas | Fryer | E5 | TRC BC Ratio | 0 | 0 | 0 | 0 | 0 | 0 | 0 | 0 | 0 | 0 | 0 | 0 | 0 | 0 | 0 | 0 | 0 | 0 | 0 | 0 | 0 | 0 | 0 | 0 | 0 | 0 | 0 | 0 | 0 | 0 | 0
F2_Commercial_Lodging_Existing_Food Preparation_Natural Gas_Fryer_E6 | F2 | Commercial | Lodging | Existing | Food Preparation | Natural Gas | Fryer | E6 | TRC BC Ratio | 0 | 0 | 0 | 0 | 0 | 0 | 0 | 0 | 0 | 0 | 0 | 0 | 0 | 0 | 0 | 0 | 0 | 0 | 0 | 0 | 0 | 0 | 0 | 0 | 0 | 0 | 0 | 0 | 0 | 0 | 0
F2_Commercial_Lodging_Existing_Food Preparation_Natural Gas_Fryer_E7 | F2 | Commercial | Lodging | Existing | Food Preparation | Natural Gas | Fryer | E7 | TRC BC Ratio | 0 | 0 | 0 | 0 | 0 | 0 | 0 | 0 | 0 | 0 | 0 | 0 | 0 | 0 | 0 | 0 | 0 | 0 | 0 | 0 | 0 | 0 | 0 | 0 | 0 | 0 | 0 | 0 | 0 | 0 | 0
F2_Commercial_Lodging_Existing_Food Preparation_Natural Gas_Fryer_E8 | F2 | Commercial | Lodging | Existing | Food Preparation | Natural Gas | Fryer | E8 | TRC BC Ratio | 0 | 0 | 0 | 0 | 0 | 0 | 0 | 0 | 0 | 0 | 0 | 0 | 0 | 0 | 0 | 0 | 0 | 0 | 0 | 0 | 0 | 0 | 0 | 0 | 0 | 0 | 0 | 0 | 0 | 0 | 0
F2_Commercial_Lodging_Existing_Food Preparation_Natural Gas_Fryer_E9 | F2 | Commercial | Lodging | Existing | Food Preparation | Natural Gas | Fryer | E9 | TRC BC Ratio | 0 | 0 | 0 | 0 | 0 | 0 | 0 | 0 | 0 | 0 | 0 | 0 | 0 | 0 | 0 | 0 | 0 | 0 | 0 | 0 | 0 | 0 | 0 | 0 | 0 | 0 | 0 | 0 | 0 | 0 | 0
F2_Commercial_Lodging_Existing_Food Preparation_Natural Gas_Fryer_E10 | F2 | Commercial | Lodging | Existing | Food Preparation | Natural Gas | Fryer | E10 | TRC BC Ratio | 0 | 0 | 0 | 0 | 0 | 0 | 0 | 0 | 0 | 0 | 0 | 0 | 0 | 0 | 0 | 0 | 0 | 0 | 0 | 0 | 0 | 0 | 0 | 0 | 0 | 0 | 0 | 0 | 0 | 0 | 0
F3_Commercial_Lodging_Existing_Food Preparation_Natural Gas_Fryer_E1 | F3 | Commercial | Lodging | Existing | Food Preparation | Natural Gas | Fryer | E1 | PACT BC Ratio | 0.9 | 0.9 | 0.9 | 0 | 0 | 0 | 0 | 0 | 0 | 0 | 0 | 0 | 0 | 0 | 0 | 0 | 0 | 0 | 0 | 0 | 0 | 0 | 0 | 0 | 0 | 0 | 0 | 0 | 0 | 0 | 0
F3_Commercial_Lodging_Existing_Food Preparation_Natural Gas_Fryer_E2 | F3 | Commercial | Lodging | Existing | Food Preparation | Natural Gas | Fryer | E2 | PACT BC Ratio | 1.4526 | 1.4846 | 1.5103 | 0.9 | 0.9 | 0.9 | 0.9 | 0.9 | 0.9 | 0.9 | 0.9 | 0.9 | 0.9 | 0.9 | 0.9 | 0.9 | 0.9 | 0.9 | 0.9 | 0.9 | 0.9 | 0.9 | 0.9 | 0.9 | 0.9 | 0.9 | 0.9 | 0.9 | 0.9 | 0.9 | 0.9
F3_Commercial_Lodging_Existing_Food Preparation_Natural Gas_Fryer_E3 | F3 | Commercial | Lodging | Existing | Food Preparation | Natural Gas | Fryer | E3 | PACT BC Ratio | 0 | 0 | 0 | 0 | 0 | 0 | 0 | 0 | 0 | 0 | 0 | 0 | 0 | 0 | 0 | 0 | 0 | 0 | 0 | 0 | 0 | 0 | 0 | 0 | 0 | 0 | 0 | 0 | 0 | 0 | 0
F3_Commercial_Lodging_Existing_Food Preparation_Natural Gas_Fryer_E4 | F3 | Commercial | Lodging | Existing | Food Preparation | Natural Gas | Fryer | E4 | PACT BC Ratio | 0 | 0 | 0 | 0 | 0 | 0 | 0 | 0 | 0 | 0 | 0 | 0 | 0 | 0 | 0 | 0 | 0 | 0 | 0 | 0 | 0 | 0 | 0 | 0 | 0 | 0 | 0 | 0 | 0 | 0 | 0
F3_Commercial_Lodging_Existing_Food Preparation_Natural Gas_Fryer_E5 | F3 | Commercial | Lodging | Existing | Food Preparation | Natural Gas | Fryer | E5 | PACT BC Ratio | 0 | 0 | 0 | 0 | 0 | 0 | 0 | 0 | 0 | 0 | 0 | 0 | 0 | 0 | 0 | 0 | 0 | 0 | 0 | 0 | 0 | 0 | 0 | 0 | 0 | 0 | 0 | 0 | 0 | 0 | 0
F3_Commercial_Lodging_Existing_Food Preparation_Natural Gas_Fryer_E6 | F3 | Commercial | Lodging | Existing | Food Preparation | Natural Gas | Fryer | E6 | PACT BC Ratio | 0 | 0 | 0 | 0 | 0 | 0 | 0 | 0 | 0 | 0 | 0 | 0 | 0 | 0 | 0 | 0 | 0 | 0 | 0 | 0 | 0 | 0 | 0 | 0 | 0 | 0 | 0 | 0 | 0 | 0 | 0
F3_Commercial_Lodging_Existing_Food Preparation_Natural Gas_Fryer_E7 | F3 | Commercial | Lodging | Existing | Food Preparation | Natural Gas | Fryer | E7 | PACT BC Ratio | 0 | 0 | 0 | 0 | 0 | 0 | 0 | 0 | 0 | 0 | 0 | 0 | 0 | 0 | 0 | 0 | 0 | 0 | 0 | 0 | 0 | 0 | 0 | 0 | 0 | 0 | 0 | 0 | 0 | 0 | 0
F3_Commercial_Lodging_Existing_Food Preparation_Natural Gas_Fryer_E8 | F3 | Commercial | Lodging | Existing | Food Preparation | Natural Gas | Fryer | E8 | PACT BC Ratio | 0 | 0 | 0 | 0 | 0 | 0 | 0 | 0 | 0 | 0 | 0 | 0 | 0 | 0 | 0 | 0 | 0 | 0 | 0 | 0 | 0 | 0 | 0 | 0 | 0 | 0 | 0 | 0 | 0 | 0 | 0
F3_Commercial_Lodging_Existing_Food Preparation_Natural Gas_Fryer_E9 | F3 | Commercial | Lodging | Existing | Food Preparation | Natural Gas | Fryer | E9 | PACT BC Ratio | 0 | 0 | 0 | 0 | 0 | 0 | 0 | 0 | 0 | 0 | 0 | 0 | 0 | 0 | 0 | 0 | 0 | 0 | 0 | 0 | 0 | 0 | 0 | 0 | 0 | 0 | 0 | 0 | 0 | 0 | 0
F3_Commercial_Lodging_Existing_Food Preparation_Natural Gas_Fryer_E10 | F3 | Commercial | Lodging | Existing | Food Preparation | Natural Gas | Fryer | E10 | PACT BC Ratio | 0 | 0 | 0 | 0 | 0 | 0 | 0 | 0 | 0 | 0 | 0 | 0 | 0 | 0 | 0 | 0 | 0 | 0 | 0 | 0 | 0 | 0 | 0 | 0 | 0 | 0 | 0 | 0 | 0 | 0 | 0
F4_Commercial_Lodging_Existing_Food Preparation_Natural Gas_Fryer_E1 | F4 | Commercial | Lodging | Existing | Food Preparation | Natural Gas | Fryer | E1 | PCT BC Ratio | 0.9 | 0.9 | 0.9 | 0 | 0 | 0 | 0 | 0 | 0 | 0 | 0 | 0 | 0 | 0 | 0 | 0 | 0 | 0 | 0 | 0 | 0 | 0 | 0 | 0 | 0 | 0 | 0 | 0 | 0 | 0 | 0
F4_Commercial_Lodging_Existing_Food Preparation_Natural Gas_Fryer_E2 | F4 | Commercial | Lodging | Existing | Food Preparation | Natural Gas | Fryer | E2 | PCT BC Ratio | 4.6546 | 4.7351 | 4.7997 | 0.9 | 0.9 | 0.9 | 0.9 | 0.9 | 0.9 | 0.9 | 0.9 | 0.9 | 0.9 | 0.9 | 0.9 | 0.9 | 0.9 | 0.9 | 0.9 | 0.9 | 0.9 | 0.9 | 0.9 | 0.9 | 0.9 | 0.9 | 0.9 | 0.9 | 0.9 | 0.9 | 0.9
F4_Commercial_Lodging_Existing_Food Preparation_Natural Gas_Fryer_E3 | F4 | Commercial | Lodging | Existing | Food Preparation | Natural Gas | Fryer | E3 | PCT BC Ratio | 0 | 0 | 0 | 0 | 0 | 0 | 0 | 0 | 0 | 0 | 0 | 0 | 0 | 0 | 0 | 0 | 0 | 0 | 0 | 0 | 0 | 0 | 0 | 0 | 0 | 0 | 0 | 0 | 0 | 0 | 0
F4_Commercial_Lodging_Existing_Food Preparation_Natural Gas_Fryer_E4 | F4 | Commercial | Lodging | Existing | Food Preparation | Natural Gas | Fryer | E4 | PCT BC Ratio | 0 | 0 | 0 | 0 | 0 | 0 | 0 | 0 | 0 | 0 | 0 | 0 | 0 | 0 | 0 | 0 | 0 | 0 | 0 | 0 | 0 | 0 | 0 | 0 | 0 | 0 | 0 | 0 | 0 | 0 | 0
F4_Commercial_Lodging_Existing_Food Preparation_Natural Gas_Fryer_E5 | F4 | Commercial | Lodging | Existing | Food Preparation | Natural Gas | Fryer | E5 | PCT BC Ratio | 0 | 0 | 0 | 0 | 0 | 0 | 0 | 0 | 0 | 0 | 0 | 0 | 0 | 0 | 0 | 0 | 0 | 0 | 0 | 0 | 0 | 0 | 0 | 0 | 0 | 0 | 0 | 0 | 0 | 0 | 0
F4_Commercial_Lodging_Existing_Food Preparation_Natural Gas_Fryer_E6 | F4 | Commercial | Lodging | Existing | Food Preparation | Natural Gas | Fryer | E6 | PCT BC Ratio | 0 | 0 | 0 | 0 | 0 | 0 | 0 | 0 | 0 | 0 | 0 | 0 | 0 | 0 | 0 | 0 | 0 | 0 | 0 | 0 | 0 | 0 | 0 | 0 | 0 | 0 | 0 | 0 | 0 | 0 | 0
F4_Commercial_Lodging_Existing_Food Preparation_Natural Gas_Fryer_E7 | F4 | Commercial | Lodging | Existing | Food Preparation | Natural Gas | Fryer | E7 | PCT BC Ratio | 0 | 0 | 0 | 0 | 0 | 0 | 0 | 0 | 0 | 0 | 0 | 0 | 0 | 0 | 0 | 0 | 0 | 0 | 0 | 0 | 0 | 0 | 0 | 0 | 0 | 0 | 0 | 0 | 0 | 0 | 0
F4_Commercial_Lodging_Existing_Food Preparation_Natural Gas_Fryer_E8 | F4 | Commercial | Lodging | Existing | Food Preparation | Natural Gas | Fryer | E8 | PCT BC Ratio | 0 | 0 | 0 | 0 | 0 | 0 | 0 | 0 | 0 | 0 | 0 | 0 | 0 | 0 | 0 | 0 | 0 | 0 | 0 | 0 | 0 | 0 | 0 | 0 | 0 | 0 | 0 | 0 | 0 | 0 | 0
F4_Commercial_Lodging_Existing_Food Preparation_Natural Gas_Fryer_E9 | F4 | Commercial | Lodging | Existing | Food Preparation | Natural Gas | Fryer | E9 | PCT BC Ratio | 0 | 0 | 0 | 0 | 0 | 0 | 0 | 0 | 0 | 0 | 0 | 0 | 0 | 0 | 0 | 0 | 0 | 0 | 0 | 0 | 0 | 0 | 0 | 0 | 0 | 0 | 0 | 0 | 0 | 0 | 0
F4_Commercial_Lodging_Existing_Food Preparation_Natural Gas_Fryer_E10 | F4 | Commercial | Lodging | Existing | Food Preparation | Natural Gas | Fryer | E10 | PCT BC Ratio | 0 | 0 | 0 | 0 | 0 | 0 | 0 | 0 | 0 | 0 | 0 | 0 | 0 | 0 | 0 | 0 | 0 | 0 | 0 | 0 | 0 | 0 | 0 | 0 | 0 | 0 | 0 | 0 | 0 | 0 | 0
F5_Commercial_Lodging_Existing_Food Preparation_Natural Gas_Fryer_E1 | F5 | Commercial | Lodging | Existing | Food Preparation | Natural Gas | Fryer | E1 | RIM BC Ratio | 0.9 | 0.9 | 0.9 | 0 | 0 | 0 | 0 | 0 | 0 | 0 | 0 | 0 | 0 | 0 | 0 | 0 | 0 | 0 | 0 | 0 | 0 | 0 | 0 | 0 | 0 | 0 | 0 | 0 | 0 | 0 | 0
F5_Commercial_Lodging_Existing_Food Preparation_Natural Gas_Fryer_E2 | F5 | Commercial | Lodging | Existing | Food Preparation | Natural Gas | Fryer | E2 | RIM BC Ratio | 0.53008 | 0.53428 | 0.53758 | 0.9 | 0.9 | 0.9 | 0.9 | 0.9 | 0.9 | 0.9 | 0.9 | 0.9 | 0.9 | 0.9 | 0.9 | 0.9 | 0.9 | 0.9 | 0.9 | 0.9 | 0.9 | 0.9 | 0.9 | 0.9 | 0.9 | 0.9 | 0.9 | 0.9 | 0.9 | 0.9 | 0.9
F5_Commercial_Lodging_Existing_Food Preparation_Natural Gas_Fryer_E3 | F5 | Commercial | Lodging | Existing | Food Preparation | Natural Gas | Fryer | E3 | RIM BC Ratio | 0 | 0 | 0 | 0 | 0 | 0 | 0 | 0 | 0 | 0 | 0 | 0 | 0 | 0 | 0 | 0 | 0 | 0 | 0 | 0 | 0 | 0 | 0 | 0 | 0 | 0 | 0 | 0 | 0 | 0 | 0
F5_Commercial_Lodging_Existing_Food Preparation_Natural Gas_Fryer_E4 | F5 | Commercial | Lodging | Existing | Food Preparation | Natural Gas | Fryer | E4 | RIM BC Ratio | 0 | 0 | 0 | 0 | 0 | 0 | 0 | 0 | 0 | 0 | 0 | 0 | 0 | 0 | 0 | 0 | 0 | 0 | 0 | 0 | 0 | 0 | 0 | 0 | 0 | 0 | 0 | 0 | 0 | 0 | 0
F5_Commercial_Lodging_Existing_Food Preparation_Natural Gas_Fryer_E5 | F5 | Commercial | Lodging | Existing | Food Preparation | Natural Gas | Fryer | E5 | RIM BC Ratio | 0 | 0 | 0 | 0 | 0 | 0 | 0 | 0 | 0 | 0 | 0 | 0 | 0 | 0 | 0 | 0 | 0 | 0 | 0 | 0 | 0 | 0 | 0 | 0 | 0 | 0 | 0 | 0 | 0 | 0 | 0
F5_Commercial_Lodging_Existing_Food Preparation_Natural Gas_Fryer_E6 | F5 | Commercial | Lodging | Existing | Food Preparation | Natural Gas | Fryer | E6 | RIM BC Ratio | 0 | 0 | 0 | 0 | 0 | 0 | 0 | 0 | 0 | 0 | 0 | 0 | 0 | 0 | 0 | 0 | 0 | 0 | 0 | 0 | 0 | 0 | 0 | 0 | 0 | 0 | 0 | 0 | 0 | 0 | 0
F5_Commercial_Lodging_Existing_Food Preparation_Natural Gas_Fryer_E7 | F5 | Commercial | Lodging | Existing | Food Preparation | Natural Gas | Fryer | E7 | RIM BC Ratio | 0 | 0 | 0 | 0 | 0 | 0 | 0 | 0 | 0 | 0 | 0 | 0 | 0 | 0 | 0 | 0 | 0 | 0 | 0 | 0 | 0 | 0 | 0 | 0 | 0 | 0 | 0 | 0 | 0 | 0 | 0
F5_Commercial_Lodging_Existing_Food Preparation_Natural Gas_Fryer_E8 | F5 | Commercial | Lodging | Existing | Food Preparation | Natural Gas | Fryer | E8 | RIM BC Ratio | 0 | 0 | 0 | 0 | 0 | 0 | 0 | 0 | 0 | 0 | 0 | 0 | 0 | 0 | 0 | 0 | 0 | 0 | 0 | 0 | 0 | 0 | 0 | 0 | 0 | 0 | 0 | 0 | 0 | 0 | 0
F5_Commercial_Lodging_Existing_Food Preparation_Natural Gas_Fryer_E9 | F5 | Commercial | Lodging | Existing | Food Preparation | Natural Gas | Fryer | E9 | RIM BC Ratio | 0 | 0 | 0 | 0 | 0 | 0 | 0 | 0 | 0 | 0 | 0 | 0 | 0 | 0 | 0 | 0 | 0 | 0 | 0 | 0 | 0 | 0 | 0 | 0 | 0 | 0 | 0 | 0 | 0 | 0 | 0
F5_Commercial_Lodging_Existing_Food Preparation_Natural Gas_Fryer_E10 | F5 | Commercial | Lodging | Existing | Food Preparation | Natural Gas | Fryer | E10 | RIM BC Ratio | 0 | 0 | 0 | 0 | 0 | 0 | 0 | 0 | 0 | 0 | 0 | 0 | 0 | 0 | 0 | 0 | 0 | 0 | 0 | 0 | 0 | 0 | 0 | 0 | 0 | 0 | 0 | 0 | 0 | 0 | 0
F0_Commercial_Lodging_Existing_Food Preparation_Natural Gas_Broiler_E0 | F0 | Commercial | Lodging | Existing | Food Preparation | Natural Gas | Broiler | E0 | Economic Unit | Infrared Burners | Infrared Burners | Infrared Burners | Infrared Burners | Infrared Burners | Infrared Burners | Infrared Burners | Infrared Burners | Infrared Burners | Infrared Burners | Infrared Burners | Infrared Burners | Infrared Burners | Infrared Burners | Infrared Burners | Infrared Burners | Infrared Burners | Infrared Burners | Infrared Burners | Infrared Burners | Infrared Burners | Infrared Burners | Infrared Burners | Standard | Standard | Standard | Standard | Standard | Standard | Standard | Standard
F1_Commercial_Lodging_Existing_Food Preparation_Natural Gas_Broiler_E1 | F1 | Commercial | Lodging | Existing | Food Preparation | Natural Gas | Broiler | E1 | CCE | 0 | 0 | 0 | 0 | 0 | 0 | 0 | 0 | 0 | 0 | 0 | 0 | 0 | 0 | 0 | 0 | 0 | 0 | 0 | 0 | 0 | 0 | 0 | 0 | 0 | 0 | 0 | 0 | 0 | 0 | 0
F1_Commercial_Lodging_Existing_Food Preparation_Natural Gas_Broiler_E2 | F1 | Commercial | Lodging | Existing | Food Preparation | Natural Gas | Broiler | E2 | CCE | 0.0095007 | 0.0091336 | 0.0091772 | 0.0092731 | 0.0092731 | 0.0092731 | 0.0092731 | 0.0092731 | 0.0092731 | 0.0092731 | 0.0092731 | 0.0092731 | 0.0092731 | 0.0092731 | 0.0092731 | 0.0092731 | 0.0092731 | 0.0092731 | 0.0092731 | 0.0092731 | 0.0092731 | 0.0092731 | 0.0092731 | 0.0092731 | 0.0092731 | 0.0092731 | 0.0092731 | 0.0092731 | 0.0092731 | 0.0092731 | 0.0092731
F1_Commercial_Lodging_Existing_Food Preparation_Natural Gas_Broiler_E3 | F1 | Commercial | Lodging | Existing | Food Preparation | Natural Gas | Broiler | E3 | CCE | 0 | 0 | 0 | 0 | 0 | 0 | 0 | 0 | 0 | 0 | 0 | 0 | 0 | 0 | 0 | 0 | 0 | 0 | 0 | 0 | 0 | 0 | 0 | 0 | 0 | 0 | 0 | 0 | 0 | 0 | 0
F1_Commercial_Lodging_Existing_Food Preparation_Natural Gas_Broiler_E4 | F1 | Commercial | Lodging | Existing | Food Preparation | Natural Gas | Broiler | E4 | CCE | 0 | 0 | 0 | 0 | 0 | 0 | 0 | 0 | 0 | 0 | 0 | 0 | 0 | 0 | 0 | 0 | 0 | 0 | 0 | 0 | 0 | 0 | 0 | 0 | 0 | 0 | 0 | 0 | 0 | 0 | 0
F1_Commercial_Lodging_Existing_Food Preparation_Natural Gas_Broiler_E5 | F1 | Commercial | Lodging | Existing | Food Preparation | Natural Gas | Broiler | E5 | CCE | 0 | 0 | 0 | 0 | 0 | 0 | 0 | 0 | 0 | 0 | 0 | 0 | 0 | 0 | 0 | 0 | 0 | 0 | 0 | 0 | 0 | 0 | 0 | 0 | 0 | 0 | 0 | 0 | 0 | 0 | 0
F1_Commercial_Lodging_Existing_Food Preparation_Natural Gas_Broiler_E6 | F1 | Commercial | Lodging | Existing | Food Preparation | Natural Gas | Broiler | E6 | CCE | 0 | 0 | 0 | 0 | 0 | 0 | 0 | 0 | 0 | 0 | 0 | 0 | 0 | 0 | 0 | 0 | 0 | 0 | 0 | 0 | 0 | 0 | 0 | 0 | 0 | 0 | 0 | 0 | 0 | 0 | 0
F1_Commercial_Lodging_Existing_Food Preparation_Natural Gas_Broiler_E7 | F1 | Commercial | Lodging | Existing | Food Preparation | Natural Gas | Broiler | E7 | CCE | 0 | 0 | 0 | 0 | 0 | 0 | 0 | 0 | 0 | 0 | 0 | 0 | 0 | 0 | 0 | 0 | 0 | 0 | 0 | 0 | 0 | 0 | 0 | 0 | 0 | 0 | 0 | 0 | 0 | 0 | 0
F1_Commercial_Lodging_Existing_Food Preparation_Natural Gas_Broiler_E8 | F1 | Commercial | Lodging | Existing | Food Preparation | Natural Gas | Broiler | E8 | CCE | 0 | 0 | 0 | 0 | 0 | 0 | 0 | 0 | 0 | 0 | 0 | 0 | 0 | 0 | 0 | 0 | 0 | 0 | 0 | 0 | 0 | 0 | 0 | 0 | 0 | 0 | 0 | 0 | 0 | 0 | 0
F1_Commercial_Lodging_Existing_Food Preparation_Natural Gas_Broiler_E9 | F1 | Commercial | Lodging | Existing | Food Preparation | Natural Gas | Broiler | E9 | CCE | 0 | 0 | 0 | 0 | 0 | 0 | 0 | 0 | 0 | 0 | 0 | 0 | 0 | 0 | 0 | 0 | 0 | 0 | 0 | 0 | 0 | 0 | 0 | 0 | 0 | 0 | 0 | 0 | 0 | 0 | 0
F1_Commercial_Lodging_Existing_Food Preparation_Natural Gas_Broiler_E10 | F1 | Commercial | Lodging | Existing | Food Preparation | Natural Gas | Broiler | E10 | CCE | 0 | 0 | 0 | 0 | 0 | 0 | 0 | 0 | 0 | 0 | 0 | 0 | 0 | 0 | 0 | 0 | 0 | 0 | 0 | 0 | 0 | 0 | 0 | 0 | 0 | 0 | 0 | 0 | 0 | 0 | 0
F2_Commercial_Lodging_Existing_Food Preparation_Natural Gas_Broiler_E1 | F2 | Commercial | Lodging | Existing | Food Preparation | Natural Gas | Broiler | E1 | TRC BC Ratio | 0.9 | 0.9 | 0.9 | 0.9 | 0.9 | 0.9 | 0.9 | 0.9 | 0.9 | 0.9 | 0.9 | 0.9 | 0.9 | 0.9 | 0.9 | 0.9 | 0.9 | 0.9 | 0.9 | 0.9 | 0.9 | 0.9 | 0.9 | 0.9 | 0.9 | 0.9 | 0.9 | 0.9 | 0.9 | 0.9 | 0.9
F2_Commercial_Lodging_Existing_Food Preparation_Natural Gas_Broiler_E2 | F2 | Commercial | Lodging | Existing | Food Preparation | Natural Gas | Broiler | E2 | TRC BC Ratio | 1.0817 | 1.0984 | 1.1105 | 1.1043 | 1.1054 | 1.0419 | 0.98943 | 0.96011 | 0.94795 | 0.98308 | 1.0292 | 1.0775 | 0.98953 | 1.0482 | 1.0518 | 1.0465 | 1.0475 | 1.0507 | 1.0307 | 1.0428 | 1.0509 | 1.0624 | 1.0772 | 0.54026 | 0.52971 | 0.5198 | 0.51043 | 0.50152 | 0.49298 | 0.48476 | 0.4768
F2_Commercial_Lodging_Existing_Food Preparation_Natural Gas_Broiler_E3 | F2 | Commercial | Lodging | Existing | Food Preparation | Natural Gas | Broiler | E3 | TRC BC Ratio | 0 | 0 | 0 | 0 | 0 | 0 | 0 | 0 | 0 | 0 | 0 | 0 | 0 | 0 | 0 | 0 | 0 | 0 | 0 | 0 | 0 | 0 | 0 | 0 | 0 | 0 | 0 | 0 | 0 | 0 | 0
F2_Commercial_Lodging_Existing_Food Preparation_Natural Gas_Broiler_E4 | F2 | Commercial | Lodging | Existing | Food Preparation | Natural Gas | Broiler | E4 | TRC BC Ratio | 0 | 0 | 0 | 0 | 0 | 0 | 0 | 0 | 0 | 0 | 0 | 0 | 0 | 0 | 0 | 0 | 0 | 0 | 0 | 0 | 0 | 0 | 0 | 0 | 0 | 0 | 0 | 0 | 0 | 0 | 0
F2_Commercial_Lodging_Existing_Food Preparation_Natural Gas_Broiler_E5 | F2 | Commercial | Lodging | Existing | Food Preparation | Natural Gas | Broiler | E5 | TRC BC Ratio | 0 | 0 | 0 | 0 | 0 | 0 | 0 | 0 | 0 | 0 | 0 | 0 | 0 | 0 | 0 | 0 | 0 | 0 | 0 | 0 | 0 | 0 | 0 | 0 | 0 | 0 | 0 | 0 | 0 | 0 | 0
F2_Commercial_Lodging_Existing_Food Preparation_Natural Gas_Broiler_E6 | F2 | Commercial | Lodging | Existing | Food Preparation | Natural Gas | Broiler | E6 | TRC BC Ratio | 0 | 0 | 0 | 0 | 0 | 0 | 0 | 0 | 0 | 0 | 0 | 0 | 0 | 0 | 0 | 0 | 0 | 0 | 0 | 0 | 0 | 0 | 0 | 0 | 0 | 0 | 0 | 0 | 0 | 0 | 0
F2_Commercial_Lodging_Existing_Food Preparation_Natural Gas_Broiler_E7 | F2 | Commercial | Lodging | Existing | Food Preparation | Natural Gas | Broiler | E7 | TRC BC Ratio | 0 | 0 | 0 | 0 | 0 | 0 | 0 | 0 | 0 | 0 | 0 | 0 | 0 | 0 | 0 | 0 | 0 | 0 | 0 | 0 | 0 | 0 | 0 | 0 | 0 | 0 | 0 | 0 | 0 | 0 | 0
F2_Commercial_Lodging_Existing_Food Preparation_Natural Gas_Broiler_E8 | F2 | Commercial | Lodging | Existing | Food Preparation | Natural Gas | Broiler | E8 | TRC BC Ratio | 0 | 0 | 0 | 0 | 0 | 0 | 0 | 0 | 0 | 0 | 0 | 0 | 0 | 0 | 0 | 0 | 0 | 0 | 0 | 0 | 0 | 0 | 0 | 0 | 0 | 0 | 0 | 0 | 0 | 0 | 0
F2_Commercial_Lodging_Existing_Food Preparation_Natural Gas_Broiler_E9 | F2 | Commercial | Lodging | Existing | Food Preparation | Natural Gas | Broiler | E9 | TRC BC Ratio | 0 | 0 | 0 | 0 | 0 | 0 | 0 | 0 | 0 | 0 | 0 | 0 | 0 | 0 | 0 | 0 | 0 | 0 | 0 | 0 | 0 | 0 | 0 | 0 | 0 | 0 | 0 | 0 | 0 | 0 | 0
F2_Commercial_Lodging_Existing_Food Preparation_Natural Gas_Broiler_E10 | F2 | Commercial | Lodging | Existing | Food Preparation | Natural Gas | Broiler | E10 | TRC BC Ratio | 0 | 0 | 0 | 0 | 0 | 0 | 0 | 0 | 0 | 0 | 0 | 0 | 0 | 0 | 0 | 0 | 0 | 0 | 0 | 0 | 0 | 0 | 0 | 0 | 0 | 0 | 0 | 0 | 0 | 0 | 0
F3_Commercial_Lodging_Existing_Food Preparation_Natural Gas_Broiler_E1 | F3 | Commercial | Lodging | Existing | Food Preparation | Natural Gas | Broiler | E1 | PACT BC Ratio | 0.9 | 0.9 | 0.9 | 0.9 | 0.9 | 0.9 | 0.9 | 0.9 | 0.9 | 0.9 | 0.9 | 0.9 | 0.9 | 0.9 | 0.9 | 0.9 | 0.9 | 0.9 | 0.9 | 0.9 | 0.9 | 0.9 | 0.9 | 0.9 | 0.9 | 0.9 | 0.9 | 0.9 | 0.9 | 0.9 | 0.9
F3_Commercial_Lodging_Existing_Food Preparation_Natural Gas_Broiler_E2 | F3 | Commercial | Lodging | Existing | Food Preparation | Natural Gas | Broiler | E2 | PACT BC Ratio | 1.3418 | 1.3625 | 1.3776 | 1.3699 | 1.3713 | 1.2925 | 1.2274 | 1.191 | 1.1759 | 1.2195 | 1.2768 | 1.3366 | 1.2275 | 1.3003 | 1.3048 | 1.2982 | 1.2994 | 1.3034 | 1.2785 | 1.2936 | 1.3037 | 1.318 | 1.3363 | 0.6702 | 0.65711 | 0.64482 | 0.6332 | 0.62214 | 0.61155 | 0.60135 | 0.59148
F3_Commercial_Lodging_Existing_Food Preparation_Natural Gas_Broiler_E3 | F3 | Commercial | Lodging | Existing | Food Preparation | Natural Gas | Broiler | E3 | PACT BC Ratio | 0 | 0 | 0 | 0 | 0 | 0 | 0 | 0 | 0 | 0 | 0 | 0 | 0 | 0 | 0 | 0 | 0 | 0 | 0 | 0 | 0 | 0 | 0 | 0 | 0 | 0 | 0 | 0 | 0 | 0 | 0
F3_Commercial_Lodging_Existing_Food Preparation_Natural Gas_Broiler_E4 | F3 | Commercial | Lodging | Existing | Food Preparation | Natural Gas | Broiler | E4 | PACT BC Ratio | 0 | 0 | 0 | 0 | 0 | 0 | 0 | 0 | 0 | 0 | 0 | 0 | 0 | 0 | 0 | 0 | 0 | 0 | 0 | 0 | 0 | 0 | 0 | 0 | 0 | 0 | 0 | 0 | 0 | 0 | 0
F3_Commercial_Lodging_Existing_Food Preparation_Natural Gas_Broiler_E5 | F3 | Commercial | Lodging | Existing | Food Preparation | Natural Gas | Broiler | E5 | PACT BC Ratio | 0 | 0 | 0 | 0 | 0 | 0 | 0 | 0 | 0 | 0 | 0 | 0 | 0 | 0 | 0 | 0 | 0 | 0 | 0 | 0 | 0 | 0 | 0 | 0 | 0 | 0 | 0 | 0 | 0 | 0 | 0
F3_Commercial_Lodging_Existing_Food Preparation_Natural Gas_Broiler_E6 | F3 | Commercial | Lodging | Existing | Food Preparation | Natural Gas | Broiler | E6 | PACT BC Ratio | 0 | 0 | 0 | 0 | 0 | 0 | 0 | 0 | 0 | 0 | 0 | 0 | 0 | 0 | 0 | 0 | 0 | 0 | 0 | 0 | 0 | 0 | 0 | 0 | 0 | 0 | 0 | 0 | 0 | 0 | 0
F3_Commercial_Lodging_Existing_Food Preparation_Natural Gas_Broiler_E7 | F3 | Commercial | Lodging | Existing | Food Preparation | Natural Gas | Broiler | E7 | PACT BC Ratio | 0 | 0 | 0 | 0 | 0 | 0 | 0 | 0 | 0 | 0 | 0 | 0 | 0 | 0 | 0 | 0 | 0 | 0 | 0 | 0 | 0 | 0 | 0 | 0 | 0 | 0 | 0 | 0 | 0 | 0 | 0
F3_Commercial_Lodging_Existing_Food Preparation_Natural Gas_Broiler_E8 | F3 | Commercial | Lodging | Existing | Food Preparation | Natural Gas | Broiler | E8 | PACT BC Ratio | 0 | 0 | 0 | 0 | 0 | 0 | 0 | 0 | 0 | 0 | 0 | 0 | 0 | 0 | 0 | 0 | 0 | 0 | 0 | 0 | 0 | 0 | 0 | 0 | 0 | 0 | 0 | 0 | 0 | 0 | 0
F3_Commercial_Lodging_Existing_Food Preparation_Natural Gas_Broiler_E9 | F3 | Commercial | Lodging | Existing | Food Preparation | Natural Gas | Broiler | E9 | PACT BC Ratio | 0 | 0 | 0 | 0 | 0 | 0 | 0 | 0 | 0 | 0 | 0 | 0 | 0 | 0 | 0 | 0 | 0 | 0 | 0 | 0 | 0 | 0 | 0 | 0 | 0 | 0 | 0 | 0 | 0 | 0 | 0
F3_Commercial_Lodging_Existing_Food Preparation_Natural Gas_Broiler_E10 | F3 | Commercial | Lodging | Existing | Food Preparation | Natural Gas | Broiler | E10 | PACT BC Ratio | 0 | 0 | 0 | 0 | 0 | 0 | 0 | 0 | 0 | 0 | 0 | 0 | 0 | 0 | 0 | 0 | 0 | 0 | 0 | 0 | 0 | 0 | 0 | 0 | 0 | 0 | 0 | 0 | 0 | 0 | 0
F4_Commercial_Lodging_Existing_Food Preparation_Natural Gas_Broiler_E1 | F4 | Commercial | Lodging | Existing | Food Preparation | Natural Gas | Broiler | E1 | PCT BC Ratio | 0.9 | 0.9 | 0.9 | 0.9 | 0.9 | 0.9 | 0.9 | 0.9 | 0.9 | 0.9 | 0.9 | 0.9 | 0.9 | 0.9 | 0.9 | 0.9 | 0.9 | 0.9 | 0.9 | 0.9 | 0.9 | 0.9 | 0.9 | 0.9 | 0.9 | 0.9 | 0.9 | 0.9 | 0.9 | 0.9 | 0.9
F4_Commercial_Lodging_Existing_Food Preparation_Natural Gas_Broiler_E2 | F4 | Commercial | Lodging | Existing | Food Preparation | Natural Gas | Broiler | E2 | PCT BC Ratio | 2.9075 | 2.9421 | 2.9672 | 2.9544 | 2.9567 | 2.8251 | 2.7162 | 2.6554 | 2.6302 | 2.703 | 2.7987 | 2.8987 | 2.7164 | 2.8381 | 2.8455 | 2.8346 | 2.8366 | 2.8433 | 2.8017 | 2.8268 | 2.8437 | 2.8676 | 2.8982 | 1.7847 | 1.7629 | 1.7423 | 1.7229 | 1.7044 | 1.6867 | 1.6697 | 1.6532
F4_Commercial_Lodging_Existing_Food Preparation_Natural Gas_Broiler_E3 | F4 | Commercial | Lodging | Existing | Food Preparation | Natural Gas | Broiler | E3 | PCT BC Ratio | 0 | 0 | 0 | 0 | 0 | 0 | 0 | 0 | 0 | 0 | 0 | 0 | 0 | 0 | 0 | 0 | 0 | 0 | 0 | 0 | 0 | 0 | 0 | 0 | 0 | 0 | 0 | 0 | 0 | 0 | 0
F4_Commercial_Lodging_Existing_Food Preparation_Natural Gas_Broiler_E4 | F4 | Commercial | Lodging | Existing | Food Preparation | Natural Gas | Broiler | E4 | PCT BC Ratio | 0 | 0 | 0 | 0 | 0 | 0 | 0 | 0 | 0 | 0 | 0 | 0 | 0 | 0 | 0 | 0 | 0 | 0 | 0 | 0 | 0 | 0 | 0 | 0 | 0 | 0 | 0 | 0 | 0 | 0 | 0
F4_Commercial_Lodging_Existing_Food Preparation_Natural Gas_Broiler_E5 | F4 | Commercial | Lodging | Existing | Food Preparation | Natural Gas | Broiler | E5 | PCT BC Ratio | 0 | 0 | 0 | 0 | 0 | 0 | 0 | 0 | 0 | 0 | 0 | 0 | 0 | 0 | 0 | 0 | 0 | 0 | 0 | 0 | 0 | 0 | 0 | 0 | 0 | 0 | 0 | 0 | 0 | 0 | 0
F4_Commercial_Lodging_Existing_Food Preparation_Natural Gas_Broiler_E6 | F4 | Commercial | Lodging | Existing | Food Preparation | Natural Gas | Broiler | E6 | PCT BC Ratio | 0 | 0 | 0 | 0 | 0 | 0 | 0 | 0 | 0 | 0 | 0 | 0 | 0 | 0 | 0 | 0 | 0 | 0 | 0 | 0 | 0 | 0 | 0 | 0 | 0 | 0 | 0 | 0 | 0 | 0 | 0
F4_Commercial_Lodging_Existing_Food Preparation_Natural Gas_Broiler_E7 | F4 | Commercial | Lodging | Existing | Food Preparation | Natural Gas | Broiler | E7 | PCT BC Ratio | 0 | 0 | 0 | 0 | 0 | 0 | 0 | 0 | 0 | 0 | 0 | 0 | 0 | 0 | 0 | 0 | 0 | 0 | 0 | 0 | 0 | 0 | 0 | 0 | 0 | 0 | 0 | 0 | 0 | 0 | 0
F4_Commercial_Lodging_Existing_Food Preparation_Natural Gas_Broiler_E8 | F4 | Commercial | Lodging | Existing | Food Preparation | Natural Gas | Broiler | E8 | PCT BC Ratio | 0 | 0 | 0 | 0 | 0 | 0 | 0 | 0 | 0 | 0 | 0 | 0 | 0 | 0 | 0 | 0 | 0 | 0 | 0 | 0 | 0 | 0 | 0 | 0 | 0 | 0 | 0 | 0 | 0 | 0 | 0
F4_Commercial_Lodging_Existing_Food Preparation_Natural Gas_Broiler_E9 | F4 | Commercial | Lodging | Existing | Food Preparation | Natural Gas | Broiler | E9 | PCT BC Ratio | 0 | 0 | 0 | 0 | 0 | 0 | 0 | 0 | 0 | 0 | 0 | 0 | 0 | 0 | 0 | 0 | 0 | 0 | 0 | 0 | 0 | 0 | 0 | 0 | 0 | 0 | 0 | 0 | 0 | 0 | 0
F4_Commercial_Lodging_Existing_Food Preparation_Natural Gas_Broiler_E10 | F4 | Commercial | Lodging | Existing | Food Preparation | Natural Gas | Broiler | E10 | PCT BC Ratio | 0 | 0 | 0 | 0 | 0 | 0 | 0 | 0 | 0 | 0 | 0 | 0 | 0 | 0 | 0 | 0 | 0 | 0 | 0 | 0 | 0 | 0 | 0 | 0 | 0 | 0 | 0 | 0 | 0 | 0 | 0
F5_Commercial_Lodging_Existing_Food Preparation_Natural Gas_Broiler_E1 | F5 | Commercial | Lodging | Existing | Food Preparation | Natural Gas | Broiler | E1 | RIM BC Ratio | 0.9 | 0.9 | 0.9 | 0.9 | 0.9 | 0.9 | 0.9 | 0.9 | 0.9 | 0.9 | 0.9 | 0.9 | 0.9 | 0.9 | 0.9 | 0.9 | 0.9 | 0.9 | 0.9 | 0.9 | 0.9 | 0.9 | 0.9 | 0.9 | 0.9 | 0.9 | 0.9 | 0.9 | 0.9 | 0.9 | 0.9
F5_Commercial_Lodging_Existing_Food Preparation_Natural Gas_Broiler_E2 | F5 | Commercial | Lodging | Existing | Food Preparation | Natural Gas | Broiler | E2 | RIM BC Ratio | 0.51458 | 0.5176 | 0.51976 | 0.51866 | 0.51886 | 0.50717 | 0.49682 | 0.49075 | 0.48817 | 0.49553 | 0.50472 | 0.51381 | 0.49684 | 0.50836 | 0.50904 | 0.50804 | 0.50823 | 0.50884 | 0.505 | 0.50733 | 0.50888 | 0.51103 | 0.51377 | 0.37172 | 0.36766 | 0.36378 | 0.36005 | 0.35645 | 0.35295 | 0.34953 | 0.34617
F5_Commercial_Lodging_Existing_Food Preparation_Natural Gas_Broiler_E3 | F5 | Commercial | Lodging | Existing | Food Preparation | Natural Gas | Broiler | E3 | RIM BC Ratio | 0 | 0 | 0 | 0 | 0 | 0 | 0 | 0 | 0 | 0 | 0 | 0 | 0 | 0 | 0 | 0 | 0 | 0 | 0 | 0 | 0 | 0 | 0 | 0 | 0 | 0 | 0 | 0 | 0 | 0 | 0
F5_Commercial_Lodging_Existing_Food Preparation_Natural Gas_Broiler_E4 | F5 | Commercial | Lodging | Existing | Food Preparation | Natural Gas | Broiler | E4 | RIM BC Ratio | 0 | 0 | 0 | 0 | 0 | 0 | 0 | 0 | 0 | 0 | 0 | 0 | 0 | 0 | 0 | 0 | 0 | 0 | 0 | 0 | 0 | 0 | 0 | 0 | 0 | 0 | 0 | 0 | 0 | 0 | 0
F5_Commercial_Lodging_Existing_Food Preparation_Natural Gas_Broiler_E5 | F5 | Commercial | Lodging | Existing | Food Preparation | Natural Gas | Broiler | E5 | RIM BC Ratio | 0 | 0 | 0 | 0 | 0 | 0 | 0 | 0 | 0 | 0 | 0 | 0 | 0 | 0 | 0 | 0 | 0 | 0 | 0 | 0 | 0 | 0 | 0 | 0 | 0 | 0 | 0 | 0 | 0 | 0 | 0
F5_Commercial_Lodging_Existing_Food Preparation_Natural Gas_Broiler_E6 | F5 | Commercial | Lodging | Existing | Food Preparation | Natural Gas | Broiler | E6 | RIM BC Ratio | 0 | 0 | 0 | 0 | 0 | 0 | 0 | 0 | 0 | 0 | 0 | 0 | 0 | 0 | 0 | 0 | 0 | 0 | 0 | 0 | 0 | 0 | 0 | 0 | 0 | 0 | 0 | 0 | 0 | 0 | 0
F5_Commercial_Lodging_Existing_Food Preparation_Natural Gas_Broiler_E7 | F5 | Commercial | Lodging | Existing | Food Preparation | Natural Gas | Broiler | E7 | RIM BC Ratio | 0 | 0 | 0 | 0 | 0 | 0 | 0 | 0 | 0 | 0 | 0 | 0 | 0 | 0 | 0 | 0 | 0 | 0 | 0 | 0 | 0 | 0 | 0 | 0 | 0 | 0 | 0 | 0 | 0 | 0 | 0
F5_Commercial_Lodging_Existing_Food Preparation_Natural Gas_Broiler_E8 | F5 | Commercial | Lodging | Existing | Food Preparation | Natural Gas | Broiler | E8 | RIM BC Ratio | 0 | 0 | 0 | 0 | 0 | 0 | 0 | 0 | 0 | 0 | 0 | 0 | 0 | 0 | 0 | 0 | 0 | 0 | 0 | 0 | 0 | 0 | 0 | 0 | 0 | 0 | 0 | 0 | 0 | 0 | 0
F5_Commercial_Lodging_Existing_Food Preparation_Natural Gas_Broiler_E9 | F5 | Commercial | Lodging | Existing | Food Preparation | Natural Gas | Broiler | E9 | RIM BC Ratio | 0 | 0 | 0 | 0 | 0 | 0 | 0 | 0 | 0 | 0 | 0 | 0 | 0 | 0 | 0 | 0 | 0 | 0 | 0 | 0 | 0 | 0 | 0 | 0 | 0 | 0 | 0 | 0 | 0 | 0 | 0
F5_Commercial_Lodging_Existing_Food Preparation_Natural Gas_Broiler_E10 | F5 | Commercial | Lodging | Existing | Food Preparation | Natural Gas | Broiler | E10 | RIM BC Ratio | 0 | 0 | 0 | 0 | 0 | 0 | 0 | 0 | 0 | 0 | 0 | 0 | 0 | 0 | 0 | 0 | 0 | 0 | 0 | 0 | 0 | 0 | 0 | 0 | 0 | 0 | 0 | 0 | 0 | 0 | 0
F0_Commercial_Lodging_Existing_Food Preparation_Natural Gas_Griddle_E0 | F0 | Commercial | Lodging | Existing | Food Preparation | Natural Gas | Griddle | E0 | Economic Unit | ENERGY STAR | ENERGY STAR | ENERGY STAR | ENERGY STAR | ENERGY STAR | ENERGY STAR | ENERGY STAR | ENERGY STAR | ENERGY STAR | ENERGY STAR | ENERGY STAR | ENERGY STAR | ENERGY STAR | ENERGY STAR | ENERGY STAR | ENERGY STAR | ENERGY STAR | ENERGY STAR | ENERGY STAR | ENERGY STAR | ENERGY STAR | ENERGY STAR | ENERGY STAR | Standard | Standard | Standard | Standard | Standard | Standard | Standard | Standard
F1_Commercial_Lodging_Existing_Food Preparation_Natural Gas_Griddle_E1 | F1 | Commercial | Lodging | Existing | Food Preparation | Natural Gas | Griddle | E1 | CCE | 0 | 0 | 0 | 0 | 0 | 0 | 0 | 0 | 0 | 0 | 0 | 0 | 0 | 0 | 0 | 0 | 0 | 0 | 0 | 0 | 0 | 0 | 0 | 0 | 0 | 0 | 0 | 0 | 0 | 0 | 0
F1_Commercial_Lodging_Existing_Food Preparation_Natural Gas_Griddle_E2 | F1 | Commercial | Lodging | Existing | Food Preparation | Natural Gas | Griddle | E2 | CCE | 0.005722 | 0.0055009 | 0.0055271 | 0.0055849 | 0.0055849 | 0.0055849 | 0.0055849 | 0.0055849 | 0.0055849 | 0.0055849 | 0.0055849 | 0.0055849 | 0.0055849 | 0.0055849 | 0.0055849 | 0.0055849 | 0.0055849 | 0.0055849 | 0.0055849 | 0.0055849 | 0.0055849 | 0.0055849 | 0.0055849 | 0.0055849 | 0.0055849 | 0.0055849 | 0.0055849 | 0.0055849 | 0.0055849 | 0.0055849 | 0.0055849
F1_Commercial_Lodging_Existing_Food Preparation_Natural Gas_Griddle_E3 | F1 | Commercial | Lodging | Existing | Food Preparation | Natural Gas | Griddle | E3 | CCE | 0 | 0 | 0 | 0 | 0 | 0 | 0 | 0 | 0 | 0 | 0 | 0 | 0 | 0 | 0 | 0 | 0 | 0 | 0 | 0 | 0 | 0 | 0 | 0 | 0 | 0 | 0 | 0 | 0 | 0 | 0
F1_Commercial_Lodging_Existing_Food Preparation_Natural Gas_Griddle_E4 | F1 | Commercial | Lodging | Existing | Food Preparation | Natural Gas | Griddle | E4 | CCE | 0 | 0 | 0 | 0 | 0 | 0 | 0 | 0 | 0 | 0 | 0 | 0 | 0 | 0 | 0 | 0 | 0 | 0 | 0 | 0 | 0 | 0 | 0 | 0 | 0 | 0 | 0 | 0 | 0 | 0 | 0
F1_Commercial_Lodging_Existing_Food Preparation_Natural Gas_Griddle_E5 | F1 | Commercial | Lodging | Existing | Food Preparation | Natural Gas | Griddle | E5 | CCE | 0 | 0 | 0 | 0 | 0 | 0 | 0 | 0 | 0 | 0 | 0 | 0 | 0 | 0 | 0 | 0 | 0 | 0 | 0 | 0 | 0 | 0 | 0 | 0 | 0 | 0 | 0 | 0 | 0 | 0 | 0
F1_Commercial_Lodging_Existing_Food Preparation_Natural Gas_Griddle_E6 | F1 | Commercial | Lodging | Existing | Food Preparation | Natural Gas | Griddle | E6 | CCE | 0 | 0 | 0 | 0 | 0 | 0 | 0 | 0 | 0 | 0 | 0 | 0 | 0 | 0 | 0 | 0 | 0 | 0 | 0 | 0 | 0 | 0 | 0 | 0 | 0 | 0 | 0 | 0 | 0 | 0 | 0
F1_Commercial_Lodging_Existing_Food Preparation_Natural Gas_Griddle_E7 | F1 | Commercial | Lodging | Existing | Food Preparation | Natural Gas | Griddle | E7 | CCE | 0 | 0 | 0 | 0 | 0 | 0 | 0 | 0 | 0 | 0 | 0 | 0 | 0 | 0 | 0 | 0 | 0 | 0 | 0 | 0 | 0 | 0 | 0 | 0 | 0 | 0 | 0 | 0 | 0 | 0 | 0
F1_Commercial_Lodging_Existing_Food Preparation_Natural Gas_Griddle_E8 | F1 | Commercial | Lodging | Existing | Food Preparation | Natural Gas | Griddle | E8 | CCE | 0 | 0 | 0 | 0 | 0 | 0 | 0 | 0 | 0 | 0 | 0 | 0 | 0 | 0 | 0 | 0 | 0 | 0 | 0 | 0 | 0 | 0 | 0 | 0 | 0 | 0 | 0 | 0 | 0 | 0 | 0
F1_Commercial_Lodging_Existing_Food Preparation_Natural Gas_Griddle_E9 | F1 | Commercial | Lodging | Existing | Food Preparation | Natural Gas | Griddle | E9 | CCE | 0 | 0 | 0 | 0 | 0 | 0 | 0 | 0 | 0 | 0 | 0 | 0 | 0 | 0 | 0 | 0 | 0 | 0 | 0 | 0 | 0 | 0 | 0 | 0 | 0 | 0 | 0 | 0 | 0 | 0 | 0
F1_Commercial_Lodging_Existing_Food Preparation_Natural Gas_Griddle_E10 | F1 | Commercial | Lodging | Existing | Food Preparation | Natural Gas | Griddle | E10 | CCE | 0 | 0 | 0 | 0 | 0 | 0 | 0 | 0 | 0 | 0 | 0 | 0 | 0 | 0 | 0 | 0 | 0 | 0 | 0 | 0 | 0 | 0 | 0 | 0 | 0 | 0 | 0 | 0 | 0 | 0 | 0
F2_Commercial_Lodging_Existing_Food Preparation_Natural Gas_Griddle_E1 | F2 | Commercial | Lodging | Existing | Food Preparation | Natural Gas | Griddle | E1 | TRC BC Ratio | 0.9 | 0.9 | 0.9 | 0.9 | 0.9 | 0.9 | 0.9 | 0.9 | 0.9 | 0.9 | 0.9 | 0.9 | 0.9 | 0.9 | 0.9 | 0.9 | 0.9 | 0.9 | 0.9 | 0.9 | 0.9 | 0.9 | 0.9 | 0.9 | 0.9 | 0.9 | 0.9 | 0.9 | 0.9 | 0.9 | 0.9
F2_Commercial_Lodging_Existing_Food Preparation_Natural Gas_Griddle_E2 | F2 | Commercial | Lodging | Existing | Food Preparation | Natural Gas | Griddle | E2 | TRC BC Ratio | 1.796 | 1.8237 | 1.8438 | 1.8336 | 1.8354 | 1.73 | 1.6428 | 1.5942 | 1.574 | 1.6323 | 1.7089 | 1.789 | 1.643 | 1.7404 | 1.7464 | 1.7377 | 1.7393 | 1.7446 | 1.7113 | 1.7314 | 1.745 | 1.764 | 1.7886 | 0.89704 | 0.87953 | 0.86307 | 0.84752 | 0.83272 | 0.81854 | 0.80489 | 0.79167
F2_Commercial_Lodging_Existing_Food Preparation_Natural Gas_Griddle_E3 | F2 | Commercial | Lodging | Existing | Food Preparation | Natural Gas | Griddle | E3 | TRC BC Ratio | 0 | 0 | 0 | 0 | 0 | 0 | 0 | 0 | 0 | 0 | 0 | 0 | 0 | 0 | 0 | 0 | 0 | 0 | 0 | 0 | 0 | 0 | 0 | 0 | 0 | 0 | 0 | 0 | 0 | 0 | 0
F2_Commercial_Lodging_Existing_Food Preparation_Natural Gas_Griddle_E4 | F2 | Commercial | Lodging | Existing | Food Preparation | Natural Gas | Griddle | E4 | TRC BC Ratio | 0 | 0 | 0 | 0 | 0 | 0 | 0 | 0 | 0 | 0 | 0 | 0 | 0 | 0 | 0 | 0 | 0 | 0 | 0 | 0 | 0 | 0 | 0 | 0 | 0 | 0 | 0 | 0 | 0 | 0 | 0
F2_Commercial_Lodging_Existing_Food Preparation_Natural Gas_Griddle_E5 | F2 | Commercial | Lodging | Existing | Food Preparation | Natural Gas | Griddle | E5 | TRC BC Ratio | 0 | 0 | 0 | 0 | 0 | 0 | 0 | 0 | 0 | 0 | 0 | 0 | 0 | 0 | 0 | 0 | 0 | 0 | 0 | 0 | 0 | 0 | 0 | 0 | 0 | 0 | 0 | 0 | 0 | 0 | 0
F2_Commercial_Lodging_Existing_Food Preparation_Natural Gas_Griddle_E6 | F2 | Commercial | Lodging | Existing | Food Preparation | Natural Gas | Griddle | E6 | TRC BC Ratio | 0 | 0 | 0 | 0 | 0 | 0 | 0 | 0 | 0 | 0 | 0 | 0 | 0 | 0 | 0 | 0 | 0 | 0 | 0 | 0 | 0 | 0 | 0 | 0 | 0 | 0 | 0 | 0 | 0 | 0 | 0
F2_Commercial_Lodging_Existing_Food Preparation_Natural Gas_Griddle_E7 | F2 | Commercial | Lodging | Existing | Food Preparation | Natural Gas | Griddle | E7 | TRC BC Ratio | 0 | 0 | 0 | 0 | 0 | 0 | 0 | 0 | 0 | 0 | 0 | 0 | 0 | 0 | 0 | 0 | 0 | 0 | 0 | 0 | 0 | 0 | 0 | 0 | 0 | 0 | 0 | 0 | 0 | 0 | 0
F2_Commercial_Lodging_Existing_Food Preparation_Natural Gas_Griddle_E8 | F2 | Commercial | Lodging | Existing | Food Preparation | Natural Gas | Griddle | E8 | TRC BC Ratio | 0 | 0 | 0 | 0 | 0 | 0 | 0 | 0 | 0 | 0 | 0 | 0 | 0 | 0 | 0 | 0 | 0 | 0 | 0 | 0 | 0 | 0 | 0 | 0 | 0 | 0 | 0 | 0 | 0 | 0 | 0
F2_Commercial_Lodging_Existing_Food Preparation_Natural Gas_Griddle_E9 | F2 | Commercial | Lodging | Existing | Food Preparation | Natural Gas | Griddle | E9 | TRC BC Ratio | 0 | 0 | 0 | 0 | 0 | 0 | 0 | 0 | 0 | 0 | 0 | 0 | 0 | 0 | 0 | 0 | 0 | 0 | 0 | 0 | 0 | 0 | 0 | 0 | 0 | 0 | 0 | 0 | 0 | 0 | 0
F2_Commercial_Lodging_Existing_Food Preparation_Natural Gas_Griddle_E10 | F2 | Commercial | Lodging | Existing | Food Preparation | Natural Gas | Griddle | E10 | TRC BC Ratio | 0 | 0 | 0 | 0 | 0 | 0 | 0 | 0 | 0 | 0 | 0 | 0 | 0 | 0 | 0 | 0 | 0 | 0 | 0 | 0 | 0 | 0 | 0 | 0 | 0 | 0 | 0 | 0 | 0 | 0 | 0
F3_Commercial_Lodging_Existing_Food Preparation_Natural Gas_Griddle_E1 | F3 | Commercial | Lodging | Existing | Food Preparation | Natural Gas | Griddle | E1 | PACT BC Ratio | 0.9 | 0.9 | 0.9 | 0.9 | 0.9 | 0.9 | 0.9 | 0.9 | 0.9 | 0.9 | 0.9 | 0.9 | 0.9 | 0.9 | 0.9 | 0.9 | 0.9 | 0.9 | 0.9 | 0.9 | 0.9 | 0.9 | 0.9 | 0.9 | 0.9 | 0.9 | 0.9 | 0.9 | 0.9 | 0.9 | 0.9
F3_Commercial_Lodging_Existing_Food Preparation_Natural Gas_Griddle_E2 | F3 | Commercial | Lodging | Existing | Food Preparation | Natural Gas | Griddle | E2 | PACT BC Ratio | 1.796 | 1.8237 | 1.8438 | 1.8336 | 1.8354 | 1.73 | 1.6428 | 1.5942 | 1.574 | 1.6323 | 1.7089 | 1.789 | 1.643 | 1.7404 | 1.7464 | 1.7377 | 1.7393 | 1.7446 | 1.7113 | 1.7314 | 1.745 | 1.764 | 1.7886 | 0.89704 | 0.87953 | 0.86307 | 0.84752 | 0.83272 | 0.81854 | 0.80489 | 0.79167
F3_Commercial_Lodging_Existing_Food Preparation_Natural Gas_Griddle_E3 | F3 | Commercial | Lodging | Existing | Food Preparation | Natural Gas | Griddle | E3 | PACT BC Ratio | 0 | 0 | 0 | 0 | 0 | 0 | 0 | 0 | 0 | 0 | 0 | 0 | 0 | 0 | 0 | 0 | 0 | 0 | 0 | 0 | 0 | 0 | 0 | 0 | 0 | 0 | 0 | 0 | 0 | 0 | 0
F3_Commercial_Lodging_Existing_Food Preparation_Natural Gas_Griddle_E4 | F3 | Commercial | Lodging | Existing | Food Preparation | Natural Gas | Griddle | E4 | PACT BC Ratio | 0 | 0 | 0 | 0 | 0 | 0 | 0 | 0 | 0 | 0 | 0 | 0 | 0 | 0 | 0 | 0 | 0 | 0 | 0 | 0 | 0 | 0 | 0 | 0 | 0 | 0 | 0 | 0 | 0 | 0 | 0
F3_Commercial_Lodging_Existing_Food Preparation_Natural Gas_Griddle_E5 | F3 | Commercial | Lodging | Existing | Food Preparation | Natural Gas | Griddle | E5 | PACT BC Ratio | 0 | 0 | 0 | 0 | 0 | 0 | 0 | 0 | 0 | 0 | 0 | 0 | 0 | 0 | 0 | 0 | 0 | 0 | 0 | 0 | 0 | 0 | 0 | 0 | 0 | 0 | 0 | 0 | 0 | 0 | 0
F3_Commercial_Lodging_Existing_Food Preparation_Natural Gas_Griddle_E6 | F3 | Commercial | Lodging | Existing | Food Preparation | Natural Gas | Griddle | E6 | PACT BC Ratio | 0 | 0 | 0 | 0 | 0 | 0 | 0 | 0 | 0 | 0 | 0 | 0 | 0 | 0 | 0 | 0 | 0 | 0 | 0 | 0 | 0 | 0 | 0 | 0 | 0 | 0 | 0 | 0 | 0 | 0 | 0
F3_Commercial_Lodging_Existing_Food Preparation_Natural Gas_Griddle_E7 | F3 | Commercial | Lodging | Existing | Food Preparation | Natural Gas | Griddle | E7 | PACT BC Ratio | 0 | 0 | 0 | 0 | 0 | 0 | 0 | 0 | 0 | 0 | 0 | 0 | 0 | 0 | 0 | 0 | 0 | 0 | 0 | 0 | 0 | 0 | 0 | 0 | 0 | 0 | 0 | 0 | 0 | 0 | 0
F3_Commercial_Lodging_Existing_Food Preparation_Natural Gas_Griddle_E8 | F3 | Commercial | Lodging | Existing | Food Preparation | Natural Gas | Griddle | E8 | PACT BC Ratio | 0 | 0 | 0 | 0 | 0 | 0 | 0 | 0 | 0 | 0 | 0 | 0 | 0 | 0 | 0 | 0 | 0 | 0 | 0 | 0 | 0 | 0 | 0 | 0 | 0 | 0 | 0 | 0 | 0 | 0 | 0
F3_Commercial_Lodging_Existing_Food Preparation_Natural Gas_Griddle_E9 | F3 | Commercial | Lodging | Existing | Food Preparation | Natural Gas | Griddle | E9 | PACT BC Ratio | 0 | 0 | 0 | 0 | 0 | 0 | 0 | 0 | 0 | 0 | 0 | 0 | 0 | 0 | 0 | 0 | 0 | 0 | 0 | 0 | 0 | 0 | 0 | 0 | 0 | 0 | 0 | 0 | 0 | 0 | 0
F3_Commercial_Lodging_Existing_Food Preparation_Natural Gas_Griddle_E10 | F3 | Commercial | Lodging | Existing | Food Preparation | Natural Gas | Griddle | E10 | PACT BC Ratio | 0 | 0 | 0 | 0 | 0 | 0 | 0 | 0 | 0 | 0 | 0 | 0 | 0 | 0 | 0 | 0 | 0 | 0 | 0 | 0 | 0 | 0 | 0 | 0 | 0 | 0 | 0 | 0 | 0 | 0 | 0
F4_Commercial_Lodging_Existing_Food Preparation_Natural Gas_Griddle_E1 | F4 | Commercial | Lodging | Existing | Food Preparation | Natural Gas | Griddle | E1 | PCT BC Ratio | 0.9 | 0.9 | 0.9 | 0.9 | 0.9 | 0.9 | 0.9 | 0.9 | 0.9 | 0.9 | 0.9 | 0.9 | 0.9 | 0.9 | 0.9 | 0.9 | 0.9 | 0.9 | 0.9 | 0.9 | 0.9 | 0.9 | 0.9 | 0.9 | 0.9 | 0.9 | 0.9 | 0.9 | 0.9 | 0.9 | 0.9
F4_Commercial_Lodging_Existing_Food Preparation_Natural Gas_Griddle_E2 | F4 | Commercial | Lodging | Existing | Food Preparation | Natural Gas | Griddle | E2 | PCT BC Ratio | 5.5186 | 5.5883 | 5.639 | 5.6131 | 5.6178 | 5.3526 | 5.1333 | 5.0108 | 4.96 | 5.1068 | 5.2995 | 5.501 | 5.1337 | 5.3789 | 5.3938 | 5.3719 | 5.3759 | 5.3893 | 5.3055 | 5.3561 | 5.3902 | 5.4382 | 5.5 | 3.2569 | 3.2128 | 3.1714 | 3.1323 | 3.0951 | 3.0594 | 3.0251 | 2.9918
F4_Commercial_Lodging_Existing_Food Preparation_Natural Gas_Griddle_E3 | F4 | Commercial | Lodging | Existing | Food Preparation | Natural Gas | Griddle | E3 | PCT BC Ratio | 0 | 0 | 0 | 0 | 0 | 0 | 0 | 0 | 0 | 0 | 0 | 0 | 0 | 0 | 0 | 0 | 0 | 0 | 0 | 0 | 0 | 0 | 0 | 0 | 0 | 0 | 0 | 0 | 0 | 0 | 0
F4_Commercial_Lodging_Existing_Food Preparation_Natural Gas_Griddle_E4 | F4 | Commercial | Lodging | Existing | Food Preparation | Natural Gas | Griddle | E4 | PCT BC Ratio | 0 | 0 | 0 | 0 | 0 | 0 | 0 | 0 | 0 | 0 | 0 | 0 | 0 | 0 | 0 | 0 | 0 | 0 | 0 | 0 | 0 | 0 | 0 | 0 | 0 | 0 | 0 | 0 | 0 | 0 | 0
F4_Commercial_Lodging_Existing_Food Preparation_Natural Gas_Griddle_E5 | F4 | Commercial | Lodging | Existing | Food Preparation | Natural Gas | Griddle | E5 | PCT BC Ratio | 0 | 0 | 0 | 0 | 0 | 0 | 0 | 0 | 0 | 0 | 0 | 0 | 0 | 0 | 0 | 0 | 0 | 0 | 0 | 0 | 0 | 0 | 0 | 0 | 0 | 0 | 0 | 0 | 0 | 0 | 0
F4_Commercial_Lodging_Existing_Food Preparation_Natural Gas_Griddle_E6 | F4 | Commercial | Lodging | Existing | Food Preparation | Natural Gas | Griddle | E6 | PCT BC Ratio | 0 | 0 | 0 | 0 | 0 | 0 | 0 | 0 | 0 | 0 | 0 | 0 | 0 | 0 | 0 | 0 | 0 | 0 | 0 | 0 | 0 | 0 | 0 | 0 | 0 | 0 | 0 | 0 | 0 | 0 | 0
F4_Commercial_Lodging_Existing_Food Preparation_Natural Gas_Griddle_E7 | F4 | Commercial | Lodging | Existing | Food Preparation | Natural Gas | Griddle | E7 | PCT BC Ratio | 0 | 0 | 0 | 0 | 0 | 0 | 0 | 0 | 0 | 0 | 0 | 0 | 0 | 0 | 0 | 0 | 0 | 0 | 0 | 0 | 0 | 0 | 0 | 0 | 0 | 0 | 0 | 0 | 0 | 0 | 0
F4_Commercial_Lodging_Existing_Food Preparation_Natural Gas_Griddle_E8 | F4 | Commercial | Lodging | Existing | Food Preparation | Natural Gas | Griddle | E8 | PCT BC Ratio | 0 | 0 | 0 | 0 | 0 | 0 | 0 | 0 | 0 | 0 | 0 | 0 | 0 | 0 | 0 | 0 | 0 | 0 | 0 | 0 | 0 | 0 | 0 | 0 | 0 | 0 | 0 | 0 | 0 | 0 | 0
F4_Commercial_Lodging_Existing_Food Preparation_Natural Gas_Griddle_E9 | F4 | Commercial | Lodging | Existing | Food Preparation | Natural Gas | Griddle | E9 | PCT BC Ratio | 0 | 0 | 0 | 0 | 0 | 0 | 0 | 0 | 0 | 0 | 0 | 0 | 0 | 0 | 0 | 0 | 0 | 0 | 0 | 0 | 0 | 0 | 0 | 0 | 0 | 0 | 0 | 0 | 0 | 0 | 0
F4_Commercial_Lodging_Existing_Food Preparation_Natural Gas_Griddle_E10 | F4 | Commercial | Lodging | Existing | Food Preparation | Natural Gas | Griddle | E10 | PCT BC Ratio | 0 | 0 | 0 | 0 | 0 | 0 | 0 | 0 | 0 | 0 | 0 | 0 | 0 | 0 | 0 | 0 | 0 | 0 | 0 | 0 | 0 | 0 | 0 | 0 | 0 | 0 | 0 | 0 | 0 | 0 | 0
F5_Commercial_Lodging_Existing_Food Preparation_Natural Gas_Griddle_E1 | F5 | Commercial | Lodging | Existing | Food Preparation | Natural Gas | Griddle | E1 | RIM BC Ratio | 0.9 | 0.9 | 0.9 | 0.9 | 0.9 | 0.9 | 0.9 | 0.9 | 0.9 | 0.9 | 0.9 | 0.9 | 0.9 | 0.9 | 0.9 | 0.9 | 0.9 | 0.9 | 0.9 | 0.9 | 0.9 | 0.9 | 0.9 | 0.9 | 0.9 | 0.9 | 0.9 | 0.9 | 0.9 | 0.9 | 0.9
F5_Commercial_Lodging_Existing_Food Preparation_Natural Gas_Griddle_E2 | F5 | Commercial | Lodging | Existing | Food Preparation | Natural Gas | Griddle | E2 | RIM BC Ratio | 0.56985 | 0.57261 | 0.57458 | 0.57358 | 0.57376 | 0.56303 | 0.55347 | 0.54784 | 0.54543 | 0.55227 | 0.56078 | 0.56914 | 0.55349 | 0.56413 | 0.56476 | 0.56384 | 0.56401 | 0.56457 | 0.56103 | 0.56318 | 0.56461 | 0.56659 | 0.5691 | 0.43237 | 0.42826 | 0.42432 | 0.42052 | 0.41685 | 0.41327 | 0.40976 | 0.4063
F5_Commercial_Lodging_Existing_Food Preparation_Natural Gas_Griddle_E3 | F5 | Commercial | Lodging | Existing | Food Preparation | Natural Gas | Griddle | E3 | RIM BC Ratio | 0 | 0 | 0 | 0 | 0 | 0 | 0 | 0 | 0 | 0 | 0 | 0 | 0 | 0 | 0 | 0 | 0 | 0 | 0 | 0 | 0 | 0 | 0 | 0 | 0 | 0 | 0 | 0 | 0 | 0 | 0
F5_Commercial_Lodging_Existing_Food Preparation_Natural Gas_Griddle_E4 | F5 | Commercial | Lodging | Existing | Food Preparation | Natural Gas | Griddle | E4 | RIM BC Ratio | 0 | 0 | 0 | 0 | 0 | 0 | 0 | 0 | 0 | 0 | 0 | 0 | 0 | 0 | 0 | 0 | 0 | 0 | 0 | 0 | 0 | 0 | 0 | 0 | 0 | 0 | 0 | 0 | 0 | 0 | 0
F5_Commercial_Lodging_Existing_Food Preparation_Natural Gas_Griddle_E5 | F5 | Commercial | Lodging | Existing | Food Preparation | Natural Gas | Griddle | E5 | RIM BC Ratio | 0 | 0 | 0 | 0 | 0 | 0 | 0 | 0 | 0 | 0 | 0 | 0 | 0 | 0 | 0 | 0 | 0 | 0 | 0 | 0 | 0 | 0 | 0 | 0 | 0 | 0 | 0 | 0 | 0 | 0 | 0
F5_Commercial_Lodging_Existing_Food Preparation_Natural Gas_Griddle_E6 | F5 | Commercial | Lodging | Existing | Food Preparation | Natural Gas | Griddle | E6 | RIM BC Ratio | 0 | 0 | 0 | 0 | 0 | 0 | 0 | 0 | 0 | 0 | 0 | 0 | 0 | 0 | 0 | 0 | 0 | 0 | 0 | 0 | 0 | 0 | 0 | 0 | 0 | 0 | 0 | 0 | 0 | 0 | 0
F5_Commercial_Lodging_Existing_Food Preparation_Natural Gas_Griddle_E7 | F5 | Commercial | Lodging | Existing | Food Preparation | Natural Gas | Griddle | E7 | RIM BC Ratio | 0 | 0 | 0 | 0 | 0 | 0 | 0 | 0 | 0 | 0 | 0 | 0 | 0 | 0 | 0 | 0 | 0 | 0 | 0 | 0 | 0 | 0 | 0 | 0 | 0 | 0 | 0 | 0 | 0 | 0 | 0
F5_Commercial_Lodging_Existing_Food Preparation_Natural Gas_Griddle_E8 | F5 | Commercial | Lodging | Existing | Food Preparation | Natural Gas | Griddle | E8 | RIM BC Ratio | 0 | 0 | 0 | 0 | 0 | 0 | 0 | 0 | 0 | 0 | 0 | 0 | 0 | 0 | 0 | 0 | 0 | 0 | 0 | 0 | 0 | 0 | 0 | 0 | 0 | 0 | 0 | 0 | 0 | 0 | 0
F5_Commercial_Lodging_Existing_Food Preparation_Natural Gas_Griddle_E9 | F5 | Commercial | Lodging | Existing | Food Preparation | Natural Gas | Griddle | E9 | RIM BC Ratio | 0 | 0 | 0 | 0 | 0 | 0 | 0 | 0 | 0 | 0 | 0 | 0 | 0 | 0 | 0 | 0 | 0 | 0 | 0 | 0 | 0 | 0 | 0 | 0 | 0 | 0 | 0 | 0 | 0 | 0 | 0
F5_Commercial_Lodging_Existing_Food Preparation_Natural Gas_Griddle_E10 | F5 | Commercial | Lodging | Existing | Food Preparation | Natural Gas | Griddle | E10 | RIM BC Ratio | 0 | 0 | 0 | 0 | 0 | 0 | 0 | 0 | 0 | 0 | 0 | 0 | 0 | 0 | 0 | 0 | 0 | 0 | 0 | 0 | 0 | 0 | 0 | 0 | 0 | 0 | 0 | 0 | 0 | 0 | 0
F0_Commercial_Lodging_Existing_Food Preparation_Natural Gas_Range_E0 | F0 | Commercial | Lodging | Existing | Food Preparation | Natural Gas | Range | E0 | Economic Unit | High Efficiency | High Efficiency | High Efficiency | High Efficiency | High Efficiency | High Efficiency | High Efficiency | High Efficiency | High Efficiency | High Efficiency | High Efficiency | High Efficiency | High Efficiency | High Efficiency | High Efficiency | High Efficiency | High Efficiency | High Efficiency | High Efficiency | High Efficiency | High Efficiency | High Efficiency | High Efficiency | High Efficiency | High Efficiency | High Efficiency | High Efficiency | High Efficiency | High Efficiency | High Efficiency | High Efficiency
F1_Commercial_Lodging_Existing_Food Preparation_Natural Gas_Range_E1 | F1 | Commercial | Lodging | Existing | Food Preparation | Natural Gas | Range | E1 | CCE | 0 | 0 | 0 | 0 | 0 | 0 | 0 | 0 | 0 | 0 | 0 | 0 | 0 | 0 | 0 | 0 | 0 | 0 | 0 | 0 | 0 | 0 | 0 | 0 | 0 | 0 | 0 | 0 | 0 | 0 | 0
F1_Commercial_Lodging_Existing_Food Preparation_Natural Gas_Range_E2 | F1 | Commercial | Lodging | Existing | Food Preparation | Natural Gas | Range | E2 | CCE | 9.6499e-06 | 9.277e-06 | 9.3212e-06 | 9.4186e-06 | 9.4186e-06 | 9.4186e-06 | 9.4186e-06 | 9.4186e-06 | 9.4186e-06 | 9.4186e-06 | 9.4186e-06 | 9.4186e-06 | 9.4186e-06 | 9.4186e-06 | 9.4186e-06 | 9.4186e-06 | 9.4186e-06 | 9.4186e-06 | 9.4186e-06 | 9.4186e-06 | 9.4186e-06 | 9.4186e-06 | 9.4186e-06 | 9.4186e-06 | 9.4186e-06 | 9.4186e-06 | 9.4186e-06 | 9.4186e-06 | 9.4186e-06 | 9.4186e-06 | 9.4186e-06
F1_Commercial_Lodging_Existing_Food Preparation_Natural Gas_Range_E3 | F1 | Commercial | Lodging | Existing | Food Preparation | Natural Gas | Range | E3 | CCE | 0 | 0 | 0 | 0 | 0 | 0 | 0 | 0 | 0 | 0 | 0 | 0 | 0 | 0 | 0 | 0 | 0 | 0 | 0 | 0 | 0 | 0 | 0 | 0 | 0 | 0 | 0 | 0 | 0 | 0 | 0
F1_Commercial_Lodging_Existing_Food Preparation_Natural Gas_Range_E4 | F1 | Commercial | Lodging | Existing | Food Preparation | Natural Gas | Range | E4 | CCE | 0 | 0 | 0 | 0 | 0 | 0 | 0 | 0 | 0 | 0 | 0 | 0 | 0 | 0 | 0 | 0 | 0 | 0 | 0 | 0 | 0 | 0 | 0 | 0 | 0 | 0 | 0 | 0 | 0 | 0 | 0
F1_Commercial_Lodging_Existing_Food Preparation_Natural Gas_Range_E5 | F1 | Commercial | Lodging | Existing | Food Preparation | Natural Gas | Range | E5 | CCE | 0 | 0 | 0 | 0 | 0 | 0 | 0 | 0 | 0 | 0 | 0 | 0 | 0 | 0 | 0 | 0 | 0 | 0 | 0 | 0 | 0 | 0 | 0 | 0 | 0 | 0 | 0 | 0 | 0 | 0 | 0
F1_Commercial_Lodging_Existing_Food Preparation_Natural Gas_Range_E6 | F1 | Commercial | Lodging | Existing | Food Preparation | Natural Gas | Range | E6 | CCE | 0 | 0 | 0 | 0 | 0 | 0 | 0 | 0 | 0 | 0 | 0 | 0 | 0 | 0 | 0 | 0 | 0 | 0 | 0 | 0 | 0 | 0 | 0 | 0 | 0 | 0 | 0 | 0 | 0 | 0 | 0
F1_Commercial_Lodging_Existing_Food Preparation_Natural Gas_Range_E7 | F1 | Commercial | Lodging | Existing | Food Preparation | Natural Gas | Range | E7 | CCE | 0 | 0 | 0 | 0 | 0 | 0 | 0 | 0 | 0 | 0 | 0 | 0 | 0 | 0 | 0 | 0 | 0 | 0 | 0 | 0 | 0 | 0 | 0 | 0 | 0 | 0 | 0 | 0 | 0 | 0 | 0
F1_Commercial_Lodging_Existing_Food Preparation_Natural Gas_Range_E8 | F1 | Commercial | Lodging | Existing | Food Preparation | Natural Gas | Range | E8 | CCE | 0 | 0 | 0 | 0 | 0 | 0 | 0 | 0 | 0 | 0 | 0 | 0 | 0 | 0 | 0 | 0 | 0 | 0 | 0 | 0 | 0 | 0 | 0 | 0 | 0 | 0 | 0 | 0 | 0 | 0 | 0
F1_Commercial_Lodging_Existing_Food Preparation_Natural Gas_Range_E9 | F1 | Commercial | Lodging | Existing | Food Preparation | Natural Gas | Range | E9 | CCE | 0 | 0 | 0 | 0 | 0 | 0 | 0 | 0 | 0 | 0 | 0 | 0 | 0 | 0 | 0 | 0 | 0 | 0 | 0 | 0 | 0 | 0 | 0 | 0 | 0 | 0 | 0 | 0 | 0 | 0 | 0
F1_Commercial_Lodging_Existing_Food Preparation_Natural Gas_Range_E10 | F1 | Commercial | Lodging | Existing | Food Preparation | Natural Gas | Range | E10 | CCE | 0 | 0 | 0 | 0 | 0 | 0 | 0 | 0 | 0 | 0 | 0 | 0 | 0 | 0 | 0 | 0 | 0 | 0 | 0 | 0 | 0 | 0 | 0 | 0 | 0 | 0 | 0 | 0 | 0 | 0 | 0
F2_Commercial_Lodging_Existing_Food Preparation_Natural Gas_Range_E1 | F2 | Commercial | Lodging | Existing | Food Preparation | Natural Gas | Range | E1 | TRC BC Ratio | 0.9 | 0.9 | 0.9 | 0.9 | 0.9 | 0.9 | 0.9 | 0.9 | 0.9 | 0.9 | 0.9 | 0.9 | 0.9 | 0.9 | 0.9 | 0.9 | 0.9 | 0.9 | 0.9 | 0.9 | 0.9 | 0.9 | 0.9 | 0.9 | 0.9 | 0.9 | 0.9 | 0.9 | 0.9 | 0.9 | 0.9
F2_Commercial_Lodging_Existing_Food Preparation_Natural Gas_Range_E2 | F2 | Commercial | Lodging | Existing | Food Preparation | Natural Gas | Range | E2 | TRC BC Ratio | 1057.5122 | 1078.4736 | 1093.4653 | 1109.7176 | 1133.061 | 1061.5651 | 1005.6887 | 976.305 | 965.7499 | 949.553 | 938.6219 | 988.3561 | 884.5366 | 945.4449 | 1023.6163 | 1099.6016 | 1102.4375 | 1107.7013 | 1086.5344 | 1101.6349 | 1112.2016 | 1126.4659 | 1144.3937 | 539.0652 | 528.311 | 518.2462 | 508.7709 | 499.7846 | 491.2032 | 482.9519 | 474.9797
F2_Commercial_Lodging_Existing_Food Preparation_Natural Gas_Range_E3 | F2 | Commercial | Lodging | Existing | Food Preparation | Natural Gas | Range | E3 | TRC BC Ratio | 0 | 0 | 0 | 0 | 0 | 0 | 0 | 0 | 0 | 0 | 0 | 0 | 0 | 0 | 0 | 0 | 0 | 0 | 0 | 0 | 0 | 0 | 0 | 0 | 0 | 0 | 0 | 0 | 0 | 0 | 0
F2_Commercial_Lodging_Existing_Food Preparation_Natural Gas_Range_E4 | F2 | Commercial | Lodging | Existing | Food Preparation | Natural Gas | Range | E4 | TRC BC Ratio | 0 | 0 | 0 | 0 | 0 | 0 | 0 | 0 | 0 | 0 | 0 | 0 | 0 | 0 | 0 | 0 | 0 | 0 | 0 | 0 | 0 | 0 | 0 | 0 | 0 | 0 | 0 | 0 | 0 | 0 | 0
F2_Commercial_Lodging_Existing_Food Preparation_Natural Gas_Range_E5 | F2 | Commercial | Lodging | Existing | Food Preparation | Natural Gas | Range | E5 | TRC BC Ratio | 0 | 0 | 0 | 0 | 0 | 0 | 0 | 0 | 0 | 0 | 0 | 0 | 0 | 0 | 0 | 0 | 0 | 0 | 0 | 0 | 0 | 0 | 0 | 0 | 0 | 0 | 0 | 0 | 0 | 0 | 0
F2_Commercial_Lodging_Existing_Food Preparation_Natural Gas_Range_E6 | F2 | Commercial | Lodging | Existing | Food Preparation | Natural Gas | Range | E6 | TRC BC Ratio | 0 | 0 | 0 | 0 | 0 | 0 | 0 | 0 | 0 | 0 | 0 | 0 | 0 | 0 | 0 | 0 | 0 | 0 | 0 | 0 | 0 | 0 | 0 | 0 | 0 | 0 | 0 | 0 | 0 | 0 | 0
F2_Commercial_Lodging_Existing_Food Preparation_Natural Gas_Range_E7 | F2 | Commercial | Lodging | Existing | Food Preparation | Natural Gas | Range | E7 | TRC BC Ratio | 0 | 0 | 0 | 0 | 0 | 0 | 0 | 0 | 0 | 0 | 0 | 0 | 0 | 0 | 0 | 0 | 0 | 0 | 0 | 0 | 0 | 0 | 0 | 0 | 0 | 0 | 0 | 0 | 0 | 0 | 0
F2_Commercial_Lodging_Existing_Food Preparation_Natural Gas_Range_E8 | F2 | Commercial | Lodging | Existing | Food Preparation | Natural Gas | Range | E8 | TRC BC Ratio | 0 | 0 | 0 | 0 | 0 | 0 | 0 | 0 | 0 | 0 | 0 | 0 | 0 | 0 | 0 | 0 | 0 | 0 | 0 | 0 | 0 | 0 | 0 | 0 | 0 | 0 | 0 | 0 | 0 | 0 | 0
F2_Commercial_Lodging_Existing_Food Preparation_Natural Gas_Range_E9 | F2 | Commercial | Lodging | Existing | Food Preparation | Natural Gas | Range | E9 | TRC BC Ratio | 0 | 0 | 0 | 0 | 0 | 0 | 0 | 0 | 0 | 0 | 0 | 0 | 0 | 0 | 0 | 0 | 0 | 0 | 0 | 0 | 0 | 0 | 0 | 0 | 0 | 0 | 0 | 0 | 0 | 0 | 0
F2_Commercial_Lodging_Existing_Food Preparation_Natural Gas_Range_E10 | F2 | Commercial | Lodging | Existing | Food Preparation | Natural Gas | Range | E10 | TRC BC Ratio | 0 | 0 | 0 | 0 | 0 | 0 | 0 | 0 | 0 | 0 | 0 | 0 | 0 | 0 | 0 | 0 | 0 | 0 | 0 | 0 | 0 | 0 | 0 | 0 | 0 | 0 | 0 | 0 | 0 | 0 | 0
F3_Commercial_Lodging_Existing_Food Preparation_Natural Gas_Range_E1 | F3 | Commercial | Lodging | Existing | Food Preparation | Natural Gas | Range | E1 | PACT BC Ratio | 0.9 | 0.9 | 0.9 | 0.9 | 0.9 | 0.9 | 0.9 | 0.9 | 0.9 | 0.9 | 0.9 | 0.9 | 0.9 | 0.9 | 0.9 | 0.9 | 0.9 | 0.9 | 0.9 | 0.9 | 0.9 | 0.9 | 0.9 | 0.9 | 0.9 | 0.9 | 0.9 | 0.9 | 0.9 | 0.9 | 0.9
F3_Commercial_Lodging_Existing_Food Preparation_Natural Gas_Range_E2 | F3 | Commercial | Lodging | Existing | Food Preparation | Natural Gas | Range | E2 | PACT BC Ratio | 1057.5122 | 1078.4736 | 1093.4653 | 1109.7176 | 1133.061 | 1061.5651 | 1005.6887 | 976.305 | 965.7499 | 949.553 | 938.6219 | 988.3561 | 884.5366 | 945.4449 | 1023.6163 | 1099.6016 | 1102.4375 | 1107.7013 | 1086.5344 | 1101.6349 | 1112.2016 | 1126.4659 | 1144.3937 | 539.0652 | 528.311 | 518.2462 | 508.7709 | 499.7846 | 491.2032 | 482.9519 | 474.9797
F3_Commercial_Lodging_Existing_Food Preparation_Natural Gas_Range_E3 | F3 | Commercial | Lodging | Existing | Food Preparation | Natural Gas | Range | E3 | PACT BC Ratio | 0 | 0 | 0 | 0 | 0 | 0 | 0 | 0 | 0 | 0 | 0 | 0 | 0 | 0 | 0 | 0 | 0 | 0 | 0 | 0 | 0 | 0 | 0 | 0 | 0 | 0 | 0 | 0 | 0 | 0 | 0
F3_Commercial_Lodging_Existing_Food Preparation_Natural Gas_Range_E4 | F3 | Commercial | Lodging | Existing | Food Preparation | Natural Gas | Range | E4 | PACT BC Ratio | 0 | 0 | 0 | 0 | 0 | 0 | 0 | 0 | 0 | 0 | 0 | 0 | 0 | 0 | 0 | 0 | 0 | 0 | 0 | 0 | 0 | 0 | 0 | 0 | 0 | 0 | 0 | 0 | 0 | 0 | 0
F3_Commercial_Lodging_Existing_Food Preparation_Natural Gas_Range_E5 | F3 | Commercial | Lodging | Existing | Food Preparation | Natural Gas | Range | E5 | PACT BC Ratio | 0 | 0 | 0 | 0 | 0 | 0 | 0 | 0 | 0 | 0 | 0 | 0 | 0 | 0 | 0 | 0 | 0 | 0 | 0 | 0 | 0 | 0 | 0 | 0 | 0 | 0 | 0 | 0 | 0 | 0 | 0
F3_Commercial_Lodging_Existing_Food Preparation_Natural Gas_Range_E6 | F3 | Commercial | Lodging | Existing | Food Preparation | Natural Gas | Range | E6 | PACT BC Ratio | 0 | 0 | 0 | 0 | 0 | 0 | 0 | 0 | 0 | 0 | 0 | 0 | 0 | 0 | 0 | 0 | 0 | 0 | 0 | 0 | 0 | 0 | 0 | 0 | 0 | 0 | 0 | 0 | 0 | 0 | 0
F3_Commercial_Lodging_Existing_Food Preparation_Natural Gas_Range_E7 | F3 | Commercial | Lodging | Existing | Food Preparation | Natural Gas | Range | E7 | PACT BC Ratio | 0 | 0 | 0 | 0 | 0 | 0 | 0 | 0 | 0 | 0 | 0 | 0 | 0 | 0 | 0 | 0 | 0 | 0 | 0 | 0 | 0 | 0 | 0 | 0 | 0 | 0 | 0 | 0 | 0 | 0 | 0
F3_Commercial_Lodging_Existing_Food Preparation_Natural Gas_Range_E8 | F3 | Commercial | Lodging | Existing | Food Preparation | Natural Gas | Range | E8 | PACT BC Ratio | 0 | 0 | 0 | 0 | 0 | 0 | 0 | 0 | 0 | 0 | 0 | 0 | 0 | 0 | 0 | 0 | 0 | 0 | 0 | 0 | 0 | 0 | 0 | 0 | 0 | 0 | 0 | 0 | 0 | 0 | 0
F3_Commercial_Lodging_Existing_Food Preparation_Natural Gas_Range_E9 | F3 | Commercial | Lodging | Existing | Food Preparation | Natural Gas | Range | E9 | PACT BC Ratio | 0 | 0 | 0 | 0 | 0 | 0 | 0 | 0 | 0 | 0 | 0 | 0 | 0 | 0 | 0 | 0 | 0 | 0 | 0 | 0 | 0 | 0 | 0 | 0 | 0 | 0 | 0 | 0 | 0 | 0 | 0
F3_Commercial_Lodging_Existing_Food Preparation_Natural Gas_Range_E10 | F3 | Commercial | Lodging | Existing | Food Preparation | Natural Gas | Range | E10 | PACT BC Ratio | 0 | 0 | 0 | 0 | 0 | 0 | 0 | 0 | 0 | 0 | 0 | 0 | 0 | 0 | 0 | 0 | 0 | 0 | 0 | 0 | 0 | 0 | 0 | 0 | 0 | 0 | 0 | 0 | 0 | 0 | 0
F4_Commercial_Lodging_Existing_Food Preparation_Natural Gas_Range_E1 | F4 | Commercial | Lodging | Existing | Food Preparation | Natural Gas | Range | E1 | PCT BC Ratio | 0.9 | 0.9 | 0.9 | 0.9 | 0.9 | 0.9 | 0.9 | 0.9 | 0.9 | 0.9 | 0.9 | 0.9 | 0.9 | 0.9 | 0.9 | 0.9 | 0.9 | 0.9 | 0.9 | 0.9 | 0.9 | 0.9 | 0.9 | 0.9 | 0.9 | 0.9 | 0.9 | 0.9 | 0.9 | 0.9 | 0.9
F4_Commercial_Lodging_Existing_Food Preparation_Natural Gas_Range_E2 | F4 | Commercial | Lodging | Existing | Food Preparation | Natural Gas | Range | E2 | PCT BC Ratio | 2661.6339 | 2714.3714 | 2752.0895 | 2792.9794 | 2851.7097 | 2671.8307 | 2531.2492 | 2457.3217 | 2430.7657 | 2390.0152 | 2362.5134 | 2487.6415 | 2226.4381 | 2379.6796 | 2576.3539 | 2767.528 | 2774.663 | 2787.9063 | 2734.6519 | 2772.6439 | 2799.2289 | 2835.117 | 2880.2223 | 1357.254 | 1330.197 | 1304.8747 | 1281.0353 | 1258.4265 | 1236.8363 | 1216.0765 | 1196.0188
F4_Commercial_Lodging_Existing_Food Preparation_Natural Gas_Range_E3 | F4 | Commercial | Lodging | Existing | Food Preparation | Natural Gas | Range | E3 | PCT BC Ratio | 0 | 0 | 0 | 0 | 0 | 0 | 0 | 0 | 0 | 0 | 0 | 0 | 0 | 0 | 0 | 0 | 0 | 0 | 0 | 0 | 0 | 0 | 0 | 0 | 0 | 0 | 0 | 0 | 0 | 0 | 0
F4_Commercial_Lodging_Existing_Food Preparation_Natural Gas_Range_E4 | F4 | Commercial | Lodging | Existing | Food Preparation | Natural Gas | Range | E4 | PCT BC Ratio | 0 | 0 | 0 | 0 | 0 | 0 | 0 | 0 | 0 | 0 | 0 | 0 | 0 | 0 | 0 | 0 | 0 | 0 | 0 | 0 | 0 | 0 | 0 | 0 | 0 | 0 | 0 | 0 | 0 | 0 | 0
F4_Commercial_Lodging_Existing_Food Preparation_Natural Gas_Range_E5 | F4 | Commercial | Lodging | Existing | Food Preparation | Natural Gas | Range | E5 | PCT BC Ratio | 0 | 0 | 0 | 0 | 0 | 0 | 0 | 0 | 0 | 0 | 0 | 0 | 0 | 0 | 0 | 0 | 0 | 0 | 0 | 0 | 0 | 0 | 0 | 0 | 0 | 0 | 0 | 0 | 0 | 0 | 0
F4_Commercial_Lodging_Existing_Food Preparation_Natural Gas_Range_E6 | F4 | Commercial | Lodging | Existing | Food Preparation | Natural Gas | Range | E6 | PCT BC Ratio | 0 | 0 | 0 | 0 | 0 | 0 | 0 | 0 | 0 | 0 | 0 | 0 | 0 | 0 | 0 | 0 | 0 | 0 | 0 | 0 | 0 | 0 | 0 | 0 | 0 | 0 | 0 | 0 | 0 | 0 | 0
F4_Commercial_Lodging_Existing_Food Preparation_Natural Gas_Range_E7 | F4 | Commercial | Lodging | Existing | Food Preparation | Natural Gas | Range | E7 | PCT BC Ratio | 0 | 0 | 0 | 0 | 0 | 0 | 0 | 0 | 0 | 0 | 0 | 0 | 0 | 0 | 0 | 0 | 0 | 0 | 0 | 0 | 0 | 0 | 0 | 0 | 0 | 0 | 0 | 0 | 0 | 0 | 0
F4_Commercial_Lodging_Existing_Food Preparation_Natural Gas_Range_E8 | F4 | Commercial | Lodging | Existing | Food Preparation | Natural Gas | Range | E8 | PCT BC Ratio | 0 | 0 | 0 | 0 | 0 | 0 | 0 | 0 | 0 | 0 | 0 | 0 | 0 | 0 | 0 | 0 | 0 | 0 | 0 | 0 | 0 | 0 | 0 | 0 | 0 | 0 | 0 | 0 | 0 | 0 | 0
F4_Commercial_Lodging_Existing_Food Preparation_Natural Gas_Range_E9 | F4 | Commercial | Lodging | Existing | Food Preparation | Natural Gas | Range | E9 | PCT BC Ratio | 0 | 0 | 0 | 0 | 0 | 0 | 0 | 0 | 0 | 0 | 0 | 0 | 0 | 0 | 0 | 0 | 0 | 0 | 0 | 0 | 0 | 0 | 0 | 0 | 0 | 0 | 0 | 0 | 0 | 0 | 0
F4_Commercial_Lodging_Existing_Food Preparation_Natural Gas_Range_E10 | F4 | Commercial | Lodging | Existing | Food Preparation | Natural Gas | Range | E10 | PCT BC Ratio | 0 | 0 | 0 | 0 | 0 | 0 | 0 | 0 | 0 | 0 | 0 | 0 | 0 | 0 | 0 | 0 | 0 | 0 | 0 | 0 | 0 | 0 | 0 | 0 | 0 | 0 | 0 | 0 | 0 | 0 | 0
F5_Commercial_Lodging_Existing_Food Preparation_Natural Gas_Range_E1 | F5 | Commercial | Lodging | Existing | Food Preparation | Natural Gas | Range | E1 | RIM BC Ratio | 0.9 | 0.9 | 0.9 | 0.9 | 0.9 | 0.9 | 0.9 | 0.9 | 0.9 | 0.9 | 0.9 | 0.9 | 0.9 | 0.9 | 0.9 | 0.9 | 0.9 | 0.9 | 0.9 | 0.9 | 0.9 | 0.9 | 0.9 | 0.9 | 0.9 | 0.9 | 0.9 | 0.9 | 0.9 | 0.9 | 0.9
F5_Commercial_Lodging_Existing_Food Preparation_Natural Gas_Range_E2 | F5 | Commercial | Lodging | Existing | Food Preparation | Natural Gas | Range | E2 | RIM BC Ratio | 0.83402 | 0.83403 | 0.83404 | 0.83405 | 0.83406 | 0.83402 | 0.83399 | 0.83397 | 0.83396 | 0.83395 | 0.83394 | 0.83397 | 0.83389 | 0.83394 | 0.834 | 0.83405 | 0.83405 | 0.83405 | 0.83404 | 0.83405 | 0.83405 | 0.83406 | 0.83407 | 0.83339 | 0.83336 | 0.83334 | 0.83331 | 0.83329 | 0.83326 | 0.83324 | 0.83321
F5_Commercial_Lodging_Existing_Food Preparation_Natural Gas_Range_E3 | F5 | Commercial | Lodging | Existing | Food Preparation | Natural Gas | Range | E3 | RIM BC Ratio | 0 | 0 | 0 | 0 | 0 | 0 | 0 | 0 | 0 | 0 | 0 | 0 | 0 | 0 | 0 | 0 | 0 | 0 | 0 | 0 | 0 | 0 | 0 | 0 | 0 | 0 | 0 | 0 | 0 | 0 | 0
F5_Commercial_Lodging_Existing_Food Preparation_Natural Gas_Range_E4 | F5 | Commercial | Lodging | Existing | Food Preparation | Natural Gas | Range | E4 | RIM BC Ratio | 0 | 0 | 0 | 0 | 0 | 0 | 0 | 0 | 0 | 0 | 0 | 0 | 0 | 0 | 0 | 0 | 0 | 0 | 0 | 0 | 0 | 0 | 0 | 0 | 0 | 0 | 0 | 0 | 0 | 0 | 0
F5_Commercial_Lodging_Existing_Food Preparation_Natural Gas_Range_E5 | F5 | Commercial | Lodging | Existing | Food Preparation | Natural Gas | Range | E5 | RIM BC Ratio | 0 | 0 | 0 | 0 | 0 | 0 | 0 | 0 | 0 | 0 | 0 | 0 | 0 | 0 | 0 | 0 | 0 | 0 | 0 | 0 | 0 | 0 | 0 | 0 | 0 | 0 | 0 | 0 | 0 | 0 | 0
F5_Commercial_Lodging_Existing_Food Preparation_Natural Gas_Range_E6 | F5 | Commercial | Lodging | Existing | Food Preparation | Natural Gas | Range | E6 | RIM BC Ratio | 0 | 0 | 0 | 0 | 0 | 0 | 0 | 0 | 0 | 0 | 0 | 0 | 0 | 0 | 0 | 0 | 0 | 0 | 0 | 0 | 0 | 0 | 0 | 0 | 0 | 0 | 0 | 0 | 0 | 0 | 0
F5_Commercial_Lodging_Existing_Food Preparation_Natural Gas_Range_E7 | F5 | Commercial | Lodging | Existing | Food Preparation | Natural Gas | Range | E7 | RIM BC Ratio | 0 | 0 | 0 | 0 | 0 | 0 | 0 | 0 | 0 | 0 | 0 | 0 | 0 | 0 | 0 | 0 | 0 | 0 | 0 | 0 | 0 | 0 | 0 | 0 | 0 | 0 | 0 | 0 | 0 | 0 | 0
F5_Commercial_Lodging_Existing_Food Preparation_Natural Gas_Range_E8 | F5 | Commercial | Lodging | Existing | Food Preparation | Natural Gas | Range | E8 | RIM BC Ratio | 0 | 0 | 0 | 0 | 0 | 0 | 0 | 0 | 0 | 0 | 0 | 0 | 0 | 0 | 0 | 0 | 0 | 0 | 0 | 0 | 0 | 0 | 0 | 0 | 0 | 0 | 0 | 0 | 0 | 0 | 0
F5_Commercial_Lodging_Existing_Food Preparation_Natural Gas_Range_E9 | F5 | Commercial | Lodging | Existing | Food Preparation | Natural Gas | Range | E9 | RIM BC Ratio | 0 | 0 | 0 | 0 | 0 | 0 | 0 | 0 | 0 | 0 | 0 | 0 | 0 | 0 | 0 | 0 | 0 | 0 | 0 | 0 | 0 | 0 | 0 | 0 | 0 | 0 | 0 | 0 | 0 | 0 | 0
F5_Commercial_Lodging_Existing_Food Preparation_Natural Gas_Range_E10 | F5 | Commercial | Lodging | Existing | Food Preparation | Natural Gas | Range | E10 | RIM BC Ratio | 0 | 0 | 0 | 0 | 0 | 0 | 0 | 0 | 0 | 0 | 0 | 0 | 0 | 0 | 0 | 0 | 0 | 0 | 0 | 0 | 0 | 0 | 0 | 0 | 0 | 0 | 0 | 0 | 0 | 0 | 0
F0_Commercial_Lodging_Existing_Food Preparation_Natural Gas_Steamer_E0 | F0 | Commercial | Lodging | Existing | Food Preparation | Natural Gas | Steamer | E0 | Economic Unit | ENERGY STAR | ENERGY STAR | ENERGY STAR | ENERGY STAR | ENERGY STAR | ENERGY STAR | ENERGY STAR | ENERGY STAR | ENERGY STAR | ENERGY STAR | ENERGY STAR | ENERGY STAR | ENERGY STAR | ENERGY STAR | ENERGY STAR | ENERGY STAR | ENERGY STAR | ENERGY STAR | ENERGY STAR | ENERGY STAR | ENERGY STAR | ENERGY STAR | ENERGY STAR | ENERGY STAR | ENERGY STAR | ENERGY STAR | ENERGY STAR | ENERGY STAR | ENERGY STAR | ENERGY STAR | ENERGY STAR
F1_Commercial_Lodging_Existing_Food Preparation_Natural Gas_Steamer_E1 | F1 | Commercial | Lodging | Existing | Food Preparation | Natural Gas | Steamer | E1 | CCE | 0 | 0 | 0 | 0 | 0 | 0 | 0 | 0 | 0 | 0 | 0 | 0 | 0 | 0 | 0 | 0 | 0 | 0 | 0 | 0 | 0 | 0 | 0 | 0 | 0 | 0 | 0 | 0 | 0 | 0 | 0
F1_Commercial_Lodging_Existing_Food Preparation_Natural Gas_Steamer_E2 | F1 | Commercial | Lodging | Existing | Food Preparation | Natural Gas | Steamer | E2 | CCE | 0.0020223 | 0.0019441 | 0.0019534 | 0 | 0 | 0 | 0 | 0 | 0 | 0 | 0 | 0 | 0 | 0 | 0 | 0 | 0 | 0 | 0 | 0 | 0 | 0 | 0 | 0 | 0 | 0 | 0 | 0 | 0 | 0 | 0
F1_Commercial_Lodging_Existing_Food Preparation_Natural Gas_Steamer_E3 | F1 | Commercial | Lodging | Existing | Food Preparation | Natural Gas | Steamer | E3 | CCE | 0 | 0 | 0 | 0 | 0 | 0 | 0 | 0 | 0 | 0 | 0 | 0 | 0 | 0 | 0 | 0 | 0 | 0 | 0 | 0 | 0 | 0 | 0 | 0 | 0 | 0 | 0 | 0 | 0 | 0 | 0
F1_Commercial_Lodging_Existing_Food Preparation_Natural Gas_Steamer_E4 | F1 | Commercial | Lodging | Existing | Food Preparation | Natural Gas | Steamer | E4 | CCE | 0 | 0 | 0 | 0 | 0 | 0 | 0 | 0 | 0 | 0 | 0 | 0 | 0 | 0 | 0 | 0 | 0 | 0 | 0 | 0 | 0 | 0 | 0 | 0 | 0 | 0 | 0 | 0 | 0 | 0 | 0
F1_Commercial_Lodging_Existing_Food Preparation_Natural Gas_Steamer_E5 | F1 | Commercial | Lodging | Existing | Food Preparation | Natural Gas | Steamer | E5 | CCE | 0 | 0 | 0 | 0 | 0 | 0 | 0 | 0 | 0 | 0 | 0 | 0 | 0 | 0 | 0 | 0 | 0 | 0 | 0 | 0 | 0 | 0 | 0 | 0 | 0 | 0 | 0 | 0 | 0 | 0 | 0
F1_Commercial_Lodging_Existing_Food Preparation_Natural Gas_Steamer_E6 | F1 | Commercial | Lodging | Existing | Food Preparation | Natural Gas | Steamer | E6 | CCE | 0 | 0 | 0 | 0 | 0 | 0 | 0 | 0 | 0 | 0 | 0 | 0 | 0 | 0 | 0 | 0 | 0 | 0 | 0 | 0 | 0 | 0 | 0 | 0 | 0 | 0 | 0 | 0 | 0 | 0 | 0
F1_Commercial_Lodging_Existing_Food Preparation_Natural Gas_Steamer_E7 | F1 | Commercial | Lodging | Existing | Food Preparation | Natural Gas | Steamer | E7 | CCE | 0 | 0 | 0 | 0 | 0 | 0 | 0 | 0 | 0 | 0 | 0 | 0 | 0 | 0 | 0 | 0 | 0 | 0 | 0 | 0 | 0 | 0 | 0 | 0 | 0 | 0 | 0 | 0 | 0 | 0 | 0
F1_Commercial_Lodging_Existing_Food Preparation_Natural Gas_Steamer_E8 | F1 | Commercial | Lodging | Existing | Food Preparation | Natural Gas | Steamer | E8 | CCE | 0 | 0 | 0 | 0 | 0 | 0 | 0 | 0 | 0 | 0 | 0 | 0 | 0 | 0 | 0 | 0 | 0 | 0 | 0 | 0 | 0 | 0 | 0 | 0 | 0 | 0 | 0 | 0 | 0 | 0 | 0
F1_Commercial_Lodging_Existing_Food Preparation_Natural Gas_Steamer_E9 | F1 | Commercial | Lodging | Existing | Food Preparation | Natural Gas | Steamer | E9 | CCE | 0 | 0 | 0 | 0 | 0 | 0 | 0 | 0 | 0 | 0 | 0 | 0 | 0 | 0 | 0 | 0 | 0 | 0 | 0 | 0 | 0 | 0 | 0 | 0 | 0 | 0 | 0 | 0 | 0 | 0 | 0
F1_Commercial_Lodging_Existing_Food Preparation_Natural Gas_Steamer_E10 | F1 | Commercial | Lodging | Existing | Food Preparation | Natural Gas | Steamer | E10 | CCE | 0 | 0 | 0 | 0 | 0 | 0 | 0 | 0 | 0 | 0 | 0 | 0 | 0 | 0 | 0 | 0 | 0 | 0 | 0 | 0 | 0 | 0 | 0 | 0 | 0 | 0 | 0 | 0 | 0 | 0 | 0
F2_Commercial_Lodging_Existing_Food Preparation_Natural Gas_Steamer_E1 | F2 | Commercial | Lodging | Existing | Food Preparation | Natural Gas | Steamer | E1 | TRC BC Ratio | 0.9 | 0.9 | 0.9 | 0 | 0 | 0 | 0 | 0 | 0 | 0 | 0 | 0 | 0 | 0 | 0 | 0 | 0 | 0 | 0 | 0 | 0 | 0 | 0 | 0 | 0 | 0 | 0 | 0 | 0 | 0 | 0
F2_Commercial_Lodging_Existing_Food Preparation_Natural Gas_Steamer_E2 | F2 | Commercial | Lodging | Existing | Food Preparation | Natural Gas | Steamer | E2 | TRC BC Ratio | 5.0195 | 5.062 | 5.0865 | 0.9 | 0.9 | 0.9 | 0.9 | 0.9 | 0.9 | 0.9 | 0.9 | 0.9 | 0.9 | 0.9 | 0.9 | 0.9 | 0.9 | 0.9 | 0.9 | 0.9 | 0.9 | 0.9 | 0.9 | 0.9 | 0.9 | 0.9 | 0.9 | 0.9 | 0.9 | 0.9 | 0.9
F2_Commercial_Lodging_Existing_Food Preparation_Natural Gas_Steamer_E3 | F2 | Commercial | Lodging | Existing | Food Preparation | Natural Gas | Steamer | E3 | TRC BC Ratio | 0 | 0 | 0 | 0 | 0 | 0 | 0 | 0 | 0 | 0 | 0 | 0 | 0 | 0 | 0 | 0 | 0 | 0 | 0 | 0 | 0 | 0 | 0 | 0 | 0 | 0 | 0 | 0 | 0 | 0 | 0
F2_Commercial_Lodging_Existing_Food Preparation_Natural Gas_Steamer_E4 | F2 | Commercial | Lodging | Existing | Food Preparation | Natural Gas | Steamer | E4 | TRC BC Ratio | 0 | 0 | 0 | 0 | 0 | 0 | 0 | 0 | 0 | 0 | 0 | 0 | 0 | 0 | 0 | 0 | 0 | 0 | 0 | 0 | 0 | 0 | 0 | 0 | 0 | 0 | 0 | 0 | 0 | 0 | 0
F2_Commercial_Lodging_Existing_Food Preparation_Natural Gas_Steamer_E5 | F2 | Commercial | Lodging | Existing | Food Preparation | Natural Gas | Steamer | E5 | TRC BC Ratio | 0 | 0 | 0 | 0 | 0 | 0 | 0 | 0 | 0 | 0 | 0 | 0 | 0 | 0 | 0 | 0 | 0 | 0 | 0 | 0 | 0 | 0 | 0 | 0 | 0 | 0 | 0 | 0 | 0 | 0 | 0
F2_Commercial_Lodging_Existing_Food Preparation_Natural Gas_Steamer_E6 | F2 | Commercial | Lodging | Existing | Food Preparation | Natural Gas | Steamer | E6 | TRC BC Ratio | 0 | 0 | 0 | 0 | 0 | 0 | 0 | 0 | 0 | 0 | 0 | 0 | 0 | 0 | 0 | 0 | 0 | 0 | 0 | 0 | 0 | 0 | 0 | 0 | 0 | 0 | 0 | 0 | 0 | 0 | 0
F2_Commercial_Lodging_Existing_Food Preparation_Natural Gas_Steamer_E7 | F2 | Commercial | Lodging | Existing | Food Preparation | Natural Gas | Steamer | E7 | TRC BC Ratio | 0 | 0 | 0 | 0 | 0 | 0 | 0 | 0 | 0 | 0 | 0 | 0 | 0 | 0 | 0 | 0 | 0 | 0 | 0 | 0 | 0 | 0 | 0 | 0 | 0 | 0 | 0 | 0 | 0 | 0 | 0
F2_Commercial_Lodging_Existing_Food Preparation_Natural Gas_Steamer_E8 | F2 | Commercial | Lodging | Existing | Food Preparation | Natural Gas | Steamer | E8 | TRC BC Ratio | 0 | 0 | 0 | 0 | 0 | 0 | 0 | 0 | 0 | 0 | 0 | 0 | 0 | 0 | 0 | 0 | 0 | 0 | 0 | 0 | 0 | 0 | 0 | 0 | 0 | 0 | 0 | 0 | 0 | 0 | 0
F2_Commercial_Lodging_Existing_Food Preparation_Natural Gas_Steamer_E9 | F2 | Commercial | Lodging | Existing | Food Preparation | Natural Gas | Steamer | E9 | TRC BC Ratio | 0 | 0 | 0 | 0 | 0 | 0 | 0 | 0 | 0 | 0 | 0 | 0 | 0 | 0 | 0 | 0 | 0 | 0 | 0 | 0 | 0 | 0 | 0 | 0 | 0 | 0 | 0 | 0 | 0 | 0 | 0
F2_Commercial_Lodging_Existing_Food Preparation_Natural Gas_Steamer_E10 | F2 | Commercial | Lodging | Existing | Food Preparation | Natural Gas | Steamer | E10 | TRC BC Ratio | 0 | 0 | 0 | 0 | 0 | 0 | 0 | 0 | 0 | 0 | 0 | 0 | 0 | 0 | 0 | 0 | 0 | 0 | 0 | 0 | 0 | 0 | 0 | 0 | 0 | 0 | 0 | 0 | 0 | 0 | 0
F3_Commercial_Lodging_Existing_Food Preparation_Natural Gas_Steamer_E1 | F3 | Commercial | Lodging | Existing | Food Preparation | Natural Gas | Steamer | E1 | PACT BC Ratio | 0.9 | 0.9 | 0.9 | 0 | 0 | 0 | 0 | 0 | 0 | 0 | 0 | 0 | 0 | 0 | 0 | 0 | 0 | 0 | 0 | 0 | 0 | 0 | 0 | 0 | 0 | 0 | 0 | 0 | 0 | 0 | 0
F3_Commercial_Lodging_Existing_Food Preparation_Natural Gas_Steamer_E2 | F3 | Commercial | Lodging | Existing | Food Preparation | Natural Gas | Steamer | E2 | PACT BC Ratio | 5.4356 | 5.4817 | 5.5082 | 0.9 | 0.9 | 0.9 | 0.9 | 0.9 | 0.9 | 0.9 | 0.9 | 0.9 | 0.9 | 0.9 | 0.9 | 0.9 | 0.9 | 0.9 | 0.9 | 0.9 | 0.9 | 0.9 | 0.9 | 0.9 | 0.9 | 0.9 | 0.9 | 0.9 | 0.9 | 0.9 | 0.9
F3_Commercial_Lodging_Existing_Food Preparation_Natural Gas_Steamer_E3 | F3 | Commercial | Lodging | Existing | Food Preparation | Natural Gas | Steamer | E3 | PACT BC Ratio | 0 | 0 | 0 | 0 | 0 | 0 | 0 | 0 | 0 | 0 | 0 | 0 | 0 | 0 | 0 | 0 | 0 | 0 | 0 | 0 | 0 | 0 | 0 | 0 | 0 | 0 | 0 | 0 | 0 | 0 | 0
F3_Commercial_Lodging_Existing_Food Preparation_Natural Gas_Steamer_E4 | F3 | Commercial | Lodging | Existing | Food Preparation | Natural Gas | Steamer | E4 | PACT BC Ratio | 0 | 0 | 0 | 0 | 0 | 0 | 0 | 0 | 0 | 0 | 0 | 0 | 0 | 0 | 0 | 0 | 0 | 0 | 0 | 0 | 0 | 0 | 0 | 0 | 0 | 0 | 0 | 0 | 0 | 0 | 0
F3_Commercial_Lodging_Existing_Food Preparation_Natural Gas_Steamer_E5 | F3 | Commercial | Lodging | Existing | Food Preparation | Natural Gas | Steamer | E5 | PACT BC Ratio | 0 | 0 | 0 | 0 | 0 | 0 | 0 | 0 | 0 | 0 | 0 | 0 | 0 | 0 | 0 | 0 | 0 | 0 | 0 | 0 | 0 | 0 | 0 | 0 | 0 | 0 | 0 | 0 | 0 | 0 | 0
F3_Commercial_Lodging_Existing_Food Preparation_Natural Gas_Steamer_E6 | F3 | Commercial | Lodging | Existing | Food Preparation | Natural Gas | Steamer | E6 | PACT BC Ratio | 0 | 0 | 0 | 0 | 0 | 0 | 0 | 0 | 0 | 0 | 0 | 0 | 0 | 0 | 0 | 0 | 0 | 0 | 0 | 0 | 0 | 0 | 0 | 0 | 0 | 0 | 0 | 0 | 0 | 0 | 0
F3_Commercial_Lodging_Existing_Food Preparation_Natural Gas_Steamer_E7 | F3 | Commercial | Lodging | Existing | Food Preparation | Natural Gas | Steamer | E7 | PACT BC Ratio | 0 | 0 | 0 | 0 | 0 | 0 | 0 | 0 | 0 | 0 | 0 | 0 | 0 | 0 | 0 | 0 | 0 | 0 | 0 | 0 | 0 | 0 | 0 | 0 | 0 | 0 | 0 | 0 | 0 | 0 | 0
F3_Commercial_Lodging_Existing_Food Preparation_Natural Gas_Steamer_E8 | F3 | Commercial | Lodging | Existing | Food Preparation | Natural Gas | Steamer | E8 | PACT BC Ratio | 0 | 0 | 0 | 0 | 0 | 0 | 0 | 0 | 0 | 0 | 0 | 0 | 0 | 0 | 0 | 0 | 0 | 0 | 0 | 0 | 0 | 0 | 0 | 0 | 0 | 0 | 0 | 0 | 0 | 0 | 0
F3_Commercial_Lodging_Existing_Food Preparation_Natural Gas_Steamer_E9 | F3 | Commercial | Lodging | Existing | Food Preparation | Natural Gas | Steamer | E9 | PACT BC Ratio | 0 | 0 | 0 | 0 | 0 | 0 | 0 | 0 | 0 | 0 | 0 | 0 | 0 | 0 | 0 | 0 | 0 | 0 | 0 | 0 | 0 | 0 | 0 | 0 | 0 | 0 | 0 | 0 | 0 | 0 | 0
F3_Commercial_Lodging_Existing_Food Preparation_Natural Gas_Steamer_E10 | F3 | Commercial | Lodging | Existing | Food Preparation | Natural Gas | Steamer | E10 | PACT BC Ratio | 0 | 0 | 0 | 0 | 0 | 0 | 0 | 0 | 0 | 0 | 0 | 0 | 0 | 0 | 0 | 0 | 0 | 0 | 0 | 0 | 0 | 0 | 0 | 0 | 0 | 0 | 0 | 0 | 0 | 0 | 0
F4_Commercial_Lodging_Existing_Food Preparation_Natural Gas_Steamer_E1 | F4 | Commercial | Lodging | Existing | Food Preparation | Natural Gas | Steamer | E1 | PCT BC Ratio | 0.9 | 0.9 | 0.9 | 0 | 0 | 0 | 0 | 0 | 0 | 0 | 0 | 0 | 0 | 0 | 0 | 0 | 0 | 0 | 0 | 0 | 0 | 0 | 0 | 0 | 0 | 0 | 0 | 0 | 0 | 0 | 0
F4_Commercial_Lodging_Existing_Food Preparation_Natural Gas_Steamer_E2 | F4 | Commercial | Lodging | Existing | Food Preparation | Natural Gas | Steamer | E2 | PCT BC Ratio | 12.4994 | 12.5981 | 12.6548 | 0.9 | 0.9 | 0.9 | 0.9 | 0.9 | 0.9 | 0.9 | 0.9 | 0.9 | 0.9 | 0.9 | 0.9 | 0.9 | 0.9 | 0.9 | 0.9 | 0.9 | 0.9 | 0.9 | 0.9 | 0.9 | 0.9 | 0.9 | 0.9 | 0.9 | 0.9 | 0.9 | 0.9
F4_Commercial_Lodging_Existing_Food Preparation_Natural Gas_Steamer_E3 | F4 | Commercial | Lodging | Existing | Food Preparation | Natural Gas | Steamer | E3 | PCT BC Ratio | 0 | 0 | 0 | 0 | 0 | 0 | 0 | 0 | 0 | 0 | 0 | 0 | 0 | 0 | 0 | 0 | 0 | 0 | 0 | 0 | 0 | 0 | 0 | 0 | 0 | 0 | 0 | 0 | 0 | 0 | 0
F4_Commercial_Lodging_Existing_Food Preparation_Natural Gas_Steamer_E4 | F4 | Commercial | Lodging | Existing | Food Preparation | Natural Gas | Steamer | E4 | PCT BC Ratio | 0 | 0 | 0 | 0 | 0 | 0 | 0 | 0 | 0 | 0 | 0 | 0 | 0 | 0 | 0 | 0 | 0 | 0 | 0 | 0 | 0 | 0 | 0 | 0 | 0 | 0 | 0 | 0 | 0 | 0 | 0
F4_Commercial_Lodging_Existing_Food Preparation_Natural Gas_Steamer_E5 | F4 | Commercial | Lodging | Existing | Food Preparation | Natural Gas | Steamer | E5 | PCT BC Ratio | 0 | 0 | 0 | 0 | 0 | 0 | 0 | 0 | 0 | 0 | 0 | 0 | 0 | 0 | 0 | 0 | 0 | 0 | 0 | 0 | 0 | 0 | 0 | 0 | 0 | 0 | 0 | 0 | 0 | 0 | 0
F4_Commercial_Lodging_Existing_Food Preparation_Natural Gas_Steamer_E6 | F4 | Commercial | Lodging | Existing | Food Preparation | Natural Gas | Steamer | E6 | PCT BC Ratio | 0 | 0 | 0 | 0 | 0 | 0 | 0 | 0 | 0 | 0 | 0 | 0 | 0 | 0 | 0 | 0 | 0 | 0 | 0 | 0 | 0 | 0 | 0 | 0 | 0 | 0 | 0 | 0 | 0 | 0 | 0
F4_Commercial_Lodging_Existing_Food Preparation_Natural Gas_Steamer_E7 | F4 | Commercial | Lodging | Existing | Food Preparation | Natural Gas | Steamer | E7 | PCT BC Ratio | 0 | 0 | 0 | 0 | 0 | 0 | 0 | 0 | 0 | 0 | 0 | 0 | 0 | 0 | 0 | 0 | 0 | 0 | 0 | 0 | 0 | 0 | 0 | 0 | 0 | 0 | 0 | 0 | 0 | 0 | 0
F4_Commercial_Lodging_Existing_Food Preparation_Natural Gas_Steamer_E8 | F4 | Commercial | Lodging | Existing | Food Preparation | Natural Gas | Steamer | E8 | PCT BC Ratio | 0 | 0 | 0 | 0 | 0 | 0 | 0 | 0 | 0 | 0 | 0 | 0 | 0 | 0 | 0 | 0 | 0 | 0 | 0 | 0 | 0 | 0 | 0 | 0 | 0 | 0 | 0 | 0 | 0 | 0 | 0
F4_Commercial_Lodging_Existing_Food Preparation_Natural Gas_Steamer_E9 | F4 | Commercial | Lodging | Existing | Food Preparation | Natural Gas | Steamer | E9 | PCT BC Ratio | 0 | 0 | 0 | 0 | 0 | 0 | 0 | 0 | 0 | 0 | 0 | 0 | 0 | 0 | 0 | 0 | 0 | 0 | 0 | 0 | 0 | 0 | 0 | 0 | 0 | 0 | 0 | 0 | 0 | 0 | 0
F4_Commercial_Lodging_Existing_Food Preparation_Natural Gas_Steamer_E10 | F4 | Commercial | Lodging | Existing | Food Preparation | Natural Gas | Steamer | E10 | PCT BC Ratio | 0 | 0 | 0 | 0 | 0 | 0 | 0 | 0 | 0 | 0 | 0 | 0 | 0 | 0 | 0 | 0 | 0 | 0 | 0 | 0 | 0 | 0 | 0 | 0 | 0 | 0 | 0 | 0 | 0 | 0 | 0
F5_Commercial_Lodging_Existing_Food Preparation_Natural Gas_Steamer_E1 | F5 | Commercial | Lodging | Existing | Food Preparation | Natural Gas | Steamer | E1 | RIM BC Ratio | 0.9 | 0.9 | 0.9 | 0 | 0 | 0 | 0 | 0 | 0 | 0 | 0 | 0 | 0 | 0 | 0 | 0 | 0 | 0 | 0 | 0 | 0 | 0 | 0 | 0 | 0 | 0 | 0 | 0 | 0 | 0 | 0
F5_Commercial_Lodging_Existing_Food Preparation_Natural Gas_Steamer_E2 | F5 | Commercial | Lodging | Existing | Food Preparation | Natural Gas | Steamer | E2 | RIM BC Ratio | 0.72357 | 0.72438 | 0.72484 | 0.9 | 0.9 | 0.9 | 0.9 | 0.9 | 0.9 | 0.9 | 0.9 | 0.9 | 0.9 | 0.9 | 0.9 | 0.9 | 0.9 | 0.9 | 0.9 | 0.9 | 0.9 | 0.9 | 0.9 | 0.9 | 0.9 | 0.9 | 0.9 | 0.9 | 0.9 | 0.9 | 0.9
F5_Commercial_Lodging_Existing_Food Preparation_Natural Gas_Steamer_E3 | F5 | Commercial | Lodging | Existing | Food Preparation | Natural Gas | Steamer | E3 | RIM BC Ratio | 0 | 0 | 0 | 0 | 0 | 0 | 0 | 0 | 0 | 0 | 0 | 0 | 0 | 0 | 0 | 0 | 0 | 0 | 0 | 0 | 0 | 0 | 0 | 0 | 0 | 0 | 0 | 0 | 0 | 0 | 0
F5_Commercial_Lodging_Existing_Food Preparation_Natural Gas_Steamer_E4 | F5 | Commercial | Lodging | Existing | Food Preparation | Natural Gas | Steamer | E4 | RIM BC Ratio | 0 | 0 | 0 | 0 | 0 | 0 | 0 | 0 | 0 | 0 | 0 | 0 | 0 | 0 | 0 | 0 | 0 | 0 | 0 | 0 | 0 | 0 | 0 | 0 | 0 | 0 | 0 | 0 | 0 | 0 | 0
F5_Commercial_Lodging_Existing_Food Preparation_Natural Gas_Steamer_E5 | F5 | Commercial | Lodging | Existing | Food Preparation | Natural Gas | Steamer | E5 | RIM BC Ratio | 0 | 0 | 0 | 0 | 0 | 0 | 0 | 0 | 0 | 0 | 0 | 0 | 0 | 0 | 0 | 0 | 0 | 0 | 0 | 0 | 0 | 0 | 0 | 0 | 0 | 0 | 0 | 0 | 0 | 0 | 0
F5_Commercial_Lodging_Existing_Food Preparation_Natural Gas_Steamer_E6 | F5 | Commercial | Lodging | Existing | Food Preparation | Natural Gas | Steamer | E6 | RIM BC Ratio | 0 | 0 | 0 | 0 | 0 | 0 | 0 | 0 | 0 | 0 | 0 | 0 | 0 | 0 | 0 | 0 | 0 | 0 | 0 | 0 | 0 | 0 | 0 | 0 | 0 | 0 | 0 | 0 | 0 | 0 | 0
F5_Commercial_Lodging_Existing_Food Preparation_Natural Gas_Steamer_E7 | F5 | Commercial | Lodging | Existing | Food Preparation | Natural Gas | Steamer | E7 | RIM BC Ratio | 0 | 0 | 0 | 0 | 0 | 0 | 0 | 0 | 0 | 0 | 0 | 0 | 0 | 0 | 0 | 0 | 0 | 0 | 0 | 0 | 0 | 0 | 0 | 0 | 0 | 0 | 0 | 0 | 0 | 0 | 0
F5_Commercial_Lodging_Existing_Food Preparation_Natural Gas_Steamer_E8 | F5 | Commercial | Lodging | Existing | Food Preparation | Natural Gas | Steamer | E8 | RIM BC Ratio | 0 | 0 | 0 | 0 | 0 | 0 | 0 | 0 | 0 | 0 | 0 | 0 | 0 | 0 | 0 | 0 | 0 | 0 | 0 | 0 | 0 | 0 | 0 | 0 | 0 | 0 | 0 | 0 | 0 | 0 | 0
F5_Commercial_Lodging_Existing_Food Preparation_Natural Gas_Steamer_E9 | F5 | Commercial | Lodging | Existing | Food Preparation | Natural Gas | Steamer | E9 | RIM BC Ratio | 0 | 0 | 0 | 0 | 0 | 0 | 0 | 0 | 0 | 0 | 0 | 0 | 0 | 0 | 0 | 0 | 0 | 0 | 0 | 0 | 0 | 0 | 0 | 0 | 0 | 0 | 0 | 0 | 0 | 0 | 0
F5_Commercial_Lodging_Existing_Food Preparation_Natural Gas_Steamer_E10 | F5 | Commercial | Lodging | Existing | Food Preparation | Natural Gas | Steamer | E10 | RIM BC Ratio | 0 | 0 | 0 | 0 | 0 | 0 | 0 | 0 | 0 | 0 | 0 | 0 | 0 | 0 | 0 | 0 | 0 | 0 | 0 | 0 | 0 | 0 | 0 | 0 | 0 | 0 | 0 | 0 | 0 | 0 | 0
F0_Commercial_Lodging_Existing_Food Preparation_Natural Gas_Food Prep Other_E0 | F0 | Commercial | Lodging | Existing | Food Preparation | Natural Gas | Food Prep Other | E0 | Economic Unit | ENERGY STAR | ENERGY STAR | ENERGY STAR | ENERGY STAR | ENERGY STAR | ENERGY STAR | ENERGY STAR | ENERGY STAR | ENERGY STAR | ENERGY STAR | ENERGY STAR | ENERGY STAR | ENERGY STAR | ENERGY STAR | ENERGY STAR | ENERGY STAR | ENERGY STAR | ENERGY STAR | ENERGY STAR | ENERGY STAR | ENERGY STAR | ENERGY STAR | ENERGY STAR | Standard | Standard | Standard | Standard | Standard | Standard | Standard | Standard
F1_Commercial_Lodging_Existing_Food Preparation_Natural Gas_Food Prep Other_E1 | F1 | Commercial | Lodging | Existing | Food Preparation | Natural Gas | Food Prep Other | E1 | CCE | 0 | 0 | 0 | 0 | 0 | 0 | 0 | 0 | 0 | 0 | 0 | 0 | 0 | 0 | 0 | 0 | 0 | 0 | 0 | 0 | 0 | 0 | 0 | 0 | 0 | 0 | 0 | 0 | 0 | 0 | 0
F1_Commercial_Lodging_Existing_Food Preparation_Natural Gas_Food Prep Other_E2 | F1 | Commercial | Lodging | Existing | Food Preparation | Natural Gas | Food Prep Other | E2 | CCE | 0.15845 | 0.15233 | 0.15306 | 0.15466 | 0.15466 | 0.15466 | 0.15466 | 0.15466 | 0.15466 | 0.15466 | 0.15466 | 0.15466 | 0.15466 | 0.15466 | 0.15466 | 0.15466 | 0.15466 | 0.15466 | 0.15466 | 0.15466 | 0.15466 | 0.15466 | 0.15466 | 0.15466 | 0.15466 | 0.15466 | 0.15466 | 0.15466 | 0.15466 | 0.15466 | 0.15466
F1_Commercial_Lodging_Existing_Food Preparation_Natural Gas_Food Prep Other_E3 | F1 | Commercial | Lodging | Existing | Food Preparation | Natural Gas | Food Prep Other | E3 | CCE | 0 | 0 | 0 | 0 | 0 | 0 | 0 | 0 | 0 | 0 | 0 | 0 | 0 | 0 | 0 | 0 | 0 | 0 | 0 | 0 | 0 | 0 | 0 | 0 | 0 | 0 | 0 | 0 | 0 | 0 | 0
F1_Commercial_Lodging_Existing_Food Preparation_Natural Gas_Food Prep Other_E4 | F1 | Commercial | Lodging | Existing | Food Preparation | Natural Gas | Food Prep Other | E4 | CCE | 0 | 0 | 0 | 0 | 0 | 0 | 0 | 0 | 0 | 0 | 0 | 0 | 0 | 0 | 0 | 0 | 0 | 0 | 0 | 0 | 0 | 0 | 0 | 0 | 0 | 0 | 0 | 0 | 0 | 0 | 0
F1_Commercial_Lodging_Existing_Food Preparation_Natural Gas_Food Prep Other_E5 | F1 | Commercial | Lodging | Existing | Food Preparation | Natural Gas | Food Prep Other | E5 | CCE | 0 | 0 | 0 | 0 | 0 | 0 | 0 | 0 | 0 | 0 | 0 | 0 | 0 | 0 | 0 | 0 | 0 | 0 | 0 | 0 | 0 | 0 | 0 | 0 | 0 | 0 | 0 | 0 | 0 | 0 | 0
F1_Commercial_Lodging_Existing_Food Preparation_Natural Gas_Food Prep Other_E6 | F1 | Commercial | Lodging | Existing | Food Preparation | Natural Gas | Food Prep Other | E6 | CCE | 0 | 0 | 0 | 0 | 0 | 0 | 0 | 0 | 0 | 0 | 0 | 0 | 0 | 0 | 0 | 0 | 0 | 0 | 0 | 0 | 0 | 0 | 0 | 0 | 0 | 0 | 0 | 0 | 0 | 0 | 0
F1_Commercial_Lodging_Existing_Food Preparation_Natural Gas_Food Prep Other_E7 | F1 | Commercial | Lodging | Existing | Food Preparation | Natural Gas | Food Prep Other | E7 | CCE | 0 | 0 | 0 | 0 | 0 | 0 | 0 | 0 | 0 | 0 | 0 | 0 | 0 | 0 | 0 | 0 | 0 | 0 | 0 | 0 | 0 | 0 | 0 | 0 | 0 | 0 | 0 | 0 | 0 | 0 | 0
F1_Commercial_Lodging_Existing_Food Preparation_Natural Gas_Food Prep Other_E8 | F1 | Commercial | Lodging | Existing | Food Preparation | Natural Gas | Food Prep Other | E8 | CCE | 0 | 0 | 0 | 0 | 0 | 0 | 0 | 0 | 0 | 0 | 0 | 0 | 0 | 0 | 0 | 0 | 0 | 0 | 0 | 0 | 0 | 0 | 0 | 0 | 0 | 0 | 0 | 0 | 0 | 0 | 0
F1_Commercial_Lodging_Existing_Food Preparation_Natural Gas_Food Prep Other_E9 | F1 | Commercial | Lodging | Existing | Food Preparation | Natural Gas | Food Prep Other | E9 | CCE | 0 | 0 | 0 | 0 | 0 | 0 | 0 | 0 | 0 | 0 | 0 | 0 | 0 | 0 | 0 | 0 | 0 | 0 | 0 | 0 | 0 | 0 | 0 | 0 | 0 | 0 | 0 | 0 | 0 | 0 | 0
F1_Commercial_Lodging_Existing_Food Preparation_Natural Gas_Food Prep Other_E10 | F1 | Commercial | Lodging | Existing | Food Preparation | Natural Gas | Food Prep Other | E10 | CCE | 0 | 0 | 0 | 0 | 0 | 0 | 0 | 0 | 0 | 0 | 0 | 0 | 0 | 0 | 0 | 0 | 0 | 0 | 0 | 0 | 0 | 0 | 0 | 0 | 0 | 0 | 0 | 0 | 0 | 0 | 0
F2_Commercial_Lodging_Existing_Food Preparation_Natural Gas_Food Prep Other_E1 | F2 | Commercial | Lodging | Existing | Food Preparation | Natural Gas | Food Prep Other | E1 | TRC BC Ratio | 0.9 | 0.9 | 0.9 | 0.9 | 0.9 | 0.9 | 0.9 | 0.9 | 0.9 | 0.9 | 0.9 | 0.9 | 0.9 | 0.9 | 0.9 | 0.9 | 0.9 | 0.9 | 0.9 | 0.9 | 0.9 | 0.9 | 0.9 | 0.9 | 0.9 | 0.9 | 0.9 | 0.9 | 0.9 | 0.9 | 0.9
F2_Commercial_Lodging_Existing_Food Preparation_Natural Gas_Food Prep Other_E2 | F2 | Commercial | Lodging | Existing | Food Preparation | Natural Gas | Food Prep Other | E2 | TRC BC Ratio | 0.064402 | 0.065679 | 0.066592 | 0.067581 | 0.069003 | 0.064649 | 0.061246 | 0.059457 | 0.058814 | 0.057827 | 0.057162 | 0.060191 | 0.053868 | 0.057577 | 0.062338 | 0.066965 | 0.067138 | 0.067459 | 0.06617 | 0.067089 | 0.067733 | 0.068601 | 0.069693 | 0.032829 | 0.032174 | 0.031561 | 0.030984 | 0.030437 | 0.029914 | 0.029412 | 0.028926
F2_Commercial_Lodging_Existing_Food Preparation_Natural Gas_Food Prep Other_E3 | F2 | Commercial | Lodging | Existing | Food Preparation | Natural Gas | Food Prep Other | E3 | TRC BC Ratio | 0 | 0 | 0 | 0 | 0 | 0 | 0 | 0 | 0 | 0 | 0 | 0 | 0 | 0 | 0 | 0 | 0 | 0 | 0 | 0 | 0 | 0 | 0 | 0 | 0 | 0 | 0 | 0 | 0 | 0 | 0
F2_Commercial_Lodging_Existing_Food Preparation_Natural Gas_Food Prep Other_E4 | F2 | Commercial | Lodging | Existing | Food Preparation | Natural Gas | Food Prep Other | E4 | TRC BC Ratio | 0 | 0 | 0 | 0 | 0 | 0 | 0 | 0 | 0 | 0 | 0 | 0 | 0 | 0 | 0 | 0 | 0 | 0 | 0 | 0 | 0 | 0 | 0 | 0 | 0 | 0 | 0 | 0 | 0 | 0 | 0
F2_Commercial_Lodging_Existing_Food Preparation_Natural Gas_Food Prep Other_E5 | F2 | Commercial | Lodging | Existing | Food Preparation | Natural Gas | Food Prep Other | E5 | TRC BC Ratio | 0 | 0 | 0 | 0 | 0 | 0 | 0 | 0 | 0 | 0 | 0 | 0 | 0 | 0 | 0 | 0 | 0 | 0 | 0 | 0 | 0 | 0 | 0 | 0 | 0 | 0 | 0 | 0 | 0 | 0 | 0
F2_Commercial_Lodging_Existing_Food Preparation_Natural Gas_Food Prep Other_E6 | F2 | Commercial | Lodging | Existing | Food Preparation | Natural Gas | Food Prep Other | E6 | TRC BC Ratio | 0 | 0 | 0 | 0 | 0 | 0 | 0 | 0 | 0 | 0 | 0 | 0 | 0 | 0 | 0 | 0 | 0 | 0 | 0 | 0 | 0 | 0 | 0 | 0 | 0 | 0 | 0 | 0 | 0 | 0 | 0
F2_Commercial_Lodging_Existing_Food Preparation_Natural Gas_Food Prep Other_E7 | F2 | Commercial | Lodging | Existing | Food Preparation | Natural Gas | Food Prep Other | E7 | TRC BC Ratio | 0 | 0 | 0 | 0 | 0 | 0 | 0 | 0 | 0 | 0 | 0 | 0 | 0 | 0 | 0 | 0 | 0 | 0 | 0 | 0 | 0 | 0 | 0 | 0 | 0 | 0 | 0 | 0 | 0 | 0 | 0
F2_Commercial_Lodging_Existing_Food Preparation_Natural Gas_Food Prep Other_E8 | F2 | Commercial | Lodging | Existing | Food Preparation | Natural Gas | Food Prep Other | E8 | TRC BC Ratio | 0 | 0 | 0 | 0 | 0 | 0 | 0 | 0 | 0 | 0 | 0 | 0 | 0 | 0 | 0 | 0 | 0 | 0 | 0 | 0 | 0 | 0 | 0 | 0 | 0 | 0 | 0 | 0 | 0 | 0 | 0
F2_Commercial_Lodging_Existing_Food Preparation_Natural Gas_Food Prep Other_E9 | F2 | Commercial | Lodging | Existing | Food Preparation | Natural Gas | Food Prep Other | E9 | TRC BC Ratio | 0 | 0 | 0 | 0 | 0 | 0 | 0 | 0 | 0 | 0 | 0 | 0 | 0 | 0 | 0 | 0 | 0 | 0 | 0 | 0 | 0 | 0 | 0 | 0 | 0 | 0 | 0 | 0 | 0 | 0 | 0
F2_Commercial_Lodging_Existing_Food Preparation_Natural Gas_Food Prep Other_E10 | F2 | Commercial | Lodging | Existing | Food Preparation | Natural Gas | Food Prep Other | E10 | TRC BC Ratio | 0 | 0 | 0 | 0 | 0 | 0 | 0 | 0 | 0 | 0 | 0 | 0 | 0 | 0 | 0 | 0 | 0 | 0 | 0 | 0 | 0 | 0 | 0 | 0 | 0 | 0 | 0 | 0 | 0 | 0 | 0
F3_Commercial_Lodging_Existing_Food Preparation_Natural Gas_Food Prep Other_E1 | F3 | Commercial | Lodging | Existing | Food Preparation | Natural Gas | Food Prep Other | E1 | PACT BC Ratio | 0.9 | 0.9 | 0.9 | 0.9 | 0.9 | 0.9 | 0.9 | 0.9 | 0.9 | 0.9 | 0.9 | 0.9 | 0.9 | 0.9 | 0.9 | 0.9 | 0.9 | 0.9 | 0.9 | 0.9 | 0.9 | 0.9 | 0.9 | 0.9 | 0.9 | 0.9 | 0.9 | 0.9 | 0.9 | 0.9 | 0.9
F3_Commercial_Lodging_Existing_Food Preparation_Natural Gas_Food Prep Other_E2 | F3 | Commercial | Lodging | Existing | Food Preparation | Natural Gas | Food Prep Other | E2 | PACT BC Ratio | 1.1369 | 1.1594 | 1.1755 | 1.193 | 1.2181 | 1.1412 | 1.0812 | 1.0496 | 1.0382 | 1.0208 | 1.0091 | 1.0625 | 0.95093 | 1.0164 | 1.1004 | 1.1821 | 1.1852 | 1.1908 | 1.1681 | 1.1843 | 1.1957 | 1.211 | 1.2303 | 0.57953 | 0.56797 | 0.55715 | 0.54696 | 0.5373 | 0.52807 | 0.5192 | 0.51063
F3_Commercial_Lodging_Existing_Food Preparation_Natural Gas_Food Prep Other_E3 | F3 | Commercial | Lodging | Existing | Food Preparation | Natural Gas | Food Prep Other | E3 | PACT BC Ratio | 0 | 0 | 0 | 0 | 0 | 0 | 0 | 0 | 0 | 0 | 0 | 0 | 0 | 0 | 0 | 0 | 0 | 0 | 0 | 0 | 0 | 0 | 0 | 0 | 0 | 0 | 0 | 0 | 0 | 0 | 0
F3_Commercial_Lodging_Existing_Food Preparation_Natural Gas_Food Prep Other_E4 | F3 | Commercial | Lodging | Existing | Food Preparation | Natural Gas | Food Prep Other | E4 | PACT BC Ratio | 0 | 0 | 0 | 0 | 0 | 0 | 0 | 0 | 0 | 0 | 0 | 0 | 0 | 0 | 0 | 0 | 0 | 0 | 0 | 0 | 0 | 0 | 0 | 0 | 0 | 0 | 0 | 0 | 0 | 0 | 0
F3_Commercial_Lodging_Existing_Food Preparation_Natural Gas_Food Prep Other_E5 | F3 | Commercial | Lodging | Existing | Food Preparation | Natural Gas | Food Prep Other | E5 | PACT BC Ratio | 0 | 0 | 0 | 0 | 0 | 0 | 0 | 0 | 0 | 0 | 0 | 0 | 0 | 0 | 0 | 0 | 0 | 0 | 0 | 0 | 0 | 0 | 0 | 0 | 0 | 0 | 0 | 0 | 0 | 0 | 0
F3_Commercial_Lodging_Existing_Food Preparation_Natural Gas_Food Prep Other_E6 | F3 | Commercial | Lodging | Existing | Food Preparation | Natural Gas | Food Prep Other | E6 | PACT BC Ratio | 0 | 0 | 0 | 0 | 0 | 0 | 0 | 0 | 0 | 0 | 0 | 0 | 0 | 0 | 0 | 0 | 0 | 0 | 0 | 0 | 0 | 0 | 0 | 0 | 0 | 0 | 0 | 0 | 0 | 0 | 0
F3_Commercial_Lodging_Existing_Food Preparation_Natural Gas_Food Prep Other_E7 | F3 | Commercial | Lodging | Existing | Food Preparation | Natural Gas | Food Prep Other | E7 | PACT BC Ratio | 0 | 0 | 0 | 0 | 0 | 0 | 0 | 0 | 0 | 0 | 0 | 0 | 0 | 0 | 0 | 0 | 0 | 0 | 0 | 0 | 0 | 0 | 0 | 0 | 0 | 0 | 0 | 0 | 0 | 0 | 0
F3_Commercial_Lodging_Existing_Food Preparation_Natural Gas_Food Prep Other_E8 | F3 | Commercial | Lodging | Existing | Food Preparation | Natural Gas | Food Prep Other | E8 | PACT BC Ratio | 0 | 0 | 0 | 0 | 0 | 0 | 0 | 0 | 0 | 0 | 0 | 0 | 0 | 0 | 0 | 0 | 0 | 0 | 0 | 0 | 0 | 0 | 0 | 0 | 0 | 0 | 0 | 0 | 0 | 0 | 0
F3_Commercial_Lodging_Existing_Food Preparation_Natural Gas_Food Prep Other_E9 | F3 | Commercial | Lodging | Existing | Food Preparation | Natural Gas | Food Prep Other | E9 | PACT BC Ratio | 0 | 0 | 0 | 0 | 0 | 0 | 0 | 0 | 0 | 0 | 0 | 0 | 0 | 0 | 0 | 0 | 0 | 0 | 0 | 0 | 0 | 0 | 0 | 0 | 0 | 0 | 0 | 0 | 0 | 0 | 0
F3_Commercial_Lodging_Existing_Food Preparation_Natural Gas_Food Prep Other_E10 | F3 | Commercial | Lodging | Existing | Food Preparation | Natural Gas | Food Prep Other | E10 | PACT BC Ratio | 0 | 0 | 0 | 0 | 0 | 0 | 0 | 0 | 0 | 0 | 0 | 0 | 0 | 0 | 0 | 0 | 0 | 0 | 0 | 0 | 0 | 0 | 0 | 0 | 0 | 0 | 0 | 0 | 0 | 0 | 0
F4_Commercial_Lodging_Existing_Food Preparation_Natural Gas_Food Prep Other_E1 | F4 | Commercial | Lodging | Existing | Food Preparation | Natural Gas | Food Prep Other | E1 | PCT BC Ratio | 0.9 | 0.9 | 0.9 | 0.9 | 0.9 | 0.9 | 0.9 | 0.9 | 0.9 | 0.9 | 0.9 | 0.9 | 0.9 | 0.9 | 0.9 | 0.9 | 0.9 | 0.9 | 0.9 | 0.9 | 0.9 | 0.9 | 0.9 | 0.9 | 0.9 | 0.9 | 0.9 | 0.9 | 0.9 | 0.9 | 0.9
F4_Commercial_Lodging_Existing_Food Preparation_Natural Gas_Food Prep Other_E2 | F4 | Commercial | Lodging | Existing | Food Preparation | Natural Gas | Food Prep Other | E2 | PCT BC Ratio | 0.10732 | 0.10889 | 0.11002 | 0.11124 | 0.113 | 0.10762 | 0.10342 | 0.10121 | 0.10042 | 0.0992 | 0.098378 | 0.10212 | 0.094311 | 0.098891 | 0.10477 | 0.11048 | 0.1107 | 0.11109 | 0.1095 | 0.11064 | 0.11143 | 0.1125 | 0.11385 | 0.068334 | 0.067525 | 0.066768 | 0.066056 | 0.06538 | 0.064735 | 0.064115 | 0.063515
F4_Commercial_Lodging_Existing_Food Preparation_Natural Gas_Food Prep Other_E3 | F4 | Commercial | Lodging | Existing | Food Preparation | Natural Gas | Food Prep Other | E3 | PCT BC Ratio | 0 | 0 | 0 | 0 | 0 | 0 | 0 | 0 | 0 | 0 | 0 | 0 | 0 | 0 | 0 | 0 | 0 | 0 | 0 | 0 | 0 | 0 | 0 | 0 | 0 | 0 | 0 | 0 | 0 | 0 | 0
F4_Commercial_Lodging_Existing_Food Preparation_Natural Gas_Food Prep Other_E4 | F4 | Commercial | Lodging | Existing | Food Preparation | Natural Gas | Food Prep Other | E4 | PCT BC Ratio | 0 | 0 | 0 | 0 | 0 | 0 | 0 | 0 | 0 | 0 | 0 | 0 | 0 | 0 | 0 | 0 | 0 | 0 | 0 | 0 | 0 | 0 | 0 | 0 | 0 | 0 | 0 | 0 | 0 | 0 | 0
F4_Commercial_Lodging_Existing_Food Preparation_Natural Gas_Food Prep Other_E5 | F4 | Commercial | Lodging | Existing | Food Preparation | Natural Gas | Food Prep Other | E5 | PCT BC Ratio | 0 | 0 | 0 | 0 | 0 | 0 | 0 | 0 | 0 | 0 | 0 | 0 | 0 | 0 | 0 | 0 | 0 | 0 | 0 | 0 | 0 | 0 | 0 | 0 | 0 | 0 | 0 | 0 | 0 | 0 | 0
F4_Commercial_Lodging_Existing_Food Preparation_Natural Gas_Food Prep Other_E6 | F4 | Commercial | Lodging | Existing | Food Preparation | Natural Gas | Food Prep Other | E6 | PCT BC Ratio | 0 | 0 | 0 | 0 | 0 | 0 | 0 | 0 | 0 | 0 | 0 | 0 | 0 | 0 | 0 | 0 | 0 | 0 | 0 | 0 | 0 | 0 | 0 | 0 | 0 | 0 | 0 | 0 | 0 | 0 | 0
F4_Commercial_Lodging_Existing_Food Preparation_Natural Gas_Food Prep Other_E7 | F4 | Commercial | Lodging | Existing | Food Preparation | Natural Gas | Food Prep Other | E7 | PCT BC Ratio | 0 | 0 | 0 | 0 | 0 | 0 | 0 | 0 | 0 | 0 | 0 | 0 | 0 | 0 | 0 | 0 | 0 | 0 | 0 | 0 | 0 | 0 | 0 | 0 | 0 | 0 | 0 | 0 | 0 | 0 | 0
F4_Commercial_Lodging_Existing_Food Preparation_Natural Gas_Food Prep Other_E8 | F4 | Commercial | Lodging | Existing | Food Preparation | Natural Gas | Food Prep Other | E8 | PCT BC Ratio | 0 | 0 | 0 | 0 | 0 | 0 | 0 | 0 | 0 | 0 | 0 | 0 | 0 | 0 | 0 | 0 | 0 | 0 | 0 | 0 | 0 | 0 | 0 | 0 | 0 | 0 | 0 | 0 | 0 | 0 | 0
F4_Commercial_Lodging_Existing_Food Preparation_Natural Gas_Food Prep Other_E9 | F4 | Commercial | Lodging | Existing | Food Preparation | Natural Gas | Food Prep Other | E9 | PCT BC Ratio | 0 | 0 | 0 | 0 | 0 | 0 | 0 | 0 | 0 | 0 | 0 | 0 | 0 | 0 | 0 | 0 | 0 | 0 | 0 | 0 | 0 | 0 | 0 | 0 | 0 | 0 | 0 | 0 | 0 | 0 | 0
F4_Commercial_Lodging_Existing_Food Preparation_Natural Gas_Food Prep Other_E10 | F4 | Commercial | Lodging | Existing | Food Preparation | Natural Gas | Food Prep Other | E10 | PCT BC Ratio | 0 | 0 | 0 | 0 | 0 | 0 | 0 | 0 | 0 | 0 | 0 | 0 | 0 | 0 | 0 | 0 | 0 | 0 | 0 | 0 | 0 | 0 | 0 | 0 | 0 | 0 | 0 | 0 | 0 | 0 | 0
F5_Commercial_Lodging_Existing_Food Preparation_Natural Gas_Food Prep Other_E1 | F5 | Commercial | Lodging | Existing | Food Preparation | Natural Gas | Food Prep Other | E1 | RIM BC Ratio | 0.9 | 0.9 | 0.9 | 0.9 | 0.9 | 0.9 | 0.9 | 0.9 | 0.9 | 0.9 | 0.9 | 0.9 | 0.9 | 0.9 | 0.9 | 0.9 | 0.9 | 0.9 | 0.9 | 0.9 | 0.9 | 0.9 | 0.9 | 0.9 | 0.9 | 0.9 | 0.9 | 0.9 | 0.9 | 0.9 | 0.9
F5_Commercial_Lodging_Existing_Food Preparation_Natural Gas_Food Prep Other_E2 | F5 | Commercial | Lodging | Existing | Food Preparation | Natural Gas | Food Prep Other | E2 | RIM BC Ratio | 0.48131 | 0.4853 | 0.48811 | 0.49109 | 0.49529 | 0.48209 | 0.47104 | 0.46494 | 0.4627 | 0.45921 | 0.45681 | 0.46746 | 0.44451 | 0.45831 | 0.47466 | 0.48924 | 0.48976 | 0.49072 | 0.48682 | 0.48961 | 0.49154 | 0.49412 | 0.49729 | 0.34204 | 0.33798 | 0.33412 | 0.33043 | 0.32688 | 0.32344 | 0.32009 | 0.31681
F5_Commercial_Lodging_Existing_Food Preparation_Natural Gas_Food Prep Other_E3 | F5 | Commercial | Lodging | Existing | Food Preparation | Natural Gas | Food Prep Other | E3 | RIM BC Ratio | 0 | 0 | 0 | 0 | 0 | 0 | 0 | 0 | 0 | 0 | 0 | 0 | 0 | 0 | 0 | 0 | 0 | 0 | 0 | 0 | 0 | 0 | 0 | 0 | 0 | 0 | 0 | 0 | 0 | 0 | 0
F5_Commercial_Lodging_Existing_Food Preparation_Natural Gas_Food Prep Other_E4 | F5 | Commercial | Lodging | Existing | Food Preparation | Natural Gas | Food Prep Other | E4 | RIM BC Ratio | 0 | 0 | 0 | 0 | 0 | 0 | 0 | 0 | 0 | 0 | 0 | 0 | 0 | 0 | 0 | 0 | 0 | 0 | 0 | 0 | 0 | 0 | 0 | 0 | 0 | 0 | 0 | 0 | 0 | 0 | 0
F5_Commercial_Lodging_Existing_Food Preparation_Natural Gas_Food Prep Other_E5 | F5 | Commercial | Lodging | Existing | Food Preparation | Natural Gas | Food Prep Other | E5 | RIM BC Ratio | 0 | 0 | 0 | 0 | 0 | 0 | 0 | 0 | 0 | 0 | 0 | 0 | 0 | 0 | 0 | 0 | 0 | 0 | 0 | 0 | 0 | 0 | 0 | 0 | 0 | 0 | 0 | 0 | 0 | 0 | 0
F5_Commercial_Lodging_Existing_Food Preparation_Natural Gas_Food Prep Other_E6 | F5 | Commercial | Lodging | Existing | Food Preparation | Natural Gas | Food Prep Other | E6 | RIM BC Ratio | 0 | 0 | 0 | 0 | 0 | 0 | 0 | 0 | 0 | 0 | 0 | 0 | 0 | 0 | 0 | 0 | 0 | 0 | 0 | 0 | 0 | 0 | 0 | 0 | 0 | 0 | 0 | 0 | 0 | 0 | 0
F5_Commercial_Lodging_Existing_Food Preparation_Natural Gas_Food Prep Other_E7 | F5 | Commercial | Lodging | Existing | Food Preparation | Natural Gas | Food Prep Other | E7 | RIM BC Ratio | 0 | 0 | 0 | 0 | 0 | 0 | 0 | 0 | 0 | 0 | 0 | 0 | 0 | 0 | 0 | 0 | 0 | 0 | 0 | 0 | 0 | 0 | 0 | 0 | 0 | 0 | 0 | 0 | 0 | 0 | 0
F5_Commercial_Lodging_Existing_Food Preparation_Natural Gas_Food Prep Other_E8 | F5 | Commercial | Lodging | Existing | Food Preparation | Natural Gas | Food Prep Other | E8 | RIM BC Ratio | 0 | 0 | 0 | 0 | 0 | 0 | 0 | 0 | 0 | 0 | 0 | 0 | 0 | 0 | 0 | 0 | 0 | 0 | 0 | 0 | 0 | 0 | 0 | 0 | 0 | 0 | 0 | 0 | 0 | 0 | 0
F5_Commercial_Lodging_Existing_Food Preparation_Natural Gas_Food Prep Other_E9 | F5 | Commercial | Lodging | Existing | Food Preparation | Natural Gas | Food Prep Other | E9 | RIM BC Ratio | 0 | 0 | 0 | 0 | 0 | 0 | 0 | 0 | 0 | 0 | 0 | 0 | 0 | 0 | 0 | 0 | 0 | 0 | 0 | 0 | 0 | 0 | 0 | 0 | 0 | 0 | 0 | 0 | 0 | 0 | 0
F5_Commercial_Lodging_Existing_Food Preparation_Natural Gas_Food Prep Other_E10 | F5 | Commercial | Lodging | Existing | Food Preparation | Natural Gas | Food Prep Other | E10 | RIM BC Ratio | 0 | 0 | 0 | 0 | 0 | 0 | 0 | 0 | 0 | 0 | 0 | 0 | 0 | 0 | 0 | 0 | 0 | 0 | 0 | 0 | 0 | 0 | 0 | 0 | 0 | 0 | 0 | 0 | 0 | 0 | 0
F0_Commercial_Lodging_Existing_Miscellaneous_Natural Gas_Pool Heater_E0 | F0 | Commercial | Lodging | Existing | Miscellaneous | Natural Gas | Pool Heater | E0 | Economic Unit | Standard (EF .78) | Standard (EF .78) | Standard (EF .78) | Standard (EF .78) | Standard (EF .78) | Standard (EF .78) | Standard (EF .78) | Standard (EF .78) | Standard (EF .78) | Standard (EF .78) | Standard (EF .78) | Standard (EF .78) | Standard (EF .78) | Standard (EF .78) | Standard (EF .78) | Standard (EF .78) | Standard (EF .78) | Standard (EF .78) | Condensing (EF .90) | Condensing (EF .90) | Condensing (EF .90) | Condensing (EF .90) | Condensing (EF .90) | Standard (EF .78) | Standard (EF .78) | Standard (EF .78) | Standard (EF .78) | Standard (EF .78) | Standard (EF .78) | Standard (EF .78) | Standard (EF .78)
F1_Commercial_Lodging_Existing_Miscellaneous_Natural Gas_Pool Heater_E1 | F1 | Commercial | Lodging | Existing | Miscellaneous | Natural Gas | Pool Heater | E1 | CCE | 0 | 0 | 0 | 0 | 0 | 0 | 0 | 0 | 0 | 0 | 0 | 0 | 0 | 0 | 0 | 0 | 0 | 0 | 0 | 0 | 0 | 0 | 0 | 0 | 0 | 0 | 0 | 0 | 0 | 0 | 0
F1_Commercial_Lodging_Existing_Miscellaneous_Natural Gas_Pool Heater_E2 | F1 | Commercial | Lodging | Existing | Miscellaneous | Natural Gas | Pool Heater | E2 | CCE | 0.017772 | 0.017086 | 0.017167 | 0.017347 | 0.017347 | 0.017347 | 0.017347 | 0.017347 | 0.017347 | 0.017347 | 0.017347 | 0.017347 | 0.017347 | 0.017347 | 0.017347 | 0.017347 | 0.017347 | 0.017347 | 0.017347 | 0.017347 | 0.017347 | 0.017347 | 0.017347 | 0.017347 | 0.017347 | 0.017347 | 0.017347 | 0.017347 | 0.017347 | 0.017347 | 0.017347
F1_Commercial_Lodging_Existing_Miscellaneous_Natural Gas_Pool Heater_E3 | F1 | Commercial | Lodging | Existing | Miscellaneous | Natural Gas | Pool Heater | E3 | CCE | 0 | 0 | 0 | 0 | 0 | 0 | 0 | 0 | 0 | 0 | 0 | 0 | 0 | 0 | 0 | 0 | 0 | 0 | 0 | 0 | 0 | 0 | 0 | 0 | 0 | 0 | 0 | 0 | 0 | 0 | 0
F1_Commercial_Lodging_Existing_Miscellaneous_Natural Gas_Pool Heater_E4 | F1 | Commercial | Lodging | Existing | Miscellaneous | Natural Gas | Pool Heater | E4 | CCE | 0 | 0 | 0 | 0 | 0 | 0 | 0 | 0 | 0 | 0 | 0 | 0 | 0 | 0 | 0 | 0 | 0 | 0 | 0 | 0 | 0 | 0 | 0 | 0 | 0 | 0 | 0 | 0 | 0 | 0 | 0
F1_Commercial_Lodging_Existing_Miscellaneous_Natural Gas_Pool Heater_E5 | F1 | Commercial | Lodging | Existing | Miscellaneous | Natural Gas | Pool Heater | E5 | CCE | 0 | 0 | 0 | 0 | 0 | 0 | 0 | 0 | 0 | 0 | 0 | 0 | 0 | 0 | 0 | 0 | 0 | 0 | 0 | 0 | 0 | 0 | 0 | 0 | 0 | 0 | 0 | 0 | 0 | 0 | 0
F1_Commercial_Lodging_Existing_Miscellaneous_Natural Gas_Pool Heater_E6 | F1 | Commercial | Lodging | Existing | Miscellaneous | Natural Gas | Pool Heater | E6 | CCE | 0 | 0 | 0 | 0 | 0 | 0 | 0 | 0 | 0 | 0 | 0 | 0 | 0 | 0 | 0 | 0 | 0 | 0 | 0 | 0 | 0 | 0 | 0 | 0 | 0 | 0 | 0 | 0 | 0 | 0 | 0
F1_Commercial_Lodging_Existing_Miscellaneous_Natural Gas_Pool Heater_E7 | F1 | Commercial | Lodging | Existing | Miscellaneous | Natural Gas | Pool Heater | E7 | CCE | 0 | 0 | 0 | 0 | 0 | 0 | 0 | 0 | 0 | 0 | 0 | 0 | 0 | 0 | 0 | 0 | 0 | 0 | 0 | 0 | 0 | 0 | 0 | 0 | 0 | 0 | 0 | 0 | 0 | 0 | 0
F1_Commercial_Lodging_Existing_Miscellaneous_Natural Gas_Pool Heater_E8 | F1 | Commercial | Lodging | Existing | Miscellaneous | Natural Gas | Pool Heater | E8 | CCE | 0 | 0 | 0 | 0 | 0 | 0 | 0 | 0 | 0 | 0 | 0 | 0 | 0 | 0 | 0 | 0 | 0 | 0 | 0 | 0 | 0 | 0 | 0 | 0 | 0 | 0 | 0 | 0 | 0 | 0 | 0
F1_Commercial_Lodging_Existing_Miscellaneous_Natural Gas_Pool Heater_E9 | F1 | Commercial | Lodging | Existing | Miscellaneous | Natural Gas | Pool Heater | E9 | CCE | 0 | 0 | 0 | 0 | 0 | 0 | 0 | 0 | 0 | 0 | 0 | 0 | 0 | 0 | 0 | 0 | 0 | 0 | 0 | 0 | 0 | 0 | 0 | 0 | 0 | 0 | 0 | 0 | 0 | 0 | 0
F1_Commercial_Lodging_Existing_Miscellaneous_Natural Gas_Pool Heater_E10 | F1 | Commercial | Lodging | Existing | Miscellaneous | Natural Gas | Pool Heater | E10 | CCE | 0 | 0 | 0 | 0 | 0 | 0 | 0 | 0 | 0 | 0 | 0 | 0 | 0 | 0 | 0 | 0 | 0 | 0 | 0 | 0 | 0 | 0 | 0 | 0 | 0 | 0 | 0 | 0 | 0 | 0 | 0
F2_Commercial_Lodging_Existing_Miscellaneous_Natural Gas_Pool Heater_E1 | F2 | Commercial | Lodging | Existing | Miscellaneous | Natural Gas | Pool Heater | E1 | TRC BC Ratio | 0.9 | 0.9 | 0.9 | 0.9 | 0.9 | 0.9 | 0.9 | 0.9 | 0.9 | 0.9 | 0.9 | 0.9 | 0.9 | 0.9 | 0.9 | 0.9 | 0.9 | 0.9 | 0.9 | 0.9 | 0.9 | 0.9 | 0.9 | 0.9 | 0.9 | 0.9 | 0.9 | 0.9 | 0.9 | 0.9 | 0.9
F2_Commercial_Lodging_Existing_Miscellaneous_Natural Gas_Pool Heater_E2 | F2 | Commercial | Lodging | Existing | Miscellaneous | Natural Gas | Pool Heater | E2 | TRC BC Ratio | 0.56913 | 0.59017 | 0.59856 | 0.60055 | 0.62327 | 0.58756 | 0.56286 | 0.56218 | 0.57879 | 0.56904 | 0.56637 | 0.56026 | 0.42036 | 0.41012 | 0.40714 | 0.46017 | 0.52551 | 0.59905 | 0.65771 | 0.754 | 0.76585 | 0.78054 | 0.79807 | 0.30114 | 0.29474 | 0.28881 | 0.28328 | 0.2781 | 0.27319 | 0.2685 | 0.264
F2_Commercial_Lodging_Existing_Miscellaneous_Natural Gas_Pool Heater_E3 | F2 | Commercial | Lodging | Existing | Miscellaneous | Natural Gas | Pool Heater | E3 | TRC BC Ratio | 0 | 0 | 0 | 0 | 0 | 0 | 0 | 0 | 0 | 0 | 0 | 0 | 0 | 0 | 0 | 0 | 0 | 0 | 0 | 0 | 0 | 0 | 0 | 0 | 0 | 0 | 0 | 0 | 0 | 0 | 0
F2_Commercial_Lodging_Existing_Miscellaneous_Natural Gas_Pool Heater_E4 | F2 | Commercial | Lodging | Existing | Miscellaneous | Natural Gas | Pool Heater | E4 | TRC BC Ratio | 0 | 0 | 0 | 0 | 0 | 0 | 0 | 0 | 0 | 0 | 0 | 0 | 0 | 0 | 0 | 0 | 0 | 0 | 0 | 0 | 0 | 0 | 0 | 0 | 0 | 0 | 0 | 0 | 0 | 0 | 0
F2_Commercial_Lodging_Existing_Miscellaneous_Natural Gas_Pool Heater_E5 | F2 | Commercial | Lodging | Existing | Miscellaneous | Natural Gas | Pool Heater | E5 | TRC BC Ratio | 0 | 0 | 0 | 0 | 0 | 0 | 0 | 0 | 0 | 0 | 0 | 0 | 0 | 0 | 0 | 0 | 0 | 0 | 0 | 0 | 0 | 0 | 0 | 0 | 0 | 0 | 0 | 0 | 0 | 0 | 0
F2_Commercial_Lodging_Existing_Miscellaneous_Natural Gas_Pool Heater_E6 | F2 | Commercial | Lodging | Existing | Miscellaneous | Natural Gas | Pool Heater | E6 | TRC BC Ratio | 0 | 0 | 0 | 0 | 0 | 0 | 0 | 0 | 0 | 0 | 0 | 0 | 0 | 0 | 0 | 0 | 0 | 0 | 0 | 0 | 0 | 0 | 0 | 0 | 0 | 0 | 0 | 0 | 0 | 0 | 0
F2_Commercial_Lodging_Existing_Miscellaneous_Natural Gas_Pool Heater_E7 | F2 | Commercial | Lodging | Existing | Miscellaneous | Natural Gas | Pool Heater | E7 | TRC BC Ratio | 0 | 0 | 0 | 0 | 0 | 0 | 0 | 0 | 0 | 0 | 0 | 0 | 0 | 0 | 0 | 0 | 0 | 0 | 0 | 0 | 0 | 0 | 0 | 0 | 0 | 0 | 0 | 0 | 0 | 0 | 0
F2_Commercial_Lodging_Existing_Miscellaneous_Natural Gas_Pool Heater_E8 | F2 | Commercial | Lodging | Existing | Miscellaneous | Natural Gas | Pool Heater | E8 | TRC BC Ratio | 0 | 0 | 0 | 0 | 0 | 0 | 0 | 0 | 0 | 0 | 0 | 0 | 0 | 0 | 0 | 0 | 0 | 0 | 0 | 0 | 0 | 0 | 0 | 0 | 0 | 0 | 0 | 0 | 0 | 0 | 0
F2_Commercial_Lodging_Existing_Miscellaneous_Natural Gas_Pool Heater_E9 | F2 | Commercial | Lodging | Existing | Miscellaneous | Natural Gas | Pool Heater | E9 | TRC BC Ratio | 0 | 0 | 0 | 0 | 0 | 0 | 0 | 0 | 0 | 0 | 0 | 0 | 0 | 0 | 0 | 0 | 0 | 0 | 0 | 0 | 0 | 0 | 0 | 0 | 0 | 0 | 0 | 0 | 0 | 0 | 0
F2_Commercial_Lodging_Existing_Miscellaneous_Natural Gas_Pool Heater_E10 | F2 | Commercial | Lodging | Existing | Miscellaneous | Natural Gas | Pool Heater | E10 | TRC BC Ratio | 0 | 0 | 0 | 0 | 0 | 0 | 0 | 0 | 0 | 0 | 0 | 0 | 0 | 0 | 0 | 0 | 0 | 0 | 0 | 0 | 0 | 0 | 0 | 0 | 0 | 0 | 0 | 0 | 0 | 0 | 0
F3_Commercial_Lodging_Existing_Miscellaneous_Natural Gas_Pool Heater_E1 | F3 | Commercial | Lodging | Existing | Miscellaneous | Natural Gas | Pool Heater | E1 | PACT BC Ratio | 0.9 | 0.9 | 0.9 | 0.9 | 0.9 | 0.9 | 0.9 | 0.9 | 0.9 | 0.9 | 0.9 | 0.9 | 0.9 | 0.9 | 0.9 | 0.9 | 0.9 | 0.9 | 0.9 | 0.9 | 0.9 | 0.9 | 0.9 | 0.9 | 0.9 | 0.9 | 0.9 | 0.9 | 0.9 | 0.9 | 0.9
F3_Commercial_Lodging_Existing_Miscellaneous_Natural Gas_Pool Heater_E2 | F3 | Commercial | Lodging | Existing | Miscellaneous | Natural Gas | Pool Heater | E2 | PACT BC Ratio | 0.80033 | 0.82991 | 0.84171 | 0.84451 | 0.87645 | 0.82624 | 0.79152 | 0.79055 | 0.81391 | 0.8002 | 0.79645 | 0.78786 | 0.59112 | 0.57672 | 0.57253 | 0.64711 | 0.73899 | 0.8424 | 0.92489 | 1.0603 | 1.077 | 1.0976 | 1.1223 | 0.42347 | 0.41447 | 0.40613 | 0.39836 | 0.39107 | 0.38417 | 0.37758 | 0.37125
F3_Commercial_Lodging_Existing_Miscellaneous_Natural Gas_Pool Heater_E3 | F3 | Commercial | Lodging | Existing | Miscellaneous | Natural Gas | Pool Heater | E3 | PACT BC Ratio | 0 | 0 | 0 | 0 | 0 | 0 | 0 | 0 | 0 | 0 | 0 | 0 | 0 | 0 | 0 | 0 | 0 | 0 | 0 | 0 | 0 | 0 | 0 | 0 | 0 | 0 | 0 | 0 | 0 | 0 | 0
F3_Commercial_Lodging_Existing_Miscellaneous_Natural Gas_Pool Heater_E4 | F3 | Commercial | Lodging | Existing | Miscellaneous | Natural Gas | Pool Heater | E4 | PACT BC Ratio | 0 | 0 | 0 | 0 | 0 | 0 | 0 | 0 | 0 | 0 | 0 | 0 | 0 | 0 | 0 | 0 | 0 | 0 | 0 | 0 | 0 | 0 | 0 | 0 | 0 | 0 | 0 | 0 | 0 | 0 | 0
F3_Commercial_Lodging_Existing_Miscellaneous_Natural Gas_Pool Heater_E5 | F3 | Commercial | Lodging | Existing | Miscellaneous | Natural Gas | Pool Heater | E5 | PACT BC Ratio | 0 | 0 | 0 | 0 | 0 | 0 | 0 | 0 | 0 | 0 | 0 | 0 | 0 | 0 | 0 | 0 | 0 | 0 | 0 | 0 | 0 | 0 | 0 | 0 | 0 | 0 | 0 | 0 | 0 | 0 | 0
F3_Commercial_Lodging_Existing_Miscellaneous_Natural Gas_Pool Heater_E6 | F3 | Commercial | Lodging | Existing | Miscellaneous | Natural Gas | Pool Heater | E6 | PACT BC Ratio | 0 | 0 | 0 | 0 | 0 | 0 | 0 | 0 | 0 | 0 | 0 | 0 | 0 | 0 | 0 | 0 | 0 | 0 | 0 | 0 | 0 | 0 | 0 | 0 | 0 | 0 | 0 | 0 | 0 | 0 | 0
F3_Commercial_Lodging_Existing_Miscellaneous_Natural Gas_Pool Heater_E7 | F3 | Commercial | Lodging | Existing | Miscellaneous | Natural Gas | Pool Heater | E7 | PACT BC Ratio | 0 | 0 | 0 | 0 | 0 | 0 | 0 | 0 | 0 | 0 | 0 | 0 | 0 | 0 | 0 | 0 | 0 | 0 | 0 | 0 | 0 | 0 | 0 | 0 | 0 | 0 | 0 | 0 | 0 | 0 | 0
F3_Commercial_Lodging_Existing_Miscellaneous_Natural Gas_Pool Heater_E8 | F3 | Commercial | Lodging | Existing | Miscellaneous | Natural Gas | Pool Heater | E8 | PACT BC Ratio | 0 | 0 | 0 | 0 | 0 | 0 | 0 | 0 | 0 | 0 | 0 | 0 | 0 | 0 | 0 | 0 | 0 | 0 | 0 | 0 | 0 | 0 | 0 | 0 | 0 | 0 | 0 | 0 | 0 | 0 | 0
F3_Commercial_Lodging_Existing_Miscellaneous_Natural Gas_Pool Heater_E9 | F3 | Commercial | Lodging | Existing | Miscellaneous | Natural Gas | Pool Heater | E9 | PACT BC Ratio | 0 | 0 | 0 | 0 | 0 | 0 | 0 | 0 | 0 | 0 | 0 | 0 | 0 | 0 | 0 | 0 | 0 | 0 | 0 | 0 | 0 | 0 | 0 | 0 | 0 | 0 | 0 | 0 | 0 | 0 | 0
F3_Commercial_Lodging_Existing_Miscellaneous_Natural Gas_Pool Heater_E10 | F3 | Commercial | Lodging | Existing | Miscellaneous | Natural Gas | Pool Heater | E10 | PACT BC Ratio | 0 | 0 | 0 | 0 | 0 | 0 | 0 | 0 | 0 | 0 | 0 | 0 | 0 | 0 | 0 | 0 | 0 | 0 | 0 | 0 | 0 | 0 | 0 | 0 | 0 | 0 | 0 | 0 | 0 | 0 | 0
F4_Commercial_Lodging_Existing_Miscellaneous_Natural Gas_Pool Heater_E1 | F4 | Commercial | Lodging | Existing | Miscellaneous | Natural Gas | Pool Heater | E1 | PCT BC Ratio | 0.9 | 0.9 | 0.9 | 0.9 | 0.9 | 0.9 | 0.9 | 0.9 | 0.9 | 0.9 | 0.9 | 0.9 | 0.9 | 0.9 | 0.9 | 0.9 | 0.9 | 0.9 | 0.9 | 0.9 | 0.9 | 0.9 | 0.9 | 0.9 | 0.9 | 0.9 | 0.9 | 0.9 | 0.9 | 0.9 | 0.9
F4_Commercial_Lodging_Existing_Miscellaneous_Natural Gas_Pool Heater_E2 | F4 | Commercial | Lodging | Existing | Miscellaneous | Natural Gas | Pool Heater | E2 | PCT BC Ratio | 1.6263 | 1.6664 | 1.6824 | 1.6862 | 1.7296 | 1.6614 | 1.6143 | 1.613 | 1.6447 | 1.6261 | 1.621 | 1.6093 | 1.3422 | 1.3227 | 1.317 | 1.4182 | 1.543 | 1.6834 | 1.7954 | 1.9792 | 2.0018 | 2.0299 | 2.0634 | 1.1146 | 1.1024 | 1.091 | 1.0805 | 1.0706 | 1.0612 | 1.0523 | 1.0437
F4_Commercial_Lodging_Existing_Miscellaneous_Natural Gas_Pool Heater_E3 | F4 | Commercial | Lodging | Existing | Miscellaneous | Natural Gas | Pool Heater | E3 | PCT BC Ratio | 0 | 0 | 0 | 0 | 0 | 0 | 0 | 0 | 0 | 0 | 0 | 0 | 0 | 0 | 0 | 0 | 0 | 0 | 0 | 0 | 0 | 0 | 0 | 0 | 0 | 0 | 0 | 0 | 0 | 0 | 0
F4_Commercial_Lodging_Existing_Miscellaneous_Natural Gas_Pool Heater_E4 | F4 | Commercial | Lodging | Existing | Miscellaneous | Natural Gas | Pool Heater | E4 | PCT BC Ratio | 0 | 0 | 0 | 0 | 0 | 0 | 0 | 0 | 0 | 0 | 0 | 0 | 0 | 0 | 0 | 0 | 0 | 0 | 0 | 0 | 0 | 0 | 0 | 0 | 0 | 0 | 0 | 0 | 0 | 0 | 0
F4_Commercial_Lodging_Existing_Miscellaneous_Natural Gas_Pool Heater_E5 | F4 | Commercial | Lodging | Existing | Miscellaneous | Natural Gas | Pool Heater | E5 | PCT BC Ratio | 0 | 0 | 0 | 0 | 0 | 0 | 0 | 0 | 0 | 0 | 0 | 0 | 0 | 0 | 0 | 0 | 0 | 0 | 0 | 0 | 0 | 0 | 0 | 0 | 0 | 0 | 0 | 0 | 0 | 0 | 0
F4_Commercial_Lodging_Existing_Miscellaneous_Natural Gas_Pool Heater_E6 | F4 | Commercial | Lodging | Existing | Miscellaneous | Natural Gas | Pool Heater | E6 | PCT BC Ratio | 0 | 0 | 0 | 0 | 0 | 0 | 0 | 0 | 0 | 0 | 0 | 0 | 0 | 0 | 0 | 0 | 0 | 0 | 0 | 0 | 0 | 0 | 0 | 0 | 0 | 0 | 0 | 0 | 0 | 0 | 0
F4_Commercial_Lodging_Existing_Miscellaneous_Natural Gas_Pool Heater_E7 | F4 | Commercial | Lodging | Existing | Miscellaneous | Natural Gas | Pool Heater | E7 | PCT BC Ratio | 0 | 0 | 0 | 0 | 0 | 0 | 0 | 0 | 0 | 0 | 0 | 0 | 0 | 0 | 0 | 0 | 0 | 0 | 0 | 0 | 0 | 0 | 0 | 0 | 0 | 0 | 0 | 0 | 0 | 0 | 0
F4_Commercial_Lodging_Existing_Miscellaneous_Natural Gas_Pool Heater_E8 | F4 | Commercial | Lodging | Existing | Miscellaneous | Natural Gas | Pool Heater | E8 | PCT BC Ratio | 0 | 0 | 0 | 0 | 0 | 0 | 0 | 0 | 0 | 0 | 0 | 0 | 0 | 0 | 0 | 0 | 0 | 0 | 0 | 0 | 0 | 0 | 0 | 0 | 0 | 0 | 0 | 0 | 0 | 0 | 0
F4_Commercial_Lodging_Existing_Miscellaneous_Natural Gas_Pool Heater_E9 | F4 | Commercial | Lodging | Existing | Miscellaneous | Natural Gas | Pool Heater | E9 | PCT BC Ratio | 0 | 0 | 0 | 0 | 0 | 0 | 0 | 0 | 0 | 0 | 0 | 0 | 0 | 0 | 0 | 0 | 0 | 0 | 0 | 0 | 0 | 0 | 0 | 0 | 0 | 0 | 0 | 0 | 0 | 0 | 0
F4_Commercial_Lodging_Existing_Miscellaneous_Natural Gas_Pool Heater_E10 | F4 | Commercial | Lodging | Existing | Miscellaneous | Natural Gas | Pool Heater | E10 | PCT BC Ratio | 0 | 0 | 0 | 0 | 0 | 0 | 0 | 0 | 0 | 0 | 0 | 0 | 0 | 0 | 0 | 0 | 0 | 0 | 0 | 0 | 0 | 0 | 0 | 0 | 0 | 0 | 0 | 0 | 0 | 0 | 0
F5_Commercial_Lodging_Existing_Miscellaneous_Natural Gas_Pool Heater_E1 | F5 | Commercial | Lodging | Existing | Miscellaneous | Natural Gas | Pool Heater | E1 | RIM BC Ratio | 0.9 | 0.9 | 0.9 | 0.9 | 0.9 | 0.9 | 0.9 | 0.9 | 0.9 | 0.9 | 0.9 | 0.9 | 0.9 | 0.9 | 0.9 | 0.9 | 0.9 | 0.9 | 0.9 | 0.9 | 0.9 | 0.9 | 0.9 | 0.9 | 0.9 | 0.9 | 0.9 | 0.9 | 0.9 | 0.9 | 0.9
F5_Commercial_Lodging_Existing_Miscellaneous_Natural Gas_Pool Heater_E2 | F5 | Commercial | Lodging | Existing | Miscellaneous | Natural Gas | Pool Heater | E2 | RIM BC Ratio | 0.40857 | 0.41614 | 0.41909 | 0.41978 | 0.42753 | 0.41522 | 0.40626 | 0.40601 | 0.41208 | 0.40854 | 0.40756 | 0.4053 | 0.34605 | 0.34106 | 0.33959 | 0.36451 | 0.39196 | 0.41926 | 0.43874 | 0.46703 | 0.47023 | 0.47413 | 0.47867 | 0.28094 | 0.27695 | 0.2732 | 0.26966 | 0.2663 | 0.26308 | 0.25997 | 0.25696
F5_Commercial_Lodging_Existing_Miscellaneous_Natural Gas_Pool Heater_E3 | F5 | Commercial | Lodging | Existing | Miscellaneous | Natural Gas | Pool Heater | E3 | RIM BC Ratio | 0 | 0 | 0 | 0 | 0 | 0 | 0 | 0 | 0 | 0 | 0 | 0 | 0 | 0 | 0 | 0 | 0 | 0 | 0 | 0 | 0 | 0 | 0 | 0 | 0 | 0 | 0 | 0 | 0 | 0 | 0
F5_Commercial_Lodging_Existing_Miscellaneous_Natural Gas_Pool Heater_E4 | F5 | Commercial | Lodging | Existing | Miscellaneous | Natural Gas | Pool Heater | E4 | RIM BC Ratio | 0 | 0 | 0 | 0 | 0 | 0 | 0 | 0 | 0 | 0 | 0 | 0 | 0 | 0 | 0 | 0 | 0 | 0 | 0 | 0 | 0 | 0 | 0 | 0 | 0 | 0 | 0 | 0 | 0 | 0 | 0
F5_Commercial_Lodging_Existing_Miscellaneous_Natural Gas_Pool Heater_E5 | F5 | Commercial | Lodging | Existing | Miscellaneous | Natural Gas | Pool Heater | E5 | RIM BC Ratio | 0 | 0 | 0 | 0 | 0 | 0 | 0 | 0 | 0 | 0 | 0 | 0 | 0 | 0 | 0 | 0 | 0 | 0 | 0 | 0 | 0 | 0 | 0 | 0 | 0 | 0 | 0 | 0 | 0 | 0 | 0
F5_Commercial_Lodging_Existing_Miscellaneous_Natural Gas_Pool Heater_E6 | F5 | Commercial | Lodging | Existing | Miscellaneous | Natural Gas | Pool Heater | E6 | RIM BC Ratio | 0 | 0 | 0 | 0 | 0 | 0 | 0 | 0 | 0 | 0 | 0 | 0 | 0 | 0 | 0 | 0 | 0 | 0 | 0 | 0 | 0 | 0 | 0 | 0 | 0 | 0 | 0 | 0 | 0 | 0 | 0
F5_Commercial_Lodging_Existing_Miscellaneous_Natural Gas_Pool Heater_E7 | F5 | Commercial | Lodging | Existing | Miscellaneous | Natural Gas | Pool Heater | E7 | RIM BC Ratio | 0 | 0 | 0 | 0 | 0 | 0 | 0 | 0 | 0 | 0 | 0 | 0 | 0 | 0 | 0 | 0 | 0 | 0 | 0 | 0 | 0 | 0 | 0 | 0 | 0 | 0 | 0 | 0 | 0 | 0 | 0
F5_Commercial_Lodging_Existing_Miscellaneous_Natural Gas_Pool Heater_E8 | F5 | Commercial | Lodging | Existing | Miscellaneous | Natural Gas | Pool Heater | E8 | RIM BC Ratio | 0 | 0 | 0 | 0 | 0 | 0 | 0 | 0 | 0 | 0 | 0 | 0 | 0 | 0 | 0 | 0 | 0 | 0 | 0 | 0 | 0 | 0 | 0 | 0 | 0 | 0 | 0 | 0 | 0 | 0 | 0
F5_Commercial_Lodging_Existing_Miscellaneous_Natural Gas_Pool Heater_E9 | F5 | Commercial | Lodging | Existing | Miscellaneous | Natural Gas | Pool Heater | E9 | RIM BC Ratio | 0 | 0 | 0 | 0 | 0 | 0 | 0 | 0 | 0 | 0 | 0 | 0 | 0 | 0 | 0 | 0 | 0 | 0 | 0 | 0 | 0 | 0 | 0 | 0 | 0 | 0 | 0 | 0 | 0 | 0 | 0
F5_Commercial_Lodging_Existing_Miscellaneous_Natural Gas_Pool Heater_E10 | F5 | Commercial | Lodging | Existing | Miscellaneous | Natural Gas | Pool Heater | E10 | RIM BC Ratio | 0 | 0 | 0 | 0 | 0 | 0 | 0 | 0 | 0 | 0 | 0 | 0 | 0 | 0 | 0 | 0 | 0 | 0 | 0 | 0 | 0 | 0 | 0 | 0 | 0 | 0 | 0 | 0 | 0 | 0 | 0
F0_Commercial_Lodging_Existing_Miscellaneous_Natural Gas_Miscellaneous_E0 | F0 | Commercial | Lodging | Existing | Miscellaneous | Natural Gas | Miscellaneous | E0 | Economic Unit | Miscellaneous | Miscellaneous | Miscellaneous | Miscellaneous | Miscellaneous | Miscellaneous | Miscellaneous | Miscellaneous | Miscellaneous | Miscellaneous | Miscellaneous | Miscellaneous | Miscellaneous | Miscellaneous | Miscellaneous | Miscellaneous | Miscellaneous | Miscellaneous | Miscellaneous | Miscellaneous | Miscellaneous | Miscellaneous | Miscellaneous | Miscellaneous | Miscellaneous | Miscellaneous | Miscellaneous | Miscellaneous | Miscellaneous | Miscellaneous | Miscellaneous
F1_Commercial_Lodging_Existing_Miscellaneous_Natural Gas_Miscellaneous_E1 | F1 | Commercial | Lodging | Existing | Miscellaneous | Natural Gas | Miscellaneous | E1 | CCE | 0 | 0 | 0 | 0 | 0 | 0 | 0 | 0 | 0 | 0 | 0 | 0 | 0 | 0 | 0 | 0 | 0 | 0 | 0 | 0 | 0 | 0 | 0 | 0 | 0 | 0 | 0 | 0 | 0 | 0 | 0
F1_Commercial_Lodging_Existing_Miscellaneous_Natural Gas_Miscellaneous_E2 | F1 | Commercial | Lodging | Existing | Miscellaneous | Natural Gas | Miscellaneous | E2 | CCE | 0 | 0 | 0 | 0 | 0 | 0 | 0 | 0 | 0 | 0 | 0 | 0 | 0 | 0 | 0 | 0 | 0 | 0 | 0 | 0 | 0 | 0 | 0 | 0 | 0 | 0 | 0 | 0 | 0 | 0 | 0
F1_Commercial_Lodging_Existing_Miscellaneous_Natural Gas_Miscellaneous_E3 | F1 | Commercial | Lodging | Existing | Miscellaneous | Natural Gas | Miscellaneous | E3 | CCE | 0 | 0 | 0 | 0 | 0 | 0 | 0 | 0 | 0 | 0 | 0 | 0 | 0 | 0 | 0 | 0 | 0 | 0 | 0 | 0 | 0 | 0 | 0 | 0 | 0 | 0 | 0 | 0 | 0 | 0 | 0
F1_Commercial_Lodging_Existing_Miscellaneous_Natural Gas_Miscellaneous_E4 | F1 | Commercial | Lodging | Existing | Miscellaneous | Natural Gas | Miscellaneous | E4 | CCE | 0 | 0 | 0 | 0 | 0 | 0 | 0 | 0 | 0 | 0 | 0 | 0 | 0 | 0 | 0 | 0 | 0 | 0 | 0 | 0 | 0 | 0 | 0 | 0 | 0 | 0 | 0 | 0 | 0 | 0 | 0
F1_Commercial_Lodging_Existing_Miscellaneous_Natural Gas_Miscellaneous_E5 | F1 | Commercial | Lodging | Existing | Miscellaneous | Natural Gas | Miscellaneous | E5 | CCE | 0 | 0 | 0 | 0 | 0 | 0 | 0 | 0 | 0 | 0 | 0 | 0 | 0 | 0 | 0 | 0 | 0 | 0 | 0 | 0 | 0 | 0 | 0 | 0 | 0 | 0 | 0 | 0 | 0 | 0 | 0
F1_Commercial_Lodging_Existing_Miscellaneous_Natural Gas_Miscellaneous_E6 | F1 | Commercial | Lodging | Existing | Miscellaneous | Natural Gas | Miscellaneous | E6 | CCE | 0 | 0 | 0 | 0 | 0 | 0 | 0 | 0 | 0 | 0 | 0 | 0 | 0 | 0 | 0 | 0 | 0 | 0 | 0 | 0 | 0 | 0 | 0 | 0 | 0 | 0 | 0 | 0 | 0 | 0 | 0
F1_Commercial_Lodging_Existing_Miscellaneous_Natural Gas_Miscellaneous_E7 | F1 | Commercial | Lodging | Existing | Miscellaneous | Natural Gas | Miscellaneous | E7 | CCE | 0 | 0 | 0 | 0 | 0 | 0 | 0 | 0 | 0 | 0 | 0 | 0 | 0 | 0 | 0 | 0 | 0 | 0 | 0 | 0 | 0 | 0 | 0 | 0 | 0 | 0 | 0 | 0 | 0 | 0 | 0
F1_Commercial_Lodging_Existing_Miscellaneous_Natural Gas_Miscellaneous_E8 | F1 | Commercial | Lodging | Existing | Miscellaneous | Natural Gas | Miscellaneous | E8 | CCE | 0 | 0 | 0 | 0 | 0 | 0 | 0 | 0 | 0 | 0 | 0 | 0 | 0 | 0 | 0 | 0 | 0 | 0 | 0 | 0 | 0 | 0 | 0 | 0 | 0 | 0 | 0 | 0 | 0 | 0 | 0
F1_Commercial_Lodging_Existing_Miscellaneous_Natural Gas_Miscellaneous_E9 | F1 | Commercial | Lodging | Existing | Miscellaneous | Natural Gas | Miscellaneous | E9 | CCE | 0 | 0 | 0 | 0 | 0 | 0 | 0 | 0 | 0 | 0 | 0 | 0 | 0 | 0 | 0 | 0 | 0 | 0 | 0 | 0 | 0 | 0 | 0 | 0 | 0 | 0 | 0 | 0 | 0 | 0 | 0
F1_Commercial_Lodging_Existing_Miscellaneous_Natural Gas_Miscellaneous_E10 | F1 | Commercial | Lodging | Existing | Miscellaneous | Natural Gas | Miscellaneous | E10 | CCE | 0 | 0 | 0 | 0 | 0 | 0 | 0 | 0 | 0 | 0 | 0 | 0 | 0 | 0 | 0 | 0 | 0 | 0 | 0 | 0 | 0 | 0 | 0 | 0 | 0 | 0 | 0 | 0 | 0 | 0 | 0
F2_Commercial_Lodging_Existing_Miscellaneous_Natural Gas_Miscellaneous_E1 | F2 | Commercial | Lodging | Existing | Miscellaneous | Natural Gas | Miscellaneous | E1 | TRC BC Ratio | 0.9 | 0.9 | 0.9 | 0.9 | 0.9 | 0.9 | 0.9 | 0.9 | 0.9 | 0.9 | 0.9 | 0.9 | 0.9 | 0.9 | 0.9 | 0.9 | 0.9 | 0.9 | 0.9 | 0.9 | 0.9 | 0.9 | 0.9 | 0.9 | 0.9 | 0.9 | 0.9 | 0.9 | 0.9 | 0.9 | 0.9
F2_Commercial_Lodging_Existing_Miscellaneous_Natural Gas_Miscellaneous_E2 | F2 | Commercial | Lodging | Existing | Miscellaneous | Natural Gas | Miscellaneous | E2 | TRC BC Ratio | 0 | 0 | 0 | 0 | 0 | 0 | 0 | 0 | 0 | 0 | 0 | 0 | 0 | 0 | 0 | 0 | 0 | 0 | 0 | 0 | 0 | 0 | 0 | 0 | 0 | 0 | 0 | 0 | 0 | 0 | 0
F2_Commercial_Lodging_Existing_Miscellaneous_Natural Gas_Miscellaneous_E3 | F2 | Commercial | Lodging | Existing | Miscellaneous | Natural Gas | Miscellaneous | E3 | TRC BC Ratio | 0 | 0 | 0 | 0 | 0 | 0 | 0 | 0 | 0 | 0 | 0 | 0 | 0 | 0 | 0 | 0 | 0 | 0 | 0 | 0 | 0 | 0 | 0 | 0 | 0 | 0 | 0 | 0 | 0 | 0 | 0
F2_Commercial_Lodging_Existing_Miscellaneous_Natural Gas_Miscellaneous_E4 | F2 | Commercial | Lodging | Existing | Miscellaneous | Natural Gas | Miscellaneous | E4 | TRC BC Ratio | 0 | 0 | 0 | 0 | 0 | 0 | 0 | 0 | 0 | 0 | 0 | 0 | 0 | 0 | 0 | 0 | 0 | 0 | 0 | 0 | 0 | 0 | 0 | 0 | 0 | 0 | 0 | 0 | 0 | 0 | 0
F2_Commercial_Lodging_Existing_Miscellaneous_Natural Gas_Miscellaneous_E5 | F2 | Commercial | Lodging | Existing | Miscellaneous | Natural Gas | Miscellaneous | E5 | TRC BC Ratio | 0 | 0 | 0 | 0 | 0 | 0 | 0 | 0 | 0 | 0 | 0 | 0 | 0 | 0 | 0 | 0 | 0 | 0 | 0 | 0 | 0 | 0 | 0 | 0 | 0 | 0 | 0 | 0 | 0 | 0 | 0
F2_Commercial_Lodging_Existing_Miscellaneous_Natural Gas_Miscellaneous_E6 | F2 | Commercial | Lodging | Existing | Miscellaneous | Natural Gas | Miscellaneous | E6 | TRC BC Ratio | 0 | 0 | 0 | 0 | 0 | 0 | 0 | 0 | 0 | 0 | 0 | 0 | 0 | 0 | 0 | 0 | 0 | 0 | 0 | 0 | 0 | 0 | 0 | 0 | 0 | 0 | 0 | 0 | 0 | 0 | 0
F2_Commercial_Lodging_Existing_Miscellaneous_Natural Gas_Miscellaneous_E7 | F2 | Commercial | Lodging | Existing | Miscellaneous | Natural Gas | Miscellaneous | E7 | TRC BC Ratio | 0 | 0 | 0 | 0 | 0 | 0 | 0 | 0 | 0 | 0 | 0 | 0 | 0 | 0 | 0 | 0 | 0 | 0 | 0 | 0 | 0 | 0 | 0 | 0 | 0 | 0 | 0 | 0 | 0 | 0 | 0
F2_Commercial_Lodging_Existing_Miscellaneous_Natural Gas_Miscellaneous_E8 | F2 | Commercial | Lodging | Existing | Miscellaneous | Natural Gas | Miscellaneous | E8 | TRC BC Ratio | 0 | 0 | 0 | 0 | 0 | 0 | 0 | 0 | 0 | 0 | 0 | 0 | 0 | 0 | 0 | 0 | 0 | 0 | 0 | 0 | 0 | 0 | 0 | 0 | 0 | 0 | 0 | 0 | 0 | 0 | 0
F2_Commercial_Lodging_Existing_Miscellaneous_Natural Gas_Miscellaneous_E9 | F2 | Commercial | Lodging | Existing | Miscellaneous | Natural Gas | Miscellaneous | E9 | TRC BC Ratio | 0 | 0 | 0 | 0 | 0 | 0 | 0 | 0 | 0 | 0 | 0 | 0 | 0 | 0 | 0 | 0 | 0 | 0 | 0 | 0 | 0 | 0 | 0 | 0 | 0 | 0 | 0 | 0 | 0 | 0 | 0
F2_Commercial_Lodging_Existing_Miscellaneous_Natural Gas_Miscellaneous_E10 | F2 | Commercial | Lodging | Existing | Miscellaneous | Natural Gas | Miscellaneous | E10 | TRC BC Ratio | 0 | 0 | 0 | 0 | 0 | 0 | 0 | 0 | 0 | 0 | 0 | 0 | 0 | 0 | 0 | 0 | 0 | 0 | 0 | 0 | 0 | 0 | 0 | 0 | 0 | 0 | 0 | 0 | 0 | 0 | 0
F3_Commercial_Lodging_Existing_Miscellaneous_Natural Gas_Miscellaneous_E1 | F3 | Commercial | Lodging | Existing | Miscellaneous | Natural Gas | Miscellaneous | E1 | PACT BC Ratio | 0.9 | 0.9 | 0.9 | 0.9 | 0.9 | 0.9 | 0.9 | 0.9 | 0.9 | 0.9 | 0.9 | 0.9 | 0.9 | 0.9 | 0.9 | 0.9 | 0.9 | 0.9 | 0.9 | 0.9 | 0.9 | 0.9 | 0.9 | 0.9 | 0.9 | 0.9 | 0.9 | 0.9 | 0.9 | 0.9 | 0.9
F3_Commercial_Lodging_Existing_Miscellaneous_Natural Gas_Miscellaneous_E2 | F3 | Commercial | Lodging | Existing | Miscellaneous | Natural Gas | Miscellaneous | E2 | PACT BC Ratio | 0 | 0 | 0 | 0 | 0 | 0 | 0 | 0 | 0 | 0 | 0 | 0 | 0 | 0 | 0 | 0 | 0 | 0 | 0 | 0 | 0 | 0 | 0 | 0 | 0 | 0 | 0 | 0 | 0 | 0 | 0
F3_Commercial_Lodging_Existing_Miscellaneous_Natural Gas_Miscellaneous_E3 | F3 | Commercial | Lodging | Existing | Miscellaneous | Natural Gas | Miscellaneous | E3 | PACT BC Ratio | 0 | 0 | 0 | 0 | 0 | 0 | 0 | 0 | 0 | 0 | 0 | 0 | 0 | 0 | 0 | 0 | 0 | 0 | 0 | 0 | 0 | 0 | 0 | 0 | 0 | 0 | 0 | 0 | 0 | 0 | 0
F3_Commercial_Lodging_Existing_Miscellaneous_Natural Gas_Miscellaneous_E4 | F3 | Commercial | Lodging | Existing | Miscellaneous | Natural Gas | Miscellaneous | E4 | PACT BC Ratio | 0 | 0 | 0 | 0 | 0 | 0 | 0 | 0 | 0 | 0 | 0 | 0 | 0 | 0 | 0 | 0 | 0 | 0 | 0 | 0 | 0 | 0 | 0 | 0 | 0 | 0 | 0 | 0 | 0 | 0 | 0
F3_Commercial_Lodging_Existing_Miscellaneous_Natural Gas_Miscellaneous_E5 | F3 | Commercial | Lodging | Existing | Miscellaneous | Natural Gas | Miscellaneous | E5 | PACT BC Ratio | 0 | 0 | 0 | 0 | 0 | 0 | 0 | 0 | 0 | 0 | 0 | 0 | 0 | 0 | 0 | 0 | 0 | 0 | 0 | 0 | 0 | 0 | 0 | 0 | 0 | 0 | 0 | 0 | 0 | 0 | 0
F3_Commercial_Lodging_Existing_Miscellaneous_Natural Gas_Miscellaneous_E6 | F3 | Commercial | Lodging | Existing | Miscellaneous | Natural Gas | Miscellaneous | E6 | PACT BC Ratio | 0 | 0 | 0 | 0 | 0 | 0 | 0 | 0 | 0 | 0 | 0 | 0 | 0 | 0 | 0 | 0 | 0 | 0 | 0 | 0 | 0 | 0 | 0 | 0 | 0 | 0 | 0 | 0 | 0 | 0 | 0
F3_Commercial_Lodging_Existing_Miscellaneous_Natural Gas_Miscellaneous_E7 | F3 | Commercial | Lodging | Existing | Miscellaneous | Natural Gas | Miscellaneous | E7 | PACT BC Ratio | 0 | 0 | 0 | 0 | 0 | 0 | 0 | 0 | 0 | 0 | 0 | 0 | 0 | 0 | 0 | 0 | 0 | 0 | 0 | 0 | 0 | 0 | 0 | 0 | 0 | 0 | 0 | 0 | 0 | 0 | 0
F3_Commercial_Lodging_Existing_Miscellaneous_Natural Gas_Miscellaneous_E8 | F3 | Commercial | Lodging | Existing | Miscellaneous | Natural Gas | Miscellaneous | E8 | PACT BC Ratio | 0 | 0 | 0 | 0 | 0 | 0 | 0 | 0 | 0 | 0 | 0 | 0 | 0 | 0 | 0 | 0 | 0 | 0 | 0 | 0 | 0 | 0 | 0 | 0 | 0 | 0 | 0 | 0 | 0 | 0 | 0
F3_Commercial_Lodging_Existing_Miscellaneous_Natural Gas_Miscellaneous_E9 | F3 | Commercial | Lodging | Existing | Miscellaneous | Natural Gas | Miscellaneous | E9 | PACT BC Ratio | 0 | 0 | 0 | 0 | 0 | 0 | 0 | 0 | 0 | 0 | 0 | 0 | 0 | 0 | 0 | 0 | 0 | 0 | 0 | 0 | 0 | 0 | 0 | 0 | 0 | 0 | 0 | 0 | 0 | 0 | 0
F3_Commercial_Lodging_Existing_Miscellaneous_Natural Gas_Miscellaneous_E10 | F3 | Commercial | Lodging | Existing | Miscellaneous | Natural Gas | Miscellaneous | E10 | PACT BC Ratio | 0 | 0 | 0 | 0 | 0 | 0 | 0 | 0 | 0 | 0 | 0 | 0 | 0 | 0 | 0 | 0 | 0 | 0 | 0 | 0 | 0 | 0 | 0 | 0 | 0 | 0 | 0 | 0 | 0 | 0 | 0
F4_Commercial_Lodging_Existing_Miscellaneous_Natural Gas_Miscellaneous_E1 | F4 | Commercial | Lodging | Existing | Miscellaneous | Natural Gas | Miscellaneous | E1 | PCT BC Ratio | 0.9 | 0.9 | 0.9 | 0.9 | 0.9 | 0.9 | 0.9 | 0.9 | 0.9 | 0.9 | 0.9 | 0.9 | 0.9 | 0.9 | 0.9 | 0.9 | 0.9 | 0.9 | 0.9 | 0.9 | 0.9 | 0.9 | 0.9 | 0.9 | 0.9 | 0.9 | 0.9 | 0.9 | 0.9 | 0.9 | 0.9
F4_Commercial_Lodging_Existing_Miscellaneous_Natural Gas_Miscellaneous_E2 | F4 | Commercial | Lodging | Existing | Miscellaneous | Natural Gas | Miscellaneous | E2 | PCT BC Ratio | 0 | 0 | 0 | 0 | 0 | 0 | 0 | 0 | 0 | 0 | 0 | 0 | 0 | 0 | 0 | 0 | 0 | 0 | 0 | 0 | 0 | 0 | 0 | 0 | 0 | 0 | 0 | 0 | 0 | 0 | 0
F4_Commercial_Lodging_Existing_Miscellaneous_Natural Gas_Miscellaneous_E3 | F4 | Commercial | Lodging | Existing | Miscellaneous | Natural Gas | Miscellaneous | E3 | PCT BC Ratio | 0 | 0 | 0 | 0 | 0 | 0 | 0 | 0 | 0 | 0 | 0 | 0 | 0 | 0 | 0 | 0 | 0 | 0 | 0 | 0 | 0 | 0 | 0 | 0 | 0 | 0 | 0 | 0 | 0 | 0 | 0
F4_Commercial_Lodging_Existing_Miscellaneous_Natural Gas_Miscellaneous_E4 | F4 | Commercial | Lodging | Existing | Miscellaneous | Natural Gas | Miscellaneous | E4 | PCT BC Ratio | 0 | 0 | 0 | 0 | 0 | 0 | 0 | 0 | 0 | 0 | 0 | 0 | 0 | 0 | 0 | 0 | 0 | 0 | 0 | 0 | 0 | 0 | 0 | 0 | 0 | 0 | 0 | 0 | 0 | 0 | 0
F4_Commercial_Lodging_Existing_Miscellaneous_Natural Gas_Miscellaneous_E5 | F4 | Commercial | Lodging | Existing | Miscellaneous | Natural Gas | Miscellaneous | E5 | PCT BC Ratio | 0 | 0 | 0 | 0 | 0 | 0 | 0 | 0 | 0 | 0 | 0 | 0 | 0 | 0 | 0 | 0 | 0 | 0 | 0 | 0 | 0 | 0 | 0 | 0 | 0 | 0 | 0 | 0 | 0 | 0 | 0
F4_Commercial_Lodging_Existing_Miscellaneous_Natural Gas_Miscellaneous_E6 | F4 | Commercial | Lodging | Existing | Miscellaneous | Natural Gas | Miscellaneous | E6 | PCT BC Ratio | 0 | 0 | 0 | 0 | 0 | 0 | 0 | 0 | 0 | 0 | 0 | 0 | 0 | 0 | 0 | 0 | 0 | 0 | 0 | 0 | 0 | 0 | 0 | 0 | 0 | 0 | 0 | 0 | 0 | 0 | 0
F4_Commercial_Lodging_Existing_Miscellaneous_Natural Gas_Miscellaneous_E7 | F4 | Commercial | Lodging | Existing | Miscellaneous | Natural Gas | Miscellaneous | E7 | PCT BC Ratio | 0 | 0 | 0 | 0 | 0 | 0 | 0 | 0 | 0 | 0 | 0 | 0 | 0 | 0 | 0 | 0 | 0 | 0 | 0 | 0 | 0 | 0 | 0 | 0 | 0 | 0 | 0 | 0 | 0 | 0 | 0
F4_Commercial_Lodging_Existing_Miscellaneous_Natural Gas_Miscellaneous_E8 | F4 | Commercial | Lodging | Existing | Miscellaneous | Natural Gas | Miscellaneous | E8 | PCT BC Ratio | 0 | 0 | 0 | 0 | 0 | 0 | 0 | 0 | 0 | 0 | 0 | 0 | 0 | 0 | 0 | 0 | 0 | 0 | 0 | 0 | 0 | 0 | 0 | 0 | 0 | 0 | 0 | 0 | 0 | 0 | 0
F4_Commercial_Lodging_Existing_Miscellaneous_Natural Gas_Miscellaneous_E9 | F4 | Commercial | Lodging | Existing | Miscellaneous | Natural Gas | Miscellaneous | E9 | PCT BC Ratio | 0 | 0 | 0 | 0 | 0 | 0 | 0 | 0 | 0 | 0 | 0 | 0 | 0 | 0 | 0 | 0 | 0 | 0 | 0 | 0 | 0 | 0 | 0 | 0 | 0 | 0 | 0 | 0 | 0 | 0 | 0
F4_Commercial_Lodging_Existing_Miscellaneous_Natural Gas_Miscellaneous_E10 | F4 | Commercial | Lodging | Existing | Miscellaneous | Natural Gas | Miscellaneous | E10 | PCT BC Ratio | 0 | 0 | 0 | 0 | 0 | 0 | 0 | 0 | 0 | 0 | 0 | 0 | 0 | 0 | 0 | 0 | 0 | 0 | 0 | 0 | 0 | 0 | 0 | 0 | 0 | 0 | 0 | 0 | 0 | 0 | 0
F5_Commercial_Lodging_Existing_Miscellaneous_Natural Gas_Miscellaneous_E1 | F5 | Commercial | Lodging | Existing | Miscellaneous | Natural Gas | Miscellaneous | E1 | RIM BC Ratio | 0.9 | 0.9 | 0.9 | 0.9 | 0.9 | 0.9 | 0.9 | 0.9 | 0.9 | 0.9 | 0.9 | 0.9 | 0.9 | 0.9 | 0.9 | 0.9 | 0.9 | 0.9 | 0.9 | 0.9 | 0.9 | 0.9 | 0.9 | 0.9 | 0.9 | 0.9 | 0.9 | 0.9 | 0.9 | 0.9 | 0.9
F5_Commercial_Lodging_Existing_Miscellaneous_Natural Gas_Miscellaneous_E2 | F5 | Commercial | Lodging | Existing | Miscellaneous | Natural Gas | Miscellaneous | E2 | RIM BC Ratio | 0 | 0 | 0 | 0 | 0 | 0 | 0 | 0 | 0 | 0 | 0 | 0 | 0 | 0 | 0 | 0 | 0 | 0 | 0 | 0 | 0 | 0 | 0 | 0 | 0 | 0 | 0 | 0 | 0 | 0 | 0
F5_Commercial_Lodging_Existing_Miscellaneous_Natural Gas_Miscellaneous_E3 | F5 | Commercial | Lodging | Existing | Miscellaneous | Natural Gas | Miscellaneous | E3 | RIM BC Ratio | 0 | 0 | 0 | 0 | 0 | 0 | 0 | 0 | 0 | 0 | 0 | 0 | 0 | 0 | 0 | 0 | 0 | 0 | 0 | 0 | 0 | 0 | 0 | 0 | 0 | 0 | 0 | 0 | 0 | 0 | 0
F5_Commercial_Lodging_Existing_Miscellaneous_Natural Gas_Miscellaneous_E4 | F5 | Commercial | Lodging | Existing | Miscellaneous | Natural Gas | Miscellaneous | E4 | RIM BC Ratio | 0 | 0 | 0 | 0 | 0 | 0 | 0 | 0 | 0 | 0 | 0 | 0 | 0 | 0 | 0 | 0 | 0 | 0 | 0 | 0 | 0 | 0 | 0 | 0 | 0 | 0 | 0 | 0 | 0 | 0 | 0
F5_Commercial_Lodging_Existing_Miscellaneous_Natural Gas_Miscellaneous_E5 | F5 | Commercial | Lodging | Existing | Miscellaneous | Natural Gas | Miscellaneous | E5 | RIM BC Ratio | 0 | 0 | 0 | 0 | 0 | 0 | 0 | 0 | 0 | 0 | 0 | 0 | 0 | 0 | 0 | 0 | 0 | 0 | 0 | 0 | 0 | 0 | 0 | 0 | 0 | 0 | 0 | 0 | 0 | 0 | 0
F5_Commercial_Lodging_Existing_Miscellaneous_Natural Gas_Miscellaneous_E6 | F5 | Commercial | Lodging | Existing | Miscellaneous | Natural Gas | Miscellaneous | E6 | RIM BC Ratio | 0 | 0 | 0 | 0 | 0 | 0 | 0 | 0 | 0 | 0 | 0 | 0 | 0 | 0 | 0 | 0 | 0 | 0 | 0 | 0 | 0 | 0 | 0 | 0 | 0 | 0 | 0 | 0 | 0 | 0 | 0
F5_Commercial_Lodging_Existing_Miscellaneous_Natural Gas_Miscellaneous_E7 | F5 | Commercial | Lodging | Existing | Miscellaneous | Natural Gas | Miscellaneous | E7 | RIM BC Ratio | 0 | 0 | 0 | 0 | 0 | 0 | 0 | 0 | 0 | 0 | 0 | 0 | 0 | 0 | 0 | 0 | 0 | 0 | 0 | 0 | 0 | 0 | 0 | 0 | 0 | 0 | 0 | 0 | 0 | 0 | 0
F5_Commercial_Lodging_Existing_Miscellaneous_Natural Gas_Miscellaneous_E8 | F5 | Commercial | Lodging | Existing | Miscellaneous | Natural Gas | Miscellaneous | E8 | RIM BC Ratio | 0 | 0 | 0 | 0 | 0 | 0 | 0 | 0 | 0 | 0 | 0 | 0 | 0 | 0 | 0 | 0 | 0 | 0 | 0 | 0 | 0 | 0 | 0 | 0 | 0 | 0 | 0 | 0 | 0 | 0 | 0
F5_Commercial_Lodging_Existing_Miscellaneous_Natural Gas_Miscellaneous_E9 | F5 | Commercial | Lodging | Existing | Miscellaneous | Natural Gas | Miscellaneous | E9 | RIM BC Ratio | 0 | 0 | 0 | 0 | 0 | 0 | 0 | 0 | 0 | 0 | 0 | 0 | 0 | 0 | 0 | 0 | 0 | 0 | 0 | 0 | 0 | 0 | 0 | 0 | 0 | 0 | 0 | 0 | 0 | 0 | 0
F5_Commercial_Lodging_Existing_Miscellaneous_Natural Gas_Miscellaneous_E10 | F5 | Commercial | Lodging | Existing | Miscellaneous | Natural Gas | Miscellaneous | E10 | RIM BC Ratio | 0 | 0 | 0 | 0 | 0 | 0 | 0 | 0 | 0 | 0 | 0 | 0 | 0 | 0 | 0 | 0 | 0 | 0 | 0 | 0 | 0 | 0 | 0 | 0 | 0 | 0 | 0 | 0 | 0 | 0 | 0
F0_Commercial_Lodging_New_Space Heating_Natural Gas_Furnace_E0 | F0 | Commercial | Lodging | New | Space Heating | Natural Gas | Furnace | E0 | Economic Unit | AFUE 80% (Standard) | AFUE 80% (Standard) | AFUE 80% (Standard) | AFUE 80% (Standard) | AFUE 80% (Standard) | AFUE 96% | AFUE 96% | AFUE 96% | AFUE 96% | AFUE 96% | AFUE 96% | AFUE 96% | AFUE 96% | AFUE 96% | AFUE 96% | AFUE 96% | AFUE 96% | AFUE 96% | AFUE 96% | AFUE 96% | AFUE 96% | AFUE 96% | AFUE 96% | AFUE 96% | AFUE 96% | AFUE 96% | AFUE 96% | AFUE 96% | AFUE 96% | AFUE 96% | AFUE 96%
F1_Commercial_Lodging_New_Space Heating_Natural Gas_Furnace_E1 | F1 | Commercial | Lodging | New | Space Heating | Natural Gas | Furnace | E1 | CCE | 0 | 0 | 0 | 0 | 0 | 0 | 0 | 0 | 0 | 0 | 0 | 0 | 0 | 0 | 0 | 0 | 0 | 0 | 0 | 0 | 0 | 0 | 0 | 0 | 0 | 0 | 0 | 0 | 0 | 0 | 0
F1_Commercial_Lodging_New_Space Heating_Natural Gas_Furnace_E2 | F1 | Commercial | Lodging | New | Space Heating | Natural Gas | Furnace | E2 | CCE | 0.25206 | 0.24232 | 0.24348 | 0.24602 | 0.24602 | 0 | 0 | 0 | 0 | 0 | 0 | 0 | 0 | 0 | 0 | 0 | 0 | 0 | 0 | 0 | 0 | 0 | 0 | 0 | 0 | 0 | 0 | 0 | 0 | 0 | 0
F1_Commercial_Lodging_New_Space Heating_Natural Gas_Furnace_E3 | F1 | Commercial | Lodging | New | Space Heating | Natural Gas | Furnace | E3 | CCE | 0.053688 | 0.051614 | 0.05186 | 0.052402 | 0.052402 | 0 | 0 | 0 | 0 | 0 | 0 | 0 | 0 | 0 | 0 | 0 | 0 | 0 | 0 | 0 | 0 | 0 | 0 | 0 | 0 | 0 | 0 | 0 | 0 | 0 | 0
F1_Commercial_Lodging_New_Space Heating_Natural Gas_Furnace_E4 | F1 | Commercial | Lodging | New | Space Heating | Natural Gas | Furnace | E4 | CCE | 0.01848 | 0.017766 | 0.017851 | 0.018037 | 0.018037 | -0.072684 | -0.072684 | -0.072684 | -0.072684 | -0.072684 | -0.072684 | -0.072684 | -0.072684 | -0.072684 | -0.072684 | -0.072684 | -0.072684 | -0.072684 | -0.072684 | -0.072684 | -0.072684 | -0.072684 | -0.072684 | -0.072684 | -0.072684 | -0.072684 | -0.072684 | -0.072684 | -0.072684 | -0.072684 | -0.072684
F1_Commercial_Lodging_New_Space Heating_Natural Gas_Furnace_E5 | F1 | Commercial | Lodging | New | Space Heating | Natural Gas | Furnace | E5 | CCE | 0 | 0 | 0 | 0 | 0 | 0 | 0 | 0.42975 | 0.42975 | 0.42975 | 0.42975 | 0.42975 | 0.42975 | 0.42975 | 0.42975 | 0.42975 | 0.42975 | 0.42975 | 0.42975 | 0.42975 | 0.42975 | 0.42975 | 0.42975 | 0.42975 | 0.42975 | 0.42975 | 0.42975 | 0.42975 | 0.42975 | 0.42975 | 0.42975
F1_Commercial_Lodging_New_Space Heating_Natural Gas_Furnace_E6 | F1 | Commercial | Lodging | New | Space Heating | Natural Gas | Furnace | E6 | CCE | 0 | 0 | 0 | 0 | 0 | 0 | 0 | 0 | 0 | 0 | 0 | 0 | 0 | 0 | 0 | 0 | 0 | 0 | 0 | 0 | 0 | 0 | 0 | 0 | 0 | 0 | 0 | 0 | 0 | 0 | 0
F1_Commercial_Lodging_New_Space Heating_Natural Gas_Furnace_E7 | F1 | Commercial | Lodging | New | Space Heating | Natural Gas | Furnace | E7 | CCE | 0 | 0 | 0 | 0 | 0 | 0 | 0 | 0 | 0 | 0 | 0 | 0 | 0 | 0 | 0 | 0 | 0 | 0 | 0 | 0 | 0 | 0 | 0 | 0 | 0 | 0 | 0 | 0 | 0 | 0 | 0
F1_Commercial_Lodging_New_Space Heating_Natural Gas_Furnace_E8 | F1 | Commercial | Lodging | New | Space Heating | Natural Gas | Furnace | E8 | CCE | 0 | 0 | 0 | 0 | 0 | 0 | 0 | 0 | 0 | 0 | 0 | 0 | 0 | 0 | 0 | 0 | 0 | 0 | 0 | 0 | 0 | 0 | 0 | 0 | 0 | 0 | 0 | 0 | 0 | 0 | 0
F1_Commercial_Lodging_New_Space Heating_Natural Gas_Furnace_E9 | F1 | Commercial | Lodging | New | Space Heating | Natural Gas | Furnace | E9 | CCE | 0 | 0 | 0 | 0 | 0 | 0 | 0 | 0 | 0 | 0 | 0 | 0 | 0 | 0 | 0 | 0 | 0 | 0 | 0 | 0 | 0 | 0 | 0 | 0 | 0 | 0 | 0 | 0 | 0 | 0 | 0
F1_Commercial_Lodging_New_Space Heating_Natural Gas_Furnace_E10 | F1 | Commercial | Lodging | New | Space Heating | Natural Gas | Furnace | E10 | CCE | 0 | 0 | 0 | 0 | 0 | 0 | 0 | 0 | 0 | 0 | 0 | 0 | 0 | 0 | 0 | 0 | 0 | 0 | 0 | 0 | 0 | 0 | 0 | 0 | 0 | 0 | 0 | 0 | 0 | 0 | 0
F2_Commercial_Lodging_New_Space Heating_Natural Gas_Furnace_E1 | F2 | Commercial | Lodging | New | Space Heating | Natural Gas | Furnace | E1 | TRC BC Ratio | 0.9 | 0.9 | 0.9 | 0.9 | 0.9 | 0 | 0 | 0 | 0 | 0 | 0 | 0 | 0 | 0 | 0 | 0 | 0 | 0 | 0 | 0 | 0 | 0 | 0 | 0 | 0 | 0 | 0 | 0 | 0 | 0 | 0
F2_Commercial_Lodging_New_Space Heating_Natural Gas_Furnace_E2 | F2 | Commercial | Lodging | New | Space Heating | Natural Gas | Furnace | E2 | TRC BC Ratio | 0.039437 | 0.039691 | 0.039832 | 0.040003 | 0.040357 | 0 | 0 | 0 | 0 | 0 | 0 | 0 | 0 | 0 | 0 | 0 | 0 | 0 | 0 | 0 | 0 | 0 | 0 | 0 | 0 | 0 | 0 | 0 | 0 | 0 | 0
F2_Commercial_Lodging_New_Space Heating_Natural Gas_Furnace_E3 | F2 | Commercial | Lodging | New | Space Heating | Natural Gas | Furnace | E3 | TRC BC Ratio | 0.18516 | 0.18635 | 0.18701 | 0.18781 | 0.18947 | 0.9 | 0.9 | 0.9 | 0.9 | 0.9 | 0.9 | 0.9 | 0.9 | 0.9 | 0.9 | 0.9 | 0.9 | 0.9 | 0.9 | 0.9 | 0.9 | 0.9 | 0.9 | 0.9 | 0.9 | 0.9 | 0.9 | 0.9 | 0.9 | 0.9 | 0.9
F2_Commercial_Lodging_New_Space Heating_Natural Gas_Furnace_E4 | F2 | Commercial | Lodging | New | Space Heating | Natural Gas | Furnace | E4 | TRC BC Ratio | 0.53791 | 0.54137 | 0.54329 | 0.54562 | 0.55044 | 0.9 | 0.9 | 0.9 | 0.9 | 0.9 | 0.9 | 0.9 | 0.9 | 0.9 | 0.9 | 0.9 | 0.9 | 0.9 | 0.9 | 0.9 | 0.9 | 0.9 | 0.9 | 0.9 | 0.9 | 0.9 | 0.9 | 0.9 | 0.9 | 0.9 | 0.9
F2_Commercial_Lodging_New_Space Heating_Natural Gas_Furnace_E5 | F2 | Commercial | Lodging | New | Space Heating | Natural Gas | Furnace | E5 | TRC BC Ratio | 0 | 0 | 0 | 0 | 0 | 0 | 0 | 0.021545 | 0.021415 | 0.021231 | 0.021131 | 0.020992 | 0.018843 | 0.018691 | 0.018672 | 0.018531 | 0.018482 | 0.018467 | 0.018123 | 0.018238 | 0.018288 | 0.018373 | 0.018493 | 0.010759 | 0.01049 | 0.010214 | 0.0099288 | 0.0096305 | 0.0093167 | 0.0089848 | 0.0086322
F2_Commercial_Lodging_New_Space Heating_Natural Gas_Furnace_E6 | F2 | Commercial | Lodging | New | Space Heating | Natural Gas | Furnace | E6 | TRC BC Ratio | 0 | 0 | 0 | 0 | 0 | 0 | 0 | 0 | 0 | 0 | 0 | 0 | 0 | 0 | 0 | 0 | 0 | 0 | 0 | 0 | 0 | 0 | 0 | 0 | 0 | 0 | 0 | 0 | 0 | 0 | 0
F2_Commercial_Lodging_New_Space Heating_Natural Gas_Furnace_E7 | F2 | Commercial | Lodging | New | Space Heating | Natural Gas | Furnace | E7 | TRC BC Ratio | 0 | 0 | 0 | 0 | 0 | 0 | 0 | 0 | 0 | 0 | 0 | 0 | 0 | 0 | 0 | 0 | 0 | 0 | 0 | 0 | 0 | 0 | 0 | 0 | 0 | 0 | 0 | 0 | 0 | 0 | 0
F2_Commercial_Lodging_New_Space Heating_Natural Gas_Furnace_E8 | F2 | Commercial | Lodging | New | Space Heating | Natural Gas | Furnace | E8 | TRC BC Ratio | 0 | 0 | 0 | 0 | 0 | 0 | 0 | 0 | 0 | 0 | 0 | 0 | 0 | 0 | 0 | 0 | 0 | 0 | 0 | 0 | 0 | 0 | 0 | 0 | 0 | 0 | 0 | 0 | 0 | 0 | 0
F2_Commercial_Lodging_New_Space Heating_Natural Gas_Furnace_E9 | F2 | Commercial | Lodging | New | Space Heating | Natural Gas | Furnace | E9 | TRC BC Ratio | 0 | 0 | 0 | 0 | 0 | 0 | 0 | 0 | 0 | 0 | 0 | 0 | 0 | 0 | 0 | 0 | 0 | 0 | 0 | 0 | 0 | 0 | 0 | 0 | 0 | 0 | 0 | 0 | 0 | 0 | 0
F2_Commercial_Lodging_New_Space Heating_Natural Gas_Furnace_E10 | F2 | Commercial | Lodging | New | Space Heating | Natural Gas | Furnace | E10 | TRC BC Ratio | 0 | 0 | 0 | 0 | 0 | 0 | 0 | 0 | 0 | 0 | 0 | 0 | 0 | 0 | 0 | 0 | 0 | 0 | 0 | 0 | 0 | 0 | 0 | 0 | 0 | 0 | 0 | 0 | 0 | 0 | 0
F3_Commercial_Lodging_New_Space Heating_Natural Gas_Furnace_E1 | F3 | Commercial | Lodging | New | Space Heating | Natural Gas | Furnace | E1 | PACT BC Ratio | 0.9 | 0.9 | 0.9 | 0.9 | 0.9 | 0 | 0 | 0 | 0 | 0 | 0 | 0 | 0 | 0 | 0 | 0 | 0 | 0 | 0 | 0 | 0 | 0 | 0 | 0 | 0 | 0 | 0 | 0 | 0 | 0 | 0
F3_Commercial_Lodging_New_Space Heating_Natural Gas_Furnace_E2 | F3 | Commercial | Lodging | New | Space Heating | Natural Gas | Furnace | E2 | PACT BC Ratio | 0.039437 | 0.039691 | 0.039832 | 0.040003 | 0.040357 | 0 | 0 | 0 | 0 | 0 | 0 | 0 | 0 | 0 | 0 | 0 | 0 | 0 | 0 | 0 | 0 | 0 | 0 | 0 | 0 | 0 | 0 | 0 | 0 | 0 | 0
F3_Commercial_Lodging_New_Space Heating_Natural Gas_Furnace_E3 | F3 | Commercial | Lodging | New | Space Heating | Natural Gas | Furnace | E3 | PACT BC Ratio | 0.18516 | 0.18635 | 0.18701 | 0.18781 | 0.18947 | 0.9 | 0.9 | 0.9 | 0.9 | 0.9 | 0.9 | 0.9 | 0.9 | 0.9 | 0.9 | 0.9 | 0.9 | 0.9 | 0.9 | 0.9 | 0.9 | 0.9 | 0.9 | 0.9 | 0.9 | 0.9 | 0.9 | 0.9 | 0.9 | 0.9 | 0.9
F3_Commercial_Lodging_New_Space Heating_Natural Gas_Furnace_E4 | F3 | Commercial | Lodging | New | Space Heating | Natural Gas | Furnace | E4 | PACT BC Ratio | 0.53791 | 0.54137 | 0.54329 | 0.54562 | 0.55044 | 0.9 | 0.9 | 0.9 | 0.9 | 0.9 | 0.9 | 0.9 | 0.9 | 0.9 | 0.9 | 0.9 | 0.9 | 0.9 | 0.9 | 0.9 | 0.9 | 0.9 | 0.9 | 0.9 | 0.9 | 0.9 | 0.9 | 0.9 | 0.9 | 0.9 | 0.9
F3_Commercial_Lodging_New_Space Heating_Natural Gas_Furnace_E5 | F3 | Commercial | Lodging | New | Space Heating | Natural Gas | Furnace | E5 | PACT BC Ratio | 0 | 0 | 0 | 0 | 0 | 0 | 0 | 0.021545 | 0.021415 | 0.021231 | 0.021131 | 0.020992 | 0.018843 | 0.018691 | 0.018672 | 0.018531 | 0.018482 | 0.018467 | 0.018123 | 0.018238 | 0.018288 | 0.018373 | 0.018493 | 0.010759 | 0.01049 | 0.010214 | 0.0099288 | 0.0096305 | 0.0093167 | 0.0089848 | 0.0086322
F3_Commercial_Lodging_New_Space Heating_Natural Gas_Furnace_E6 | F3 | Commercial | Lodging | New | Space Heating | Natural Gas | Furnace | E6 | PACT BC Ratio | 0 | 0 | 0 | 0 | 0 | 0 | 0 | 0 | 0 | 0 | 0 | 0 | 0 | 0 | 0 | 0 | 0 | 0 | 0 | 0 | 0 | 0 | 0 | 0 | 0 | 0 | 0 | 0 | 0 | 0 | 0
F3_Commercial_Lodging_New_Space Heating_Natural Gas_Furnace_E7 | F3 | Commercial | Lodging | New | Space Heating | Natural Gas | Furnace | E7 | PACT BC Ratio | 0 | 0 | 0 | 0 | 0 | 0 | 0 | 0 | 0 | 0 | 0 | 0 | 0 | 0 | 0 | 0 | 0 | 0 | 0 | 0 | 0 | 0 | 0 | 0 | 0 | 0 | 0 | 0 | 0 | 0 | 0
F3_Commercial_Lodging_New_Space Heating_Natural Gas_Furnace_E8 | F3 | Commercial | Lodging | New | Space Heating | Natural Gas | Furnace | E8 | PACT BC Ratio | 0 | 0 | 0 | 0 | 0 | 0 | 0 | 0 | 0 | 0 | 0 | 0 | 0 | 0 | 0 | 0 | 0 | 0 | 0 | 0 | 0 | 0 | 0 | 0 | 0 | 0 | 0 | 0 | 0 | 0 | 0
F3_Commercial_Lodging_New_Space Heating_Natural Gas_Furnace_E9 | F3 | Commercial | Lodging | New | Space Heating | Natural Gas | Furnace | E9 | PACT BC Ratio | 0 | 0 | 0 | 0 | 0 | 0 | 0 | 0 | 0 | 0 | 0 | 0 | 0 | 0 | 0 | 0 | 0 | 0 | 0 | 0 | 0 | 0 | 0 | 0 | 0 | 0 | 0 | 0 | 0 | 0 | 0
F3_Commercial_Lodging_New_Space Heating_Natural Gas_Furnace_E10 | F3 | Commercial | Lodging | New | Space Heating | Natural Gas | Furnace | E10 | PACT BC Ratio | 0 | 0 | 0 | 0 | 0 | 0 | 0 | 0 | 0 | 0 | 0 | 0 | 0 | 0 | 0 | 0 | 0 | 0 | 0 | 0 | 0 | 0 | 0 | 0 | 0 | 0 | 0 | 0 | 0 | 0 | 0
F4_Commercial_Lodging_New_Space Heating_Natural Gas_Furnace_E1 | F4 | Commercial | Lodging | New | Space Heating | Natural Gas | Furnace | E1 | PCT BC Ratio | 0.9 | 0.9 | 0.9 | 0.9 | 0.9 | 0 | 0 | 0 | 0 | 0 | 0 | 0 | 0 | 0 | 0 | 0 | 0 | 0 | 0 | 0 | 0 | 0 | 0 | 0 | 0 | 0 | 0 | 0 | 0 | 0 | 0
F4_Commercial_Lodging_New_Space Heating_Natural Gas_Furnace_E2 | F4 | Commercial | Lodging | New | Space Heating | Natural Gas | Furnace | E2 | PCT BC Ratio | 1.0992 | 1.0999 | 1.1002 | 1.1006 | 1.1015 | 0 | 0 | 0 | 0 | 0 | 0 | 0 | 0 | 0 | 0 | 0 | 0 | 0 | 0 | 0 | 0 | 0 | 0 | 0 | 0 | 0 | 0 | 0 | 0 | 0 | 0
F4_Commercial_Lodging_New_Space Heating_Natural Gas_Furnace_E3 | F4 | Commercial | Lodging | New | Space Heating | Natural Gas | Furnace | E3 | PCT BC Ratio | 1.4658 | 1.4688 | 1.4705 | 1.4725 | 1.4767 | 0.9 | 0.9 | 0.9 | 0.9 | 0.9 | 0.9 | 0.9 | 0.9 | 0.9 | 0.9 | 0.9 | 0.9 | 0.9 | 0.9 | 0.9 | 0.9 | 0.9 | 0.9 | 0.9 | 0.9 | 0.9 | 0.9 | 0.9 | 0.9 | 0.9 | 0.9
F4_Commercial_Lodging_New_Space Heating_Natural Gas_Furnace_E4 | F4 | Commercial | Lodging | New | Space Heating | Natural Gas | Furnace | E4 | PCT BC Ratio | 2.3533 | 2.362 | 2.3669 | 2.3728 | 2.3849 | 0.9 | 0.9 | 0.9 | 0.9 | 0.9 | 0.9 | 0.9 | 0.9 | 0.9 | 0.9 | 0.9 | 0.9 | 0.9 | 0.9 | 0.9 | 0.9 | 0.9 | 0.9 | 0.9 | 0.9 | 0.9 | 0.9 | 0.9 | 0.9 | 0.9 | 0.9
F4_Commercial_Lodging_New_Space Heating_Natural Gas_Furnace_E5 | F4 | Commercial | Lodging | New | Space Heating | Natural Gas | Furnace | E5 | PCT BC Ratio | 0 | 0 | 0 | 0 | 0 | 0 | 0 | 1.0542 | 1.0539 | 1.0534 | 1.0532 | 1.0528 | 1.0474 | 1.047 | 1.047 | 1.0466 | 1.0465 | 1.0465 | 1.0456 | 1.0459 | 1.046 | 1.0462 | 1.0465 | 1.0271 | 1.0264 | 1.0257 | 1.025 | 1.0242 | 1.0234 | 1.0226 | 1.0217
F4_Commercial_Lodging_New_Space Heating_Natural Gas_Furnace_E6 | F4 | Commercial | Lodging | New | Space Heating | Natural Gas | Furnace | E6 | PCT BC Ratio | 0 | 0 | 0 | 0 | 0 | 0 | 0 | 0 | 0 | 0 | 0 | 0 | 0 | 0 | 0 | 0 | 0 | 0 | 0 | 0 | 0 | 0 | 0 | 0 | 0 | 0 | 0 | 0 | 0 | 0 | 0
F4_Commercial_Lodging_New_Space Heating_Natural Gas_Furnace_E7 | F4 | Commercial | Lodging | New | Space Heating | Natural Gas | Furnace | E7 | PCT BC Ratio | 0 | 0 | 0 | 0 | 0 | 0 | 0 | 0 | 0 | 0 | 0 | 0 | 0 | 0 | 0 | 0 | 0 | 0 | 0 | 0 | 0 | 0 | 0 | 0 | 0 | 0 | 0 | 0 | 0 | 0 | 0
F4_Commercial_Lodging_New_Space Heating_Natural Gas_Furnace_E8 | F4 | Commercial | Lodging | New | Space Heating | Natural Gas | Furnace | E8 | PCT BC Ratio | 0 | 0 | 0 | 0 | 0 | 0 | 0 | 0 | 0 | 0 | 0 | 0 | 0 | 0 | 0 | 0 | 0 | 0 | 0 | 0 | 0 | 0 | 0 | 0 | 0 | 0 | 0 | 0 | 0 | 0 | 0
F4_Commercial_Lodging_New_Space Heating_Natural Gas_Furnace_E9 | F4 | Commercial | Lodging | New | Space Heating | Natural Gas | Furnace | E9 | PCT BC Ratio | 0 | 0 | 0 | 0 | 0 | 0 | 0 | 0 | 0 | 0 | 0 | 0 | 0 | 0 | 0 | 0 | 0 | 0 | 0 | 0 | 0 | 0 | 0 | 0 | 0 | 0 | 0 | 0 | 0 | 0 | 0
F4_Commercial_Lodging_New_Space Heating_Natural Gas_Furnace_E10 | F4 | Commercial | Lodging | New | Space Heating | Natural Gas | Furnace | E10 | PCT BC Ratio | 0 | 0 | 0 | 0 | 0 | 0 | 0 | 0 | 0 | 0 | 0 | 0 | 0 | 0 | 0 | 0 | 0 | 0 | 0 | 0 | 0 | 0 | 0 | 0 | 0 | 0 | 0 | 0 | 0 | 0 | 0
F5_Commercial_Lodging_New_Space Heating_Natural Gas_Furnace_E1 | F5 | Commercial | Lodging | New | Space Heating | Natural Gas | Furnace | E1 | RIM BC Ratio | 0.9 | 0.9 | 0.9 | 0.9 | 0.9 | 0 | 0 | 0 | 0 | 0 | 0 | 0 | 0 | 0 | 0 | 0 | 0 | 0 | 0 | 0 | 0 | 0 | 0 | 0 | 0 | 0 | 0 | 0 | 0 | 0 | 0
F5_Commercial_Lodging_New_Space Heating_Natural Gas_Furnace_E2 | F5 | Commercial | Lodging | New | Space Heating | Natural Gas | Furnace | E2 | RIM BC Ratio | 0.037658 | 0.037889 | 0.038018 | 0.038174 | 0.038495 | 0 | 0 | 0 | 0 | 0 | 0 | 0 | 0 | 0 | 0 | 0 | 0 | 0 | 0 | 0 | 0 | 0 | 0 | 0 | 0 | 0 | 0 | 0 | 0 | 0 | 0
F5_Commercial_Lodging_New_Space Heating_Natural Gas_Furnace_E3 | F5 | Commercial | Lodging | New | Space Heating | Natural Gas | Furnace | E3 | RIM BC Ratio | 0.15154 | 0.15234 | 0.15278 | 0.15331 | 0.15442 | 0.9 | 0.9 | 0.9 | 0.9 | 0.9 | 0.9 | 0.9 | 0.9 | 0.9 | 0.9 | 0.9 | 0.9 | 0.9 | 0.9 | 0.9 | 0.9 | 0.9 | 0.9 | 0.9 | 0.9 | 0.9 | 0.9 | 0.9 | 0.9 | 0.9 | 0.9
F5_Commercial_Lodging_New_Space Heating_Natural Gas_Furnace_E4 | F5 | Commercial | Lodging | New | Space Heating | Natural Gas | Furnace | E4 | RIM BC Ratio | 0.3271 | 0.32838 | 0.32909 | 0.32994 | 0.3317 | 0.9 | 0.9 | 0.9 | 0.9 | 0.9 | 0.9 | 0.9 | 0.9 | 0.9 | 0.9 | 0.9 | 0.9 | 0.9 | 0.9 | 0.9 | 0.9 | 0.9 | 0.9 | 0.9 | 0.9 | 0.9 | 0.9 | 0.9 | 0.9 | 0.9 | 0.9
F5_Commercial_Lodging_New_Space Heating_Natural Gas_Furnace_E5 | F5 | Commercial | Lodging | New | Space Heating | Natural Gas | Furnace | E5 | RIM BC Ratio | 0 | 0 | 0 | 0 | 0 | 0 | 0 | 0.021003 | 0.02088 | 0.020704 | 0.020609 | 0.020477 | 0.018427 | 0.018281 | 0.018263 | 0.018129 | 0.018081 | 0.018067 | 0.017738 | 0.017848 | 0.017895 | 0.017977 | 0.018092 | 0.010622 | 0.01036 | 0.010091 | 0.0098121 | 0.0095206 | 0.0092139 | 0.0088891 | 0.0085439
F5_Commercial_Lodging_New_Space Heating_Natural Gas_Furnace_E6 | F5 | Commercial | Lodging | New | Space Heating | Natural Gas | Furnace | E6 | RIM BC Ratio | 0 | 0 | 0 | 0 | 0 | 0 | 0 | 0 | 0 | 0 | 0 | 0 | 0 | 0 | 0 | 0 | 0 | 0 | 0 | 0 | 0 | 0 | 0 | 0 | 0 | 0 | 0 | 0 | 0 | 0 | 0
F5_Commercial_Lodging_New_Space Heating_Natural Gas_Furnace_E7 | F5 | Commercial | Lodging | New | Space Heating | Natural Gas | Furnace | E7 | RIM BC Ratio | 0 | 0 | 0 | 0 | 0 | 0 | 0 | 0 | 0 | 0 | 0 | 0 | 0 | 0 | 0 | 0 | 0 | 0 | 0 | 0 | 0 | 0 | 0 | 0 | 0 | 0 | 0 | 0 | 0 | 0 | 0
F5_Commercial_Lodging_New_Space Heating_Natural Gas_Furnace_E8 | F5 | Commercial | Lodging | New | Space Heating | Natural Gas | Furnace | E8 | RIM BC Ratio | 0 | 0 | 0 | 0 | 0 | 0 | 0 | 0 | 0 | 0 | 0 | 0 | 0 | 0 | 0 | 0 | 0 | 0 | 0 | 0 | 0 | 0 | 0 | 0 | 0 | 0 | 0 | 0 | 0 | 0 | 0
F5_Commercial_Lodging_New_Space Heating_Natural Gas_Furnace_E9 | F5 | Commercial | Lodging | New | Space Heating | Natural Gas | Furnace | E9 | RIM BC Ratio | 0 | 0 | 0 | 0 | 0 | 0 | 0 | 0 | 0 | 0 | 0 | 0 | 0 | 0 | 0 | 0 | 0 | 0 | 0 | 0 | 0 | 0 | 0 | 0 | 0 | 0 | 0 | 0 | 0 | 0 | 0
F5_Commercial_Lodging_New_Space Heating_Natural Gas_Furnace_E10 | F5 | Commercial | Lodging | New | Space Heating | Natural Gas | Furnace | E10 | RIM BC Ratio | 0 | 0 | 0 | 0 | 0 | 0 | 0 | 0 | 0 | 0 | 0 | 0 | 0 | 0 | 0 | 0 | 0 | 0 | 0 | 0 | 0 | 0 | 0 | 0 | 0 | 0 | 0 | 0 | 0 | 0 | 0
F0_Commercial_Lodging_New_Space Heating_Natural Gas_Boiler_E0 | F0 | Commercial | Lodging | New | Space Heating | Natural Gas | Boiler | E0 | Economic Unit | TE 84% (2023 Standard) | TE 84% (2023 Standard) | TE 84% (2023 Standard) | TE 84% (2023 Standard) | TE 84% (2023 Standard) | TE 94% (ENERGY STAR 1.0) | TE 94% (ENERGY STAR 1.0) | TE 94% (ENERGY STAR 1.0) | TE 94% (ENERGY STAR 1.0) | TE 94% (ENERGY STAR 1.0) | TE 94% (ENERGY STAR 1.0) | TE 94% (ENERGY STAR 1.0) | TE 94% (ENERGY STAR 1.0) | TE 94% (ENERGY STAR 1.0) | TE 94% (ENERGY STAR 1.0) | TE 94% (ENERGY STAR 1.0) | TE 94% (ENERGY STAR 1.0) | TE 94% (ENERGY STAR 1.0) | TE 94% (ENERGY STAR 1.0) | TE 94% (ENERGY STAR 1.0) | TE 94% (ENERGY STAR 1.0) | TE 94% (ENERGY STAR 1.0) | TE 94% (ENERGY STAR 1.0) | TE 94% (ENERGY STAR 1.0) | TE 94% (ENERGY STAR 1.0) | TE 94% (ENERGY STAR 1.0) | TE 94% (ENERGY STAR 1.0) | TE 94% (ENERGY STAR 1.0) | TE 94% (ENERGY STAR 1.0) | TE 94% (ENERGY STAR 1.0) | TE 94% (ENERGY STAR 1.0)
F1_Commercial_Lodging_New_Space Heating_Natural Gas_Boiler_E1 | F1 | Commercial | Lodging | New | Space Heating | Natural Gas | Boiler | E1 | CCE | 0 | 0 | 0 | 0 | 0 | 0 | 0 | 0 | 0 | 0 | 0 | 0 | 0 | 0 | 0 | 0 | 0 | 0 | 0 | 0 | 0 | 0 | 0 | 0 | 0 | 0 | 0 | 0 | 0 | 0 | 0
F1_Commercial_Lodging_New_Space Heating_Natural Gas_Boiler_E2 | F1 | Commercial | Lodging | New | Space Heating | Natural Gas | Boiler | E2 | CCE | 0.0059315 | 0.0057023 | 0.0057295 | 0.0057894 | 0.0057894 | 0 | 0 | 0 | 0 | 0 | 0 | 0 | 0 | 0 | 0 | 0 | 0 | 0 | 0 | 0 | 0 | 0 | 0 | 0 | 0 | 0 | 0 | 0 | 0 | 0 | 0
F1_Commercial_Lodging_New_Space Heating_Natural Gas_Boiler_E3 | F1 | Commercial | Lodging | New | Space Heating | Natural Gas | Boiler | E3 | CCE | 0.035141 | 0.033783 | 0.033944 | 0.034299 | 0.034299 | 0 | 0 | 0 | 0 | 0 | 0 | 0 | 0 | 0 | 0 | 0 | 0 | 0 | 0 | 0 | 0 | 0 | 0 | 0 | 0 | 0 | 0 | 0 | 0 | 0 | 0
F1_Commercial_Lodging_New_Space Heating_Natural Gas_Boiler_E4 | F1 | Commercial | Lodging | New | Space Heating | Natural Gas | Boiler | E4 | CCE | 0.035434 | 0.034064 | 0.034227 | 0.034585 | 0.034585 | 0.035811 | 0.035811 | 0.035811 | 0.035811 | 0.035811 | 0.035811 | 0.035811 | 0.035811 | 0.035811 | 0.035811 | 0.035811 | 0.035811 | 0.035811 | 0.035811 | 0.035811 | 0.035811 | 0.035811 | 0.035811 | 0.035811 | 0.035811 | 0.035811 | 0.035811 | 0.035811 | 0.035811 | 0.035811 | 0.035811
F1_Commercial_Lodging_New_Space Heating_Natural Gas_Boiler_E5 | F1 | Commercial | Lodging | New | Space Heating | Natural Gas | Boiler | E5 | CCE | 0.10561 | 0.10153 | 0.10201 | 0.10308 | 0.10308 | 0.14654 | 0.14654 | 0.14654 | 0.14654 | 0.14654 | 0.14654 | 0.14654 | 0.14654 | 0.14654 | 0.14654 | 0.14654 | 0.14654 | 0.14654 | 0.14654 | 0.14654 | 0.14654 | 0.14654 | 0.14654 | 0.14654 | 0.14654 | 0.14654 | 0.14654 | 0.14654 | 0.14654 | 0.14654 | 0.14654
F1_Commercial_Lodging_New_Space Heating_Natural Gas_Boiler_E6 | F1 | Commercial | Lodging | New | Space Heating | Natural Gas | Boiler | E6 | CCE | 0 | 0 | 0 | 0 | 0 | 0 | 0 | 0 | 0 | 0 | 0 | 0 | 0 | 0 | 0 | 0 | 0 | 0 | 0 | 0 | 0 | 0 | 0 | 0 | 0 | 0 | 0 | 0 | 0 | 0 | 0
F1_Commercial_Lodging_New_Space Heating_Natural Gas_Boiler_E7 | F1 | Commercial | Lodging | New | Space Heating | Natural Gas | Boiler | E7 | CCE | 0 | 0 | 0 | 0 | 0 | 0 | 0 | 0 | 0 | 0 | 0 | 0 | 0 | 0 | 0 | 0 | 0 | 0 | 0 | 0 | 0 | 0 | 0 | 0 | 0 | 0 | 0 | 0 | 0 | 0 | 0
F1_Commercial_Lodging_New_Space Heating_Natural Gas_Boiler_E8 | F1 | Commercial | Lodging | New | Space Heating | Natural Gas | Boiler | E8 | CCE | 0 | 0 | 0 | 0 | 0 | 0 | 0 | 0 | 0 | 0 | 0 | 0 | 0 | 0 | 0 | 0 | 0 | 0 | 0 | 0 | 0 | 0 | 0 | 0 | 0 | 0 | 0 | 0 | 0 | 0 | 0
F1_Commercial_Lodging_New_Space Heating_Natural Gas_Boiler_E9 | F1 | Commercial | Lodging | New | Space Heating | Natural Gas | Boiler | E9 | CCE | 0 | 0 | 0 | 0 | 0 | 0 | 0 | 0 | 0 | 0 | 0 | 0 | 0 | 0 | 0 | 0 | 0 | 0 | 0 | 0 | 0 | 0 | 0 | 0 | 0 | 0 | 0 | 0 | 0 | 0 | 0
F1_Commercial_Lodging_New_Space Heating_Natural Gas_Boiler_E10 | F1 | Commercial | Lodging | New | Space Heating | Natural Gas | Boiler | E10 | CCE | 0 | 0 | 0 | 0 | 0 | 0 | 0 | 0 | 0 | 0 | 0 | 0 | 0 | 0 | 0 | 0 | 0 | 0 | 0 | 0 | 0 | 0 | 0 | 0 | 0 | 0 | 0 | 0 | 0 | 0 | 0
F2_Commercial_Lodging_New_Space Heating_Natural Gas_Boiler_E1 | F2 | Commercial | Lodging | New | Space Heating | Natural Gas | Boiler | E1 | TRC BC Ratio | 0.9 | 0.9 | 0.9 | 0.9 | 0.9 | 0 | 0 | 0 | 0 | 0 | 0 | 0 | 0 | 0 | 0 | 0 | 0 | 0 | 0 | 0 | 0 | 0 | 0 | 0 | 0 | 0 | 0 | 0 | 0 | 0 | 0
F2_Commercial_Lodging_New_Space Heating_Natural Gas_Boiler_E2 | F2 | Commercial | Lodging | New | Space Heating | Natural Gas | Boiler | E2 | TRC BC Ratio | 1.6749 | 1.6849 | 1.6912 | 1.6988 | 1.714 | 0 | 0 | 0 | 0 | 0 | 0 | 0 | 0 | 0 | 0 | 0 | 0 | 0 | 0 | 0 | 0 | 0 | 0 | 0 | 0 | 0 | 0 | 0 | 0 | 0 | 0
F2_Commercial_Lodging_New_Space Heating_Natural Gas_Boiler_E3 | F2 | Commercial | Lodging | New | Space Heating | Natural Gas | Boiler | E3 | TRC BC Ratio | 0.28271 | 0.2844 | 0.28547 | 0.28675 | 0.28931 | 0.9 | 0.9 | 0.9 | 0.9 | 0.9 | 0.9 | 0.9 | 0.9 | 0.9 | 0.9 | 0.9 | 0.9 | 0.9 | 0.9 | 0.9 | 0.9 | 0.9 | 0.9 | 0.9 | 0.9 | 0.9 | 0.9 | 0.9 | 0.9 | 0.9 | 0.9
F2_Commercial_Lodging_New_Space Heating_Natural Gas_Boiler_E4 | F2 | Commercial | Lodging | New | Space Heating | Natural Gas | Boiler | E4 | TRC BC Ratio | 0.28037 | 0.28204 | 0.28311 | 0.28438 | 0.28692 | 0.26653 | 0.25799 | 0.25341 | 0.25181 | 0.24959 | 0.24835 | 0.24666 | 0.22187 | 0.22004 | 0.21974 | 0.21804 | 0.21739 | 0.21714 | 0.21299 | 0.21399 | 0.21422 | 0.21486 | 0.21589 | 0.12667 | 0.12321 | 0.11966 | 0.11599 | 0.11216 | 0.10814 | 0.1039 | 0.099409
F2_Commercial_Lodging_New_Space Heating_Natural Gas_Boiler_E5 | F2 | Commercial | Lodging | New | Space Heating | Natural Gas | Boiler | E5 | TRC BC Ratio | 0.094069 | 0.094631 | 0.094988 | 0.095413 | 0.096267 | 0.065132 | 0.063045 | 0.061925 | 0.061535 | 0.060993 | 0.060689 | 0.060277 | 0.054219 | 0.053771 | 0.053697 | 0.053281 | 0.053122 | 0.053061 | 0.052048 | 0.052292 | 0.052349 | 0.052505 | 0.052756 | 0.030953 | 0.030109 | 0.029242 | 0.028345 | 0.027409 | 0.026427 | 0.025391 | 0.024292
F2_Commercial_Lodging_New_Space Heating_Natural Gas_Boiler_E6 | F2 | Commercial | Lodging | New | Space Heating | Natural Gas | Boiler | E6 | TRC BC Ratio | 0 | 0 | 0 | 0 | 0 | 0 | 0 | 0 | 0 | 0 | 0 | 0 | 0 | 0 | 0 | 0 | 0 | 0 | 0 | 0 | 0 | 0 | 0 | 0 | 0 | 0 | 0 | 0 | 0 | 0 | 0
F2_Commercial_Lodging_New_Space Heating_Natural Gas_Boiler_E7 | F2 | Commercial | Lodging | New | Space Heating | Natural Gas | Boiler | E7 | TRC BC Ratio | 0 | 0 | 0 | 0 | 0 | 0 | 0 | 0 | 0 | 0 | 0 | 0 | 0 | 0 | 0 | 0 | 0 | 0 | 0 | 0 | 0 | 0 | 0 | 0 | 0 | 0 | 0 | 0 | 0 | 0 | 0
F2_Commercial_Lodging_New_Space Heating_Natural Gas_Boiler_E8 | F2 | Commercial | Lodging | New | Space Heating | Natural Gas | Boiler | E8 | TRC BC Ratio | 0 | 0 | 0 | 0 | 0 | 0 | 0 | 0 | 0 | 0 | 0 | 0 | 0 | 0 | 0 | 0 | 0 | 0 | 0 | 0 | 0 | 0 | 0 | 0 | 0 | 0 | 0 | 0 | 0 | 0 | 0
F2_Commercial_Lodging_New_Space Heating_Natural Gas_Boiler_E9 | F2 | Commercial | Lodging | New | Space Heating | Natural Gas | Boiler | E9 | TRC BC Ratio | 0 | 0 | 0 | 0 | 0 | 0 | 0 | 0 | 0 | 0 | 0 | 0 | 0 | 0 | 0 | 0 | 0 | 0 | 0 | 0 | 0 | 0 | 0 | 0 | 0 | 0 | 0 | 0 | 0 | 0 | 0
F2_Commercial_Lodging_New_Space Heating_Natural Gas_Boiler_E10 | F2 | Commercial | Lodging | New | Space Heating | Natural Gas | Boiler | E10 | TRC BC Ratio | 0 | 0 | 0 | 0 | 0 | 0 | 0 | 0 | 0 | 0 | 0 | 0 | 0 | 0 | 0 | 0 | 0 | 0 | 0 | 0 | 0 | 0 | 0 | 0 | 0 | 0 | 0 | 0 | 0 | 0 | 0
F3_Commercial_Lodging_New_Space Heating_Natural Gas_Boiler_E1 | F3 | Commercial | Lodging | New | Space Heating | Natural Gas | Boiler | E1 | PACT BC Ratio | 0.9 | 0.9 | 0.9 | 0.9 | 0.9 | 0 | 0 | 0 | 0 | 0 | 0 | 0 | 0 | 0 | 0 | 0 | 0 | 0 | 0 | 0 | 0 | 0 | 0 | 0 | 0 | 0 | 0 | 0 | 0 | 0 | 0
F3_Commercial_Lodging_New_Space Heating_Natural Gas_Boiler_E2 | F3 | Commercial | Lodging | New | Space Heating | Natural Gas | Boiler | E2 | PACT BC Ratio | 4.2738 | 4.2993 | 4.3155 | 4.3349 | 4.3737 | 0 | 0 | 0 | 0 | 0 | 0 | 0 | 0 | 0 | 0 | 0 | 0 | 0 | 0 | 0 | 0 | 0 | 0 | 0 | 0 | 0 | 0 | 0 | 0 | 0 | 0
F3_Commercial_Lodging_New_Space Heating_Natural Gas_Boiler_E3 | F3 | Commercial | Lodging | New | Space Heating | Natural Gas | Boiler | E3 | PACT BC Ratio | 0.72139 | 0.7257 | 0.72844 | 0.7317 | 0.73825 | 0.9 | 0.9 | 0.9 | 0.9 | 0.9 | 0.9 | 0.9 | 0.9 | 0.9 | 0.9 | 0.9 | 0.9 | 0.9 | 0.9 | 0.9 | 0.9 | 0.9 | 0.9 | 0.9 | 0.9 | 0.9 | 0.9 | 0.9 | 0.9 | 0.9 | 0.9
F3_Commercial_Lodging_New_Space Heating_Natural Gas_Boiler_E4 | F3 | Commercial | Lodging | New | Space Heating | Natural Gas | Boiler | E4 | PACT BC Ratio | 0.71543 | 0.7197 | 0.72241 | 0.72565 | 0.73214 | 0.68011 | 0.65832 | 0.64662 | 0.64255 | 0.63689 | 0.63371 | 0.62941 | 0.56615 | 0.56148 | 0.5607 | 0.55636 | 0.5547 | 0.55407 | 0.54348 | 0.54603 | 0.54663 | 0.54826 | 0.55088 | 0.32321 | 0.3144 | 0.30535 | 0.29598 | 0.28621 | 0.27595 | 0.26513 | 0.25366
F3_Commercial_Lodging_New_Space Heating_Natural Gas_Boiler_E5 | F3 | Commercial | Lodging | New | Space Heating | Natural Gas | Boiler | E5 | PACT BC Ratio | 0.24004 | 0.24147 | 0.24238 | 0.24347 | 0.24565 | 0.1662 | 0.16087 | 0.15802 | 0.15702 | 0.15564 | 0.15486 | 0.15381 | 0.13835 | 0.13721 | 0.13702 | 0.13596 | 0.13555 | 0.1354 | 0.13281 | 0.13343 | 0.13358 | 0.13398 | 0.13462 | 0.078984 | 0.07683 | 0.074618 | 0.072329 | 0.069941 | 0.067434 | 0.064789 | 0.061987
F3_Commercial_Lodging_New_Space Heating_Natural Gas_Boiler_E6 | F3 | Commercial | Lodging | New | Space Heating | Natural Gas | Boiler | E6 | PACT BC Ratio | 0 | 0 | 0 | 0 | 0 | 0 | 0 | 0 | 0 | 0 | 0 | 0 | 0 | 0 | 0 | 0 | 0 | 0 | 0 | 0 | 0 | 0 | 0 | 0 | 0 | 0 | 0 | 0 | 0 | 0 | 0
F3_Commercial_Lodging_New_Space Heating_Natural Gas_Boiler_E7 | F3 | Commercial | Lodging | New | Space Heating | Natural Gas | Boiler | E7 | PACT BC Ratio | 0 | 0 | 0 | 0 | 0 | 0 | 0 | 0 | 0 | 0 | 0 | 0 | 0 | 0 | 0 | 0 | 0 | 0 | 0 | 0 | 0 | 0 | 0 | 0 | 0 | 0 | 0 | 0 | 0 | 0 | 0
F3_Commercial_Lodging_New_Space Heating_Natural Gas_Boiler_E8 | F3 | Commercial | Lodging | New | Space Heating | Natural Gas | Boiler | E8 | PACT BC Ratio | 0 | 0 | 0 | 0 | 0 | 0 | 0 | 0 | 0 | 0 | 0 | 0 | 0 | 0 | 0 | 0 | 0 | 0 | 0 | 0 | 0 | 0 | 0 | 0 | 0 | 0 | 0 | 0 | 0 | 0 | 0
F3_Commercial_Lodging_New_Space Heating_Natural Gas_Boiler_E9 | F3 | Commercial | Lodging | New | Space Heating | Natural Gas | Boiler | E9 | PACT BC Ratio | 0 | 0 | 0 | 0 | 0 | 0 | 0 | 0 | 0 | 0 | 0 | 0 | 0 | 0 | 0 | 0 | 0 | 0 | 0 | 0 | 0 | 0 | 0 | 0 | 0 | 0 | 0 | 0 | 0 | 0 | 0
F3_Commercial_Lodging_New_Space Heating_Natural Gas_Boiler_E10 | F3 | Commercial | Lodging | New | Space Heating | Natural Gas | Boiler | E10 | PACT BC Ratio | 0 | 0 | 0 | 0 | 0 | 0 | 0 | 0 | 0 | 0 | 0 | 0 | 0 | 0 | 0 | 0 | 0 | 0 | 0 | 0 | 0 | 0 | 0 | 0 | 0 | 0 | 0 | 0 | 0 | 0 | 0
F4_Commercial_Lodging_New_Space Heating_Natural Gas_Boiler_E1 | F4 | Commercial | Lodging | New | Space Heating | Natural Gas | Boiler | E1 | PCT BC Ratio | 0.9 | 0.9 | 0.9 | 0.9 | 0.9 | 0 | 0 | 0 | 0 | 0 | 0 | 0 | 0 | 0 | 0 | 0 | 0 | 0 | 0 | 0 | 0 | 0 | 0 | 0 | 0 | 0 | 0 | 0 | 0 | 0 | 0
F4_Commercial_Lodging_New_Space Heating_Natural Gas_Boiler_E2 | F4 | Commercial | Lodging | New | Space Heating | Natural Gas | Boiler | E2 | PCT BC Ratio | 2.7597 | 2.7748 | 2.7844 | 2.7958 | 2.8187 | 0 | 0 | 0 | 0 | 0 | 0 | 0 | 0 | 0 | 0 | 0 | 0 | 0 | 0 | 0 | 0 | 0 | 0 | 0 | 0 | 0 | 0 | 0 | 0 | 0 | 0
F4_Commercial_Lodging_New_Space Heating_Natural Gas_Boiler_E3 | F4 | Commercial | Lodging | New | Space Heating | Natural Gas | Boiler | E3 | PCT BC Ratio | 0.66101 | 0.66355 | 0.66517 | 0.6671 | 0.67097 | 0.9 | 0.9 | 0.9 | 0.9 | 0.9 | 0.9 | 0.9 | 0.9 | 0.9 | 0.9 | 0.9 | 0.9 | 0.9 | 0.9 | 0.9 | 0.9 | 0.9 | 0.9 | 0.9 | 0.9 | 0.9 | 0.9 | 0.9 | 0.9 | 0.9 | 0.9
F4_Commercial_Lodging_New_Space Heating_Natural Gas_Boiler_E4 | F4 | Commercial | Lodging | New | Space Heating | Natural Gas | Boiler | E4 | PCT BC Ratio | 0.65749 | 0.66001 | 0.66161 | 0.66353 | 0.66736 | 0.63662 | 0.62375 | 0.61684 | 0.61443 | 0.61109 | 0.60921 | 0.60667 | 0.5693 | 0.56653 | 0.56608 | 0.56351 | 0.56253 | 0.56216 | 0.5559 | 0.55741 | 0.55776 | 0.55873 | 0.56027 | 0.42577 | 0.42056 | 0.41522 | 0.40968 | 0.40391 | 0.39785 | 0.39145 | 0.38468
F4_Commercial_Lodging_New_Space Heating_Natural Gas_Boiler_E5 | F4 | Commercial | Lodging | New | Space Heating | Natural Gas | Boiler | E5 | PCT BC Ratio | 0.37663 | 0.37748 | 0.37802 | 0.37866 | 0.37994 | 0.33301 | 0.32986 | 0.32817 | 0.32759 | 0.32677 | 0.32631 | 0.32569 | 0.31656 | 0.31588 | 0.31577 | 0.31514 | 0.3149 | 0.31481 | 0.31328 | 0.31365 | 0.31374 | 0.31397 | 0.31435 | 0.28148 | 0.28021 | 0.2789 | 0.27755 | 0.27614 | 0.27466 | 0.2731 | 0.27144
F4_Commercial_Lodging_New_Space Heating_Natural Gas_Boiler_E6 | F4 | Commercial | Lodging | New | Space Heating | Natural Gas | Boiler | E6 | PCT BC Ratio | 0 | 0 | 0 | 0 | 0 | 0 | 0 | 0 | 0 | 0 | 0 | 0 | 0 | 0 | 0 | 0 | 0 | 0 | 0 | 0 | 0 | 0 | 0 | 0 | 0 | 0 | 0 | 0 | 0 | 0 | 0
F4_Commercial_Lodging_New_Space Heating_Natural Gas_Boiler_E7 | F4 | Commercial | Lodging | New | Space Heating | Natural Gas | Boiler | E7 | PCT BC Ratio | 0 | 0 | 0 | 0 | 0 | 0 | 0 | 0 | 0 | 0 | 0 | 0 | 0 | 0 | 0 | 0 | 0 | 0 | 0 | 0 | 0 | 0 | 0 | 0 | 0 | 0 | 0 | 0 | 0 | 0 | 0
F4_Commercial_Lodging_New_Space Heating_Natural Gas_Boiler_E8 | F4 | Commercial | Lodging | New | Space Heating | Natural Gas | Boiler | E8 | PCT BC Ratio | 0 | 0 | 0 | 0 | 0 | 0 | 0 | 0 | 0 | 0 | 0 | 0 | 0 | 0 | 0 | 0 | 0 | 0 | 0 | 0 | 0 | 0 | 0 | 0 | 0 | 0 | 0 | 0 | 0 | 0 | 0
F4_Commercial_Lodging_New_Space Heating_Natural Gas_Boiler_E9 | F4 | Commercial | Lodging | New | Space Heating | Natural Gas | Boiler | E9 | PCT BC Ratio | 0 | 0 | 0 | 0 | 0 | 0 | 0 | 0 | 0 | 0 | 0 | 0 | 0 | 0 | 0 | 0 | 0 | 0 | 0 | 0 | 0 | 0 | 0 | 0 | 0 | 0 | 0 | 0 | 0 | 0 | 0
F4_Commercial_Lodging_New_Space Heating_Natural Gas_Boiler_E10 | F4 | Commercial | Lodging | New | Space Heating | Natural Gas | Boiler | E10 | PCT BC Ratio | 0 | 0 | 0 | 0 | 0 | 0 | 0 | 0 | 0 | 0 | 0 | 0 | 0 | 0 | 0 | 0 | 0 | 0 | 0 | 0 | 0 | 0 | 0 | 0 | 0 | 0 | 0 | 0 | 0 | 0 | 0
F5_Commercial_Lodging_New_Space Heating_Natural Gas_Boiler_E1 | F5 | Commercial | Lodging | New | Space Heating | Natural Gas | Boiler | E1 | RIM BC Ratio | 0.9 | 0.9 | 0.9 | 0.9 | 0.9 | 0 | 0 | 0 | 0 | 0 | 0 | 0 | 0 | 0 | 0 | 0 | 0 | 0 | 0 | 0 | 0 | 0 | 0 | 0 | 0 | 0 | 0 | 0 | 0 | 0 | 0
F5_Commercial_Lodging_New_Space Heating_Natural Gas_Boiler_E2 | F5 | Commercial | Lodging | New | Space Heating | Natural Gas | Boiler | E2 | RIM BC Ratio | 0.6983 | 0.69898 | 0.69941 | 0.69991 | 0.70091 | 0 | 0 | 0 | 0 | 0 | 0 | 0 | 0 | 0 | 0 | 0 | 0 | 0 | 0 | 0 | 0 | 0 | 0 | 0 | 0 | 0 | 0 | 0 | 0 | 0 | 0
F5_Commercial_Lodging_New_Space Heating_Natural Gas_Boiler_E3 | F5 | Commercial | Lodging | New | Space Heating | Natural Gas | Boiler | E3 | RIM BC Ratio | 0.38696 | 0.38819 | 0.38897 | 0.3899 | 0.39175 | 0.9 | 0.9 | 0.9 | 0.9 | 0.9 | 0.9 | 0.9 | 0.9 | 0.9 | 0.9 | 0.9 | 0.9 | 0.9 | 0.9 | 0.9 | 0.9 | 0.9 | 0.9 | 0.9 | 0.9 | 0.9 | 0.9 | 0.9 | 0.9 | 0.9 | 0.9
F5_Commercial_Lodging_New_Space Heating_Natural Gas_Boiler_E4 | F5 | Commercial | Lodging | New | Space Heating | Natural Gas | Boiler | E4 | RIM BC Ratio | 0.38523 | 0.38647 | 0.38725 | 0.38818 | 0.39003 | 0.37475 | 0.36804 | 0.36436 | 0.36306 | 0.36125 | 0.36022 | 0.35883 | 0.33734 | 0.33567 | 0.3354 | 0.33384 | 0.33324 | 0.33301 | 0.32916 | 0.33009 | 0.33031 | 0.3309 | 0.33186 | 0.23299 | 0.22838 | 0.22356 | 0.2185 | 0.21313 | 0.20739 | 0.20121 | 0.19454
F5_Commercial_Lodging_New_Space Heating_Natural Gas_Boiler_E5 | F5 | Commercial | Lodging | New | Space Heating | Natural Gas | Boiler | E5 | RIM BC Ratio | 0.18643 | 0.18729 | 0.18784 | 0.18849 | 0.18979 | 0.1386 | 0.13488 | 0.13286 | 0.13216 | 0.13118 | 0.13062 | 0.12988 | 0.11868 | 0.11784 | 0.1177 | 0.11691 | 0.11661 | 0.1165 | 0.11458 | 0.11504 | 0.11515 | 0.11545 | 0.11592 | 0.072156 | 0.070354 | 0.068495 | 0.066561 | 0.064533 | 0.062393 | 0.060122 | 0.057702
F5_Commercial_Lodging_New_Space Heating_Natural Gas_Boiler_E6 | F5 | Commercial | Lodging | New | Space Heating | Natural Gas | Boiler | E6 | RIM BC Ratio | 0 | 0 | 0 | 0 | 0 | 0 | 0 | 0 | 0 | 0 | 0 | 0 | 0 | 0 | 0 | 0 | 0 | 0 | 0 | 0 | 0 | 0 | 0 | 0 | 0 | 0 | 0 | 0 | 0 | 0 | 0
F5_Commercial_Lodging_New_Space Heating_Natural Gas_Boiler_E7 | F5 | Commercial | Lodging | New | Space Heating | Natural Gas | Boiler | E7 | RIM BC Ratio | 0 | 0 | 0 | 0 | 0 | 0 | 0 | 0 | 0 | 0 | 0 | 0 | 0 | 0 | 0 | 0 | 0 | 0 | 0 | 0 | 0 | 0 | 0 | 0 | 0 | 0 | 0 | 0 | 0 | 0 | 0
F5_Commercial_Lodging_New_Space Heating_Natural Gas_Boiler_E8 | F5 | Commercial | Lodging | New | Space Heating | Natural Gas | Boiler | E8 | RIM BC Ratio | 0 | 0 | 0 | 0 | 0 | 0 | 0 | 0 | 0 | 0 | 0 | 0 | 0 | 0 | 0 | 0 | 0 | 0 | 0 | 0 | 0 | 0 | 0 | 0 | 0 | 0 | 0 | 0 | 0 | 0 | 0
F5_Commercial_Lodging_New_Space Heating_Natural Gas_Boiler_E9 | F5 | Commercial | Lodging | New | Space Heating | Natural Gas | Boiler | E9 | RIM BC Ratio | 0 | 0 | 0 | 0 | 0 | 0 | 0 | 0 | 0 | 0 | 0 | 0 | 0 | 0 | 0 | 0 | 0 | 0 | 0 | 0 | 0 | 0 | 0 | 0 | 0 | 0 | 0 | 0 | 0 | 0 | 0
F5_Commercial_Lodging_New_Space Heating_Natural Gas_Boiler_E10 | F5 | Commercial | Lodging | New | Space Heating | Natural Gas | Boiler | E10 | RIM BC Ratio | 0 | 0 | 0 | 0 | 0 | 0 | 0 | 0 | 0 | 0 | 0 | 0 | 0 | 0 | 0 | 0 | 0 | 0 | 0 | 0 | 0 | 0 | 0 | 0 | 0 | 0 | 0 | 0 | 0 | 0 | 0
F0_Commercial_Lodging_New_Space Heating_Natural Gas_Unit Heater_E0 | F0 | Commercial | Lodging | New | Space Heating | Natural Gas | Unit Heater | E0 | Economic Unit | Infrared Radiant | Infrared Radiant | Infrared Radiant | Infrared Radiant | Infrared Radiant | Infrared Radiant | Infrared Radiant | Infrared Radiant | Infrared Radiant | Infrared Radiant | Infrared Radiant | Infrared Radiant | Infrared Radiant | Infrared Radiant | Infrared Radiant | Infrared Radiant | Infrared Radiant | Infrared Radiant | Infrared Radiant | Infrared Radiant | Infrared Radiant | Infrared Radiant | Infrared Radiant | Infrared Radiant | Infrared Radiant | Infrared Radiant | Infrared Radiant | Infrared Radiant | Infrared Radiant | Infrared Radiant | Infrared Radiant
F1_Commercial_Lodging_New_Space Heating_Natural Gas_Unit Heater_E1 | F1 | Commercial | Lodging | New | Space Heating | Natural Gas | Unit Heater | E1 | CCE | 0 | 0 | 0 | 0 | 0 | 0 | 0 | 0 | 0 | 0 | 0 | 0 | 0 | 0 | 0 | 0 | 0 | 0 | 0 | 0 | 0 | 0 | 0 | 0 | 0 | 0 | 0 | 0 | 0 | 0 | 0
F1_Commercial_Lodging_New_Space Heating_Natural Gas_Unit Heater_E2 | F1 | Commercial | Lodging | New | Space Heating | Natural Gas | Unit Heater | E2 | CCE | 0.053169 | 0.051114 | 0.051358 | 0.051895 | 0.051895 | 0 | 0 | 0 | 0 | 0 | 0 | 0 | 0 | 0 | 0 | 0 | 0 | 0 | 0 | 0 | 0 | 0 | 0 | 0 | 0 | 0 | 0 | 0 | 0 | 0 | 0
F1_Commercial_Lodging_New_Space Heating_Natural Gas_Unit Heater_E3 | F1 | Commercial | Lodging | New | Space Heating | Natural Gas | Unit Heater | E3 | CCE | 0.0041453 | 0.0039851 | 0.0040041 | 0.004046 | 0.004046 | -0.034994 | -0.034994 | -0.034994 | -0.034994 | -0.034994 | -0.034994 | -0.034994 | -0.034994 | -0.034994 | -0.034994 | -0.034994 | -0.034994 | -0.034994 | -0.034994 | -0.034994 | -0.034994 | -0.034994 | -0.034994 | -0.034994 | -0.034994 | -0.034994 | -0.034994 | -0.034994 | -0.034994 | -0.034994 | -0.034994
F1_Commercial_Lodging_New_Space Heating_Natural Gas_Unit Heater_E4 | F1 | Commercial | Lodging | New | Space Heating | Natural Gas | Unit Heater | E4 | CCE | 0 | 0 | 0 | 0 | 0 | 0 | 0 | 0 | 0 | 0 | 0 | 0 | 0 | 0 | 0 | 0 | 0 | 0 | 0 | 0 | 0 | 0 | 0 | 0 | 0 | 0 | 0 | 0 | 0 | 0 | 0
F1_Commercial_Lodging_New_Space Heating_Natural Gas_Unit Heater_E5 | F1 | Commercial | Lodging | New | Space Heating | Natural Gas | Unit Heater | E5 | CCE | 0 | 0 | 0 | 0 | 0 | 0 | 0 | 0 | 0 | 0 | 0 | 0 | 0 | 0 | 0 | 0 | 0 | 0 | 0 | 0 | 0 | 0 | 0 | 0 | 0 | 0 | 0 | 0 | 0 | 0 | 0
F1_Commercial_Lodging_New_Space Heating_Natural Gas_Unit Heater_E6 | F1 | Commercial | Lodging | New | Space Heating | Natural Gas | Unit Heater | E6 | CCE | 0 | 0 | 0 | 0 | 0 | 0 | 0 | 0 | 0 | 0 | 0 | 0 | 0 | 0 | 0 | 0 | 0 | 0 | 0 | 0 | 0 | 0 | 0 | 0 | 0 | 0 | 0 | 0 | 0 | 0 | 0
F1_Commercial_Lodging_New_Space Heating_Natural Gas_Unit Heater_E7 | F1 | Commercial | Lodging | New | Space Heating | Natural Gas | Unit Heater | E7 | CCE | 0 | 0 | 0 | 0 | 0 | 0 | 0 | 0 | 0 | 0 | 0 | 0 | 0 | 0 | 0 | 0 | 0 | 0 | 0 | 0 | 0 | 0 | 0 | 0 | 0 | 0 | 0 | 0 | 0 | 0 | 0
F1_Commercial_Lodging_New_Space Heating_Natural Gas_Unit Heater_E8 | F1 | Commercial | Lodging | New | Space Heating | Natural Gas | Unit Heater | E8 | CCE | 0 | 0 | 0 | 0 | 0 | 0 | 0 | 0 | 0 | 0 | 0 | 0 | 0 | 0 | 0 | 0 | 0 | 0 | 0 | 0 | 0 | 0 | 0 | 0 | 0 | 0 | 0 | 0 | 0 | 0 | 0
F1_Commercial_Lodging_New_Space Heating_Natural Gas_Unit Heater_E9 | F1 | Commercial | Lodging | New | Space Heating | Natural Gas | Unit Heater | E9 | CCE | 0 | 0 | 0 | 0 | 0 | 0 | 0 | 0 | 0 | 0 | 0 | 0 | 0 | 0 | 0 | 0 | 0 | 0 | 0 | 0 | 0 | 0 | 0 | 0 | 0 | 0 | 0 | 0 | 0 | 0 | 0
F1_Commercial_Lodging_New_Space Heating_Natural Gas_Unit Heater_E10 | F1 | Commercial | Lodging | New | Space Heating | Natural Gas | Unit Heater | E10 | CCE | 0 | 0 | 0 | 0 | 0 | 0 | 0 | 0 | 0 | 0 | 0 | 0 | 0 | 0 | 0 | 0 | 0 | 0 | 0 | 0 | 0 | 0 | 0 | 0 | 0 | 0 | 0 | 0 | 0 | 0 | 0
F2_Commercial_Lodging_New_Space Heating_Natural Gas_Unit Heater_E1 | F2 | Commercial | Lodging | New | Space Heating | Natural Gas | Unit Heater | E1 | TRC BC Ratio | 0.9 | 0.9 | 0.9 | 0.9 | 0.9 | 0 | 0 | 0 | 0 | 0 | 0 | 0 | 0 | 0 | 0 | 0 | 0 | 0 | 0 | 0 | 0 | 0 | 0 | 0 | 0 | 0 | 0 | 0 | 0 | 0 | 0
F2_Commercial_Lodging_New_Space Heating_Natural Gas_Unit Heater_E2 | F2 | Commercial | Lodging | New | Space Heating | Natural Gas | Unit Heater | E2 | TRC BC Ratio | 0.19215 | 0.19421 | 0.19547 | 0.19698 | 0.19704 | 0.9 | 0.9 | 0.9 | 0.9 | 0.9 | 0.9 | 0.9 | 0.9 | 0.9 | 0.9 | 0.9 | 0.9 | 0.9 | 0.9 | 0.9 | 0.9 | 0.9 | 0.9 | 0.9 | 0.9 | 0.9 | 0.9 | 0.9 | 0.9 | 0.9 | 0.9
F2_Commercial_Lodging_New_Space Heating_Natural Gas_Unit Heater_E3 | F2 | Commercial | Lodging | New | Space Heating | Natural Gas | Unit Heater | E3 | TRC BC Ratio | 2.4645 | 2.491 | 2.5071 | 2.5265 | 2.5273 | 0.9 | 0.9 | 0.9 | 0.9 | 0.9 | 0.9 | 0.9 | 0.9 | 0.9 | 0.9 | 0.9 | 0.9 | 0.9 | 0.9 | 0.9 | 0.9 | 0.9 | 0.9 | 0.9 | 0.9 | 0.9 | 0.9 | 0.9 | 0.9 | 0.9 | 0.9
F2_Commercial_Lodging_New_Space Heating_Natural Gas_Unit Heater_E4 | F2 | Commercial | Lodging | New | Space Heating | Natural Gas | Unit Heater | E4 | TRC BC Ratio | 0 | 0 | 0 | 0 | 0 | 0 | 0 | 0 | 0 | 0 | 0 | 0 | 0 | 0 | 0 | 0 | 0 | 0 | 0 | 0 | 0 | 0 | 0 | 0 | 0 | 0 | 0 | 0 | 0 | 0 | 0
F2_Commercial_Lodging_New_Space Heating_Natural Gas_Unit Heater_E5 | F2 | Commercial | Lodging | New | Space Heating | Natural Gas | Unit Heater | E5 | TRC BC Ratio | 0 | 0 | 0 | 0 | 0 | 0 | 0 | 0 | 0 | 0 | 0 | 0 | 0 | 0 | 0 | 0 | 0 | 0 | 0 | 0 | 0 | 0 | 0 | 0 | 0 | 0 | 0 | 0 | 0 | 0 | 0
F2_Commercial_Lodging_New_Space Heating_Natural Gas_Unit Heater_E6 | F2 | Commercial | Lodging | New | Space Heating | Natural Gas | Unit Heater | E6 | TRC BC Ratio | 0 | 0 | 0 | 0 | 0 | 0 | 0 | 0 | 0 | 0 | 0 | 0 | 0 | 0 | 0 | 0 | 0 | 0 | 0 | 0 | 0 | 0 | 0 | 0 | 0 | 0 | 0 | 0 | 0 | 0 | 0
F2_Commercial_Lodging_New_Space Heating_Natural Gas_Unit Heater_E7 | F2 | Commercial | Lodging | New | Space Heating | Natural Gas | Unit Heater | E7 | TRC BC Ratio | 0 | 0 | 0 | 0 | 0 | 0 | 0 | 0 | 0 | 0 | 0 | 0 | 0 | 0 | 0 | 0 | 0 | 0 | 0 | 0 | 0 | 0 | 0 | 0 | 0 | 0 | 0 | 0 | 0 | 0 | 0
F2_Commercial_Lodging_New_Space Heating_Natural Gas_Unit Heater_E8 | F2 | Commercial | Lodging | New | Space Heating | Natural Gas | Unit Heater | E8 | TRC BC Ratio | 0 | 0 | 0 | 0 | 0 | 0 | 0 | 0 | 0 | 0 | 0 | 0 | 0 | 0 | 0 | 0 | 0 | 0 | 0 | 0 | 0 | 0 | 0 | 0 | 0 | 0 | 0 | 0 | 0 | 0 | 0
F2_Commercial_Lodging_New_Space Heating_Natural Gas_Unit Heater_E9 | F2 | Commercial | Lodging | New | Space Heating | Natural Gas | Unit Heater | E9 | TRC BC Ratio | 0 | 0 | 0 | 0 | 0 | 0 | 0 | 0 | 0 | 0 | 0 | 0 | 0 | 0 | 0 | 0 | 0 | 0 | 0 | 0 | 0 | 0 | 0 | 0 | 0 | 0 | 0 | 0 | 0 | 0 | 0
F2_Commercial_Lodging_New_Space Heating_Natural Gas_Unit Heater_E10 | F2 | Commercial | Lodging | New | Space Heating | Natural Gas | Unit Heater | E10 | TRC BC Ratio | 0 | 0 | 0 | 0 | 0 | 0 | 0 | 0 | 0 | 0 | 0 | 0 | 0 | 0 | 0 | 0 | 0 | 0 | 0 | 0 | 0 | 0 | 0 | 0 | 0 | 0 | 0 | 0 | 0 | 0 | 0
F3_Commercial_Lodging_New_Space Heating_Natural Gas_Unit Heater_E1 | F3 | Commercial | Lodging | New | Space Heating | Natural Gas | Unit Heater | E1 | PACT BC Ratio | 0.9 | 0.9 | 0.9 | 0.9 | 0.9 | 0 | 0 | 0 | 0 | 0 | 0 | 0 | 0 | 0 | 0 | 0 | 0 | 0 | 0 | 0 | 0 | 0 | 0 | 0 | 0 | 0 | 0 | 0 | 0 | 0 | 0
F3_Commercial_Lodging_New_Space Heating_Natural Gas_Unit Heater_E2 | F3 | Commercial | Lodging | New | Space Heating | Natural Gas | Unit Heater | E2 | PACT BC Ratio | 0.19215 | 0.19421 | 0.19547 | 0.19698 | 0.19704 | 0.9 | 0.9 | 0.9 | 0.9 | 0.9 | 0.9 | 0.9 | 0.9 | 0.9 | 0.9 | 0.9 | 0.9 | 0.9 | 0.9 | 0.9 | 0.9 | 0.9 | 0.9 | 0.9 | 0.9 | 0.9 | 0.9 | 0.9 | 0.9 | 0.9 | 0.9
F3_Commercial_Lodging_New_Space Heating_Natural Gas_Unit Heater_E3 | F3 | Commercial | Lodging | New | Space Heating | Natural Gas | Unit Heater | E3 | PACT BC Ratio | 2.4645 | 2.491 | 2.5071 | 2.5265 | 2.5273 | 0.9 | 0.9 | 0.9 | 0.9 | 0.9 | 0.9 | 0.9 | 0.9 | 0.9 | 0.9 | 0.9 | 0.9 | 0.9 | 0.9 | 0.9 | 0.9 | 0.9 | 0.9 | 0.9 | 0.9 | 0.9 | 0.9 | 0.9 | 0.9 | 0.9 | 0.9
F3_Commercial_Lodging_New_Space Heating_Natural Gas_Unit Heater_E4 | F3 | Commercial | Lodging | New | Space Heating | Natural Gas | Unit Heater | E4 | PACT BC Ratio | 0 | 0 | 0 | 0 | 0 | 0 | 0 | 0 | 0 | 0 | 0 | 0 | 0 | 0 | 0 | 0 | 0 | 0 | 0 | 0 | 0 | 0 | 0 | 0 | 0 | 0 | 0 | 0 | 0 | 0 | 0
F3_Commercial_Lodging_New_Space Heating_Natural Gas_Unit Heater_E5 | F3 | Commercial | Lodging | New | Space Heating | Natural Gas | Unit Heater | E5 | PACT BC Ratio | 0 | 0 | 0 | 0 | 0 | 0 | 0 | 0 | 0 | 0 | 0 | 0 | 0 | 0 | 0 | 0 | 0 | 0 | 0 | 0 | 0 | 0 | 0 | 0 | 0 | 0 | 0 | 0 | 0 | 0 | 0
F3_Commercial_Lodging_New_Space Heating_Natural Gas_Unit Heater_E6 | F3 | Commercial | Lodging | New | Space Heating | Natural Gas | Unit Heater | E6 | PACT BC Ratio | 0 | 0 | 0 | 0 | 0 | 0 | 0 | 0 | 0 | 0 | 0 | 0 | 0 | 0 | 0 | 0 | 0 | 0 | 0 | 0 | 0 | 0 | 0 | 0 | 0 | 0 | 0 | 0 | 0 | 0 | 0
F3_Commercial_Lodging_New_Space Heating_Natural Gas_Unit Heater_E7 | F3 | Commercial | Lodging | New | Space Heating | Natural Gas | Unit Heater | E7 | PACT BC Ratio | 0 | 0 | 0 | 0 | 0 | 0 | 0 | 0 | 0 | 0 | 0 | 0 | 0 | 0 | 0 | 0 | 0 | 0 | 0 | 0 | 0 | 0 | 0 | 0 | 0 | 0 | 0 | 0 | 0 | 0 | 0
F3_Commercial_Lodging_New_Space Heating_Natural Gas_Unit Heater_E8 | F3 | Commercial | Lodging | New | Space Heating | Natural Gas | Unit Heater | E8 | PACT BC Ratio | 0 | 0 | 0 | 0 | 0 | 0 | 0 | 0 | 0 | 0 | 0 | 0 | 0 | 0 | 0 | 0 | 0 | 0 | 0 | 0 | 0 | 0 | 0 | 0 | 0 | 0 | 0 | 0 | 0 | 0 | 0
F3_Commercial_Lodging_New_Space Heating_Natural Gas_Unit Heater_E9 | F3 | Commercial | Lodging | New | Space Heating | Natural Gas | Unit Heater | E9 | PACT BC Ratio | 0 | 0 | 0 | 0 | 0 | 0 | 0 | 0 | 0 | 0 | 0 | 0 | 0 | 0 | 0 | 0 | 0 | 0 | 0 | 0 | 0 | 0 | 0 | 0 | 0 | 0 | 0 | 0 | 0 | 0 | 0
F3_Commercial_Lodging_New_Space Heating_Natural Gas_Unit Heater_E10 | F3 | Commercial | Lodging | New | Space Heating | Natural Gas | Unit Heater | E10 | PACT BC Ratio | 0 | 0 | 0 | 0 | 0 | 0 | 0 | 0 | 0 | 0 | 0 | 0 | 0 | 0 | 0 | 0 | 0 | 0 | 0 | 0 | 0 | 0 | 0 | 0 | 0 | 0 | 0 | 0 | 0 | 0 | 0
F4_Commercial_Lodging_New_Space Heating_Natural Gas_Unit Heater_E1 | F4 | Commercial | Lodging | New | Space Heating | Natural Gas | Unit Heater | E1 | PCT BC Ratio | 0.9 | 0.9 | 0.9 | 0.9 | 0.9 | 0 | 0 | 0 | 0 | 0 | 0 | 0 | 0 | 0 | 0 | 0 | 0 | 0 | 0 | 0 | 0 | 0 | 0 | 0 | 0 | 0 | 0 | 0 | 0 | 0 | 0
F4_Commercial_Lodging_New_Space Heating_Natural Gas_Unit Heater_E2 | F4 | Commercial | Lodging | New | Space Heating | Natural Gas | Unit Heater | E2 | PCT BC Ratio | 1.4834 | 1.4886 | 1.4918 | 1.4956 | 1.4957 | 0.9 | 0.9 | 0.9 | 0.9 | 0.9 | 0.9 | 0.9 | 0.9 | 0.9 | 0.9 | 0.9 | 0.9 | 0.9 | 0.9 | 0.9 | 0.9 | 0.9 | 0.9 | 0.9 | 0.9 | 0.9 | 0.9 | 0.9 | 0.9 | 0.9 | 0.9
F4_Commercial_Lodging_New_Space Heating_Natural Gas_Unit Heater_E3 | F4 | Commercial | Lodging | New | Space Heating | Natural Gas | Unit Heater | E3 | PCT BC Ratio | 7.2006 | 7.2673 | 7.3078 | 7.3566 | 7.3586 | 0.9 | 0.9 | 0.9 | 0.9 | 0.9 | 0.9 | 0.9 | 0.9 | 0.9 | 0.9 | 0.9 | 0.9 | 0.9 | 0.9 | 0.9 | 0.9 | 0.9 | 0.9 | 0.9 | 0.9 | 0.9 | 0.9 | 0.9 | 0.9 | 0.9 | 0.9
F4_Commercial_Lodging_New_Space Heating_Natural Gas_Unit Heater_E4 | F4 | Commercial | Lodging | New | Space Heating | Natural Gas | Unit Heater | E4 | PCT BC Ratio | 0 | 0 | 0 | 0 | 0 | 0 | 0 | 0 | 0 | 0 | 0 | 0 | 0 | 0 | 0 | 0 | 0 | 0 | 0 | 0 | 0 | 0 | 0 | 0 | 0 | 0 | 0 | 0 | 0 | 0 | 0
F4_Commercial_Lodging_New_Space Heating_Natural Gas_Unit Heater_E5 | F4 | Commercial | Lodging | New | Space Heating | Natural Gas | Unit Heater | E5 | PCT BC Ratio | 0 | 0 | 0 | 0 | 0 | 0 | 0 | 0 | 0 | 0 | 0 | 0 | 0 | 0 | 0 | 0 | 0 | 0 | 0 | 0 | 0 | 0 | 0 | 0 | 0 | 0 | 0 | 0 | 0 | 0 | 0
F4_Commercial_Lodging_New_Space Heating_Natural Gas_Unit Heater_E6 | F4 | Commercial | Lodging | New | Space Heating | Natural Gas | Unit Heater | E6 | PCT BC Ratio | 0 | 0 | 0 | 0 | 0 | 0 | 0 | 0 | 0 | 0 | 0 | 0 | 0 | 0 | 0 | 0 | 0 | 0 | 0 | 0 | 0 | 0 | 0 | 0 | 0 | 0 | 0 | 0 | 0 | 0 | 0
F4_Commercial_Lodging_New_Space Heating_Natural Gas_Unit Heater_E7 | F4 | Commercial | Lodging | New | Space Heating | Natural Gas | Unit Heater | E7 | PCT BC Ratio | 0 | 0 | 0 | 0 | 0 | 0 | 0 | 0 | 0 | 0 | 0 | 0 | 0 | 0 | 0 | 0 | 0 | 0 | 0 | 0 | 0 | 0 | 0 | 0 | 0 | 0 | 0 | 0 | 0 | 0 | 0
F4_Commercial_Lodging_New_Space Heating_Natural Gas_Unit Heater_E8 | F4 | Commercial | Lodging | New | Space Heating | Natural Gas | Unit Heater | E8 | PCT BC Ratio | 0 | 0 | 0 | 0 | 0 | 0 | 0 | 0 | 0 | 0 | 0 | 0 | 0 | 0 | 0 | 0 | 0 | 0 | 0 | 0 | 0 | 0 | 0 | 0 | 0 | 0 | 0 | 0 | 0 | 0 | 0
F4_Commercial_Lodging_New_Space Heating_Natural Gas_Unit Heater_E9 | F4 | Commercial | Lodging | New | Space Heating | Natural Gas | Unit Heater | E9 | PCT BC Ratio | 0 | 0 | 0 | 0 | 0 | 0 | 0 | 0 | 0 | 0 | 0 | 0 | 0 | 0 | 0 | 0 | 0 | 0 | 0 | 0 | 0 | 0 | 0 | 0 | 0 | 0 | 0 | 0 | 0 | 0 | 0
F4_Commercial_Lodging_New_Space Heating_Natural Gas_Unit Heater_E10 | F4 | Commercial | Lodging | New | Space Heating | Natural Gas | Unit Heater | E10 | PCT BC Ratio | 0 | 0 | 0 | 0 | 0 | 0 | 0 | 0 | 0 | 0 | 0 | 0 | 0 | 0 | 0 | 0 | 0 | 0 | 0 | 0 | 0 | 0 | 0 | 0 | 0 | 0 | 0 | 0 | 0 | 0 | 0
F5_Commercial_Lodging_New_Space Heating_Natural Gas_Unit Heater_E1 | F5 | Commercial | Lodging | New | Space Heating | Natural Gas | Unit Heater | E1 | RIM BC Ratio | 0.9 | 0.9 | 0.9 | 0.9 | 0.9 | 0 | 0 | 0 | 0 | 0 | 0 | 0 | 0 | 0 | 0 | 0 | 0 | 0 | 0 | 0 | 0 | 0 | 0 | 0 | 0 | 0 | 0 | 0 | 0 | 0 | 0
F5_Commercial_Lodging_New_Space Heating_Natural Gas_Unit Heater_E2 | F5 | Commercial | Lodging | New | Space Heating | Natural Gas | Unit Heater | E2 | RIM BC Ratio | 0.15619 | 0.15755 | 0.15838 | 0.15937 | 0.15941 | 0.9 | 0.9 | 0.9 | 0.9 | 0.9 | 0.9 | 0.9 | 0.9 | 0.9 | 0.9 | 0.9 | 0.9 | 0.9 | 0.9 | 0.9 | 0.9 | 0.9 | 0.9 | 0.9 | 0.9 | 0.9 | 0.9 | 0.9 | 0.9 | 0.9 | 0.9
F5_Commercial_Lodging_New_Space Heating_Natural Gas_Unit Heater_E3 | F5 | Commercial | Lodging | New | Space Heating | Natural Gas | Unit Heater | E3 | RIM BC Ratio | 0.62351 | 0.62519 | 0.6262 | 0.62741 | 0.62746 | 0.9 | 0.9 | 0.9 | 0.9 | 0.9 | 0.9 | 0.9 | 0.9 | 0.9 | 0.9 | 0.9 | 0.9 | 0.9 | 0.9 | 0.9 | 0.9 | 0.9 | 0.9 | 0.9 | 0.9 | 0.9 | 0.9 | 0.9 | 0.9 | 0.9 | 0.9
F5_Commercial_Lodging_New_Space Heating_Natural Gas_Unit Heater_E4 | F5 | Commercial | Lodging | New | Space Heating | Natural Gas | Unit Heater | E4 | RIM BC Ratio | 0 | 0 | 0 | 0 | 0 | 0 | 0 | 0 | 0 | 0 | 0 | 0 | 0 | 0 | 0 | 0 | 0 | 0 | 0 | 0 | 0 | 0 | 0 | 0 | 0 | 0 | 0 | 0 | 0 | 0 | 0
F5_Commercial_Lodging_New_Space Heating_Natural Gas_Unit Heater_E5 | F5 | Commercial | Lodging | New | Space Heating | Natural Gas | Unit Heater | E5 | RIM BC Ratio | 0 | 0 | 0 | 0 | 0 | 0 | 0 | 0 | 0 | 0 | 0 | 0 | 0 | 0 | 0 | 0 | 0 | 0 | 0 | 0 | 0 | 0 | 0 | 0 | 0 | 0 | 0 | 0 | 0 | 0 | 0
F5_Commercial_Lodging_New_Space Heating_Natural Gas_Unit Heater_E6 | F5 | Commercial | Lodging | New | Space Heating | Natural Gas | Unit Heater | E6 | RIM BC Ratio | 0 | 0 | 0 | 0 | 0 | 0 | 0 | 0 | 0 | 0 | 0 | 0 | 0 | 0 | 0 | 0 | 0 | 0 | 0 | 0 | 0 | 0 | 0 | 0 | 0 | 0 | 0 | 0 | 0 | 0 | 0
F5_Commercial_Lodging_New_Space Heating_Natural Gas_Unit Heater_E7 | F5 | Commercial | Lodging | New | Space Heating | Natural Gas | Unit Heater | E7 | RIM BC Ratio | 0 | 0 | 0 | 0 | 0 | 0 | 0 | 0 | 0 | 0 | 0 | 0 | 0 | 0 | 0 | 0 | 0 | 0 | 0 | 0 | 0 | 0 | 0 | 0 | 0 | 0 | 0 | 0 | 0 | 0 | 0
F5_Commercial_Lodging_New_Space Heating_Natural Gas_Unit Heater_E8 | F5 | Commercial | Lodging | New | Space Heating | Natural Gas | Unit Heater | E8 | RIM BC Ratio | 0 | 0 | 0 | 0 | 0 | 0 | 0 | 0 | 0 | 0 | 0 | 0 | 0 | 0 | 0 | 0 | 0 | 0 | 0 | 0 | 0 | 0 | 0 | 0 | 0 | 0 | 0 | 0 | 0 | 0 | 0
F5_Commercial_Lodging_New_Space Heating_Natural Gas_Unit Heater_E9 | F5 | Commercial | Lodging | New | Space Heating | Natural Gas | Unit Heater | E9 | RIM BC Ratio | 0 | 0 | 0 | 0 | 0 | 0 | 0 | 0 | 0 | 0 | 0 | 0 | 0 | 0 | 0 | 0 | 0 | 0 | 0 | 0 | 0 | 0 | 0 | 0 | 0 | 0 | 0 | 0 | 0 | 0 | 0
F5_Commercial_Lodging_New_Space Heating_Natural Gas_Unit Heater_E10 | F5 | Commercial | Lodging | New | Space Heating | Natural Gas | Unit Heater | E10 | RIM BC Ratio | 0 | 0 | 0 | 0 | 0 | 0 | 0 | 0 | 0 | 0 | 0 | 0 | 0 | 0 | 0 | 0 | 0 | 0 | 0 | 0 | 0 | 0 | 0 | 0 | 0 | 0 | 0 | 0 | 0 | 0 | 0
F0_Commercial_Lodging_New_Water Heating_Natural Gas_Water Heater_E0 | F0 | Commercial | Lodging | New | Water Heating | Natural Gas | Water Heater | E0 | Economic Unit | TE 96% (Instantaneous) | TE 96% (Instantaneous) | TE 96% (Instantaneous) | TE 96% (Instantaneous) | TE 96% (Instantaneous) | TE 96% (Instantaneous) | TE 96% (Instantaneous) | UEF 1.0+ (Gas-Fired HPWH) | UEF 1.0+ (Gas-Fired HPWH) | UEF 1.0+ (Gas-Fired HPWH) | UEF 1.0+ (Gas-Fired HPWH) | UEF 1.0+ (Gas-Fired HPWH) | UEF 1.0+ (Gas-Fired HPWH) | UEF 1.0+ (Gas-Fired HPWH) | UEF 1.0+ (Gas-Fired HPWH) | UEF 1.0+ (Gas-Fired HPWH) | UEF 1.0+ (Gas-Fired HPWH) | UEF 1.0+ (Gas-Fired HPWH) | UEF 1.0+ (Gas-Fired HPWH) | UEF 1.0+ (Gas-Fired HPWH) | UEF 1.0+ (Gas-Fired HPWH) | UEF 1.0+ (Gas-Fired HPWH) | UEF 1.0+ (Gas-Fired HPWH) | UEF 1.0+ (Gas-Fired HPWH) | UEF 1.0+ (Gas-Fired HPWH) | UEF 1.0+ (Gas-Fired HPWH) | UEF 1.0+ (Gas-Fired HPWH) | UEF 1.0+ (Gas-Fired HPWH) | UEF 1.0+ (Gas-Fired HPWH) | UEF 1.0+ (Gas-Fired HPWH) | UEF 1.0+ (Gas-Fired HPWH)
F1_Commercial_Lodging_New_Water Heating_Natural Gas_Water Heater_E1 | F1 | Commercial | Lodging | New | Water Heating | Natural Gas | Water Heater | E1 | CCE | 0 | 0 | 0 | 0 | 0 | 0 | 0 | 0 | 0 | 0 | 0 | 0 | 0 | 0 | 0 | 0 | 0 | 0 | 0 | 0 | 0 | 0 | 0 | 0 | 0 | 0 | 0 | 0 | 0 | 0 | 0
F1_Commercial_Lodging_New_Water Heating_Natural Gas_Water Heater_E2 | F1 | Commercial | Lodging | New | Water Heating | Natural Gas | Water Heater | E2 | CCE | 0.0013158 | 0.0012649 | 0.001271 | 0.0012842 | 0.0012842 | 0.0012842 | 0.0012842 | 0.0012842 | 0.0012842 | 0.0012842 | 0.0012842 | 0.0012842 | 0.0012842 | 0.0012842 | 0.0012842 | 0.0012842 | 0.0012842 | 0.0012842 | 0.0012842 | 0.0012842 | 0.0012842 | 0.0012842 | 0.0012842 | 0.0012842 | 0.0012842 | 0.0012842 | 0.0012842 | 0.0012842 | 0.0012842 | 0.0012842 | 0.0012842
F1_Commercial_Lodging_New_Water Heating_Natural Gas_Water Heater_E3 | F1 | Commercial | Lodging | New | Water Heating | Natural Gas | Water Heater | E3 | CCE | 0.00096445 | 0.00092718 | 0.0009316 | 0.00094134 | 0.00094134 | 0.00094134 | 0.00094134 | 0.00094134 | 0.00094134 | 0.00094134 | 0.00094134 | 0.00094134 | 0.00094134 | 0.00094134 | 0.00094134 | 0.00094134 | 0.00094134 | 0.00094134 | 0.00094134 | 0.00094134 | 0.00094134 | 0.00094134 | 0.00094134 | 0.00094134 | 0.00094134 | 0.00094134 | 0.00094134 | 0.00094134 | 0.00094134 | 0.00094134 | 0.00094134
F1_Commercial_Lodging_New_Water Heating_Natural Gas_Water Heater_E4 | F1 | Commercial | Lodging | New | Water Heating | Natural Gas | Water Heater | E4 | CCE | 0 | 0 | 0 | 0 | 0 | 0 | 0 | 0.0021081 | 0.0021081 | 0.0021081 | 0.0021081 | 0.0021081 | 0.0021081 | 0.0021081 | 0.0021081 | 0.0021081 | 0.0021081 | 0.0021081 | 0.0021081 | 0.0021081 | 0.0021081 | 0.0021081 | 0.0021081 | 0.0021081 | 0.0021081 | 0.0021081 | 0.0021081 | 0.0021081 | 0.0021081 | 0.0021081 | 0.0021081
F1_Commercial_Lodging_New_Water Heating_Natural Gas_Water Heater_E5 | F1 | Commercial | Lodging | New | Water Heating | Natural Gas | Water Heater | E5 | CCE | 0 | 0 | 0 | 0 | 0 | 0 | 0 | 0 | 0 | 0 | 0 | 0 | 0 | 0 | 0 | 0 | 0 | 0 | 0 | 0 | 0 | 0 | 0 | 0 | 0 | 0 | 0 | 0 | 0 | 0 | 0
F1_Commercial_Lodging_New_Water Heating_Natural Gas_Water Heater_E6 | F1 | Commercial | Lodging | New | Water Heating | Natural Gas | Water Heater | E6 | CCE | 0 | 0 | 0 | 0 | 0 | 0 | 0 | 0 | 0 | 0 | 0 | 0 | 0 | 0 | 0 | 0 | 0 | 0 | 0 | 0 | 0 | 0 | 0 | 0 | 0 | 0 | 0 | 0 | 0 | 0 | 0
F1_Commercial_Lodging_New_Water Heating_Natural Gas_Water Heater_E7 | F1 | Commercial | Lodging | New | Water Heating | Natural Gas | Water Heater | E7 | CCE | 0 | 0 | 0 | 0 | 0 | 0 | 0 | 0 | 0 | 0 | 0 | 0 | 0 | 0 | 0 | 0 | 0 | 0 | 0 | 0 | 0 | 0 | 0 | 0 | 0 | 0 | 0 | 0 | 0 | 0 | 0
F1_Commercial_Lodging_New_Water Heating_Natural Gas_Water Heater_E8 | F1 | Commercial | Lodging | New | Water Heating | Natural Gas | Water Heater | E8 | CCE | 0 | 0 | 0 | 0 | 0 | 0 | 0 | 0 | 0 | 0 | 0 | 0 | 0 | 0 | 0 | 0 | 0 | 0 | 0 | 0 | 0 | 0 | 0 | 0 | 0 | 0 | 0 | 0 | 0 | 0 | 0
F1_Commercial_Lodging_New_Water Heating_Natural Gas_Water Heater_E9 | F1 | Commercial | Lodging | New | Water Heating | Natural Gas | Water Heater | E9 | CCE | 0 | 0 | 0 | 0 | 0 | 0 | 0 | 0 | 0 | 0 | 0 | 0 | 0 | 0 | 0 | 0 | 0 | 0 | 0 | 0 | 0 | 0 | 0 | 0 | 0 | 0 | 0 | 0 | 0 | 0 | 0
F1_Commercial_Lodging_New_Water Heating_Natural Gas_Water Heater_E10 | F1 | Commercial | Lodging | New | Water Heating | Natural Gas | Water Heater | E10 | CCE | 0 | 0 | 0 | 0 | 0 | 0 | 0 | 0 | 0 | 0 | 0 | 0 | 0 | 0 | 0 | 0 | 0 | 0 | 0 | 0 | 0 | 0 | 0 | 0 | 0 | 0 | 0 | 0 | 0 | 0 | 0
F2_Commercial_Lodging_New_Water Heating_Natural Gas_Water Heater_E1 | F2 | Commercial | Lodging | New | Water Heating | Natural Gas | Water Heater | E1 | TRC BC Ratio | 0.9 | 0.9 | 0.9 | 0.9 | 0.9 | 0.9 | 0.9 | 0.9 | 0.9 | 0.9 | 0.9 | 0.9 | 0.9 | 0.9 | 0.9 | 0.9 | 0.9 | 0.9 | 0.9 | 0.9 | 0.9 | 0.9 | 0.9 | 0.9 | 0.9 | 0.9 | 0.9 | 0.9 | 0.9 | 0.9 | 0.9
F2_Commercial_Lodging_New_Water Heating_Natural Gas_Water Heater_E2 | F2 | Commercial | Lodging | New | Water Heating | Natural Gas | Water Heater | E2 | TRC BC Ratio | 7.7558 | 7.9095 | 8.0194 | 8.1386 | 8.3098 | 7.7855 | 7.3757 | 7.1602 | 7.0828 | 6.964 | 6.8838 | 7.2486 | 6.4872 | 6.9339 | 7.5072 | 8.0644 | 8.0852 | 8.1238 | 7.9686 | 8.0794 | 8.1568 | 8.2615 | 8.3929 | 3.9535 | 3.8746 | 3.8008 | 3.7313 | 3.6654 | 3.6025 | 3.542 | 3.4835
F2_Commercial_Lodging_New_Water Heating_Natural Gas_Water Heater_E3 | F2 | Commercial | Lodging | New | Water Heating | Natural Gas | Water Heater | E3 | TRC BC Ratio | 10.581 | 10.7907 | 10.9407 | 11.1033 | 11.3369 | 10.6215 | 10.0625 | 9.7685 | 9.6629 | 9.5008 | 9.3914 | 9.889 | 8.8503 | 9.4597 | 10.2418 | 11.0021 | 11.0305 | 11.0832 | 10.8714 | 11.0225 | 11.1282 | 11.2709 | 11.4503 | 5.3936 | 5.286 | 5.1853 | 5.0905 | 5.0006 | 4.9148 | 4.8322 | 4.7524
F2_Commercial_Lodging_New_Water Heating_Natural Gas_Water Heater_E4 | F2 | Commercial | Lodging | New | Water Heating | Natural Gas | Water Heater | E4 | TRC BC Ratio | 0 | 0 | 0 | 0 | 0 | 0 | 0 | 4.2814 | 4.1058 | 3.8811 | 3.6707 | 4.043 | 3.5382 | 4.156 | 4.9 | 5.6606 | 5.6907 | 5.7339 | 5.6236 | 5.7224 | 5.7945 | 5.8875 | 6.0014 | 2.512 | 2.4595 | 2.4109 | 2.3654 | 2.3226 | 2.2819 | 2.243 | 2.2138
F2_Commercial_Lodging_New_Water Heating_Natural Gas_Water Heater_E5 | F2 | Commercial | Lodging | New | Water Heating | Natural Gas | Water Heater | E5 | TRC BC Ratio | 0 | 0 | 0 | 0 | 0 | 0 | 0 | 0 | 0 | 0 | 0 | 0 | 0 | 0 | 0 | 0 | 0 | 0 | 0 | 0 | 0 | 0 | 0 | 0 | 0 | 0 | 0 | 0 | 0 | 0 | 0
F2_Commercial_Lodging_New_Water Heating_Natural Gas_Water Heater_E6 | F2 | Commercial | Lodging | New | Water Heating | Natural Gas | Water Heater | E6 | TRC BC Ratio | 0 | 0 | 0 | 0 | 0 | 0 | 0 | 0 | 0 | 0 | 0 | 0 | 0 | 0 | 0 | 0 | 0 | 0 | 0 | 0 | 0 | 0 | 0 | 0 | 0 | 0 | 0 | 0 | 0 | 0 | 0
F2_Commercial_Lodging_New_Water Heating_Natural Gas_Water Heater_E7 | F2 | Commercial | Lodging | New | Water Heating | Natural Gas | Water Heater | E7 | TRC BC Ratio | 0 | 0 | 0 | 0 | 0 | 0 | 0 | 0 | 0 | 0 | 0 | 0 | 0 | 0 | 0 | 0 | 0 | 0 | 0 | 0 | 0 | 0 | 0 | 0 | 0 | 0 | 0 | 0 | 0 | 0 | 0
F2_Commercial_Lodging_New_Water Heating_Natural Gas_Water Heater_E8 | F2 | Commercial | Lodging | New | Water Heating | Natural Gas | Water Heater | E8 | TRC BC Ratio | 0 | 0 | 0 | 0 | 0 | 0 | 0 | 0 | 0 | 0 | 0 | 0 | 0 | 0 | 0 | 0 | 0 | 0 | 0 | 0 | 0 | 0 | 0 | 0 | 0 | 0 | 0 | 0 | 0 | 0 | 0
F2_Commercial_Lodging_New_Water Heating_Natural Gas_Water Heater_E9 | F2 | Commercial | Lodging | New | Water Heating | Natural Gas | Water Heater | E9 | TRC BC Ratio | 0 | 0 | 0 | 0 | 0 | 0 | 0 | 0 | 0 | 0 | 0 | 0 | 0 | 0 | 0 | 0 | 0 | 0 | 0 | 0 | 0 | 0 | 0 | 0 | 0 | 0 | 0 | 0 | 0 | 0 | 0
F2_Commercial_Lodging_New_Water Heating_Natural Gas_Water Heater_E10 | F2 | Commercial | Lodging | New | Water Heating | Natural Gas | Water Heater | E10 | TRC BC Ratio | 0 | 0 | 0 | 0 | 0 | 0 | 0 | 0 | 0 | 0 | 0 | 0 | 0 | 0 | 0 | 0 | 0 | 0 | 0 | 0 | 0 | 0 | 0 | 0 | 0 | 0 | 0 | 0 | 0 | 0 | 0
F3_Commercial_Lodging_New_Water Heating_Natural Gas_Water Heater_E1 | F3 | Commercial | Lodging | New | Water Heating | Natural Gas | Water Heater | E1 | PACT BC Ratio | 0.9 | 0.9 | 0.9 | 0.9 | 0.9 | 0.9 | 0.9 | 0.9 | 0.9 | 0.9 | 0.9 | 0.9 | 0.9 | 0.9 | 0.9 | 0.9 | 0.9 | 0.9 | 0.9 | 0.9 | 0.9 | 0.9 | 0.9 | 0.9 | 0.9 | 0.9 | 0.9 | 0.9 | 0.9 | 0.9 | 0.9
F3_Commercial_Lodging_New_Water Heating_Natural Gas_Water Heater_E2 | F3 | Commercial | Lodging | New | Water Heating | Natural Gas | Water Heater | E2 | PACT BC Ratio | 12.6827 | 12.934 | 13.1138 | 13.3088 | 13.5887 | 12.7313 | 12.0611 | 11.7087 | 11.5822 | 11.3879 | 11.2568 | 11.8533 | 10.6082 | 11.3386 | 12.2761 | 13.1874 | 13.2214 | 13.2846 | 13.0307 | 13.2118 | 13.3385 | 13.5096 | 13.7246 | 6.465 | 6.336 | 6.2153 | 6.1016 | 5.9939 | 5.891 | 5.792 | 5.6964
F3_Commercial_Lodging_New_Water Heating_Natural Gas_Water Heater_E3 | F3 | Commercial | Lodging | New | Water Heating | Natural Gas | Water Heater | E3 | PACT BC Ratio | 17.3026 | 17.6456 | 17.8909 | 18.1568 | 18.5387 | 17.3689 | 16.4547 | 15.9739 | 15.8012 | 15.5362 | 15.3574 | 16.1711 | 14.4725 | 15.469 | 16.748 | 17.9913 | 18.0377 | 18.1238 | 17.7775 | 18.0245 | 18.1974 | 18.4308 | 18.7242 | 8.82 | 8.644 | 8.4794 | 8.3243 | 8.1773 | 8.0369 | 7.9019 | 7.7714
F3_Commercial_Lodging_New_Water Heating_Natural Gas_Water Heater_E4 | F3 | Commercial | Lodging | New | Water Heating | Natural Gas | Water Heater | E4 | PACT BC Ratio | 0 | 0 | 0 | 0 | 0 | 0 | 0 | 7.0012 | 6.714 | 6.3466 | 6.0025 | 6.6114 | 5.7858 | 6.7962 | 8.0128 | 9.2565 | 9.3057 | 9.3764 | 9.196 | 9.3576 | 9.4754 | 9.6276 | 9.8138 | 4.1077 | 4.022 | 3.9424 | 3.868 | 3.798 | 3.7315 | 3.6679 | 3.6201
F3_Commercial_Lodging_New_Water Heating_Natural Gas_Water Heater_E5 | F3 | Commercial | Lodging | New | Water Heating | Natural Gas | Water Heater | E5 | PACT BC Ratio | 0 | 0 | 0 | 0 | 0 | 0 | 0 | 0 | 0 | 0 | 0 | 0 | 0 | 0 | 0 | 0 | 0 | 0 | 0 | 0 | 0 | 0 | 0 | 0 | 0 | 0 | 0 | 0 | 0 | 0 | 0
F3_Commercial_Lodging_New_Water Heating_Natural Gas_Water Heater_E6 | F3 | Commercial | Lodging | New | Water Heating | Natural Gas | Water Heater | E6 | PACT BC Ratio | 0 | 0 | 0 | 0 | 0 | 0 | 0 | 0 | 0 | 0 | 0 | 0 | 0 | 0 | 0 | 0 | 0 | 0 | 0 | 0 | 0 | 0 | 0 | 0 | 0 | 0 | 0 | 0 | 0 | 0 | 0
F3_Commercial_Lodging_New_Water Heating_Natural Gas_Water Heater_E7 | F3 | Commercial | Lodging | New | Water Heating | Natural Gas | Water Heater | E7 | PACT BC Ratio | 0 | 0 | 0 | 0 | 0 | 0 | 0 | 0 | 0 | 0 | 0 | 0 | 0 | 0 | 0 | 0 | 0 | 0 | 0 | 0 | 0 | 0 | 0 | 0 | 0 | 0 | 0 | 0 | 0 | 0 | 0
F3_Commercial_Lodging_New_Water Heating_Natural Gas_Water Heater_E8 | F3 | Commercial | Lodging | New | Water Heating | Natural Gas | Water Heater | E8 | PACT BC Ratio | 0 | 0 | 0 | 0 | 0 | 0 | 0 | 0 | 0 | 0 | 0 | 0 | 0 | 0 | 0 | 0 | 0 | 0 | 0 | 0 | 0 | 0 | 0 | 0 | 0 | 0 | 0 | 0 | 0 | 0 | 0
F3_Commercial_Lodging_New_Water Heating_Natural Gas_Water Heater_E9 | F3 | Commercial | Lodging | New | Water Heating | Natural Gas | Water Heater | E9 | PACT BC Ratio | 0 | 0 | 0 | 0 | 0 | 0 | 0 | 0 | 0 | 0 | 0 | 0 | 0 | 0 | 0 | 0 | 0 | 0 | 0 | 0 | 0 | 0 | 0 | 0 | 0 | 0 | 0 | 0 | 0 | 0 | 0
F3_Commercial_Lodging_New_Water Heating_Natural Gas_Water Heater_E10 | F3 | Commercial | Lodging | New | Water Heating | Natural Gas | Water Heater | E10 | PACT BC Ratio | 0 | 0 | 0 | 0 | 0 | 0 | 0 | 0 | 0 | 0 | 0 | 0 | 0 | 0 | 0 | 0 | 0 | 0 | 0 | 0 | 0 | 0 | 0 | 0 | 0 | 0 | 0 | 0 | 0 | 0 | 0
F4_Commercial_Lodging_New_Water Heating_Natural Gas_Water Heater_E1 | F4 | Commercial | Lodging | New | Water Heating | Natural Gas | Water Heater | E1 | PCT BC Ratio | 0.9 | 0.9 | 0.9 | 0.9 | 0.9 | 0.9 | 0.9 | 0.9 | 0.9 | 0.9 | 0.9 | 0.9 | 0.9 | 0.9 | 0.9 | 0.9 | 0.9 | 0.9 | 0.9 | 0.9 | 0.9 | 0.9 | 0.9 | 0.9 | 0.9 | 0.9 | 0.9 | 0.9 | 0.9 | 0.9 | 0.9
F4_Commercial_Lodging_New_Water Heating_Natural Gas_Water Heater_E2 | F4 | Commercial | Lodging | New | Water Heating | Natural Gas | Water Heater | E2 | PCT BC Ratio | 14.0995 | 14.3705 | 14.5643 | 14.7744 | 15.0761 | 14.1519 | 13.4295 | 13.0497 | 12.9132 | 12.7038 | 12.5625 | 13.2055 | 11.8633 | 12.6507 | 13.6613 | 14.6436 | 14.6803 | 14.7483 | 14.4747 | 14.6699 | 14.8065 | 14.9909 | 15.2227 | 7.3972 | 7.2582 | 7.1281 | 7.0056 | 6.8894 | 6.7785 | 6.6718 | 6.5688
F4_Commercial_Lodging_New_Water Heating_Natural Gas_Water Heater_E3 | F4 | Commercial | Lodging | New | Water Heating | Natural Gas | Water Heater | E3 | PCT BC Ratio | 19.0795 | 19.4492 | 19.7136 | 20.0002 | 20.4119 | 19.151 | 18.1655 | 17.6473 | 17.4611 | 17.1755 | 16.9827 | 17.8598 | 16.0288 | 17.103 | 18.4817 | 19.8218 | 19.8718 | 19.9647 | 19.5914 | 19.8577 | 20.044 | 20.2956 | 20.6118 | 9.9358 | 9.7461 | 9.5686 | 9.4015 | 9.243 | 9.0917 | 8.9461 | 8.8055
F4_Commercial_Lodging_New_Water Heating_Natural Gas_Water Heater_E4 | F4 | Commercial | Lodging | New | Water Heating | Natural Gas | Water Heater | E4 | PCT BC Ratio | 0 | 0 | 0 | 0 | 0 | 0 | 0 | 7.9753 | 7.6657 | 7.2697 | 6.8988 | 7.5551 | 6.6652 | 7.7543 | 9.0657 | 10.4064 | 10.4594 | 10.5356 | 10.3412 | 10.5153 | 10.6423 | 10.8063 | 11.0071 | 4.8563 | 4.7638 | 4.6781 | 4.5979 | 4.5224 | 4.4508 | 4.3822 | 4.3307
F4_Commercial_Lodging_New_Water Heating_Natural Gas_Water Heater_E5 | F4 | Commercial | Lodging | New | Water Heating | Natural Gas | Water Heater | E5 | PCT BC Ratio | 0 | 0 | 0 | 0 | 0 | 0 | 0 | 0 | 0 | 0 | 0 | 0 | 0 | 0 | 0 | 0 | 0 | 0 | 0 | 0 | 0 | 0 | 0 | 0 | 0 | 0 | 0 | 0 | 0 | 0 | 0
F4_Commercial_Lodging_New_Water Heating_Natural Gas_Water Heater_E6 | F4 | Commercial | Lodging | New | Water Heating | Natural Gas | Water Heater | E6 | PCT BC Ratio | 0 | 0 | 0 | 0 | 0 | 0 | 0 | 0 | 0 | 0 | 0 | 0 | 0 | 0 | 0 | 0 | 0 | 0 | 0 | 0 | 0 | 0 | 0 | 0 | 0 | 0 | 0 | 0 | 0 | 0 | 0
F4_Commercial_Lodging_New_Water Heating_Natural Gas_Water Heater_E7 | F4 | Commercial | Lodging | New | Water Heating | Natural Gas | Water Heater | E7 | PCT BC Ratio | 0 | 0 | 0 | 0 | 0 | 0 | 0 | 0 | 0 | 0 | 0 | 0 | 0 | 0 | 0 | 0 | 0 | 0 | 0 | 0 | 0 | 0 | 0 | 0 | 0 | 0 | 0 | 0 | 0 | 0 | 0
F4_Commercial_Lodging_New_Water Heating_Natural Gas_Water Heater_E8 | F4 | Commercial | Lodging | New | Water Heating | Natural Gas | Water Heater | E8 | PCT BC Ratio | 0 | 0 | 0 | 0 | 0 | 0 | 0 | 0 | 0 | 0 | 0 | 0 | 0 | 0 | 0 | 0 | 0 | 0 | 0 | 0 | 0 | 0 | 0 | 0 | 0 | 0 | 0 | 0 | 0 | 0 | 0
F4_Commercial_Lodging_New_Water Heating_Natural Gas_Water Heater_E9 | F4 | Commercial | Lodging | New | Water Heating | Natural Gas | Water Heater | E9 | PCT BC Ratio | 0 | 0 | 0 | 0 | 0 | 0 | 0 | 0 | 0 | 0 | 0 | 0 | 0 | 0 | 0 | 0 | 0 | 0 | 0 | 0 | 0 | 0 | 0 | 0 | 0 | 0 | 0 | 0 | 0 | 0 | 0
F4_Commercial_Lodging_New_Water Heating_Natural Gas_Water Heater_E10 | F4 | Commercial | Lodging | New | Water Heating | Natural Gas | Water Heater | E10 | PCT BC Ratio | 0 | 0 | 0 | 0 | 0 | 0 | 0 | 0 | 0 | 0 | 0 | 0 | 0 | 0 | 0 | 0 | 0 | 0 | 0 | 0 | 0 | 0 | 0 | 0 | 0 | 0 | 0 | 0 | 0 | 0 | 0
F5_Commercial_Lodging_New_Water Heating_Natural Gas_Water Heater_E1 | F5 | Commercial | Lodging | New | Water Heating | Natural Gas | Water Heater | E1 | RIM BC Ratio | 0.9 | 0.9 | 0.9 | 0.9 | 0.9 | 0.9 | 0.9 | 0.9 | 0.9 | 0.9 | 0.9 | 0.9 | 0.9 | 0.9 | 0.9 | 0.9 | 0.9 | 0.9 | 0.9 | 0.9 | 0.9 | 0.9 | 0.9 | 0.9 | 0.9 | 0.9 | 0.9 | 0.9 | 0.9 | 0.9 | 0.9
F5_Commercial_Lodging_New_Water Heating_Natural Gas_Water Heater_E2 | F5 | Commercial | Lodging | New | Water Heating | Natural Gas | Water Heater | E2 | RIM BC Ratio | 0.78314 | 0.78408 | 0.78473 | 0.78542 | 0.78638 | 0.78332 | 0.78065 | 0.77914 | 0.77857 | 0.77768 | 0.77706 | 0.77977 | 0.77379 | 0.77745 | 0.78154 | 0.78499 | 0.78511 | 0.78534 | 0.78443 | 0.78508 | 0.78552 | 0.78611 | 0.78683 | 0.73924 | 0.73752 | 0.73586 | 0.73424 | 0.73265 | 0.73109 | 0.72955 | 0.72801
F5_Commercial_Lodging_New_Water Heating_Natural Gas_Water Heater_E3 | F5 | Commercial | Lodging | New | Water Heating | Natural Gas | Water Heater | E3 | RIM BC Ratio | 0.79627 | 0.79698 | 0.79747 | 0.79799 | 0.79872 | 0.79641 | 0.79438 | 0.79323 | 0.7928 | 0.79212 | 0.79165 | 0.79371 | 0.78917 | 0.79195 | 0.79506 | 0.79767 | 0.79776 | 0.79793 | 0.79725 | 0.79774 | 0.79807 | 0.79852 | 0.79906 | 0.76252 | 0.76118 | 0.75988 | 0.75861 | 0.75737 | 0.75615 | 0.75494 | 0.75373
F5_Commercial_Lodging_New_Water Heating_Natural Gas_Water Heater_E4 | F5 | Commercial | Lodging | New | Water Heating | Natural Gas | Water Heater | E4 | RIM BC Ratio | 0 | 0 | 0 | 0 | 0 | 0 | 0 | 0.74577 | 0.74239 | 0.73766 | 0.73278 | 0.74111 | 0.72945 | 0.74338 | 0.75593 | 0.76564 | 0.76597 | 0.76645 | 0.76522 | 0.76632 | 0.76711 | 0.76809 | 0.76925 | 0.69372 | 0.69123 | 0.68884 | 0.68653 | 0.68429 | 0.6821 | 0.67995 | 0.67829
F5_Commercial_Lodging_New_Water Heating_Natural Gas_Water Heater_E5 | F5 | Commercial | Lodging | New | Water Heating | Natural Gas | Water Heater | E5 | RIM BC Ratio | 0 | 0 | 0 | 0 | 0 | 0 | 0 | 0 | 0 | 0 | 0 | 0 | 0 | 0 | 0 | 0 | 0 | 0 | 0 | 0 | 0 | 0 | 0 | 0 | 0 | 0 | 0 | 0 | 0 | 0 | 0
F5_Commercial_Lodging_New_Water Heating_Natural Gas_Water Heater_E6 | F5 | Commercial | Lodging | New | Water Heating | Natural Gas | Water Heater | E6 | RIM BC Ratio | 0 | 0 | 0 | 0 | 0 | 0 | 0 | 0 | 0 | 0 | 0 | 0 | 0 | 0 | 0 | 0 | 0 | 0 | 0 | 0 | 0 | 0 | 0 | 0 | 0 | 0 | 0 | 0 | 0 | 0 | 0
F5_Commercial_Lodging_New_Water Heating_Natural Gas_Water Heater_E7 | F5 | Commercial | Lodging | New | Water Heating | Natural Gas | Water Heater | E7 | RIM BC Ratio | 0 | 0 | 0 | 0 | 0 | 0 | 0 | 0 | 0 | 0 | 0 | 0 | 0 | 0 | 0 | 0 | 0 | 0 | 0 | 0 | 0 | 0 | 0 | 0 | 0 | 0 | 0 | 0 | 0 | 0 | 0
F5_Commercial_Lodging_New_Water Heating_Natural Gas_Water Heater_E8 | F5 | Commercial | Lodging | New | Water Heating | Natural Gas | Water Heater | E8 | RIM BC Ratio | 0 | 0 | 0 | 0 | 0 | 0 | 0 | 0 | 0 | 0 | 0 | 0 | 0 | 0 | 0 | 0 | 0 | 0 | 0 | 0 | 0 | 0 | 0 | 0 | 0 | 0 | 0 | 0 | 0 | 0 | 0
F5_Commercial_Lodging_New_Water Heating_Natural Gas_Water Heater_E9 | F5 | Commercial | Lodging | New | Water Heating | Natural Gas | Water Heater | E9 | RIM BC Ratio | 0 | 0 | 0 | 0 | 0 | 0 | 0 | 0 | 0 | 0 | 0 | 0 | 0 | 0 | 0 | 0 | 0 | 0 | 0 | 0 | 0 | 0 | 0 | 0 | 0 | 0 | 0 | 0 | 0 | 0 | 0
F5_Commercial_Lodging_New_Water Heating_Natural Gas_Water Heater_E10 | F5 | Commercial | Lodging | New | Water Heating | Natural Gas | Water Heater | E10 | RIM BC Ratio | 0 | 0 | 0 | 0 | 0 | 0 | 0 | 0 | 0 | 0 | 0 | 0 | 0 | 0 | 0 | 0 | 0 | 0 | 0 | 0 | 0 | 0 | 0 | 0 | 0 | 0 | 0 | 0 | 0 | 0 | 0
F0_Commercial_Lodging_New_Food Preparation_Natural Gas_Oven_E0 | F0 | Commercial | Lodging | New | Food Preparation | Natural Gas | Oven | E0 | Economic Unit | ENERGY STAR (3.0) | ENERGY STAR (3.0) | ENERGY STAR (3.0) | ENERGY STAR (3.0) | ENERGY STAR (3.0) | ENERGY STAR (3.0) | ENERGY STAR (3.0) | ENERGY STAR (3.0) | ENERGY STAR (3.0) | ENERGY STAR (3.0) | ENERGY STAR (3.0) | ENERGY STAR (3.0) | ENERGY STAR (3.0) | ENERGY STAR (3.0) | ENERGY STAR (3.0) | ENERGY STAR (3.0) | ENERGY STAR (3.0) | ENERGY STAR (3.0) | ENERGY STAR (3.0) | ENERGY STAR (3.0) | ENERGY STAR (3.0) | ENERGY STAR (3.0) | ENERGY STAR (3.0) | Standard | Standard | Standard | Standard | Standard | Standard | Standard | Standard
F1_Commercial_Lodging_New_Food Preparation_Natural Gas_Oven_E1 | F1 | Commercial | Lodging | New | Food Preparation | Natural Gas | Oven | E1 | CCE | 0 | 0 | 0 | 0 | 0 | 0 | 0 | 0 | 0 | 0 | 0 | 0 | 0 | 0 | 0 | 0 | 0 | 0 | 0 | 0 | 0 | 0 | 0 | 0 | 0 | 0 | 0 | 0 | 0 | 0 | 0
F1_Commercial_Lodging_New_Food Preparation_Natural Gas_Oven_E2 | F1 | Commercial | Lodging | New | Food Preparation | Natural Gas | Oven | E2 | CCE | 0.0062008 | 0.0059612 | 0.0059896 | 0.0060522 | 0.0060522 | 0.0060522 | 0.0060522 | 0.0060522 | 0.0060522 | 0.0060522 | 0.0060522 | 0.0060522 | 0.0060522 | 0.0060522 | 0.0060522 | 0.0060522 | 0.0060522 | 0.0060522 | 0.0060522 | 0.0060522 | 0.0060522 | 0.0060522 | 0.0060522 | 0.0060522 | 0.0060522 | 0.0060522 | 0.0060522 | 0.0060522 | 0.0060522 | 0.0060522 | 0.0060522
F1_Commercial_Lodging_New_Food Preparation_Natural Gas_Oven_E3 | F1 | Commercial | Lodging | New | Food Preparation | Natural Gas | Oven | E3 | CCE | 0 | 0 | 0 | 0 | 0 | 0 | 0 | 0 | 0 | 0 | 0 | 0 | 0 | 0 | 0 | 0 | 0 | 0 | 0 | 0 | 0 | 0 | 0 | 0 | 0 | 0 | 0 | 0 | 0 | 0 | 0
F1_Commercial_Lodging_New_Food Preparation_Natural Gas_Oven_E4 | F1 | Commercial | Lodging | New | Food Preparation | Natural Gas | Oven | E4 | CCE | 0 | 0 | 0 | 0 | 0 | 0 | 0 | 0 | 0 | 0 | 0 | 0 | 0 | 0 | 0 | 0 | 0 | 0 | 0 | 0 | 0 | 0 | 0 | 0 | 0 | 0 | 0 | 0 | 0 | 0 | 0
F1_Commercial_Lodging_New_Food Preparation_Natural Gas_Oven_E5 | F1 | Commercial | Lodging | New | Food Preparation | Natural Gas | Oven | E5 | CCE | 0 | 0 | 0 | 0 | 0 | 0 | 0 | 0 | 0 | 0 | 0 | 0 | 0 | 0 | 0 | 0 | 0 | 0 | 0 | 0 | 0 | 0 | 0 | 0 | 0 | 0 | 0 | 0 | 0 | 0 | 0
F1_Commercial_Lodging_New_Food Preparation_Natural Gas_Oven_E6 | F1 | Commercial | Lodging | New | Food Preparation | Natural Gas | Oven | E6 | CCE | 0 | 0 | 0 | 0 | 0 | 0 | 0 | 0 | 0 | 0 | 0 | 0 | 0 | 0 | 0 | 0 | 0 | 0 | 0 | 0 | 0 | 0 | 0 | 0 | 0 | 0 | 0 | 0 | 0 | 0 | 0
F1_Commercial_Lodging_New_Food Preparation_Natural Gas_Oven_E7 | F1 | Commercial | Lodging | New | Food Preparation | Natural Gas | Oven | E7 | CCE | 0 | 0 | 0 | 0 | 0 | 0 | 0 | 0 | 0 | 0 | 0 | 0 | 0 | 0 | 0 | 0 | 0 | 0 | 0 | 0 | 0 | 0 | 0 | 0 | 0 | 0 | 0 | 0 | 0 | 0 | 0
F1_Commercial_Lodging_New_Food Preparation_Natural Gas_Oven_E8 | F1 | Commercial | Lodging | New | Food Preparation | Natural Gas | Oven | E8 | CCE | 0 | 0 | 0 | 0 | 0 | 0 | 0 | 0 | 0 | 0 | 0 | 0 | 0 | 0 | 0 | 0 | 0 | 0 | 0 | 0 | 0 | 0 | 0 | 0 | 0 | 0 | 0 | 0 | 0 | 0 | 0
F1_Commercial_Lodging_New_Food Preparation_Natural Gas_Oven_E9 | F1 | Commercial | Lodging | New | Food Preparation | Natural Gas | Oven | E9 | CCE | 0 | 0 | 0 | 0 | 0 | 0 | 0 | 0 | 0 | 0 | 0 | 0 | 0 | 0 | 0 | 0 | 0 | 0 | 0 | 0 | 0 | 0 | 0 | 0 | 0 | 0 | 0 | 0 | 0 | 0 | 0
F1_Commercial_Lodging_New_Food Preparation_Natural Gas_Oven_E10 | F1 | Commercial | Lodging | New | Food Preparation | Natural Gas | Oven | E10 | CCE | 0 | 0 | 0 | 0 | 0 | 0 | 0 | 0 | 0 | 0 | 0 | 0 | 0 | 0 | 0 | 0 | 0 | 0 | 0 | 0 | 0 | 0 | 0 | 0 | 0 | 0 | 0 | 0 | 0 | 0 | 0
F2_Commercial_Lodging_New_Food Preparation_Natural Gas_Oven_E1 | F2 | Commercial | Lodging | New | Food Preparation | Natural Gas | Oven | E1 | TRC BC Ratio | 0.9 | 0.9 | 0.9 | 0.9 | 0.9 | 0.9 | 0.9 | 0.9 | 0.9 | 0.9 | 0.9 | 0.9 | 0.9 | 0.9 | 0.9 | 0.9 | 0.9 | 0.9 | 0.9 | 0.9 | 0.9 | 0.9 | 0.9 | 0.9 | 0.9 | 0.9 | 0.9 | 0.9 | 0.9 | 0.9 | 0.9
F2_Commercial_Lodging_New_Food Preparation_Natural Gas_Oven_E2 | F2 | Commercial | Lodging | New | Food Preparation | Natural Gas | Oven | E2 | TRC BC Ratio | 1.651 | 1.6761 | 1.6937 | 1.7118 | 1.7402 | 1.6356 | 1.5492 | 1.5033 | 1.4856 | 1.4593 | 1.5232 | 1.584 | 1.4129 | 1.4871 | 1.5856 | 1.6788 | 1.6824 | 1.6897 | 1.6574 | 1.6795 | 1.6949 | 1.7158 | 1.7422 | 0.83439 | 0.81785 | 0.80234 | 0.78773 | 0.77386 | 0.7606 | 0.74785 | 0.73552
F2_Commercial_Lodging_New_Food Preparation_Natural Gas_Oven_E3 | F2 | Commercial | Lodging | New | Food Preparation | Natural Gas | Oven | E3 | TRC BC Ratio | 0 | 0 | 0 | 0 | 0 | 0 | 0 | 0 | 0 | 0 | 0 | 0 | 0 | 0 | 0 | 0 | 0 | 0 | 0 | 0 | 0 | 0 | 0 | 0 | 0 | 0 | 0 | 0 | 0 | 0 | 0
F2_Commercial_Lodging_New_Food Preparation_Natural Gas_Oven_E4 | F2 | Commercial | Lodging | New | Food Preparation | Natural Gas | Oven | E4 | TRC BC Ratio | 0 | 0 | 0 | 0 | 0 | 0 | 0 | 0 | 0 | 0 | 0 | 0 | 0 | 0 | 0 | 0 | 0 | 0 | 0 | 0 | 0 | 0 | 0 | 0 | 0 | 0 | 0 | 0 | 0 | 0 | 0
F2_Commercial_Lodging_New_Food Preparation_Natural Gas_Oven_E5 | F2 | Commercial | Lodging | New | Food Preparation | Natural Gas | Oven | E5 | TRC BC Ratio | 0 | 0 | 0 | 0 | 0 | 0 | 0 | 0 | 0 | 0 | 0 | 0 | 0 | 0 | 0 | 0 | 0 | 0 | 0 | 0 | 0 | 0 | 0 | 0 | 0 | 0 | 0 | 0 | 0 | 0 | 0
F2_Commercial_Lodging_New_Food Preparation_Natural Gas_Oven_E6 | F2 | Commercial | Lodging | New | Food Preparation | Natural Gas | Oven | E6 | TRC BC Ratio | 0 | 0 | 0 | 0 | 0 | 0 | 0 | 0 | 0 | 0 | 0 | 0 | 0 | 0 | 0 | 0 | 0 | 0 | 0 | 0 | 0 | 0 | 0 | 0 | 0 | 0 | 0 | 0 | 0 | 0 | 0
F2_Commercial_Lodging_New_Food Preparation_Natural Gas_Oven_E7 | F2 | Commercial | Lodging | New | Food Preparation | Natural Gas | Oven | E7 | TRC BC Ratio | 0 | 0 | 0 | 0 | 0 | 0 | 0 | 0 | 0 | 0 | 0 | 0 | 0 | 0 | 0 | 0 | 0 | 0 | 0 | 0 | 0 | 0 | 0 | 0 | 0 | 0 | 0 | 0 | 0 | 0 | 0
F2_Commercial_Lodging_New_Food Preparation_Natural Gas_Oven_E8 | F2 | Commercial | Lodging | New | Food Preparation | Natural Gas | Oven | E8 | TRC BC Ratio | 0 | 0 | 0 | 0 | 0 | 0 | 0 | 0 | 0 | 0 | 0 | 0 | 0 | 0 | 0 | 0 | 0 | 0 | 0 | 0 | 0 | 0 | 0 | 0 | 0 | 0 | 0 | 0 | 0 | 0 | 0
F2_Commercial_Lodging_New_Food Preparation_Natural Gas_Oven_E9 | F2 | Commercial | Lodging | New | Food Preparation | Natural Gas | Oven | E9 | TRC BC Ratio | 0 | 0 | 0 | 0 | 0 | 0 | 0 | 0 | 0 | 0 | 0 | 0 | 0 | 0 | 0 | 0 | 0 | 0 | 0 | 0 | 0 | 0 | 0 | 0 | 0 | 0 | 0 | 0 | 0 | 0 | 0
F2_Commercial_Lodging_New_Food Preparation_Natural Gas_Oven_E10 | F2 | Commercial | Lodging | New | Food Preparation | Natural Gas | Oven | E10 | TRC BC Ratio | 0 | 0 | 0 | 0 | 0 | 0 | 0 | 0 | 0 | 0 | 0 | 0 | 0 | 0 | 0 | 0 | 0 | 0 | 0 | 0 | 0 | 0 | 0 | 0 | 0 | 0 | 0 | 0 | 0 | 0 | 0
F3_Commercial_Lodging_New_Food Preparation_Natural Gas_Oven_E1 | F3 | Commercial | Lodging | New | Food Preparation | Natural Gas | Oven | E1 | PACT BC Ratio | 0.9 | 0.9 | 0.9 | 0.9 | 0.9 | 0.9 | 0.9 | 0.9 | 0.9 | 0.9 | 0.9 | 0.9 | 0.9 | 0.9 | 0.9 | 0.9 | 0.9 | 0.9 | 0.9 | 0.9 | 0.9 | 0.9 | 0.9 | 0.9 | 0.9 | 0.9 | 0.9 | 0.9 | 0.9 | 0.9 | 0.9
F3_Commercial_Lodging_New_Food Preparation_Natural Gas_Oven_E2 | F3 | Commercial | Lodging | New | Food Preparation | Natural Gas | Oven | E2 | PACT BC Ratio | 1.651 | 1.6761 | 1.6937 | 1.7118 | 1.7402 | 1.6356 | 1.5492 | 1.5033 | 1.4856 | 1.4593 | 1.5232 | 1.584 | 1.4129 | 1.4871 | 1.5856 | 1.6788 | 1.6824 | 1.6897 | 1.6574 | 1.6795 | 1.6949 | 1.7158 | 1.7422 | 0.83439 | 0.81785 | 0.80234 | 0.78773 | 0.77386 | 0.7606 | 0.74785 | 0.73552
F3_Commercial_Lodging_New_Food Preparation_Natural Gas_Oven_E3 | F3 | Commercial | Lodging | New | Food Preparation | Natural Gas | Oven | E3 | PACT BC Ratio | 0 | 0 | 0 | 0 | 0 | 0 | 0 | 0 | 0 | 0 | 0 | 0 | 0 | 0 | 0 | 0 | 0 | 0 | 0 | 0 | 0 | 0 | 0 | 0 | 0 | 0 | 0 | 0 | 0 | 0 | 0
F3_Commercial_Lodging_New_Food Preparation_Natural Gas_Oven_E4 | F3 | Commercial | Lodging | New | Food Preparation | Natural Gas | Oven | E4 | PACT BC Ratio | 0 | 0 | 0 | 0 | 0 | 0 | 0 | 0 | 0 | 0 | 0 | 0 | 0 | 0 | 0 | 0 | 0 | 0 | 0 | 0 | 0 | 0 | 0 | 0 | 0 | 0 | 0 | 0 | 0 | 0 | 0
F3_Commercial_Lodging_New_Food Preparation_Natural Gas_Oven_E5 | F3 | Commercial | Lodging | New | Food Preparation | Natural Gas | Oven | E5 | PACT BC Ratio | 0 | 0 | 0 | 0 | 0 | 0 | 0 | 0 | 0 | 0 | 0 | 0 | 0 | 0 | 0 | 0 | 0 | 0 | 0 | 0 | 0 | 0 | 0 | 0 | 0 | 0 | 0 | 0 | 0 | 0 | 0
F3_Commercial_Lodging_New_Food Preparation_Natural Gas_Oven_E6 | F3 | Commercial | Lodging | New | Food Preparation | Natural Gas | Oven | E6 | PACT BC Ratio | 0 | 0 | 0 | 0 | 0 | 0 | 0 | 0 | 0 | 0 | 0 | 0 | 0 | 0 | 0 | 0 | 0 | 0 | 0 | 0 | 0 | 0 | 0 | 0 | 0 | 0 | 0 | 0 | 0 | 0 | 0
F3_Commercial_Lodging_New_Food Preparation_Natural Gas_Oven_E7 | F3 | Commercial | Lodging | New | Food Preparation | Natural Gas | Oven | E7 | PACT BC Ratio | 0 | 0 | 0 | 0 | 0 | 0 | 0 | 0 | 0 | 0 | 0 | 0 | 0 | 0 | 0 | 0 | 0 | 0 | 0 | 0 | 0 | 0 | 0 | 0 | 0 | 0 | 0 | 0 | 0 | 0 | 0
F3_Commercial_Lodging_New_Food Preparation_Natural Gas_Oven_E8 | F3 | Commercial | Lodging | New | Food Preparation | Natural Gas | Oven | E8 | PACT BC Ratio | 0 | 0 | 0 | 0 | 0 | 0 | 0 | 0 | 0 | 0 | 0 | 0 | 0 | 0 | 0 | 0 | 0 | 0 | 0 | 0 | 0 | 0 | 0 | 0 | 0 | 0 | 0 | 0 | 0 | 0 | 0
F3_Commercial_Lodging_New_Food Preparation_Natural Gas_Oven_E9 | F3 | Commercial | Lodging | New | Food Preparation | Natural Gas | Oven | E9 | PACT BC Ratio | 0 | 0 | 0 | 0 | 0 | 0 | 0 | 0 | 0 | 0 | 0 | 0 | 0 | 0 | 0 | 0 | 0 | 0 | 0 | 0 | 0 | 0 | 0 | 0 | 0 | 0 | 0 | 0 | 0 | 0 | 0
F3_Commercial_Lodging_New_Food Preparation_Natural Gas_Oven_E10 | F3 | Commercial | Lodging | New | Food Preparation | Natural Gas | Oven | E10 | PACT BC Ratio | 0 | 0 | 0 | 0 | 0 | 0 | 0 | 0 | 0 | 0 | 0 | 0 | 0 | 0 | 0 | 0 | 0 | 0 | 0 | 0 | 0 | 0 | 0 | 0 | 0 | 0 | 0 | 0 | 0 | 0 | 0
F4_Commercial_Lodging_New_Food Preparation_Natural Gas_Oven_E1 | F4 | Commercial | Lodging | New | Food Preparation | Natural Gas | Oven | E1 | PCT BC Ratio | 0.9 | 0.9 | 0.9 | 0.9 | 0.9 | 0.9 | 0.9 | 0.9 | 0.9 | 0.9 | 0.9 | 0.9 | 0.9 | 0.9 | 0.9 | 0.9 | 0.9 | 0.9 | 0.9 | 0.9 | 0.9 | 0.9 | 0.9 | 0.9 | 0.9 | 0.9 | 0.9 | 0.9 | 0.9 | 0.9 | 0.9
F4_Commercial_Lodging_New_Food Preparation_Natural Gas_Oven_E2 | F4 | Commercial | Lodging | New | Food Preparation | Natural Gas | Oven | E2 | PCT BC Ratio | 5.1538 | 5.2169 | 5.2611 | 5.3069 | 5.3783 | 5.115 | 4.8976 | 4.7822 | 4.7376 | 4.6715 | 4.8323 | 4.9851 | 4.5547 | 4.7415 | 4.9892 | 5.2237 | 5.2328 | 5.2512 | 5.1699 | 5.2256 | 5.2642 | 5.3168 | 5.3833 | 3.0993 | 3.0576 | 3.0186 | 2.9819 | 2.947 | 2.9136 | 2.8815 | 2.8505
F4_Commercial_Lodging_New_Food Preparation_Natural Gas_Oven_E3 | F4 | Commercial | Lodging | New | Food Preparation | Natural Gas | Oven | E3 | PCT BC Ratio | 0 | 0 | 0 | 0 | 0 | 0 | 0 | 0 | 0 | 0 | 0 | 0 | 0 | 0 | 0 | 0 | 0 | 0 | 0 | 0 | 0 | 0 | 0 | 0 | 0 | 0 | 0 | 0 | 0 | 0 | 0
F4_Commercial_Lodging_New_Food Preparation_Natural Gas_Oven_E4 | F4 | Commercial | Lodging | New | Food Preparation | Natural Gas | Oven | E4 | PCT BC Ratio | 0 | 0 | 0 | 0 | 0 | 0 | 0 | 0 | 0 | 0 | 0 | 0 | 0 | 0 | 0 | 0 | 0 | 0 | 0 | 0 | 0 | 0 | 0 | 0 | 0 | 0 | 0 | 0 | 0 | 0 | 0
F4_Commercial_Lodging_New_Food Preparation_Natural Gas_Oven_E5 | F4 | Commercial | Lodging | New | Food Preparation | Natural Gas | Oven | E5 | PCT BC Ratio | 0 | 0 | 0 | 0 | 0 | 0 | 0 | 0 | 0 | 0 | 0 | 0 | 0 | 0 | 0 | 0 | 0 | 0 | 0 | 0 | 0 | 0 | 0 | 0 | 0 | 0 | 0 | 0 | 0 | 0 | 0
F4_Commercial_Lodging_New_Food Preparation_Natural Gas_Oven_E6 | F4 | Commercial | Lodging | New | Food Preparation | Natural Gas | Oven | E6 | PCT BC Ratio | 0 | 0 | 0 | 0 | 0 | 0 | 0 | 0 | 0 | 0 | 0 | 0 | 0 | 0 | 0 | 0 | 0 | 0 | 0 | 0 | 0 | 0 | 0 | 0 | 0 | 0 | 0 | 0 | 0 | 0 | 0
F4_Commercial_Lodging_New_Food Preparation_Natural Gas_Oven_E7 | F4 | Commercial | Lodging | New | Food Preparation | Natural Gas | Oven | E7 | PCT BC Ratio | 0 | 0 | 0 | 0 | 0 | 0 | 0 | 0 | 0 | 0 | 0 | 0 | 0 | 0 | 0 | 0 | 0 | 0 | 0 | 0 | 0 | 0 | 0 | 0 | 0 | 0 | 0 | 0 | 0 | 0 | 0
F4_Commercial_Lodging_New_Food Preparation_Natural Gas_Oven_E8 | F4 | Commercial | Lodging | New | Food Preparation | Natural Gas | Oven | E8 | PCT BC Ratio | 0 | 0 | 0 | 0 | 0 | 0 | 0 | 0 | 0 | 0 | 0 | 0 | 0 | 0 | 0 | 0 | 0 | 0 | 0 | 0 | 0 | 0 | 0 | 0 | 0 | 0 | 0 | 0 | 0 | 0 | 0
F4_Commercial_Lodging_New_Food Preparation_Natural Gas_Oven_E9 | F4 | Commercial | Lodging | New | Food Preparation | Natural Gas | Oven | E9 | PCT BC Ratio | 0 | 0 | 0 | 0 | 0 | 0 | 0 | 0 | 0 | 0 | 0 | 0 | 0 | 0 | 0 | 0 | 0 | 0 | 0 | 0 | 0 | 0 | 0 | 0 | 0 | 0 | 0 | 0 | 0 | 0 | 0
F4_Commercial_Lodging_New_Food Preparation_Natural Gas_Oven_E10 | F4 | Commercial | Lodging | New | Food Preparation | Natural Gas | Oven | E10 | PCT BC Ratio | 0 | 0 | 0 | 0 | 0 | 0 | 0 | 0 | 0 | 0 | 0 | 0 | 0 | 0 | 0 | 0 | 0 | 0 | 0 | 0 | 0 | 0 | 0 | 0 | 0 | 0 | 0 | 0 | 0 | 0 | 0
F5_Commercial_Lodging_New_Food Preparation_Natural Gas_Oven_E1 | F5 | Commercial | Lodging | New | Food Preparation | Natural Gas | Oven | E1 | RIM BC Ratio | 0.9 | 0.9 | 0.9 | 0.9 | 0.9 | 0.9 | 0.9 | 0.9 | 0.9 | 0.9 | 0.9 | 0.9 | 0.9 | 0.9 | 0.9 | 0.9 | 0.9 | 0.9 | 0.9 | 0.9 | 0.9 | 0.9 | 0.9 | 0.9 | 0.9 | 0.9 | 0.9 | 0.9 | 0.9 | 0.9 | 0.9
F5_Commercial_Lodging_New_Food Preparation_Natural Gas_Oven_E2 | F5 | Commercial | Lodging | New | Food Preparation | Natural Gas | Oven | E2 | RIM BC Ratio | 0.5544 | 0.5572 | 0.55913 | 0.56109 | 0.56411 | 0.55265 | 0.54242 | 0.53669 | 0.53442 | 0.53097 | 0.53921 | 0.54663 | 0.5247 | 0.53462 | 0.54682 | 0.5575 | 0.55789 | 0.55869 | 0.55512 | 0.55758 | 0.55926 | 0.56152 | 0.56432 | 0.41727 | 0.41309 | 0.4091 | 0.40526 | 0.40156 | 0.39796 | 0.39444 | 0.39099
F5_Commercial_Lodging_New_Food Preparation_Natural Gas_Oven_E3 | F5 | Commercial | Lodging | New | Food Preparation | Natural Gas | Oven | E3 | RIM BC Ratio | 0 | 0 | 0 | 0 | 0 | 0 | 0 | 0 | 0 | 0 | 0 | 0 | 0 | 0 | 0 | 0 | 0 | 0 | 0 | 0 | 0 | 0 | 0 | 0 | 0 | 0 | 0 | 0 | 0 | 0 | 0
F5_Commercial_Lodging_New_Food Preparation_Natural Gas_Oven_E4 | F5 | Commercial | Lodging | New | Food Preparation | Natural Gas | Oven | E4 | RIM BC Ratio | 0 | 0 | 0 | 0 | 0 | 0 | 0 | 0 | 0 | 0 | 0 | 0 | 0 | 0 | 0 | 0 | 0 | 0 | 0 | 0 | 0 | 0 | 0 | 0 | 0 | 0 | 0 | 0 | 0 | 0 | 0
F5_Commercial_Lodging_New_Food Preparation_Natural Gas_Oven_E5 | F5 | Commercial | Lodging | New | Food Preparation | Natural Gas | Oven | E5 | RIM BC Ratio | 0 | 0 | 0 | 0 | 0 | 0 | 0 | 0 | 0 | 0 | 0 | 0 | 0 | 0 | 0 | 0 | 0 | 0 | 0 | 0 | 0 | 0 | 0 | 0 | 0 | 0 | 0 | 0 | 0 | 0 | 0
F5_Commercial_Lodging_New_Food Preparation_Natural Gas_Oven_E6 | F5 | Commercial | Lodging | New | Food Preparation | Natural Gas | Oven | E6 | RIM BC Ratio | 0 | 0 | 0 | 0 | 0 | 0 | 0 | 0 | 0 | 0 | 0 | 0 | 0 | 0 | 0 | 0 | 0 | 0 | 0 | 0 | 0 | 0 | 0 | 0 | 0 | 0 | 0 | 0 | 0 | 0 | 0
F5_Commercial_Lodging_New_Food Preparation_Natural Gas_Oven_E7 | F5 | Commercial | Lodging | New | Food Preparation | Natural Gas | Oven | E7 | RIM BC Ratio | 0 | 0 | 0 | 0 | 0 | 0 | 0 | 0 | 0 | 0 | 0 | 0 | 0 | 0 | 0 | 0 | 0 | 0 | 0 | 0 | 0 | 0 | 0 | 0 | 0 | 0 | 0 | 0 | 0 | 0 | 0
F5_Commercial_Lodging_New_Food Preparation_Natural Gas_Oven_E8 | F5 | Commercial | Lodging | New | Food Preparation | Natural Gas | Oven | E8 | RIM BC Ratio | 0 | 0 | 0 | 0 | 0 | 0 | 0 | 0 | 0 | 0 | 0 | 0 | 0 | 0 | 0 | 0 | 0 | 0 | 0 | 0 | 0 | 0 | 0 | 0 | 0 | 0 | 0 | 0 | 0 | 0 | 0
F5_Commercial_Lodging_New_Food Preparation_Natural Gas_Oven_E9 | F5 | Commercial | Lodging | New | Food Preparation | Natural Gas | Oven | E9 | RIM BC Ratio | 0 | 0 | 0 | 0 | 0 | 0 | 0 | 0 | 0 | 0 | 0 | 0 | 0 | 0 | 0 | 0 | 0 | 0 | 0 | 0 | 0 | 0 | 0 | 0 | 0 | 0 | 0 | 0 | 0 | 0 | 0
F5_Commercial_Lodging_New_Food Preparation_Natural Gas_Oven_E10 | F5 | Commercial | Lodging | New | Food Preparation | Natural Gas | Oven | E10 | RIM BC Ratio | 0 | 0 | 0 | 0 | 0 | 0 | 0 | 0 | 0 | 0 | 0 | 0 | 0 | 0 | 0 | 0 | 0 | 0 | 0 | 0 | 0 | 0 | 0 | 0 | 0 | 0 | 0 | 0 | 0 | 0 | 0
F0_Commercial_Lodging_New_Food Preparation_Natural Gas_Conveyor Oven_E0 | F0 | Commercial | Lodging | New | Food Preparation | Natural Gas | Conveyor Oven | E0 | Economic Unit | Efficient (>44% Baking Efficiency) | Efficient (>44% Baking Efficiency) | Efficient (>44% Baking Efficiency) | Efficient (>44% Baking Efficiency) | Efficient (>44% Baking Efficiency) | Efficient (>44% Baking Efficiency) | Efficient (>44% Baking Efficiency) | Efficient (>44% Baking Efficiency) | Efficient (>44% Baking Efficiency) | Efficient (>44% Baking Efficiency) | Efficient (>44% Baking Efficiency) | Efficient (>44% Baking Efficiency) | Efficient (>44% Baking Efficiency) | Efficient (>44% Baking Efficiency) | Efficient (>44% Baking Efficiency) | Efficient (>44% Baking Efficiency) | Efficient (>44% Baking Efficiency) | Efficient (>44% Baking Efficiency) | Efficient (>44% Baking Efficiency) | Efficient (>44% Baking Efficiency) | Efficient (>44% Baking Efficiency) | Efficient (>44% Baking Efficiency) | Efficient (>44% Baking Efficiency) | Efficient (>44% Baking Efficiency) | Efficient (>44% Baking Efficiency) | Efficient (>44% Baking Efficiency) | Efficient (>44% Baking Efficiency) | Efficient (>44% Baking Efficiency) | Efficient (>44% Baking Efficiency) | Efficient (>44% Baking Efficiency) | Efficient (>44% Baking Efficiency)
F1_Commercial_Lodging_New_Food Preparation_Natural Gas_Conveyor Oven_E1 | F1 | Commercial | Lodging | New | Food Preparation | Natural Gas | Conveyor Oven | E1 | CCE | 0 | 0 | 0 | 0 | 0 | 0 | 0 | 0 | 0 | 0 | 0 | 0 | 0 | 0 | 0 | 0 | 0 | 0 | 0 | 0 | 0 | 0 | 0 | 0 | 0 | 0 | 0 | 0 | 0 | 0 | 0
F1_Commercial_Lodging_New_Food Preparation_Natural Gas_Conveyor Oven_E2 | F1 | Commercial | Lodging | New | Food Preparation | Natural Gas | Conveyor Oven | E2 | CCE | 0.0038084 | 0.0036613 | 0.0036787 | 0.0037172 | 0.0037172 | 0.0037172 | 0.0037172 | 0.0037172 | 0.0037172 | 0.0037172 | 0.0037172 | 0.0037172 | 0.0037172 | 0.0037172 | 0.0037172 | 0.0037172 | 0.0037172 | 0.0037172 | 0.0037172 | 0.0037172 | 0.0037172 | 0.0037172 | 0.0037172 | 0.0037172 | 0.0037172 | 0.0037172 | 0.0037172 | 0.0037172 | 0.0037172 | 0.0037172 | 0.0037172
F1_Commercial_Lodging_New_Food Preparation_Natural Gas_Conveyor Oven_E3 | F1 | Commercial | Lodging | New | Food Preparation | Natural Gas | Conveyor Oven | E3 | CCE | 0 | 0 | 0 | 0 | 0 | 0 | 0 | 0 | 0 | 0 | 0 | 0 | 0 | 0 | 0 | 0 | 0 | 0 | 0 | 0 | 0 | 0 | 0 | 0 | 0 | 0 | 0 | 0 | 0 | 0 | 0
F1_Commercial_Lodging_New_Food Preparation_Natural Gas_Conveyor Oven_E4 | F1 | Commercial | Lodging | New | Food Preparation | Natural Gas | Conveyor Oven | E4 | CCE | 0 | 0 | 0 | 0 | 0 | 0 | 0 | 0 | 0 | 0 | 0 | 0 | 0 | 0 | 0 | 0 | 0 | 0 | 0 | 0 | 0 | 0 | 0 | 0 | 0 | 0 | 0 | 0 | 0 | 0 | 0
F1_Commercial_Lodging_New_Food Preparation_Natural Gas_Conveyor Oven_E5 | F1 | Commercial | Lodging | New | Food Preparation | Natural Gas | Conveyor Oven | E5 | CCE | 0 | 0 | 0 | 0 | 0 | 0 | 0 | 0 | 0 | 0 | 0 | 0 | 0 | 0 | 0 | 0 | 0 | 0 | 0 | 0 | 0 | 0 | 0 | 0 | 0 | 0 | 0 | 0 | 0 | 0 | 0
F1_Commercial_Lodging_New_Food Preparation_Natural Gas_Conveyor Oven_E6 | F1 | Commercial | Lodging | New | Food Preparation | Natural Gas | Conveyor Oven | E6 | CCE | 0 | 0 | 0 | 0 | 0 | 0 | 0 | 0 | 0 | 0 | 0 | 0 | 0 | 0 | 0 | 0 | 0 | 0 | 0 | 0 | 0 | 0 | 0 | 0 | 0 | 0 | 0 | 0 | 0 | 0 | 0
F1_Commercial_Lodging_New_Food Preparation_Natural Gas_Conveyor Oven_E7 | F1 | Commercial | Lodging | New | Food Preparation | Natural Gas | Conveyor Oven | E7 | CCE | 0 | 0 | 0 | 0 | 0 | 0 | 0 | 0 | 0 | 0 | 0 | 0 | 0 | 0 | 0 | 0 | 0 | 0 | 0 | 0 | 0 | 0 | 0 | 0 | 0 | 0 | 0 | 0 | 0 | 0 | 0
F1_Commercial_Lodging_New_Food Preparation_Natural Gas_Conveyor Oven_E8 | F1 | Commercial | Lodging | New | Food Preparation | Natural Gas | Conveyor Oven | E8 | CCE | 0 | 0 | 0 | 0 | 0 | 0 | 0 | 0 | 0 | 0 | 0 | 0 | 0 | 0 | 0 | 0 | 0 | 0 | 0 | 0 | 0 | 0 | 0 | 0 | 0 | 0 | 0 | 0 | 0 | 0 | 0
F1_Commercial_Lodging_New_Food Preparation_Natural Gas_Conveyor Oven_E9 | F1 | Commercial | Lodging | New | Food Preparation | Natural Gas | Conveyor Oven | E9 | CCE | 0 | 0 | 0 | 0 | 0 | 0 | 0 | 0 | 0 | 0 | 0 | 0 | 0 | 0 | 0 | 0 | 0 | 0 | 0 | 0 | 0 | 0 | 0 | 0 | 0 | 0 | 0 | 0 | 0 | 0 | 0
F1_Commercial_Lodging_New_Food Preparation_Natural Gas_Conveyor Oven_E10 | F1 | Commercial | Lodging | New | Food Preparation | Natural Gas | Conveyor Oven | E10 | CCE | 0 | 0 | 0 | 0 | 0 | 0 | 0 | 0 | 0 | 0 | 0 | 0 | 0 | 0 | 0 | 0 | 0 | 0 | 0 | 0 | 0 | 0 | 0 | 0 | 0 | 0 | 0 | 0 | 0 | 0 | 0
F2_Commercial_Lodging_New_Food Preparation_Natural Gas_Conveyor Oven_E1 | F2 | Commercial | Lodging | New | Food Preparation | Natural Gas | Conveyor Oven | E1 | TRC BC Ratio | 0.9 | 0.9 | 0.9 | 0.9 | 0.9 | 0.9 | 0.9 | 0.9 | 0.9 | 0.9 | 0.9 | 0.9 | 0.9 | 0.9 | 0.9 | 0.9 | 0.9 | 0.9 | 0.9 | 0.9 | 0.9 | 0.9 | 0.9 | 0.9 | 0.9 | 0.9 | 0.9 | 0.9 | 0.9 | 0.9 | 0.9
F2_Commercial_Lodging_New_Food Preparation_Natural Gas_Conveyor Oven_E2 | F2 | Commercial | Lodging | New | Food Preparation | Natural Gas | Conveyor Oven | E2 | TRC BC Ratio | 2.6175 | 2.6105 | 2.5926 | 2.5726 | 2.643 | 2.5958 | 2.5803 | 2.6208 | 2.7065 | 2.6859 | 2.6766 | 2.6618 | 2.3689 | 2.3519 | 2.3531 | 2.3373 | 2.3341 | 2.3356 | 2.2915 | 2.3108 | 2.3225 | 2.3409 | 2.3658 | 1.3075 | 1.2829 | 1.2596 | 1.2374 | 1.2162 | 1.1958 | 1.1761 | 1.1502
F2_Commercial_Lodging_New_Food Preparation_Natural Gas_Conveyor Oven_E3 | F2 | Commercial | Lodging | New | Food Preparation | Natural Gas | Conveyor Oven | E3 | TRC BC Ratio | 0 | 0 | 0 | 0 | 0 | 0 | 0 | 0 | 0 | 0 | 0 | 0 | 0 | 0 | 0 | 0 | 0 | 0 | 0 | 0 | 0 | 0 | 0 | 0 | 0 | 0 | 0 | 0 | 0 | 0 | 0
F2_Commercial_Lodging_New_Food Preparation_Natural Gas_Conveyor Oven_E4 | F2 | Commercial | Lodging | New | Food Preparation | Natural Gas | Conveyor Oven | E4 | TRC BC Ratio | 0 | 0 | 0 | 0 | 0 | 0 | 0 | 0 | 0 | 0 | 0 | 0 | 0 | 0 | 0 | 0 | 0 | 0 | 0 | 0 | 0 | 0 | 0 | 0 | 0 | 0 | 0 | 0 | 0 | 0 | 0
F2_Commercial_Lodging_New_Food Preparation_Natural Gas_Conveyor Oven_E5 | F2 | Commercial | Lodging | New | Food Preparation | Natural Gas | Conveyor Oven | E5 | TRC BC Ratio | 0 | 0 | 0 | 0 | 0 | 0 | 0 | 0 | 0 | 0 | 0 | 0 | 0 | 0 | 0 | 0 | 0 | 0 | 0 | 0 | 0 | 0 | 0 | 0 | 0 | 0 | 0 | 0 | 0 | 0 | 0
F2_Commercial_Lodging_New_Food Preparation_Natural Gas_Conveyor Oven_E6 | F2 | Commercial | Lodging | New | Food Preparation | Natural Gas | Conveyor Oven | E6 | TRC BC Ratio | 0 | 0 | 0 | 0 | 0 | 0 | 0 | 0 | 0 | 0 | 0 | 0 | 0 | 0 | 0 | 0 | 0 | 0 | 0 | 0 | 0 | 0 | 0 | 0 | 0 | 0 | 0 | 0 | 0 | 0 | 0
F2_Commercial_Lodging_New_Food Preparation_Natural Gas_Conveyor Oven_E7 | F2 | Commercial | Lodging | New | Food Preparation | Natural Gas | Conveyor Oven | E7 | TRC BC Ratio | 0 | 0 | 0 | 0 | 0 | 0 | 0 | 0 | 0 | 0 | 0 | 0 | 0 | 0 | 0 | 0 | 0 | 0 | 0 | 0 | 0 | 0 | 0 | 0 | 0 | 0 | 0 | 0 | 0 | 0 | 0
F2_Commercial_Lodging_New_Food Preparation_Natural Gas_Conveyor Oven_E8 | F2 | Commercial | Lodging | New | Food Preparation | Natural Gas | Conveyor Oven | E8 | TRC BC Ratio | 0 | 0 | 0 | 0 | 0 | 0 | 0 | 0 | 0 | 0 | 0 | 0 | 0 | 0 | 0 | 0 | 0 | 0 | 0 | 0 | 0 | 0 | 0 | 0 | 0 | 0 | 0 | 0 | 0 | 0 | 0
F2_Commercial_Lodging_New_Food Preparation_Natural Gas_Conveyor Oven_E9 | F2 | Commercial | Lodging | New | Food Preparation | Natural Gas | Conveyor Oven | E9 | TRC BC Ratio | 0 | 0 | 0 | 0 | 0 | 0 | 0 | 0 | 0 | 0 | 0 | 0 | 0 | 0 | 0 | 0 | 0 | 0 | 0 | 0 | 0 | 0 | 0 | 0 | 0 | 0 | 0 | 0 | 0 | 0 | 0
F2_Commercial_Lodging_New_Food Preparation_Natural Gas_Conveyor Oven_E10 | F2 | Commercial | Lodging | New | Food Preparation | Natural Gas | Conveyor Oven | E10 | TRC BC Ratio | 0 | 0 | 0 | 0 | 0 | 0 | 0 | 0 | 0 | 0 | 0 | 0 | 0 | 0 | 0 | 0 | 0 | 0 | 0 | 0 | 0 | 0 | 0 | 0 | 0 | 0 | 0 | 0 | 0 | 0 | 0
F3_Commercial_Lodging_New_Food Preparation_Natural Gas_Conveyor Oven_E1 | F3 | Commercial | Lodging | New | Food Preparation | Natural Gas | Conveyor Oven | E1 | PACT BC Ratio | 0.9 | 0.9 | 0.9 | 0.9 | 0.9 | 0.9 | 0.9 | 0.9 | 0.9 | 0.9 | 0.9 | 0.9 | 0.9 | 0.9 | 0.9 | 0.9 | 0.9 | 0.9 | 0.9 | 0.9 | 0.9 | 0.9 | 0.9 | 0.9 | 0.9 | 0.9 | 0.9 | 0.9 | 0.9 | 0.9 | 0.9
F3_Commercial_Lodging_New_Food Preparation_Natural Gas_Conveyor Oven_E2 | F3 | Commercial | Lodging | New | Food Preparation | Natural Gas | Conveyor Oven | E2 | PACT BC Ratio | 7.5479 | 7.5277 | 7.476 | 7.4185 | 7.6214 | 7.4852 | 7.4407 | 7.5574 | 7.8046 | 7.7451 | 7.7184 | 7.6756 | 6.831 | 6.7818 | 6.7853 | 6.7399 | 6.7306 | 6.7348 | 6.6078 | 6.6635 | 6.6972 | 6.7501 | 6.8219 | 3.7704 | 3.6993 | 3.6321 | 3.5682 | 3.507 | 3.4482 | 3.3914 | 3.3167
F3_Commercial_Lodging_New_Food Preparation_Natural Gas_Conveyor Oven_E3 | F3 | Commercial | Lodging | New | Food Preparation | Natural Gas | Conveyor Oven | E3 | PACT BC Ratio | 0 | 0 | 0 | 0 | 0 | 0 | 0 | 0 | 0 | 0 | 0 | 0 | 0 | 0 | 0 | 0 | 0 | 0 | 0 | 0 | 0 | 0 | 0 | 0 | 0 | 0 | 0 | 0 | 0 | 0 | 0
F3_Commercial_Lodging_New_Food Preparation_Natural Gas_Conveyor Oven_E4 | F3 | Commercial | Lodging | New | Food Preparation | Natural Gas | Conveyor Oven | E4 | PACT BC Ratio | 0 | 0 | 0 | 0 | 0 | 0 | 0 | 0 | 0 | 0 | 0 | 0 | 0 | 0 | 0 | 0 | 0 | 0 | 0 | 0 | 0 | 0 | 0 | 0 | 0 | 0 | 0 | 0 | 0 | 0 | 0
F3_Commercial_Lodging_New_Food Preparation_Natural Gas_Conveyor Oven_E5 | F3 | Commercial | Lodging | New | Food Preparation | Natural Gas | Conveyor Oven | E5 | PACT BC Ratio | 0 | 0 | 0 | 0 | 0 | 0 | 0 | 0 | 0 | 0 | 0 | 0 | 0 | 0 | 0 | 0 | 0 | 0 | 0 | 0 | 0 | 0 | 0 | 0 | 0 | 0 | 0 | 0 | 0 | 0 | 0
F3_Commercial_Lodging_New_Food Preparation_Natural Gas_Conveyor Oven_E6 | F3 | Commercial | Lodging | New | Food Preparation | Natural Gas | Conveyor Oven | E6 | PACT BC Ratio | 0 | 0 | 0 | 0 | 0 | 0 | 0 | 0 | 0 | 0 | 0 | 0 | 0 | 0 | 0 | 0 | 0 | 0 | 0 | 0 | 0 | 0 | 0 | 0 | 0 | 0 | 0 | 0 | 0 | 0 | 0
F3_Commercial_Lodging_New_Food Preparation_Natural Gas_Conveyor Oven_E7 | F3 | Commercial | Lodging | New | Food Preparation | Natural Gas | Conveyor Oven | E7 | PACT BC Ratio | 0 | 0 | 0 | 0 | 0 | 0 | 0 | 0 | 0 | 0 | 0 | 0 | 0 | 0 | 0 | 0 | 0 | 0 | 0 | 0 | 0 | 0 | 0 | 0 | 0 | 0 | 0 | 0 | 0 | 0 | 0
F3_Commercial_Lodging_New_Food Preparation_Natural Gas_Conveyor Oven_E8 | F3 | Commercial | Lodging | New | Food Preparation | Natural Gas | Conveyor Oven | E8 | PACT BC Ratio | 0 | 0 | 0 | 0 | 0 | 0 | 0 | 0 | 0 | 0 | 0 | 0 | 0 | 0 | 0 | 0 | 0 | 0 | 0 | 0 | 0 | 0 | 0 | 0 | 0 | 0 | 0 | 0 | 0 | 0 | 0
F3_Commercial_Lodging_New_Food Preparation_Natural Gas_Conveyor Oven_E9 | F3 | Commercial | Lodging | New | Food Preparation | Natural Gas | Conveyor Oven | E9 | PACT BC Ratio | 0 | 0 | 0 | 0 | 0 | 0 | 0 | 0 | 0 | 0 | 0 | 0 | 0 | 0 | 0 | 0 | 0 | 0 | 0 | 0 | 0 | 0 | 0 | 0 | 0 | 0 | 0 | 0 | 0 | 0 | 0
F3_Commercial_Lodging_New_Food Preparation_Natural Gas_Conveyor Oven_E10 | F3 | Commercial | Lodging | New | Food Preparation | Natural Gas | Conveyor Oven | E10 | PACT BC Ratio | 0 | 0 | 0 | 0 | 0 | 0 | 0 | 0 | 0 | 0 | 0 | 0 | 0 | 0 | 0 | 0 | 0 | 0 | 0 | 0 | 0 | 0 | 0 | 0 | 0 | 0 | 0 | 0 | 0 | 0 | 0
F4_Commercial_Lodging_New_Food Preparation_Natural Gas_Conveyor Oven_E1 | F4 | Commercial | Lodging | New | Food Preparation | Natural Gas | Conveyor Oven | E1 | PCT BC Ratio | 0.9 | 0.9 | 0.9 | 0.9 | 0.9 | 0.9 | 0.9 | 0.9 | 0.9 | 0.9 | 0.9 | 0.9 | 0.9 | 0.9 | 0.9 | 0.9 | 0.9 | 0.9 | 0.9 | 0.9 | 0.9 | 0.9 | 0.9 | 0.9 | 0.9 | 0.9 | 0.9 | 0.9 | 0.9 | 0.9 | 0.9
F4_Commercial_Lodging_New_Food Preparation_Natural Gas_Conveyor Oven_E2 | F4 | Commercial | Lodging | New | Food Preparation | Natural Gas | Conveyor Oven | E2 | PCT BC Ratio | 4.0339 | 4.0236 | 3.9973 | 3.9682 | 4.0712 | 4.002 | 3.9794 | 4.0387 | 4.1642 | 4.134 | 4.1204 | 4.0987 | 3.6699 | 3.6449 | 3.6467 | 3.6237 | 3.6189 | 3.6211 | 3.5566 | 3.5848 | 3.602 | 3.6288 | 3.6653 | 2.116 | 2.0799 | 2.0458 | 2.0134 | 1.9823 | 1.9525 | 1.9236 | 1.8857
F4_Commercial_Lodging_New_Food Preparation_Natural Gas_Conveyor Oven_E3 | F4 | Commercial | Lodging | New | Food Preparation | Natural Gas | Conveyor Oven | E3 | PCT BC Ratio | 0 | 0 | 0 | 0 | 0 | 0 | 0 | 0 | 0 | 0 | 0 | 0 | 0 | 0 | 0 | 0 | 0 | 0 | 0 | 0 | 0 | 0 | 0 | 0 | 0 | 0 | 0 | 0 | 0 | 0 | 0
F4_Commercial_Lodging_New_Food Preparation_Natural Gas_Conveyor Oven_E4 | F4 | Commercial | Lodging | New | Food Preparation | Natural Gas | Conveyor Oven | E4 | PCT BC Ratio | 0 | 0 | 0 | 0 | 0 | 0 | 0 | 0 | 0 | 0 | 0 | 0 | 0 | 0 | 0 | 0 | 0 | 0 | 0 | 0 | 0 | 0 | 0 | 0 | 0 | 0 | 0 | 0 | 0 | 0 | 0
F4_Commercial_Lodging_New_Food Preparation_Natural Gas_Conveyor Oven_E5 | F4 | Commercial | Lodging | New | Food Preparation | Natural Gas | Conveyor Oven | E5 | PCT BC Ratio | 0 | 0 | 0 | 0 | 0 | 0 | 0 | 0 | 0 | 0 | 0 | 0 | 0 | 0 | 0 | 0 | 0 | 0 | 0 | 0 | 0 | 0 | 0 | 0 | 0 | 0 | 0 | 0 | 0 | 0 | 0
F4_Commercial_Lodging_New_Food Preparation_Natural Gas_Conveyor Oven_E6 | F4 | Commercial | Lodging | New | Food Preparation | Natural Gas | Conveyor Oven | E6 | PCT BC Ratio | 0 | 0 | 0 | 0 | 0 | 0 | 0 | 0 | 0 | 0 | 0 | 0 | 0 | 0 | 0 | 0 | 0 | 0 | 0 | 0 | 0 | 0 | 0 | 0 | 0 | 0 | 0 | 0 | 0 | 0 | 0
F4_Commercial_Lodging_New_Food Preparation_Natural Gas_Conveyor Oven_E7 | F4 | Commercial | Lodging | New | Food Preparation | Natural Gas | Conveyor Oven | E7 | PCT BC Ratio | 0 | 0 | 0 | 0 | 0 | 0 | 0 | 0 | 0 | 0 | 0 | 0 | 0 | 0 | 0 | 0 | 0 | 0 | 0 | 0 | 0 | 0 | 0 | 0 | 0 | 0 | 0 | 0 | 0 | 0 | 0
F4_Commercial_Lodging_New_Food Preparation_Natural Gas_Conveyor Oven_E8 | F4 | Commercial | Lodging | New | Food Preparation | Natural Gas | Conveyor Oven | E8 | PCT BC Ratio | 0 | 0 | 0 | 0 | 0 | 0 | 0 | 0 | 0 | 0 | 0 | 0 | 0 | 0 | 0 | 0 | 0 | 0 | 0 | 0 | 0 | 0 | 0 | 0 | 0 | 0 | 0 | 0 | 0 | 0 | 0
F4_Commercial_Lodging_New_Food Preparation_Natural Gas_Conveyor Oven_E9 | F4 | Commercial | Lodging | New | Food Preparation | Natural Gas | Conveyor Oven | E9 | PCT BC Ratio | 0 | 0 | 0 | 0 | 0 | 0 | 0 | 0 | 0 | 0 | 0 | 0 | 0 | 0 | 0 | 0 | 0 | 0 | 0 | 0 | 0 | 0 | 0 | 0 | 0 | 0 | 0 | 0 | 0 | 0 | 0
F4_Commercial_Lodging_New_Food Preparation_Natural Gas_Conveyor Oven_E10 | F4 | Commercial | Lodging | New | Food Preparation | Natural Gas | Conveyor Oven | E10 | PCT BC Ratio | 0 | 0 | 0 | 0 | 0 | 0 | 0 | 0 | 0 | 0 | 0 | 0 | 0 | 0 | 0 | 0 | 0 | 0 | 0 | 0 | 0 | 0 | 0 | 0 | 0 | 0 | 0 | 0 | 0 | 0 | 0
F5_Commercial_Lodging_New_Food Preparation_Natural Gas_Conveyor Oven_E1 | F5 | Commercial | Lodging | New | Food Preparation | Natural Gas | Conveyor Oven | E1 | RIM BC Ratio | 0.9 | 0.9 | 0.9 | 0.9 | 0.9 | 0.9 | 0.9 | 0.9 | 0.9 | 0.9 | 0.9 | 0.9 | 0.9 | 0.9 | 0.9 | 0.9 | 0.9 | 0.9 | 0.9 | 0.9 | 0.9 | 0.9 | 0.9 | 0.9 | 0.9 | 0.9 | 0.9 | 0.9 | 0.9 | 0.9 | 0.9
F5_Commercial_Lodging_New_Food Preparation_Natural Gas_Conveyor Oven_E2 | F5 | Commercial | Lodging | New | Food Preparation | Natural Gas | Conveyor Oven | E2 | RIM BC Ratio | 0.75157 | 0.75137 | 0.75085 | 0.75026 | 0.75229 | 0.75094 | 0.75049 | 0.75166 | 0.75404 | 0.75348 | 0.75322 | 0.75281 | 0.74379 | 0.74321 | 0.74325 | 0.7427 | 0.74259 | 0.74264 | 0.74107 | 0.74176 | 0.74218 | 0.74283 | 0.74369 | 0.68339 | 0.68102 | 0.67871 | 0.67644 | 0.67421 | 0.67201 | 0.66982 | 0.66686
F5_Commercial_Lodging_New_Food Preparation_Natural Gas_Conveyor Oven_E3 | F5 | Commercial | Lodging | New | Food Preparation | Natural Gas | Conveyor Oven | E3 | RIM BC Ratio | 0 | 0 | 0 | 0 | 0 | 0 | 0 | 0 | 0 | 0 | 0 | 0 | 0 | 0 | 0 | 0 | 0 | 0 | 0 | 0 | 0 | 0 | 0 | 0 | 0 | 0 | 0 | 0 | 0 | 0 | 0
F5_Commercial_Lodging_New_Food Preparation_Natural Gas_Conveyor Oven_E4 | F5 | Commercial | Lodging | New | Food Preparation | Natural Gas | Conveyor Oven | E4 | RIM BC Ratio | 0 | 0 | 0 | 0 | 0 | 0 | 0 | 0 | 0 | 0 | 0 | 0 | 0 | 0 | 0 | 0 | 0 | 0 | 0 | 0 | 0 | 0 | 0 | 0 | 0 | 0 | 0 | 0 | 0 | 0 | 0
F5_Commercial_Lodging_New_Food Preparation_Natural Gas_Conveyor Oven_E5 | F5 | Commercial | Lodging | New | Food Preparation | Natural Gas | Conveyor Oven | E5 | RIM BC Ratio | 0 | 0 | 0 | 0 | 0 | 0 | 0 | 0 | 0 | 0 | 0 | 0 | 0 | 0 | 0 | 0 | 0 | 0 | 0 | 0 | 0 | 0 | 0 | 0 | 0 | 0 | 0 | 0 | 0 | 0 | 0
F5_Commercial_Lodging_New_Food Preparation_Natural Gas_Conveyor Oven_E6 | F5 | Commercial | Lodging | New | Food Preparation | Natural Gas | Conveyor Oven | E6 | RIM BC Ratio | 0 | 0 | 0 | 0 | 0 | 0 | 0 | 0 | 0 | 0 | 0 | 0 | 0 | 0 | 0 | 0 | 0 | 0 | 0 | 0 | 0 | 0 | 0 | 0 | 0 | 0 | 0 | 0 | 0 | 0 | 0
F5_Commercial_Lodging_New_Food Preparation_Natural Gas_Conveyor Oven_E7 | F5 | Commercial | Lodging | New | Food Preparation | Natural Gas | Conveyor Oven | E7 | RIM BC Ratio | 0 | 0 | 0 | 0 | 0 | 0 | 0 | 0 | 0 | 0 | 0 | 0 | 0 | 0 | 0 | 0 | 0 | 0 | 0 | 0 | 0 | 0 | 0 | 0 | 0 | 0 | 0 | 0 | 0 | 0 | 0
F5_Commercial_Lodging_New_Food Preparation_Natural Gas_Conveyor Oven_E8 | F5 | Commercial | Lodging | New | Food Preparation | Natural Gas | Conveyor Oven | E8 | RIM BC Ratio | 0 | 0 | 0 | 0 | 0 | 0 | 0 | 0 | 0 | 0 | 0 | 0 | 0 | 0 | 0 | 0 | 0 | 0 | 0 | 0 | 0 | 0 | 0 | 0 | 0 | 0 | 0 | 0 | 0 | 0 | 0
F5_Commercial_Lodging_New_Food Preparation_Natural Gas_Conveyor Oven_E9 | F5 | Commercial | Lodging | New | Food Preparation | Natural Gas | Conveyor Oven | E9 | RIM BC Ratio | 0 | 0 | 0 | 0 | 0 | 0 | 0 | 0 | 0 | 0 | 0 | 0 | 0 | 0 | 0 | 0 | 0 | 0 | 0 | 0 | 0 | 0 | 0 | 0 | 0 | 0 | 0 | 0 | 0 | 0 | 0
F5_Commercial_Lodging_New_Food Preparation_Natural Gas_Conveyor Oven_E10 | F5 | Commercial | Lodging | New | Food Preparation | Natural Gas | Conveyor Oven | E10 | RIM BC Ratio | 0 | 0 | 0 | 0 | 0 | 0 | 0 | 0 | 0 | 0 | 0 | 0 | 0 | 0 | 0 | 0 | 0 | 0 | 0 | 0 | 0 | 0 | 0 | 0 | 0 | 0 | 0 | 0 | 0 | 0 | 0
F0_Commercial_Lodging_New_Food Preparation_Natural Gas_Double Rack Oven_E0 | F0 | Commercial | Lodging | New | Food Preparation | Natural Gas | Double Rack Oven | E0 | Economic Unit | FTSC Qualified (>50% Cooking Efficiency) | FTSC Qualified (>50% Cooking Efficiency) | FTSC Qualified (>50% Cooking Efficiency) | FTSC Qualified (>50% Cooking Efficiency) | FTSC Qualified (>50% Cooking Efficiency) | FTSC Qualified (>50% Cooking Efficiency) | FTSC Qualified (>50% Cooking Efficiency) | FTSC Qualified (>50% Cooking Efficiency) | FTSC Qualified (>50% Cooking Efficiency) | FTSC Qualified (>50% Cooking Efficiency) | FTSC Qualified (>50% Cooking Efficiency) | FTSC Qualified (>50% Cooking Efficiency) | FTSC Qualified (>50% Cooking Efficiency) | FTSC Qualified (>50% Cooking Efficiency) | FTSC Qualified (>50% Cooking Efficiency) | FTSC Qualified (>50% Cooking Efficiency) | FTSC Qualified (>50% Cooking Efficiency) | FTSC Qualified (>50% Cooking Efficiency) | FTSC Qualified (>50% Cooking Efficiency) | FTSC Qualified (>50% Cooking Efficiency) | FTSC Qualified (>50% Cooking Efficiency) | FTSC Qualified (>50% Cooking Efficiency) | FTSC Qualified (>50% Cooking Efficiency) | FTSC Qualified (>50% Cooking Efficiency) | FTSC Qualified (>50% Cooking Efficiency) | FTSC Qualified (>50% Cooking Efficiency) | FTSC Qualified (>50% Cooking Efficiency) | FTSC Qualified (>50% Cooking Efficiency) | FTSC Qualified (>50% Cooking Efficiency) | FTSC Qualified (>50% Cooking Efficiency) | FTSC Qualified (>50% Cooking Efficiency)
F1_Commercial_Lodging_New_Food Preparation_Natural Gas_Double Rack Oven_E1 | F1 | Commercial | Lodging | New | Food Preparation | Natural Gas | Double Rack Oven | E1 | CCE | 0 | 0 | 0 | 0 | 0 | 0 | 0 | 0 | 0 | 0 | 0 | 0 | 0 | 0 | 0 | 0 | 0 | 0 | 0 | 0 | 0 | 0 | 0 | 0 | 0 | 0 | 0 | 0 | 0 | 0 | 0
F1_Commercial_Lodging_New_Food Preparation_Natural Gas_Double Rack Oven_E2 | F1 | Commercial | Lodging | New | Food Preparation | Natural Gas | Double Rack Oven | E2 | CCE | 0.004326 | 0.0041588 | 0.0041786 | 0.0042223 | 0.0042223 | 0.0042223 | 0.0042223 | 0.0042223 | 0.0042223 | 0.0042223 | 0.0042223 | 0.0042223 | 0.0042223 | 0.0042223 | 0.0042223 | 0.0042223 | 0.0042223 | 0.0042223 | 0.0042223 | 0.0042223 | 0.0042223 | 0.0042223 | 0.0042223 | 0.0042223 | 0.0042223 | 0.0042223 | 0.0042223 | 0.0042223 | 0.0042223 | 0.0042223 | 0.0042223
F1_Commercial_Lodging_New_Food Preparation_Natural Gas_Double Rack Oven_E3 | F1 | Commercial | Lodging | New | Food Preparation | Natural Gas | Double Rack Oven | E3 | CCE | 0 | 0 | 0 | 0 | 0 | 0 | 0 | 0 | 0 | 0 | 0 | 0 | 0 | 0 | 0 | 0 | 0 | 0 | 0 | 0 | 0 | 0 | 0 | 0 | 0 | 0 | 0 | 0 | 0 | 0 | 0
F1_Commercial_Lodging_New_Food Preparation_Natural Gas_Double Rack Oven_E4 | F1 | Commercial | Lodging | New | Food Preparation | Natural Gas | Double Rack Oven | E4 | CCE | 0 | 0 | 0 | 0 | 0 | 0 | 0 | 0 | 0 | 0 | 0 | 0 | 0 | 0 | 0 | 0 | 0 | 0 | 0 | 0 | 0 | 0 | 0 | 0 | 0 | 0 | 0 | 0 | 0 | 0 | 0
F1_Commercial_Lodging_New_Food Preparation_Natural Gas_Double Rack Oven_E5 | F1 | Commercial | Lodging | New | Food Preparation | Natural Gas | Double Rack Oven | E5 | CCE | 0 | 0 | 0 | 0 | 0 | 0 | 0 | 0 | 0 | 0 | 0 | 0 | 0 | 0 | 0 | 0 | 0 | 0 | 0 | 0 | 0 | 0 | 0 | 0 | 0 | 0 | 0 | 0 | 0 | 0 | 0
F1_Commercial_Lodging_New_Food Preparation_Natural Gas_Double Rack Oven_E6 | F1 | Commercial | Lodging | New | Food Preparation | Natural Gas | Double Rack Oven | E6 | CCE | 0 | 0 | 0 | 0 | 0 | 0 | 0 | 0 | 0 | 0 | 0 | 0 | 0 | 0 | 0 | 0 | 0 | 0 | 0 | 0 | 0 | 0 | 0 | 0 | 0 | 0 | 0 | 0 | 0 | 0 | 0
F1_Commercial_Lodging_New_Food Preparation_Natural Gas_Double Rack Oven_E7 | F1 | Commercial | Lodging | New | Food Preparation | Natural Gas | Double Rack Oven | E7 | CCE | 0 | 0 | 0 | 0 | 0 | 0 | 0 | 0 | 0 | 0 | 0 | 0 | 0 | 0 | 0 | 0 | 0 | 0 | 0 | 0 | 0 | 0 | 0 | 0 | 0 | 0 | 0 | 0 | 0 | 0 | 0
F1_Commercial_Lodging_New_Food Preparation_Natural Gas_Double Rack Oven_E8 | F1 | Commercial | Lodging | New | Food Preparation | Natural Gas | Double Rack Oven | E8 | CCE | 0 | 0 | 0 | 0 | 0 | 0 | 0 | 0 | 0 | 0 | 0 | 0 | 0 | 0 | 0 | 0 | 0 | 0 | 0 | 0 | 0 | 0 | 0 | 0 | 0 | 0 | 0 | 0 | 0 | 0 | 0
F1_Commercial_Lodging_New_Food Preparation_Natural Gas_Double Rack Oven_E9 | F1 | Commercial | Lodging | New | Food Preparation | Natural Gas | Double Rack Oven | E9 | CCE | 0 | 0 | 0 | 0 | 0 | 0 | 0 | 0 | 0 | 0 | 0 | 0 | 0 | 0 | 0 | 0 | 0 | 0 | 0 | 0 | 0 | 0 | 0 | 0 | 0 | 0 | 0 | 0 | 0 | 0 | 0
F1_Commercial_Lodging_New_Food Preparation_Natural Gas_Double Rack Oven_E10 | F1 | Commercial | Lodging | New | Food Preparation | Natural Gas | Double Rack Oven | E10 | CCE | 0 | 0 | 0 | 0 | 0 | 0 | 0 | 0 | 0 | 0 | 0 | 0 | 0 | 0 | 0 | 0 | 0 | 0 | 0 | 0 | 0 | 0 | 0 | 0 | 0 | 0 | 0 | 0 | 0 | 0 | 0
F2_Commercial_Lodging_New_Food Preparation_Natural Gas_Double Rack Oven_E1 | F2 | Commercial | Lodging | New | Food Preparation | Natural Gas | Double Rack Oven | E1 | TRC BC Ratio | 0.9 | 0.9 | 0.9 | 0.9 | 0.9 | 0.9 | 0.9 | 0.9 | 0.9 | 0.9 | 0.9 | 0.9 | 0.9 | 0.9 | 0.9 | 0.9 | 0.9 | 0.9 | 0.9 | 0.9 | 0.9 | 0.9 | 0.9 | 0.9 | 0.9 | 0.9 | 0.9 | 0.9 | 0.9 | 0.9 | 0.9
F2_Commercial_Lodging_New_Food Preparation_Natural Gas_Double Rack Oven_E2 | F2 | Commercial | Lodging | New | Food Preparation | Natural Gas | Double Rack Oven | E2 | TRC BC Ratio | 2.3756 | 2.4122 | 2.4389 | 2.4253 | 2.4277 | 2.2883 | 2.173 | 2.1086 | 2.0819 | 2.1591 | 2.2604 | 2.3663 | 2.1732 | 2.3021 | 2.3099 | 2.2984 | 2.3005 | 2.3076 | 2.2635 | 2.2901 | 2.3081 | 2.3333 | 2.3658 | 1.1865 | 1.1634 | 1.1416 | 1.121 | 1.1014 | 1.0827 | 1.0646 | 1.0472
F2_Commercial_Lodging_New_Food Preparation_Natural Gas_Double Rack Oven_E3 | F2 | Commercial | Lodging | New | Food Preparation | Natural Gas | Double Rack Oven | E3 | TRC BC Ratio | 0 | 0 | 0 | 0 | 0 | 0 | 0 | 0 | 0 | 0 | 0 | 0 | 0 | 0 | 0 | 0 | 0 | 0 | 0 | 0 | 0 | 0 | 0 | 0 | 0 | 0 | 0 | 0 | 0 | 0 | 0
F2_Commercial_Lodging_New_Food Preparation_Natural Gas_Double Rack Oven_E4 | F2 | Commercial | Lodging | New | Food Preparation | Natural Gas | Double Rack Oven | E4 | TRC BC Ratio | 0 | 0 | 0 | 0 | 0 | 0 | 0 | 0 | 0 | 0 | 0 | 0 | 0 | 0 | 0 | 0 | 0 | 0 | 0 | 0 | 0 | 0 | 0 | 0 | 0 | 0 | 0 | 0 | 0 | 0 | 0
F2_Commercial_Lodging_New_Food Preparation_Natural Gas_Double Rack Oven_E5 | F2 | Commercial | Lodging | New | Food Preparation | Natural Gas | Double Rack Oven | E5 | TRC BC Ratio | 0 | 0 | 0 | 0 | 0 | 0 | 0 | 0 | 0 | 0 | 0 | 0 | 0 | 0 | 0 | 0 | 0 | 0 | 0 | 0 | 0 | 0 | 0 | 0 | 0 | 0 | 0 | 0 | 0 | 0 | 0
F2_Commercial_Lodging_New_Food Preparation_Natural Gas_Double Rack Oven_E6 | F2 | Commercial | Lodging | New | Food Preparation | Natural Gas | Double Rack Oven | E6 | TRC BC Ratio | 0 | 0 | 0 | 0 | 0 | 0 | 0 | 0 | 0 | 0 | 0 | 0 | 0 | 0 | 0 | 0 | 0 | 0 | 0 | 0 | 0 | 0 | 0 | 0 | 0 | 0 | 0 | 0 | 0 | 0 | 0
F2_Commercial_Lodging_New_Food Preparation_Natural Gas_Double Rack Oven_E7 | F2 | Commercial | Lodging | New | Food Preparation | Natural Gas | Double Rack Oven | E7 | TRC BC Ratio | 0 | 0 | 0 | 0 | 0 | 0 | 0 | 0 | 0 | 0 | 0 | 0 | 0 | 0 | 0 | 0 | 0 | 0 | 0 | 0 | 0 | 0 | 0 | 0 | 0 | 0 | 0 | 0 | 0 | 0 | 0
F2_Commercial_Lodging_New_Food Preparation_Natural Gas_Double Rack Oven_E8 | F2 | Commercial | Lodging | New | Food Preparation | Natural Gas | Double Rack Oven | E8 | TRC BC Ratio | 0 | 0 | 0 | 0 | 0 | 0 | 0 | 0 | 0 | 0 | 0 | 0 | 0 | 0 | 0 | 0 | 0 | 0 | 0 | 0 | 0 | 0 | 0 | 0 | 0 | 0 | 0 | 0 | 0 | 0 | 0
F2_Commercial_Lodging_New_Food Preparation_Natural Gas_Double Rack Oven_E9 | F2 | Commercial | Lodging | New | Food Preparation | Natural Gas | Double Rack Oven | E9 | TRC BC Ratio | 0 | 0 | 0 | 0 | 0 | 0 | 0 | 0 | 0 | 0 | 0 | 0 | 0 | 0 | 0 | 0 | 0 | 0 | 0 | 0 | 0 | 0 | 0 | 0 | 0 | 0 | 0 | 0 | 0 | 0 | 0
F2_Commercial_Lodging_New_Food Preparation_Natural Gas_Double Rack Oven_E10 | F2 | Commercial | Lodging | New | Food Preparation | Natural Gas | Double Rack Oven | E10 | TRC BC Ratio | 0 | 0 | 0 | 0 | 0 | 0 | 0 | 0 | 0 | 0 | 0 | 0 | 0 | 0 | 0 | 0 | 0 | 0 | 0 | 0 | 0 | 0 | 0 | 0 | 0 | 0 | 0 | 0 | 0 | 0 | 0
F3_Commercial_Lodging_New_Food Preparation_Natural Gas_Double Rack Oven_E1 | F3 | Commercial | Lodging | New | Food Preparation | Natural Gas | Double Rack Oven | E1 | PACT BC Ratio | 0.9 | 0.9 | 0.9 | 0.9 | 0.9 | 0.9 | 0.9 | 0.9 | 0.9 | 0.9 | 0.9 | 0.9 | 0.9 | 0.9 | 0.9 | 0.9 | 0.9 | 0.9 | 0.9 | 0.9 | 0.9 | 0.9 | 0.9 | 0.9 | 0.9 | 0.9 | 0.9 | 0.9 | 0.9 | 0.9 | 0.9
F3_Commercial_Lodging_New_Food Preparation_Natural Gas_Double Rack Oven_E2 | F3 | Commercial | Lodging | New | Food Preparation | Natural Gas | Double Rack Oven | E2 | PACT BC Ratio | 3.1122 | 3.1603 | 3.1951 | 3.1773 | 3.1806 | 2.9979 | 2.8468 | 2.7625 | 2.7275 | 2.8286 | 2.9613 | 3.1001 | 2.8471 | 3.016 | 3.0263 | 3.0112 | 3.0139 | 3.0232 | 2.9654 | 3.0003 | 3.0238 | 3.0569 | 3.0994 | 1.5545 | 1.5241 | 1.4956 | 1.4686 | 1.443 | 1.4184 | 1.3948 | 1.3719
F3_Commercial_Lodging_New_Food Preparation_Natural Gas_Double Rack Oven_E3 | F3 | Commercial | Lodging | New | Food Preparation | Natural Gas | Double Rack Oven | E3 | PACT BC Ratio | 0 | 0 | 0 | 0 | 0 | 0 | 0 | 0 | 0 | 0 | 0 | 0 | 0 | 0 | 0 | 0 | 0 | 0 | 0 | 0 | 0 | 0 | 0 | 0 | 0 | 0 | 0 | 0 | 0 | 0 | 0
F3_Commercial_Lodging_New_Food Preparation_Natural Gas_Double Rack Oven_E4 | F3 | Commercial | Lodging | New | Food Preparation | Natural Gas | Double Rack Oven | E4 | PACT BC Ratio | 0 | 0 | 0 | 0 | 0 | 0 | 0 | 0 | 0 | 0 | 0 | 0 | 0 | 0 | 0 | 0 | 0 | 0 | 0 | 0 | 0 | 0 | 0 | 0 | 0 | 0 | 0 | 0 | 0 | 0 | 0
F3_Commercial_Lodging_New_Food Preparation_Natural Gas_Double Rack Oven_E5 | F3 | Commercial | Lodging | New | Food Preparation | Natural Gas | Double Rack Oven | E5 | PACT BC Ratio | 0 | 0 | 0 | 0 | 0 | 0 | 0 | 0 | 0 | 0 | 0 | 0 | 0 | 0 | 0 | 0 | 0 | 0 | 0 | 0 | 0 | 0 | 0 | 0 | 0 | 0 | 0 | 0 | 0 | 0 | 0
F3_Commercial_Lodging_New_Food Preparation_Natural Gas_Double Rack Oven_E6 | F3 | Commercial | Lodging | New | Food Preparation | Natural Gas | Double Rack Oven | E6 | PACT BC Ratio | 0 | 0 | 0 | 0 | 0 | 0 | 0 | 0 | 0 | 0 | 0 | 0 | 0 | 0 | 0 | 0 | 0 | 0 | 0 | 0 | 0 | 0 | 0 | 0 | 0 | 0 | 0 | 0 | 0 | 0 | 0
F3_Commercial_Lodging_New_Food Preparation_Natural Gas_Double Rack Oven_E7 | F3 | Commercial | Lodging | New | Food Preparation | Natural Gas | Double Rack Oven | E7 | PACT BC Ratio | 0 | 0 | 0 | 0 | 0 | 0 | 0 | 0 | 0 | 0 | 0 | 0 | 0 | 0 | 0 | 0 | 0 | 0 | 0 | 0 | 0 | 0 | 0 | 0 | 0 | 0 | 0 | 0 | 0 | 0 | 0
F3_Commercial_Lodging_New_Food Preparation_Natural Gas_Double Rack Oven_E8 | F3 | Commercial | Lodging | New | Food Preparation | Natural Gas | Double Rack Oven | E8 | PACT BC Ratio | 0 | 0 | 0 | 0 | 0 | 0 | 0 | 0 | 0 | 0 | 0 | 0 | 0 | 0 | 0 | 0 | 0 | 0 | 0 | 0 | 0 | 0 | 0 | 0 | 0 | 0 | 0 | 0 | 0 | 0 | 0
F3_Commercial_Lodging_New_Food Preparation_Natural Gas_Double Rack Oven_E9 | F3 | Commercial | Lodging | New | Food Preparation | Natural Gas | Double Rack Oven | E9 | PACT BC Ratio | 0 | 0 | 0 | 0 | 0 | 0 | 0 | 0 | 0 | 0 | 0 | 0 | 0 | 0 | 0 | 0 | 0 | 0 | 0 | 0 | 0 | 0 | 0 | 0 | 0 | 0 | 0 | 0 | 0 | 0 | 0
F3_Commercial_Lodging_New_Food Preparation_Natural Gas_Double Rack Oven_E10 | F3 | Commercial | Lodging | New | Food Preparation | Natural Gas | Double Rack Oven | E10 | PACT BC Ratio | 0 | 0 | 0 | 0 | 0 | 0 | 0 | 0 | 0 | 0 | 0 | 0 | 0 | 0 | 0 | 0 | 0 | 0 | 0 | 0 | 0 | 0 | 0 | 0 | 0 | 0 | 0 | 0 | 0 | 0 | 0
F4_Commercial_Lodging_New_Food Preparation_Natural Gas_Double Rack Oven_E1 | F4 | Commercial | Lodging | New | Food Preparation | Natural Gas | Double Rack Oven | E1 | PCT BC Ratio | 0.9 | 0.9 | 0.9 | 0.9 | 0.9 | 0.9 | 0.9 | 0.9 | 0.9 | 0.9 | 0.9 | 0.9 | 0.9 | 0.9 | 0.9 | 0.9 | 0.9 | 0.9 | 0.9 | 0.9 | 0.9 | 0.9 | 0.9 | 0.9 | 0.9 | 0.9 | 0.9 | 0.9 | 0.9 | 0.9 | 0.9
F4_Commercial_Lodging_New_Food Preparation_Natural Gas_Double Rack Oven_E2 | F4 | Commercial | Lodging | New | Food Preparation | Natural Gas | Double Rack Oven | E2 | PCT BC Ratio | 5.3478 | 5.4209 | 5.4741 | 5.4469 | 5.4518 | 5.1735 | 4.9433 | 4.8148 | 4.7615 | 4.9155 | 5.1178 | 5.3292 | 4.9438 | 5.201 | 5.2167 | 5.1937 | 5.1979 | 5.2121 | 5.1241 | 5.1772 | 5.213 | 5.2634 | 5.3282 | 2.9741 | 2.9279 | 2.8844 | 2.8434 | 2.8043 | 2.7669 | 2.7308 | 2.6959
F4_Commercial_Lodging_New_Food Preparation_Natural Gas_Double Rack Oven_E3 | F4 | Commercial | Lodging | New | Food Preparation | Natural Gas | Double Rack Oven | E3 | PCT BC Ratio | 0 | 0 | 0 | 0 | 0 | 0 | 0 | 0 | 0 | 0 | 0 | 0 | 0 | 0 | 0 | 0 | 0 | 0 | 0 | 0 | 0 | 0 | 0 | 0 | 0 | 0 | 0 | 0 | 0 | 0 | 0
F4_Commercial_Lodging_New_Food Preparation_Natural Gas_Double Rack Oven_E4 | F4 | Commercial | Lodging | New | Food Preparation | Natural Gas | Double Rack Oven | E4 | PCT BC Ratio | 0 | 0 | 0 | 0 | 0 | 0 | 0 | 0 | 0 | 0 | 0 | 0 | 0 | 0 | 0 | 0 | 0 | 0 | 0 | 0 | 0 | 0 | 0 | 0 | 0 | 0 | 0 | 0 | 0 | 0 | 0
F4_Commercial_Lodging_New_Food Preparation_Natural Gas_Double Rack Oven_E5 | F4 | Commercial | Lodging | New | Food Preparation | Natural Gas | Double Rack Oven | E5 | PCT BC Ratio | 0 | 0 | 0 | 0 | 0 | 0 | 0 | 0 | 0 | 0 | 0 | 0 | 0 | 0 | 0 | 0 | 0 | 0 | 0 | 0 | 0 | 0 | 0 | 0 | 0 | 0 | 0 | 0 | 0 | 0 | 0
F4_Commercial_Lodging_New_Food Preparation_Natural Gas_Double Rack Oven_E6 | F4 | Commercial | Lodging | New | Food Preparation | Natural Gas | Double Rack Oven | E6 | PCT BC Ratio | 0 | 0 | 0 | 0 | 0 | 0 | 0 | 0 | 0 | 0 | 0 | 0 | 0 | 0 | 0 | 0 | 0 | 0 | 0 | 0 | 0 | 0 | 0 | 0 | 0 | 0 | 0 | 0 | 0 | 0 | 0
F4_Commercial_Lodging_New_Food Preparation_Natural Gas_Double Rack Oven_E7 | F4 | Commercial | Lodging | New | Food Preparation | Natural Gas | Double Rack Oven | E7 | PCT BC Ratio | 0 | 0 | 0 | 0 | 0 | 0 | 0 | 0 | 0 | 0 | 0 | 0 | 0 | 0 | 0 | 0 | 0 | 0 | 0 | 0 | 0 | 0 | 0 | 0 | 0 | 0 | 0 | 0 | 0 | 0 | 0
F4_Commercial_Lodging_New_Food Preparation_Natural Gas_Double Rack Oven_E8 | F4 | Commercial | Lodging | New | Food Preparation | Natural Gas | Double Rack Oven | E8 | PCT BC Ratio | 0 | 0 | 0 | 0 | 0 | 0 | 0 | 0 | 0 | 0 | 0 | 0 | 0 | 0 | 0 | 0 | 0 | 0 | 0 | 0 | 0 | 0 | 0 | 0 | 0 | 0 | 0 | 0 | 0 | 0 | 0
F4_Commercial_Lodging_New_Food Preparation_Natural Gas_Double Rack Oven_E9 | F4 | Commercial | Lodging | New | Food Preparation | Natural Gas | Double Rack Oven | E9 | PCT BC Ratio | 0 | 0 | 0 | 0 | 0 | 0 | 0 | 0 | 0 | 0 | 0 | 0 | 0 | 0 | 0 | 0 | 0 | 0 | 0 | 0 | 0 | 0 | 0 | 0 | 0 | 0 | 0 | 0 | 0 | 0 | 0
F4_Commercial_Lodging_New_Food Preparation_Natural Gas_Double Rack Oven_E10 | F4 | Commercial | Lodging | New | Food Preparation | Natural Gas | Double Rack Oven | E10 | PCT BC Ratio | 0 | 0 | 0 | 0 | 0 | 0 | 0 | 0 | 0 | 0 | 0 | 0 | 0 | 0 | 0 | 0 | 0 | 0 | 0 | 0 | 0 | 0 | 0 | 0 | 0 | 0 | 0 | 0 | 0 | 0 | 0
F5_Commercial_Lodging_New_Food Preparation_Natural Gas_Double Rack Oven_E1 | F5 | Commercial | Lodging | New | Food Preparation | Natural Gas | Double Rack Oven | E1 | RIM BC Ratio | 0.9 | 0.9 | 0.9 | 0.9 | 0.9 | 0.9 | 0.9 | 0.9 | 0.9 | 0.9 | 0.9 | 0.9 | 0.9 | 0.9 | 0.9 | 0.9 | 0.9 | 0.9 | 0.9 | 0.9 | 0.9 | 0.9 | 0.9 | 0.9 | 0.9 | 0.9 | 0.9 | 0.9 | 0.9 | 0.9 | 0.9
F5_Commercial_Lodging_New_Food Preparation_Natural Gas_Double Rack Oven_E2 | F5 | Commercial | Lodging | New | Food Preparation | Natural Gas | Double Rack Oven | E2 | RIM BC Ratio | 0.65816 | 0.66029 | 0.6618 | 0.66103 | 0.66117 | 0.6529 | 0.64544 | 0.641 | 0.6391 | 0.6445 | 0.65115 | 0.65762 | 0.64545 | 0.65375 | 0.65423 | 0.65352 | 0.65365 | 0.65409 | 0.65135 | 0.65301 | 0.65412 | 0.65565 | 0.65759 | 0.54307 | 0.53932 | 0.5357 | 0.53221 | 0.5288 | 0.52547 | 0.52219 | 0.51894
F5_Commercial_Lodging_New_Food Preparation_Natural Gas_Double Rack Oven_E3 | F5 | Commercial | Lodging | New | Food Preparation | Natural Gas | Double Rack Oven | E3 | RIM BC Ratio | 0 | 0 | 0 | 0 | 0 | 0 | 0 | 0 | 0 | 0 | 0 | 0 | 0 | 0 | 0 | 0 | 0 | 0 | 0 | 0 | 0 | 0 | 0 | 0 | 0 | 0 | 0 | 0 | 0 | 0 | 0
F5_Commercial_Lodging_New_Food Preparation_Natural Gas_Double Rack Oven_E4 | F5 | Commercial | Lodging | New | Food Preparation | Natural Gas | Double Rack Oven | E4 | RIM BC Ratio | 0 | 0 | 0 | 0 | 0 | 0 | 0 | 0 | 0 | 0 | 0 | 0 | 0 | 0 | 0 | 0 | 0 | 0 | 0 | 0 | 0 | 0 | 0 | 0 | 0 | 0 | 0 | 0 | 0 | 0 | 0
F5_Commercial_Lodging_New_Food Preparation_Natural Gas_Double Rack Oven_E5 | F5 | Commercial | Lodging | New | Food Preparation | Natural Gas | Double Rack Oven | E5 | RIM BC Ratio | 0 | 0 | 0 | 0 | 0 | 0 | 0 | 0 | 0 | 0 | 0 | 0 | 0 | 0 | 0 | 0 | 0 | 0 | 0 | 0 | 0 | 0 | 0 | 0 | 0 | 0 | 0 | 0 | 0 | 0 | 0
F5_Commercial_Lodging_New_Food Preparation_Natural Gas_Double Rack Oven_E6 | F5 | Commercial | Lodging | New | Food Preparation | Natural Gas | Double Rack Oven | E6 | RIM BC Ratio | 0 | 0 | 0 | 0 | 0 | 0 | 0 | 0 | 0 | 0 | 0 | 0 | 0 | 0 | 0 | 0 | 0 | 0 | 0 | 0 | 0 | 0 | 0 | 0 | 0 | 0 | 0 | 0 | 0 | 0 | 0
F5_Commercial_Lodging_New_Food Preparation_Natural Gas_Double Rack Oven_E7 | F5 | Commercial | Lodging | New | Food Preparation | Natural Gas | Double Rack Oven | E7 | RIM BC Ratio | 0 | 0 | 0 | 0 | 0 | 0 | 0 | 0 | 0 | 0 | 0 | 0 | 0 | 0 | 0 | 0 | 0 | 0 | 0 | 0 | 0 | 0 | 0 | 0 | 0 | 0 | 0 | 0 | 0 | 0 | 0
F5_Commercial_Lodging_New_Food Preparation_Natural Gas_Double Rack Oven_E8 | F5 | Commercial | Lodging | New | Food Preparation | Natural Gas | Double Rack Oven | E8 | RIM BC Ratio | 0 | 0 | 0 | 0 | 0 | 0 | 0 | 0 | 0 | 0 | 0 | 0 | 0 | 0 | 0 | 0 | 0 | 0 | 0 | 0 | 0 | 0 | 0 | 0 | 0 | 0 | 0 | 0 | 0 | 0 | 0
F5_Commercial_Lodging_New_Food Preparation_Natural Gas_Double Rack Oven_E9 | F5 | Commercial | Lodging | New | Food Preparation | Natural Gas | Double Rack Oven | E9 | RIM BC Ratio | 0 | 0 | 0 | 0 | 0 | 0 | 0 | 0 | 0 | 0 | 0 | 0 | 0 | 0 | 0 | 0 | 0 | 0 | 0 | 0 | 0 | 0 | 0 | 0 | 0 | 0 | 0 | 0 | 0 | 0 | 0
F5_Commercial_Lodging_New_Food Preparation_Natural Gas_Double Rack Oven_E10 | F5 | Commercial | Lodging | New | Food Preparation | Natural Gas | Double Rack Oven | E10 | RIM BC Ratio | 0 | 0 | 0 | 0 | 0 | 0 | 0 | 0 | 0 | 0 | 0 | 0 | 0 | 0 | 0 | 0 | 0 | 0 | 0 | 0 | 0 | 0 | 0 | 0 | 0 | 0 | 0 | 0 | 0 | 0 | 0
F0_Commercial_Lodging_New_Food Preparation_Natural Gas_Fryer_E0 | F0 | Commercial | Lodging | New | Food Preparation | Natural Gas | Fryer | E0 | Economic Unit | ENERGY STAR (3.0) | ENERGY STAR (3.0) | ENERGY STAR (3.0) | ENERGY STAR (3.0) | ENERGY STAR (3.0) | ENERGY STAR (3.0) | ENERGY STAR (3.0) | ENERGY STAR (3.0) | ENERGY STAR (3.0) | ENERGY STAR (3.0) | ENERGY STAR (3.0) | ENERGY STAR (3.0) | ENERGY STAR (3.0) | ENERGY STAR (3.0) | ENERGY STAR (3.0) | ENERGY STAR (3.0) | ENERGY STAR (3.0) | ENERGY STAR (3.0) | ENERGY STAR (3.0) | ENERGY STAR (3.0) | ENERGY STAR (3.0) | ENERGY STAR (3.0) | ENERGY STAR (3.0) | ENERGY STAR (3.0) | ENERGY STAR (3.0) | ENERGY STAR (3.0) | ENERGY STAR (3.0) | ENERGY STAR (3.0) | ENERGY STAR (3.0) | ENERGY STAR (3.0) | ENERGY STAR (3.0)
F1_Commercial_Lodging_New_Food Preparation_Natural Gas_Fryer_E1 | F1 | Commercial | Lodging | New | Food Preparation | Natural Gas | Fryer | E1 | CCE | 0 | 0 | 0 | 0 | 0 | 0 | 0 | 0 | 0 | 0 | 0 | 0 | 0 | 0 | 0 | 0 | 0 | 0 | 0 | 0 | 0 | 0 | 0 | 0 | 0 | 0 | 0 | 0 | 0 | 0 | 0
F1_Commercial_Lodging_New_Food Preparation_Natural Gas_Fryer_E2 | F1 | Commercial | Lodging | New | Food Preparation | Natural Gas | Fryer | E2 | CCE | 0.0069821 | 0.0067123 | 0.0067443 | 0 | 0 | 0 | 0 | 0 | 0 | 0 | 0 | 0 | 0 | 0 | 0 | 0 | 0 | 0 | 0 | 0 | 0 | 0 | 0 | 0 | 0 | 0 | 0 | 0 | 0 | 0 | 0
F1_Commercial_Lodging_New_Food Preparation_Natural Gas_Fryer_E3 | F1 | Commercial | Lodging | New | Food Preparation | Natural Gas | Fryer | E3 | CCE | 0 | 0 | 0 | 0 | 0 | 0 | 0 | 0 | 0 | 0 | 0 | 0 | 0 | 0 | 0 | 0 | 0 | 0 | 0 | 0 | 0 | 0 | 0 | 0 | 0 | 0 | 0 | 0 | 0 | 0 | 0
F1_Commercial_Lodging_New_Food Preparation_Natural Gas_Fryer_E4 | F1 | Commercial | Lodging | New | Food Preparation | Natural Gas | Fryer | E4 | CCE | 0 | 0 | 0 | 0 | 0 | 0 | 0 | 0 | 0 | 0 | 0 | 0 | 0 | 0 | 0 | 0 | 0 | 0 | 0 | 0 | 0 | 0 | 0 | 0 | 0 | 0 | 0 | 0 | 0 | 0 | 0
F1_Commercial_Lodging_New_Food Preparation_Natural Gas_Fryer_E5 | F1 | Commercial | Lodging | New | Food Preparation | Natural Gas | Fryer | E5 | CCE | 0 | 0 | 0 | 0 | 0 | 0 | 0 | 0 | 0 | 0 | 0 | 0 | 0 | 0 | 0 | 0 | 0 | 0 | 0 | 0 | 0 | 0 | 0 | 0 | 0 | 0 | 0 | 0 | 0 | 0 | 0
F1_Commercial_Lodging_New_Food Preparation_Natural Gas_Fryer_E6 | F1 | Commercial | Lodging | New | Food Preparation | Natural Gas | Fryer | E6 | CCE | 0 | 0 | 0 | 0 | 0 | 0 | 0 | 0 | 0 | 0 | 0 | 0 | 0 | 0 | 0 | 0 | 0 | 0 | 0 | 0 | 0 | 0 | 0 | 0 | 0 | 0 | 0 | 0 | 0 | 0 | 0
F1_Commercial_Lodging_New_Food Preparation_Natural Gas_Fryer_E7 | F1 | Commercial | Lodging | New | Food Preparation | Natural Gas | Fryer | E7 | CCE | 0 | 0 | 0 | 0 | 0 | 0 | 0 | 0 | 0 | 0 | 0 | 0 | 0 | 0 | 0 | 0 | 0 | 0 | 0 | 0 | 0 | 0 | 0 | 0 | 0 | 0 | 0 | 0 | 0 | 0 | 0
F1_Commercial_Lodging_New_Food Preparation_Natural Gas_Fryer_E8 | F1 | Commercial | Lodging | New | Food Preparation | Natural Gas | Fryer | E8 | CCE | 0 | 0 | 0 | 0 | 0 | 0 | 0 | 0 | 0 | 0 | 0 | 0 | 0 | 0 | 0 | 0 | 0 | 0 | 0 | 0 | 0 | 0 | 0 | 0 | 0 | 0 | 0 | 0 | 0 | 0 | 0
F1_Commercial_Lodging_New_Food Preparation_Natural Gas_Fryer_E9 | F1 | Commercial | Lodging | New | Food Preparation | Natural Gas | Fryer | E9 | CCE | 0 | 0 | 0 | 0 | 0 | 0 | 0 | 0 | 0 | 0 | 0 | 0 | 0 | 0 | 0 | 0 | 0 | 0 | 0 | 0 | 0 | 0 | 0 | 0 | 0 | 0 | 0 | 0 | 0 | 0 | 0
F1_Commercial_Lodging_New_Food Preparation_Natural Gas_Fryer_E10 | F1 | Commercial | Lodging | New | Food Preparation | Natural Gas | Fryer | E10 | CCE | 0 | 0 | 0 | 0 | 0 | 0 | 0 | 0 | 0 | 0 | 0 | 0 | 0 | 0 | 0 | 0 | 0 | 0 | 0 | 0 | 0 | 0 | 0 | 0 | 0 | 0 | 0 | 0 | 0 | 0 | 0
F2_Commercial_Lodging_New_Food Preparation_Natural Gas_Fryer_E1 | F2 | Commercial | Lodging | New | Food Preparation | Natural Gas | Fryer | E1 | TRC BC Ratio | 0.9 | 0.9 | 0.9 | 0 | 0 | 0 | 0 | 0 | 0 | 0 | 0 | 0 | 0 | 0 | 0 | 0 | 0 | 0 | 0 | 0 | 0 | 0 | 0 | 0 | 0 | 0 | 0 | 0 | 0 | 0 | 0
F2_Commercial_Lodging_New_Food Preparation_Natural Gas_Fryer_E2 | F2 | Commercial | Lodging | New | Food Preparation | Natural Gas | Fryer | E2 | TRC BC Ratio | 1.4526 | 1.4846 | 1.5103 | 0.9 | 0.9 | 0.9 | 0.9 | 0.9 | 0.9 | 0.9 | 0.9 | 0.9 | 0.9 | 0.9 | 0.9 | 0.9 | 0.9 | 0.9 | 0.9 | 0.9 | 0.9 | 0.9 | 0.9 | 0.9 | 0.9 | 0.9 | 0.9 | 0.9 | 0.9 | 0.9 | 0.9
F2_Commercial_Lodging_New_Food Preparation_Natural Gas_Fryer_E3 | F2 | Commercial | Lodging | New | Food Preparation | Natural Gas | Fryer | E3 | TRC BC Ratio | 0 | 0 | 0 | 0 | 0 | 0 | 0 | 0 | 0 | 0 | 0 | 0 | 0 | 0 | 0 | 0 | 0 | 0 | 0 | 0 | 0 | 0 | 0 | 0 | 0 | 0 | 0 | 0 | 0 | 0 | 0
F2_Commercial_Lodging_New_Food Preparation_Natural Gas_Fryer_E4 | F2 | Commercial | Lodging | New | Food Preparation | Natural Gas | Fryer | E4 | TRC BC Ratio | 0 | 0 | 0 | 0 | 0 | 0 | 0 | 0 | 0 | 0 | 0 | 0 | 0 | 0 | 0 | 0 | 0 | 0 | 0 | 0 | 0 | 0 | 0 | 0 | 0 | 0 | 0 | 0 | 0 | 0 | 0
F2_Commercial_Lodging_New_Food Preparation_Natural Gas_Fryer_E5 | F2 | Commercial | Lodging | New | Food Preparation | Natural Gas | Fryer | E5 | TRC BC Ratio | 0 | 0 | 0 | 0 | 0 | 0 | 0 | 0 | 0 | 0 | 0 | 0 | 0 | 0 | 0 | 0 | 0 | 0 | 0 | 0 | 0 | 0 | 0 | 0 | 0 | 0 | 0 | 0 | 0 | 0 | 0
F2_Commercial_Lodging_New_Food Preparation_Natural Gas_Fryer_E6 | F2 | Commercial | Lodging | New | Food Preparation | Natural Gas | Fryer | E6 | TRC BC Ratio | 0 | 0 | 0 | 0 | 0 | 0 | 0 | 0 | 0 | 0 | 0 | 0 | 0 | 0 | 0 | 0 | 0 | 0 | 0 | 0 | 0 | 0 | 0 | 0 | 0 | 0 | 0 | 0 | 0 | 0 | 0
F2_Commercial_Lodging_New_Food Preparation_Natural Gas_Fryer_E7 | F2 | Commercial | Lodging | New | Food Preparation | Natural Gas | Fryer | E7 | TRC BC Ratio | 0 | 0 | 0 | 0 | 0 | 0 | 0 | 0 | 0 | 0 | 0 | 0 | 0 | 0 | 0 | 0 | 0 | 0 | 0 | 0 | 0 | 0 | 0 | 0 | 0 | 0 | 0 | 0 | 0 | 0 | 0
F2_Commercial_Lodging_New_Food Preparation_Natural Gas_Fryer_E8 | F2 | Commercial | Lodging | New | Food Preparation | Natural Gas | Fryer | E8 | TRC BC Ratio | 0 | 0 | 0 | 0 | 0 | 0 | 0 | 0 | 0 | 0 | 0 | 0 | 0 | 0 | 0 | 0 | 0 | 0 | 0 | 0 | 0 | 0 | 0 | 0 | 0 | 0 | 0 | 0 | 0 | 0 | 0
F2_Commercial_Lodging_New_Food Preparation_Natural Gas_Fryer_E9 | F2 | Commercial | Lodging | New | Food Preparation | Natural Gas | Fryer | E9 | TRC BC Ratio | 0 | 0 | 0 | 0 | 0 | 0 | 0 | 0 | 0 | 0 | 0 | 0 | 0 | 0 | 0 | 0 | 0 | 0 | 0 | 0 | 0 | 0 | 0 | 0 | 0 | 0 | 0 | 0 | 0 | 0 | 0
F2_Commercial_Lodging_New_Food Preparation_Natural Gas_Fryer_E10 | F2 | Commercial | Lodging | New | Food Preparation | Natural Gas | Fryer | E10 | TRC BC Ratio | 0 | 0 | 0 | 0 | 0 | 0 | 0 | 0 | 0 | 0 | 0 | 0 | 0 | 0 | 0 | 0 | 0 | 0 | 0 | 0 | 0 | 0 | 0 | 0 | 0 | 0 | 0 | 0 | 0 | 0 | 0
F3_Commercial_Lodging_New_Food Preparation_Natural Gas_Fryer_E1 | F3 | Commercial | Lodging | New | Food Preparation | Natural Gas | Fryer | E1 | PACT BC Ratio | 0.9 | 0.9 | 0.9 | 0 | 0 | 0 | 0 | 0 | 0 | 0 | 0 | 0 | 0 | 0 | 0 | 0 | 0 | 0 | 0 | 0 | 0 | 0 | 0 | 0 | 0 | 0 | 0 | 0 | 0 | 0 | 0
F3_Commercial_Lodging_New_Food Preparation_Natural Gas_Fryer_E2 | F3 | Commercial | Lodging | New | Food Preparation | Natural Gas | Fryer | E2 | PACT BC Ratio | 1.4526 | 1.4846 | 1.5103 | 0.9 | 0.9 | 0.9 | 0.9 | 0.9 | 0.9 | 0.9 | 0.9 | 0.9 | 0.9 | 0.9 | 0.9 | 0.9 | 0.9 | 0.9 | 0.9 | 0.9 | 0.9 | 0.9 | 0.9 | 0.9 | 0.9 | 0.9 | 0.9 | 0.9 | 0.9 | 0.9 | 0.9
F3_Commercial_Lodging_New_Food Preparation_Natural Gas_Fryer_E3 | F3 | Commercial | Lodging | New | Food Preparation | Natural Gas | Fryer | E3 | PACT BC Ratio | 0 | 0 | 0 | 0 | 0 | 0 | 0 | 0 | 0 | 0 | 0 | 0 | 0 | 0 | 0 | 0 | 0 | 0 | 0 | 0 | 0 | 0 | 0 | 0 | 0 | 0 | 0 | 0 | 0 | 0 | 0
F3_Commercial_Lodging_New_Food Preparation_Natural Gas_Fryer_E4 | F3 | Commercial | Lodging | New | Food Preparation | Natural Gas | Fryer | E4 | PACT BC Ratio | 0 | 0 | 0 | 0 | 0 | 0 | 0 | 0 | 0 | 0 | 0 | 0 | 0 | 0 | 0 | 0 | 0 | 0 | 0 | 0 | 0 | 0 | 0 | 0 | 0 | 0 | 0 | 0 | 0 | 0 | 0
F3_Commercial_Lodging_New_Food Preparation_Natural Gas_Fryer_E5 | F3 | Commercial | Lodging | New | Food Preparation | Natural Gas | Fryer | E5 | PACT BC Ratio | 0 | 0 | 0 | 0 | 0 | 0 | 0 | 0 | 0 | 0 | 0 | 0 | 0 | 0 | 0 | 0 | 0 | 0 | 0 | 0 | 0 | 0 | 0 | 0 | 0 | 0 | 0 | 0 | 0 | 0 | 0
F3_Commercial_Lodging_New_Food Preparation_Natural Gas_Fryer_E6 | F3 | Commercial | Lodging | New | Food Preparation | Natural Gas | Fryer | E6 | PACT BC Ratio | 0 | 0 | 0 | 0 | 0 | 0 | 0 | 0 | 0 | 0 | 0 | 0 | 0 | 0 | 0 | 0 | 0 | 0 | 0 | 0 | 0 | 0 | 0 | 0 | 0 | 0 | 0 | 0 | 0 | 0 | 0
F3_Commercial_Lodging_New_Food Preparation_Natural Gas_Fryer_E7 | F3 | Commercial | Lodging | New | Food Preparation | Natural Gas | Fryer | E7 | PACT BC Ratio | 0 | 0 | 0 | 0 | 0 | 0 | 0 | 0 | 0 | 0 | 0 | 0 | 0 | 0 | 0 | 0 | 0 | 0 | 0 | 0 | 0 | 0 | 0 | 0 | 0 | 0 | 0 | 0 | 0 | 0 | 0
F3_Commercial_Lodging_New_Food Preparation_Natural Gas_Fryer_E8 | F3 | Commercial | Lodging | New | Food Preparation | Natural Gas | Fryer | E8 | PACT BC Ratio | 0 | 0 | 0 | 0 | 0 | 0 | 0 | 0 | 0 | 0 | 0 | 0 | 0 | 0 | 0 | 0 | 0 | 0 | 0 | 0 | 0 | 0 | 0 | 0 | 0 | 0 | 0 | 0 | 0 | 0 | 0
F3_Commercial_Lodging_New_Food Preparation_Natural Gas_Fryer_E9 | F3 | Commercial | Lodging | New | Food Preparation | Natural Gas | Fryer | E9 | PACT BC Ratio | 0 | 0 | 0 | 0 | 0 | 0 | 0 | 0 | 0 | 0 | 0 | 0 | 0 | 0 | 0 | 0 | 0 | 0 | 0 | 0 | 0 | 0 | 0 | 0 | 0 | 0 | 0 | 0 | 0 | 0 | 0
F3_Commercial_Lodging_New_Food Preparation_Natural Gas_Fryer_E10 | F3 | Commercial | Lodging | New | Food Preparation | Natural Gas | Fryer | E10 | PACT BC Ratio | 0 | 0 | 0 | 0 | 0 | 0 | 0 | 0 | 0 | 0 | 0 | 0 | 0 | 0 | 0 | 0 | 0 | 0 | 0 | 0 | 0 | 0 | 0 | 0 | 0 | 0 | 0 | 0 | 0 | 0 | 0
F4_Commercial_Lodging_New_Food Preparation_Natural Gas_Fryer_E1 | F4 | Commercial | Lodging | New | Food Preparation | Natural Gas | Fryer | E1 | PCT BC Ratio | 0.9 | 0.9 | 0.9 | 0 | 0 | 0 | 0 | 0 | 0 | 0 | 0 | 0 | 0 | 0 | 0 | 0 | 0 | 0 | 0 | 0 | 0 | 0 | 0 | 0 | 0 | 0 | 0 | 0 | 0 | 0 | 0
F4_Commercial_Lodging_New_Food Preparation_Natural Gas_Fryer_E2 | F4 | Commercial | Lodging | New | Food Preparation | Natural Gas | Fryer | E2 | PCT BC Ratio | 4.6546 | 4.7351 | 4.7997 | 0.9 | 0.9 | 0.9 | 0.9 | 0.9 | 0.9 | 0.9 | 0.9 | 0.9 | 0.9 | 0.9 | 0.9 | 0.9 | 0.9 | 0.9 | 0.9 | 0.9 | 0.9 | 0.9 | 0.9 | 0.9 | 0.9 | 0.9 | 0.9 | 0.9 | 0.9 | 0.9 | 0.9
F4_Commercial_Lodging_New_Food Preparation_Natural Gas_Fryer_E3 | F4 | Commercial | Lodging | New | Food Preparation | Natural Gas | Fryer | E3 | PCT BC Ratio | 0 | 0 | 0 | 0 | 0 | 0 | 0 | 0 | 0 | 0 | 0 | 0 | 0 | 0 | 0 | 0 | 0 | 0 | 0 | 0 | 0 | 0 | 0 | 0 | 0 | 0 | 0 | 0 | 0 | 0 | 0
F4_Commercial_Lodging_New_Food Preparation_Natural Gas_Fryer_E4 | F4 | Commercial | Lodging | New | Food Preparation | Natural Gas | Fryer | E4 | PCT BC Ratio | 0 | 0 | 0 | 0 | 0 | 0 | 0 | 0 | 0 | 0 | 0 | 0 | 0 | 0 | 0 | 0 | 0 | 0 | 0 | 0 | 0 | 0 | 0 | 0 | 0 | 0 | 0 | 0 | 0 | 0 | 0
F4_Commercial_Lodging_New_Food Preparation_Natural Gas_Fryer_E5 | F4 | Commercial | Lodging | New | Food Preparation | Natural Gas | Fryer | E5 | PCT BC Ratio | 0 | 0 | 0 | 0 | 0 | 0 | 0 | 0 | 0 | 0 | 0 | 0 | 0 | 0 | 0 | 0 | 0 | 0 | 0 | 0 | 0 | 0 | 0 | 0 | 0 | 0 | 0 | 0 | 0 | 0 | 0
F4_Commercial_Lodging_New_Food Preparation_Natural Gas_Fryer_E6 | F4 | Commercial | Lodging | New | Food Preparation | Natural Gas | Fryer | E6 | PCT BC Ratio | 0 | 0 | 0 | 0 | 0 | 0 | 0 | 0 | 0 | 0 | 0 | 0 | 0 | 0 | 0 | 0 | 0 | 0 | 0 | 0 | 0 | 0 | 0 | 0 | 0 | 0 | 0 | 0 | 0 | 0 | 0
F4_Commercial_Lodging_New_Food Preparation_Natural Gas_Fryer_E7 | F4 | Commercial | Lodging | New | Food Preparation | Natural Gas | Fryer | E7 | PCT BC Ratio | 0 | 0 | 0 | 0 | 0 | 0 | 0 | 0 | 0 | 0 | 0 | 0 | 0 | 0 | 0 | 0 | 0 | 0 | 0 | 0 | 0 | 0 | 0 | 0 | 0 | 0 | 0 | 0 | 0 | 0 | 0
F4_Commercial_Lodging_New_Food Preparation_Natural Gas_Fryer_E8 | F4 | Commercial | Lodging | New | Food Preparation | Natural Gas | Fryer | E8 | PCT BC Ratio | 0 | 0 | 0 | 0 | 0 | 0 | 0 | 0 | 0 | 0 | 0 | 0 | 0 | 0 | 0 | 0 | 0 | 0 | 0 | 0 | 0 | 0 | 0 | 0 | 0 | 0 | 0 | 0 | 0 | 0 | 0
F4_Commercial_Lodging_New_Food Preparation_Natural Gas_Fryer_E9 | F4 | Commercial | Lodging | New | Food Preparation | Natural Gas | Fryer | E9 | PCT BC Ratio | 0 | 0 | 0 | 0 | 0 | 0 | 0 | 0 | 0 | 0 | 0 | 0 | 0 | 0 | 0 | 0 | 0 | 0 | 0 | 0 | 0 | 0 | 0 | 0 | 0 | 0 | 0 | 0 | 0 | 0 | 0
F4_Commercial_Lodging_New_Food Preparation_Natural Gas_Fryer_E10 | F4 | Commercial | Lodging | New | Food Preparation | Natural Gas | Fryer | E10 | PCT BC Ratio | 0 | 0 | 0 | 0 | 0 | 0 | 0 | 0 | 0 | 0 | 0 | 0 | 0 | 0 | 0 | 0 | 0 | 0 | 0 | 0 | 0 | 0 | 0 | 0 | 0 | 0 | 0 | 0 | 0 | 0 | 0
F5_Commercial_Lodging_New_Food Preparation_Natural Gas_Fryer_E1 | F5 | Commercial | Lodging | New | Food Preparation | Natural Gas | Fryer | E1 | RIM BC Ratio | 0.9 | 0.9 | 0.9 | 0 | 0 | 0 | 0 | 0 | 0 | 0 | 0 | 0 | 0 | 0 | 0 | 0 | 0 | 0 | 0 | 0 | 0 | 0 | 0 | 0 | 0 | 0 | 0 | 0 | 0 | 0 | 0
F5_Commercial_Lodging_New_Food Preparation_Natural Gas_Fryer_E2 | F5 | Commercial | Lodging | New | Food Preparation | Natural Gas | Fryer | E2 | RIM BC Ratio | 0.53008 | 0.53428 | 0.53758 | 0.9 | 0.9 | 0.9 | 0.9 | 0.9 | 0.9 | 0.9 | 0.9 | 0.9 | 0.9 | 0.9 | 0.9 | 0.9 | 0.9 | 0.9 | 0.9 | 0.9 | 0.9 | 0.9 | 0.9 | 0.9 | 0.9 | 0.9 | 0.9 | 0.9 | 0.9 | 0.9 | 0.9
F5_Commercial_Lodging_New_Food Preparation_Natural Gas_Fryer_E3 | F5 | Commercial | Lodging | New | Food Preparation | Natural Gas | Fryer | E3 | RIM BC Ratio | 0 | 0 | 0 | 0 | 0 | 0 | 0 | 0 | 0 | 0 | 0 | 0 | 0 | 0 | 0 | 0 | 0 | 0 | 0 | 0 | 0 | 0 | 0 | 0 | 0 | 0 | 0 | 0 | 0 | 0 | 0
F5_Commercial_Lodging_New_Food Preparation_Natural Gas_Fryer_E4 | F5 | Commercial | Lodging | New | Food Preparation | Natural Gas | Fryer | E4 | RIM BC Ratio | 0 | 0 | 0 | 0 | 0 | 0 | 0 | 0 | 0 | 0 | 0 | 0 | 0 | 0 | 0 | 0 | 0 | 0 | 0 | 0 | 0 | 0 | 0 | 0 | 0 | 0 | 0 | 0 | 0 | 0 | 0
F5_Commercial_Lodging_New_Food Preparation_Natural Gas_Fryer_E5 | F5 | Commercial | Lodging | New | Food Preparation | Natural Gas | Fryer | E5 | RIM BC Ratio | 0 | 0 | 0 | 0 | 0 | 0 | 0 | 0 | 0 | 0 | 0 | 0 | 0 | 0 | 0 | 0 | 0 | 0 | 0 | 0 | 0 | 0 | 0 | 0 | 0 | 0 | 0 | 0 | 0 | 0 | 0
F5_Commercial_Lodging_New_Food Preparation_Natural Gas_Fryer_E6 | F5 | Commercial | Lodging | New | Food Preparation | Natural Gas | Fryer | E6 | RIM BC Ratio | 0 | 0 | 0 | 0 | 0 | 0 | 0 | 0 | 0 | 0 | 0 | 0 | 0 | 0 | 0 | 0 | 0 | 0 | 0 | 0 | 0 | 0 | 0 | 0 | 0 | 0 | 0 | 0 | 0 | 0 | 0
F5_Commercial_Lodging_New_Food Preparation_Natural Gas_Fryer_E7 | F5 | Commercial | Lodging | New | Food Preparation | Natural Gas | Fryer | E7 | RIM BC Ratio | 0 | 0 | 0 | 0 | 0 | 0 | 0 | 0 | 0 | 0 | 0 | 0 | 0 | 0 | 0 | 0 | 0 | 0 | 0 | 0 | 0 | 0 | 0 | 0 | 0 | 0 | 0 | 0 | 0 | 0 | 0
F5_Commercial_Lodging_New_Food Preparation_Natural Gas_Fryer_E8 | F5 | Commercial | Lodging | New | Food Preparation | Natural Gas | Fryer | E8 | RIM BC Ratio | 0 | 0 | 0 | 0 | 0 | 0 | 0 | 0 | 0 | 0 | 0 | 0 | 0 | 0 | 0 | 0 | 0 | 0 | 0 | 0 | 0 | 0 | 0 | 0 | 0 | 0 | 0 | 0 | 0 | 0 | 0
F5_Commercial_Lodging_New_Food Preparation_Natural Gas_Fryer_E9 | F5 | Commercial | Lodging | New | Food Preparation | Natural Gas | Fryer | E9 | RIM BC Ratio | 0 | 0 | 0 | 0 | 0 | 0 | 0 | 0 | 0 | 0 | 0 | 0 | 0 | 0 | 0 | 0 | 0 | 0 | 0 | 0 | 0 | 0 | 0 | 0 | 0 | 0 | 0 | 0 | 0 | 0 | 0
F5_Commercial_Lodging_New_Food Preparation_Natural Gas_Fryer_E10 | F5 | Commercial | Lodging | New | Food Preparation | Natural Gas | Fryer | E10 | RIM BC Ratio | 0 | 0 | 0 | 0 | 0 | 0 | 0 | 0 | 0 | 0 | 0 | 0 | 0 | 0 | 0 | 0 | 0 | 0 | 0 | 0 | 0 | 0 | 0 | 0 | 0 | 0 | 0 | 0 | 0 | 0 | 0
F0_Commercial_Lodging_New_Food Preparation_Natural Gas_Broiler_E0 | F0 | Commercial | Lodging | New | Food Preparation | Natural Gas | Broiler | E0 | Economic Unit | Infrared Burners | Infrared Burners | Infrared Burners | Infrared Burners | Infrared Burners | Infrared Burners | Infrared Burners | Infrared Burners | Infrared Burners | Infrared Burners | Infrared Burners | Infrared Burners | Infrared Burners | Infrared Burners | Infrared Burners | Infrared Burners | Infrared Burners | Infrared Burners | Infrared Burners | Infrared Burners | Infrared Burners | Infrared Burners | Infrared Burners | Standard | Standard | Standard | Standard | Standard | Standard | Standard | Standard
F1_Commercial_Lodging_New_Food Preparation_Natural Gas_Broiler_E1 | F1 | Commercial | Lodging | New | Food Preparation | Natural Gas | Broiler | E1 | CCE | 0 | 0 | 0 | 0 | 0 | 0 | 0 | 0 | 0 | 0 | 0 | 0 | 0 | 0 | 0 | 0 | 0 | 0 | 0 | 0 | 0 | 0 | 0 | 0 | 0 | 0 | 0 | 0 | 0 | 0 | 0
F1_Commercial_Lodging_New_Food Preparation_Natural Gas_Broiler_E2 | F1 | Commercial | Lodging | New | Food Preparation | Natural Gas | Broiler | E2 | CCE | 0.0095007 | 0.0091336 | 0.0091772 | 0.0092731 | 0.0092731 | 0.0092731 | 0.0092731 | 0.0092731 | 0.0092731 | 0.0092731 | 0.0092731 | 0.0092731 | 0.0092731 | 0.0092731 | 0.0092731 | 0.0092731 | 0.0092731 | 0.0092731 | 0.0092731 | 0.0092731 | 0.0092731 | 0.0092731 | 0.0092731 | 0.0092731 | 0.0092731 | 0.0092731 | 0.0092731 | 0.0092731 | 0.0092731 | 0.0092731 | 0.0092731
F1_Commercial_Lodging_New_Food Preparation_Natural Gas_Broiler_E3 | F1 | Commercial | Lodging | New | Food Preparation | Natural Gas | Broiler | E3 | CCE | 0 | 0 | 0 | 0 | 0 | 0 | 0 | 0 | 0 | 0 | 0 | 0 | 0 | 0 | 0 | 0 | 0 | 0 | 0 | 0 | 0 | 0 | 0 | 0 | 0 | 0 | 0 | 0 | 0 | 0 | 0
F1_Commercial_Lodging_New_Food Preparation_Natural Gas_Broiler_E4 | F1 | Commercial | Lodging | New | Food Preparation | Natural Gas | Broiler | E4 | CCE | 0 | 0 | 0 | 0 | 0 | 0 | 0 | 0 | 0 | 0 | 0 | 0 | 0 | 0 | 0 | 0 | 0 | 0 | 0 | 0 | 0 | 0 | 0 | 0 | 0 | 0 | 0 | 0 | 0 | 0 | 0
F1_Commercial_Lodging_New_Food Preparation_Natural Gas_Broiler_E5 | F1 | Commercial | Lodging | New | Food Preparation | Natural Gas | Broiler | E5 | CCE | 0 | 0 | 0 | 0 | 0 | 0 | 0 | 0 | 0 | 0 | 0 | 0 | 0 | 0 | 0 | 0 | 0 | 0 | 0 | 0 | 0 | 0 | 0 | 0 | 0 | 0 | 0 | 0 | 0 | 0 | 0
F1_Commercial_Lodging_New_Food Preparation_Natural Gas_Broiler_E6 | F1 | Commercial | Lodging | New | Food Preparation | Natural Gas | Broiler | E6 | CCE | 0 | 0 | 0 | 0 | 0 | 0 | 0 | 0 | 0 | 0 | 0 | 0 | 0 | 0 | 0 | 0 | 0 | 0 | 0 | 0 | 0 | 0 | 0 | 0 | 0 | 0 | 0 | 0 | 0 | 0 | 0
F1_Commercial_Lodging_New_Food Preparation_Natural Gas_Broiler_E7 | F1 | Commercial | Lodging | New | Food Preparation | Natural Gas | Broiler | E7 | CCE | 0 | 0 | 0 | 0 | 0 | 0 | 0 | 0 | 0 | 0 | 0 | 0 | 0 | 0 | 0 | 0 | 0 | 0 | 0 | 0 | 0 | 0 | 0 | 0 | 0 | 0 | 0 | 0 | 0 | 0 | 0
F1_Commercial_Lodging_New_Food Preparation_Natural Gas_Broiler_E8 | F1 | Commercial | Lodging | New | Food Preparation | Natural Gas | Broiler | E8 | CCE | 0 | 0 | 0 | 0 | 0 | 0 | 0 | 0 | 0 | 0 | 0 | 0 | 0 | 0 | 0 | 0 | 0 | 0 | 0 | 0 | 0 | 0 | 0 | 0 | 0 | 0 | 0 | 0 | 0 | 0 | 0
F1_Commercial_Lodging_New_Food Preparation_Natural Gas_Broiler_E9 | F1 | Commercial | Lodging | New | Food Preparation | Natural Gas | Broiler | E9 | CCE | 0 | 0 | 0 | 0 | 0 | 0 | 0 | 0 | 0 | 0 | 0 | 0 | 0 | 0 | 0 | 0 | 0 | 0 | 0 | 0 | 0 | 0 | 0 | 0 | 0 | 0 | 0 | 0 | 0 | 0 | 0
F1_Commercial_Lodging_New_Food Preparation_Natural Gas_Broiler_E10 | F1 | Commercial | Lodging | New | Food Preparation | Natural Gas | Broiler | E10 | CCE | 0 | 0 | 0 | 0 | 0 | 0 | 0 | 0 | 0 | 0 | 0 | 0 | 0 | 0 | 0 | 0 | 0 | 0 | 0 | 0 | 0 | 0 | 0 | 0 | 0 | 0 | 0 | 0 | 0 | 0 | 0
F2_Commercial_Lodging_New_Food Preparation_Natural Gas_Broiler_E1 | F2 | Commercial | Lodging | New | Food Preparation | Natural Gas | Broiler | E1 | TRC BC Ratio | 0.9 | 0.9 | 0.9 | 0.9 | 0.9 | 0.9 | 0.9 | 0.9 | 0.9 | 0.9 | 0.9 | 0.9 | 0.9 | 0.9 | 0.9 | 0.9 | 0.9 | 0.9 | 0.9 | 0.9 | 0.9 | 0.9 | 0.9 | 0.9 | 0.9 | 0.9 | 0.9 | 0.9 | 0.9 | 0.9 | 0.9
F2_Commercial_Lodging_New_Food Preparation_Natural Gas_Broiler_E2 | F2 | Commercial | Lodging | New | Food Preparation | Natural Gas | Broiler | E2 | TRC BC Ratio | 1.0817 | 1.0984 | 1.1105 | 1.1043 | 1.1054 | 1.0419 | 0.98943 | 0.96011 | 0.94795 | 0.98308 | 1.0292 | 1.0775 | 0.98953 | 1.0482 | 1.0518 | 1.0465 | 1.0475 | 1.0507 | 1.0307 | 1.0428 | 1.0509 | 1.0624 | 1.0772 | 0.54026 | 0.52971 | 0.5198 | 0.51043 | 0.50152 | 0.49298 | 0.48476 | 0.4768
F2_Commercial_Lodging_New_Food Preparation_Natural Gas_Broiler_E3 | F2 | Commercial | Lodging | New | Food Preparation | Natural Gas | Broiler | E3 | TRC BC Ratio | 0 | 0 | 0 | 0 | 0 | 0 | 0 | 0 | 0 | 0 | 0 | 0 | 0 | 0 | 0 | 0 | 0 | 0 | 0 | 0 | 0 | 0 | 0 | 0 | 0 | 0 | 0 | 0 | 0 | 0 | 0
F2_Commercial_Lodging_New_Food Preparation_Natural Gas_Broiler_E4 | F2 | Commercial | Lodging | New | Food Preparation | Natural Gas | Broiler | E4 | TRC BC Ratio | 0 | 0 | 0 | 0 | 0 | 0 | 0 | 0 | 0 | 0 | 0 | 0 | 0 | 0 | 0 | 0 | 0 | 0 | 0 | 0 | 0 | 0 | 0 | 0 | 0 | 0 | 0 | 0 | 0 | 0 | 0
F2_Commercial_Lodging_New_Food Preparation_Natural Gas_Broiler_E5 | F2 | Commercial | Lodging | New | Food Preparation | Natural Gas | Broiler | E5 | TRC BC Ratio | 0 | 0 | 0 | 0 | 0 | 0 | 0 | 0 | 0 | 0 | 0 | 0 | 0 | 0 | 0 | 0 | 0 | 0 | 0 | 0 | 0 | 0 | 0 | 0 | 0 | 0 | 0 | 0 | 0 | 0 | 0
F2_Commercial_Lodging_New_Food Preparation_Natural Gas_Broiler_E6 | F2 | Commercial | Lodging | New | Food Preparation | Natural Gas | Broiler | E6 | TRC BC Ratio | 0 | 0 | 0 | 0 | 0 | 0 | 0 | 0 | 0 | 0 | 0 | 0 | 0 | 0 | 0 | 0 | 0 | 0 | 0 | 0 | 0 | 0 | 0 | 0 | 0 | 0 | 0 | 0 | 0 | 0 | 0
F2_Commercial_Lodging_New_Food Preparation_Natural Gas_Broiler_E7 | F2 | Commercial | Lodging | New | Food Preparation | Natural Gas | Broiler | E7 | TRC BC Ratio | 0 | 0 | 0 | 0 | 0 | 0 | 0 | 0 | 0 | 0 | 0 | 0 | 0 | 0 | 0 | 0 | 0 | 0 | 0 | 0 | 0 | 0 | 0 | 0 | 0 | 0 | 0 | 0 | 0 | 0 | 0
F2_Commercial_Lodging_New_Food Preparation_Natural Gas_Broiler_E8 | F2 | Commercial | Lodging | New | Food Preparation | Natural Gas | Broiler | E8 | TRC BC Ratio | 0 | 0 | 0 | 0 | 0 | 0 | 0 | 0 | 0 | 0 | 0 | 0 | 0 | 0 | 0 | 0 | 0 | 0 | 0 | 0 | 0 | 0 | 0 | 0 | 0 | 0 | 0 | 0 | 0 | 0 | 0
F2_Commercial_Lodging_New_Food Preparation_Natural Gas_Broiler_E9 | F2 | Commercial | Lodging | New | Food Preparation | Natural Gas | Broiler | E9 | TRC BC Ratio | 0 | 0 | 0 | 0 | 0 | 0 | 0 | 0 | 0 | 0 | 0 | 0 | 0 | 0 | 0 | 0 | 0 | 0 | 0 | 0 | 0 | 0 | 0 | 0 | 0 | 0 | 0 | 0 | 0 | 0 | 0
F2_Commercial_Lodging_New_Food Preparation_Natural Gas_Broiler_E10 | F2 | Commercial | Lodging | New | Food Preparation | Natural Gas | Broiler | E10 | TRC BC Ratio | 0 | 0 | 0 | 0 | 0 | 0 | 0 | 0 | 0 | 0 | 0 | 0 | 0 | 0 | 0 | 0 | 0 | 0 | 0 | 0 | 0 | 0 | 0 | 0 | 0 | 0 | 0 | 0 | 0 | 0 | 0
F3_Commercial_Lodging_New_Food Preparation_Natural Gas_Broiler_E1 | F3 | Commercial | Lodging | New | Food Preparation | Natural Gas | Broiler | E1 | PACT BC Ratio | 0.9 | 0.9 | 0.9 | 0.9 | 0.9 | 0.9 | 0.9 | 0.9 | 0.9 | 0.9 | 0.9 | 0.9 | 0.9 | 0.9 | 0.9 | 0.9 | 0.9 | 0.9 | 0.9 | 0.9 | 0.9 | 0.9 | 0.9 | 0.9 | 0.9 | 0.9 | 0.9 | 0.9 | 0.9 | 0.9 | 0.9
F3_Commercial_Lodging_New_Food Preparation_Natural Gas_Broiler_E2 | F3 | Commercial | Lodging | New | Food Preparation | Natural Gas | Broiler | E2 | PACT BC Ratio | 1.3418 | 1.3625 | 1.3776 | 1.3699 | 1.3713 | 1.2925 | 1.2274 | 1.191 | 1.1759 | 1.2195 | 1.2768 | 1.3366 | 1.2275 | 1.3003 | 1.3048 | 1.2982 | 1.2994 | 1.3034 | 1.2785 | 1.2936 | 1.3037 | 1.318 | 1.3363 | 0.6702 | 0.65711 | 0.64482 | 0.6332 | 0.62214 | 0.61155 | 0.60135 | 0.59148
F3_Commercial_Lodging_New_Food Preparation_Natural Gas_Broiler_E3 | F3 | Commercial | Lodging | New | Food Preparation | Natural Gas | Broiler | E3 | PACT BC Ratio | 0 | 0 | 0 | 0 | 0 | 0 | 0 | 0 | 0 | 0 | 0 | 0 | 0 | 0 | 0 | 0 | 0 | 0 | 0 | 0 | 0 | 0 | 0 | 0 | 0 | 0 | 0 | 0 | 0 | 0 | 0
F3_Commercial_Lodging_New_Food Preparation_Natural Gas_Broiler_E4 | F3 | Commercial | Lodging | New | Food Preparation | Natural Gas | Broiler | E4 | PACT BC Ratio | 0 | 0 | 0 | 0 | 0 | 0 | 0 | 0 | 0 | 0 | 0 | 0 | 0 | 0 | 0 | 0 | 0 | 0 | 0 | 0 | 0 | 0 | 0 | 0 | 0 | 0 | 0 | 0 | 0 | 0 | 0
F3_Commercial_Lodging_New_Food Preparation_Natural Gas_Broiler_E5 | F3 | Commercial | Lodging | New | Food Preparation | Natural Gas | Broiler | E5 | PACT BC Ratio | 0 | 0 | 0 | 0 | 0 | 0 | 0 | 0 | 0 | 0 | 0 | 0 | 0 | 0 | 0 | 0 | 0 | 0 | 0 | 0 | 0 | 0 | 0 | 0 | 0 | 0 | 0 | 0 | 0 | 0 | 0
F3_Commercial_Lodging_New_Food Preparation_Natural Gas_Broiler_E6 | F3 | Commercial | Lodging | New | Food Preparation | Natural Gas | Broiler | E6 | PACT BC Ratio | 0 | 0 | 0 | 0 | 0 | 0 | 0 | 0 | 0 | 0 | 0 | 0 | 0 | 0 | 0 | 0 | 0 | 0 | 0 | 0 | 0 | 0 | 0 | 0 | 0 | 0 | 0 | 0 | 0 | 0 | 0
F3_Commercial_Lodging_New_Food Preparation_Natural Gas_Broiler_E7 | F3 | Commercial | Lodging | New | Food Preparation | Natural Gas | Broiler | E7 | PACT BC Ratio | 0 | 0 | 0 | 0 | 0 | 0 | 0 | 0 | 0 | 0 | 0 | 0 | 0 | 0 | 0 | 0 | 0 | 0 | 0 | 0 | 0 | 0 | 0 | 0 | 0 | 0 | 0 | 0 | 0 | 0 | 0
F3_Commercial_Lodging_New_Food Preparation_Natural Gas_Broiler_E8 | F3 | Commercial | Lodging | New | Food Preparation | Natural Gas | Broiler | E8 | PACT BC Ratio | 0 | 0 | 0 | 0 | 0 | 0 | 0 | 0 | 0 | 0 | 0 | 0 | 0 | 0 | 0 | 0 | 0 | 0 | 0 | 0 | 0 | 0 | 0 | 0 | 0 | 0 | 0 | 0 | 0 | 0 | 0
F3_Commercial_Lodging_New_Food Preparation_Natural Gas_Broiler_E9 | F3 | Commercial | Lodging | New | Food Preparation | Natural Gas | Broiler | E9 | PACT BC Ratio | 0 | 0 | 0 | 0 | 0 | 0 | 0 | 0 | 0 | 0 | 0 | 0 | 0 | 0 | 0 | 0 | 0 | 0 | 0 | 0 | 0 | 0 | 0 | 0 | 0 | 0 | 0 | 0 | 0 | 0 | 0
F3_Commercial_Lodging_New_Food Preparation_Natural Gas_Broiler_E10 | F3 | Commercial | Lodging | New | Food Preparation | Natural Gas | Broiler | E10 | PACT BC Ratio | 0 | 0 | 0 | 0 | 0 | 0 | 0 | 0 | 0 | 0 | 0 | 0 | 0 | 0 | 0 | 0 | 0 | 0 | 0 | 0 | 0 | 0 | 0 | 0 | 0 | 0 | 0 | 0 | 0 | 0 | 0
F4_Commercial_Lodging_New_Food Preparation_Natural Gas_Broiler_E1 | F4 | Commercial | Lodging | New | Food Preparation | Natural Gas | Broiler | E1 | PCT BC Ratio | 0.9 | 0.9 | 0.9 | 0.9 | 0.9 | 0.9 | 0.9 | 0.9 | 0.9 | 0.9 | 0.9 | 0.9 | 0.9 | 0.9 | 0.9 | 0.9 | 0.9 | 0.9 | 0.9 | 0.9 | 0.9 | 0.9 | 0.9 | 0.9 | 0.9 | 0.9 | 0.9 | 0.9 | 0.9 | 0.9 | 0.9
F4_Commercial_Lodging_New_Food Preparation_Natural Gas_Broiler_E2 | F4 | Commercial | Lodging | New | Food Preparation | Natural Gas | Broiler | E2 | PCT BC Ratio | 2.9075 | 2.9421 | 2.9672 | 2.9544 | 2.9567 | 2.8251 | 2.7162 | 2.6554 | 2.6302 | 2.703 | 2.7987 | 2.8987 | 2.7164 | 2.8381 | 2.8455 | 2.8346 | 2.8366 | 2.8433 | 2.8017 | 2.8268 | 2.8437 | 2.8676 | 2.8982 | 1.7847 | 1.7629 | 1.7423 | 1.7229 | 1.7044 | 1.6867 | 1.6697 | 1.6532
F4_Commercial_Lodging_New_Food Preparation_Natural Gas_Broiler_E3 | F4 | Commercial | Lodging | New | Food Preparation | Natural Gas | Broiler | E3 | PCT BC Ratio | 0 | 0 | 0 | 0 | 0 | 0 | 0 | 0 | 0 | 0 | 0 | 0 | 0 | 0 | 0 | 0 | 0 | 0 | 0 | 0 | 0 | 0 | 0 | 0 | 0 | 0 | 0 | 0 | 0 | 0 | 0
F4_Commercial_Lodging_New_Food Preparation_Natural Gas_Broiler_E4 | F4 | Commercial | Lodging | New | Food Preparation | Natural Gas | Broiler | E4 | PCT BC Ratio | 0 | 0 | 0 | 0 | 0 | 0 | 0 | 0 | 0 | 0 | 0 | 0 | 0 | 0 | 0 | 0 | 0 | 0 | 0 | 0 | 0 | 0 | 0 | 0 | 0 | 0 | 0 | 0 | 0 | 0 | 0
F4_Commercial_Lodging_New_Food Preparation_Natural Gas_Broiler_E5 | F4 | Commercial | Lodging | New | Food Preparation | Natural Gas | Broiler | E5 | PCT BC Ratio | 0 | 0 | 0 | 0 | 0 | 0 | 0 | 0 | 0 | 0 | 0 | 0 | 0 | 0 | 0 | 0 | 0 | 0 | 0 | 0 | 0 | 0 | 0 | 0 | 0 | 0 | 0 | 0 | 0 | 0 | 0
F4_Commercial_Lodging_New_Food Preparation_Natural Gas_Broiler_E6 | F4 | Commercial | Lodging | New | Food Preparation | Natural Gas | Broiler | E6 | PCT BC Ratio | 0 | 0 | 0 | 0 | 0 | 0 | 0 | 0 | 0 | 0 | 0 | 0 | 0 | 0 | 0 | 0 | 0 | 0 | 0 | 0 | 0 | 0 | 0 | 0 | 0 | 0 | 0 | 0 | 0 | 0 | 0
F4_Commercial_Lodging_New_Food Preparation_Natural Gas_Broiler_E7 | F4 | Commercial | Lodging | New | Food Preparation | Natural Gas | Broiler | E7 | PCT BC Ratio | 0 | 0 | 0 | 0 | 0 | 0 | 0 | 0 | 0 | 0 | 0 | 0 | 0 | 0 | 0 | 0 | 0 | 0 | 0 | 0 | 0 | 0 | 0 | 0 | 0 | 0 | 0 | 0 | 0 | 0 | 0
F4_Commercial_Lodging_New_Food Preparation_Natural Gas_Broiler_E8 | F4 | Commercial | Lodging | New | Food Preparation | Natural Gas | Broiler | E8 | PCT BC Ratio | 0 | 0 | 0 | 0 | 0 | 0 | 0 | 0 | 0 | 0 | 0 | 0 | 0 | 0 | 0 | 0 | 0 | 0 | 0 | 0 | 0 | 0 | 0 | 0 | 0 | 0 | 0 | 0 | 0 | 0 | 0
F4_Commercial_Lodging_New_Food Preparation_Natural Gas_Broiler_E9 | F4 | Commercial | Lodging | New | Food Preparation | Natural Gas | Broiler | E9 | PCT BC Ratio | 0 | 0 | 0 | 0 | 0 | 0 | 0 | 0 | 0 | 0 | 0 | 0 | 0 | 0 | 0 | 0 | 0 | 0 | 0 | 0 | 0 | 0 | 0 | 0 | 0 | 0 | 0 | 0 | 0 | 0 | 0
F4_Commercial_Lodging_New_Food Preparation_Natural Gas_Broiler_E10 | F4 | Commercial | Lodging | New | Food Preparation | Natural Gas | Broiler | E10 | PCT BC Ratio | 0 | 0 | 0 | 0 | 0 | 0 | 0 | 0 | 0 | 0 | 0 | 0 | 0 | 0 | 0 | 0 | 0 | 0 | 0 | 0 | 0 | 0 | 0 | 0 | 0 | 0 | 0 | 0 | 0 | 0 | 0
F5_Commercial_Lodging_New_Food Preparation_Natural Gas_Broiler_E1 | F5 | Commercial | Lodging | New | Food Preparation | Natural Gas | Broiler | E1 | RIM BC Ratio | 0.9 | 0.9 | 0.9 | 0.9 | 0.9 | 0.9 | 0.9 | 0.9 | 0.9 | 0.9 | 0.9 | 0.9 | 0.9 | 0.9 | 0.9 | 0.9 | 0.9 | 0.9 | 0.9 | 0.9 | 0.9 | 0.9 | 0.9 | 0.9 | 0.9 | 0.9 | 0.9 | 0.9 | 0.9 | 0.9 | 0.9
F5_Commercial_Lodging_New_Food Preparation_Natural Gas_Broiler_E2 | F5 | Commercial | Lodging | New | Food Preparation | Natural Gas | Broiler | E2 | RIM BC Ratio | 0.51458 | 0.5176 | 0.51976 | 0.51866 | 0.51886 | 0.50717 | 0.49682 | 0.49075 | 0.48817 | 0.49553 | 0.50472 | 0.51381 | 0.49684 | 0.50836 | 0.50904 | 0.50804 | 0.50823 | 0.50884 | 0.505 | 0.50733 | 0.50888 | 0.51103 | 0.51377 | 0.37172 | 0.36766 | 0.36378 | 0.36005 | 0.35645 | 0.35295 | 0.34953 | 0.34617
F5_Commercial_Lodging_New_Food Preparation_Natural Gas_Broiler_E3 | F5 | Commercial | Lodging | New | Food Preparation | Natural Gas | Broiler | E3 | RIM BC Ratio | 0 | 0 | 0 | 0 | 0 | 0 | 0 | 0 | 0 | 0 | 0 | 0 | 0 | 0 | 0 | 0 | 0 | 0 | 0 | 0 | 0 | 0 | 0 | 0 | 0 | 0 | 0 | 0 | 0 | 0 | 0
F5_Commercial_Lodging_New_Food Preparation_Natural Gas_Broiler_E4 | F5 | Commercial | Lodging | New | Food Preparation | Natural Gas | Broiler | E4 | RIM BC Ratio | 0 | 0 | 0 | 0 | 0 | 0 | 0 | 0 | 0 | 0 | 0 | 0 | 0 | 0 | 0 | 0 | 0 | 0 | 0 | 0 | 0 | 0 | 0 | 0 | 0 | 0 | 0 | 0 | 0 | 0 | 0
F5_Commercial_Lodging_New_Food Preparation_Natural Gas_Broiler_E5 | F5 | Commercial | Lodging | New | Food Preparation | Natural Gas | Broiler | E5 | RIM BC Ratio | 0 | 0 | 0 | 0 | 0 | 0 | 0 | 0 | 0 | 0 | 0 | 0 | 0 | 0 | 0 | 0 | 0 | 0 | 0 | 0 | 0 | 0 | 0 | 0 | 0 | 0 | 0 | 0 | 0 | 0 | 0
F5_Commercial_Lodging_New_Food Preparation_Natural Gas_Broiler_E6 | F5 | Commercial | Lodging | New | Food Preparation | Natural Gas | Broiler | E6 | RIM BC Ratio | 0 | 0 | 0 | 0 | 0 | 0 | 0 | 0 | 0 | 0 | 0 | 0 | 0 | 0 | 0 | 0 | 0 | 0 | 0 | 0 | 0 | 0 | 0 | 0 | 0 | 0 | 0 | 0 | 0 | 0 | 0
F5_Commercial_Lodging_New_Food Preparation_Natural Gas_Broiler_E7 | F5 | Commercial | Lodging | New | Food Preparation | Natural Gas | Broiler | E7 | RIM BC Ratio | 0 | 0 | 0 | 0 | 0 | 0 | 0 | 0 | 0 | 0 | 0 | 0 | 0 | 0 | 0 | 0 | 0 | 0 | 0 | 0 | 0 | 0 | 0 | 0 | 0 | 0 | 0 | 0 | 0 | 0 | 0
F5_Commercial_Lodging_New_Food Preparation_Natural Gas_Broiler_E8 | F5 | Commercial | Lodging | New | Food Preparation | Natural Gas | Broiler | E8 | RIM BC Ratio | 0 | 0 | 0 | 0 | 0 | 0 | 0 | 0 | 0 | 0 | 0 | 0 | 0 | 0 | 0 | 0 | 0 | 0 | 0 | 0 | 0 | 0 | 0 | 0 | 0 | 0 | 0 | 0 | 0 | 0 | 0
F5_Commercial_Lodging_New_Food Preparation_Natural Gas_Broiler_E9 | F5 | Commercial | Lodging | New | Food Preparation | Natural Gas | Broiler | E9 | RIM BC Ratio | 0 | 0 | 0 | 0 | 0 | 0 | 0 | 0 | 0 | 0 | 0 | 0 | 0 | 0 | 0 | 0 | 0 | 0 | 0 | 0 | 0 | 0 | 0 | 0 | 0 | 0 | 0 | 0 | 0 | 0 | 0
F5_Commercial_Lodging_New_Food Preparation_Natural Gas_Broiler_E10 | F5 | Commercial | Lodging | New | Food Preparation | Natural Gas | Broiler | E10 | RIM BC Ratio | 0 | 0 | 0 | 0 | 0 | 0 | 0 | 0 | 0 | 0 | 0 | 0 | 0 | 0 | 0 | 0 | 0 | 0 | 0 | 0 | 0 | 0 | 0 | 0 | 0 | 0 | 0 | 0 | 0 | 0 | 0
F0_Commercial_Lodging_New_Food Preparation_Natural Gas_Griddle_E0 | F0 | Commercial | Lodging | New | Food Preparation | Natural Gas | Griddle | E0 | Economic Unit | ENERGY STAR | ENERGY STAR | ENERGY STAR | ENERGY STAR | ENERGY STAR | ENERGY STAR | ENERGY STAR | ENERGY STAR | ENERGY STAR | ENERGY STAR | ENERGY STAR | ENERGY STAR | ENERGY STAR | ENERGY STAR | ENERGY STAR | ENERGY STAR | ENERGY STAR | ENERGY STAR | ENERGY STAR | ENERGY STAR | ENERGY STAR | ENERGY STAR | ENERGY STAR | Standard | Standard | Standard | Standard | Standard | Standard | Standard | Standard
F1_Commercial_Lodging_New_Food Preparation_Natural Gas_Griddle_E1 | F1 | Commercial | Lodging | New | Food Preparation | Natural Gas | Griddle | E1 | CCE | 0 | 0 | 0 | 0 | 0 | 0 | 0 | 0 | 0 | 0 | 0 | 0 | 0 | 0 | 0 | 0 | 0 | 0 | 0 | 0 | 0 | 0 | 0 | 0 | 0 | 0 | 0 | 0 | 0 | 0 | 0
F1_Commercial_Lodging_New_Food Preparation_Natural Gas_Griddle_E2 | F1 | Commercial | Lodging | New | Food Preparation | Natural Gas | Griddle | E2 | CCE | 0.005722 | 0.0055009 | 0.0055271 | 0.0055849 | 0.0055849 | 0.0055849 | 0.0055849 | 0.0055849 | 0.0055849 | 0.0055849 | 0.0055849 | 0.0055849 | 0.0055849 | 0.0055849 | 0.0055849 | 0.0055849 | 0.0055849 | 0.0055849 | 0.0055849 | 0.0055849 | 0.0055849 | 0.0055849 | 0.0055849 | 0.0055849 | 0.0055849 | 0.0055849 | 0.0055849 | 0.0055849 | 0.0055849 | 0.0055849 | 0.0055849
F1_Commercial_Lodging_New_Food Preparation_Natural Gas_Griddle_E3 | F1 | Commercial | Lodging | New | Food Preparation | Natural Gas | Griddle | E3 | CCE | 0 | 0 | 0 | 0 | 0 | 0 | 0 | 0 | 0 | 0 | 0 | 0 | 0 | 0 | 0 | 0 | 0 | 0 | 0 | 0 | 0 | 0 | 0 | 0 | 0 | 0 | 0 | 0 | 0 | 0 | 0
F1_Commercial_Lodging_New_Food Preparation_Natural Gas_Griddle_E4 | F1 | Commercial | Lodging | New | Food Preparation | Natural Gas | Griddle | E4 | CCE | 0 | 0 | 0 | 0 | 0 | 0 | 0 | 0 | 0 | 0 | 0 | 0 | 0 | 0 | 0 | 0 | 0 | 0 | 0 | 0 | 0 | 0 | 0 | 0 | 0 | 0 | 0 | 0 | 0 | 0 | 0
F1_Commercial_Lodging_New_Food Preparation_Natural Gas_Griddle_E5 | F1 | Commercial | Lodging | New | Food Preparation | Natural Gas | Griddle | E5 | CCE | 0 | 0 | 0 | 0 | 0 | 0 | 0 | 0 | 0 | 0 | 0 | 0 | 0 | 0 | 0 | 0 | 0 | 0 | 0 | 0 | 0 | 0 | 0 | 0 | 0 | 0 | 0 | 0 | 0 | 0 | 0
F1_Commercial_Lodging_New_Food Preparation_Natural Gas_Griddle_E6 | F1 | Commercial | Lodging | New | Food Preparation | Natural Gas | Griddle | E6 | CCE | 0 | 0 | 0 | 0 | 0 | 0 | 0 | 0 | 0 | 0 | 0 | 0 | 0 | 0 | 0 | 0 | 0 | 0 | 0 | 0 | 0 | 0 | 0 | 0 | 0 | 0 | 0 | 0 | 0 | 0 | 0
F1_Commercial_Lodging_New_Food Preparation_Natural Gas_Griddle_E7 | F1 | Commercial | Lodging | New | Food Preparation | Natural Gas | Griddle | E7 | CCE | 0 | 0 | 0 | 0 | 0 | 0 | 0 | 0 | 0 | 0 | 0 | 0 | 0 | 0 | 0 | 0 | 0 | 0 | 0 | 0 | 0 | 0 | 0 | 0 | 0 | 0 | 0 | 0 | 0 | 0 | 0
F1_Commercial_Lodging_New_Food Preparation_Natural Gas_Griddle_E8 | F1 | Commercial | Lodging | New | Food Preparation | Natural Gas | Griddle | E8 | CCE | 0 | 0 | 0 | 0 | 0 | 0 | 0 | 0 | 0 | 0 | 0 | 0 | 0 | 0 | 0 | 0 | 0 | 0 | 0 | 0 | 0 | 0 | 0 | 0 | 0 | 0 | 0 | 0 | 0 | 0 | 0
F1_Commercial_Lodging_New_Food Preparation_Natural Gas_Griddle_E9 | F1 | Commercial | Lodging | New | Food Preparation | Natural Gas | Griddle | E9 | CCE | 0 | 0 | 0 | 0 | 0 | 0 | 0 | 0 | 0 | 0 | 0 | 0 | 0 | 0 | 0 | 0 | 0 | 0 | 0 | 0 | 0 | 0 | 0 | 0 | 0 | 0 | 0 | 0 | 0 | 0 | 0
F1_Commercial_Lodging_New_Food Preparation_Natural Gas_Griddle_E10 | F1 | Commercial | Lodging | New | Food Preparation | Natural Gas | Griddle | E10 | CCE | 0 | 0 | 0 | 0 | 0 | 0 | 0 | 0 | 0 | 0 | 0 | 0 | 0 | 0 | 0 | 0 | 0 | 0 | 0 | 0 | 0 | 0 | 0 | 0 | 0 | 0 | 0 | 0 | 0 | 0 | 0
F2_Commercial_Lodging_New_Food Preparation_Natural Gas_Griddle_E1 | F2 | Commercial | Lodging | New | Food Preparation | Natural Gas | Griddle | E1 | TRC BC Ratio | 0.9 | 0.9 | 0.9 | 0.9 | 0.9 | 0.9 | 0.9 | 0.9 | 0.9 | 0.9 | 0.9 | 0.9 | 0.9 | 0.9 | 0.9 | 0.9 | 0.9 | 0.9 | 0.9 | 0.9 | 0.9 | 0.9 | 0.9 | 0.9 | 0.9 | 0.9 | 0.9 | 0.9 | 0.9 | 0.9 | 0.9
F2_Commercial_Lodging_New_Food Preparation_Natural Gas_Griddle_E2 | F2 | Commercial | Lodging | New | Food Preparation | Natural Gas | Griddle | E2 | TRC BC Ratio | 1.796 | 1.8237 | 1.8438 | 1.8336 | 1.8354 | 1.73 | 1.6428 | 1.5942 | 1.574 | 1.6323 | 1.7089 | 1.789 | 1.643 | 1.7404 | 1.7464 | 1.7377 | 1.7393 | 1.7446 | 1.7113 | 1.7314 | 1.745 | 1.764 | 1.7886 | 0.89704 | 0.87953 | 0.86307 | 0.84752 | 0.83272 | 0.81854 | 0.80489 | 0.79167
F2_Commercial_Lodging_New_Food Preparation_Natural Gas_Griddle_E3 | F2 | Commercial | Lodging | New | Food Preparation | Natural Gas | Griddle | E3 | TRC BC Ratio | 0 | 0 | 0 | 0 | 0 | 0 | 0 | 0 | 0 | 0 | 0 | 0 | 0 | 0 | 0 | 0 | 0 | 0 | 0 | 0 | 0 | 0 | 0 | 0 | 0 | 0 | 0 | 0 | 0 | 0 | 0
F2_Commercial_Lodging_New_Food Preparation_Natural Gas_Griddle_E4 | F2 | Commercial | Lodging | New | Food Preparation | Natural Gas | Griddle | E4 | TRC BC Ratio | 0 | 0 | 0 | 0 | 0 | 0 | 0 | 0 | 0 | 0 | 0 | 0 | 0 | 0 | 0 | 0 | 0 | 0 | 0 | 0 | 0 | 0 | 0 | 0 | 0 | 0 | 0 | 0 | 0 | 0 | 0
F2_Commercial_Lodging_New_Food Preparation_Natural Gas_Griddle_E5 | F2 | Commercial | Lodging | New | Food Preparation | Natural Gas | Griddle | E5 | TRC BC Ratio | 0 | 0 | 0 | 0 | 0 | 0 | 0 | 0 | 0 | 0 | 0 | 0 | 0 | 0 | 0 | 0 | 0 | 0 | 0 | 0 | 0 | 0 | 0 | 0 | 0 | 0 | 0 | 0 | 0 | 0 | 0
F2_Commercial_Lodging_New_Food Preparation_Natural Gas_Griddle_E6 | F2 | Commercial | Lodging | New | Food Preparation | Natural Gas | Griddle | E6 | TRC BC Ratio | 0 | 0 | 0 | 0 | 0 | 0 | 0 | 0 | 0 | 0 | 0 | 0 | 0 | 0 | 0 | 0 | 0 | 0 | 0 | 0 | 0 | 0 | 0 | 0 | 0 | 0 | 0 | 0 | 0 | 0 | 0
F2_Commercial_Lodging_New_Food Preparation_Natural Gas_Griddle_E7 | F2 | Commercial | Lodging | New | Food Preparation | Natural Gas | Griddle | E7 | TRC BC Ratio | 0 | 0 | 0 | 0 | 0 | 0 | 0 | 0 | 0 | 0 | 0 | 0 | 0 | 0 | 0 | 0 | 0 | 0 | 0 | 0 | 0 | 0 | 0 | 0 | 0 | 0 | 0 | 0 | 0 | 0 | 0
F2_Commercial_Lodging_New_Food Preparation_Natural Gas_Griddle_E8 | F2 | Commercial | Lodging | New | Food Preparation | Natural Gas | Griddle | E8 | TRC BC Ratio | 0 | 0 | 0 | 0 | 0 | 0 | 0 | 0 | 0 | 0 | 0 | 0 | 0 | 0 | 0 | 0 | 0 | 0 | 0 | 0 | 0 | 0 | 0 | 0 | 0 | 0 | 0 | 0 | 0 | 0 | 0
F2_Commercial_Lodging_New_Food Preparation_Natural Gas_Griddle_E9 | F2 | Commercial | Lodging | New | Food Preparation | Natural Gas | Griddle | E9 | TRC BC Ratio | 0 | 0 | 0 | 0 | 0 | 0 | 0 | 0 | 0 | 0 | 0 | 0 | 0 | 0 | 0 | 0 | 0 | 0 | 0 | 0 | 0 | 0 | 0 | 0 | 0 | 0 | 0 | 0 | 0 | 0 | 0
F2_Commercial_Lodging_New_Food Preparation_Natural Gas_Griddle_E10 | F2 | Commercial | Lodging | New | Food Preparation | Natural Gas | Griddle | E10 | TRC BC Ratio | 0 | 0 | 0 | 0 | 0 | 0 | 0 | 0 | 0 | 0 | 0 | 0 | 0 | 0 | 0 | 0 | 0 | 0 | 0 | 0 | 0 | 0 | 0 | 0 | 0 | 0 | 0 | 0 | 0 | 0 | 0
F3_Commercial_Lodging_New_Food Preparation_Natural Gas_Griddle_E1 | F3 | Commercial | Lodging | New | Food Preparation | Natural Gas | Griddle | E1 | PACT BC Ratio | 0.9 | 0.9 | 0.9 | 0.9 | 0.9 | 0.9 | 0.9 | 0.9 | 0.9 | 0.9 | 0.9 | 0.9 | 0.9 | 0.9 | 0.9 | 0.9 | 0.9 | 0.9 | 0.9 | 0.9 | 0.9 | 0.9 | 0.9 | 0.9 | 0.9 | 0.9 | 0.9 | 0.9 | 0.9 | 0.9 | 0.9
F3_Commercial_Lodging_New_Food Preparation_Natural Gas_Griddle_E2 | F3 | Commercial | Lodging | New | Food Preparation | Natural Gas | Griddle | E2 | PACT BC Ratio | 1.796 | 1.8237 | 1.8438 | 1.8336 | 1.8354 | 1.73 | 1.6428 | 1.5942 | 1.574 | 1.6323 | 1.7089 | 1.789 | 1.643 | 1.7404 | 1.7464 | 1.7377 | 1.7393 | 1.7446 | 1.7113 | 1.7314 | 1.745 | 1.764 | 1.7886 | 0.89704 | 0.87953 | 0.86307 | 0.84752 | 0.83272 | 0.81854 | 0.80489 | 0.79167
F3_Commercial_Lodging_New_Food Preparation_Natural Gas_Griddle_E3 | F3 | Commercial | Lodging | New | Food Preparation | Natural Gas | Griddle | E3 | PACT BC Ratio | 0 | 0 | 0 | 0 | 0 | 0 | 0 | 0 | 0 | 0 | 0 | 0 | 0 | 0 | 0 | 0 | 0 | 0 | 0 | 0 | 0 | 0 | 0 | 0 | 0 | 0 | 0 | 0 | 0 | 0 | 0
F3_Commercial_Lodging_New_Food Preparation_Natural Gas_Griddle_E4 | F3 | Commercial | Lodging | New | Food Preparation | Natural Gas | Griddle | E4 | PACT BC Ratio | 0 | 0 | 0 | 0 | 0 | 0 | 0 | 0 | 0 | 0 | 0 | 0 | 0 | 0 | 0 | 0 | 0 | 0 | 0 | 0 | 0 | 0 | 0 | 0 | 0 | 0 | 0 | 0 | 0 | 0 | 0
F3_Commercial_Lodging_New_Food Preparation_Natural Gas_Griddle_E5 | F3 | Commercial | Lodging | New | Food Preparation | Natural Gas | Griddle | E5 | PACT BC Ratio | 0 | 0 | 0 | 0 | 0 | 0 | 0 | 0 | 0 | 0 | 0 | 0 | 0 | 0 | 0 | 0 | 0 | 0 | 0 | 0 | 0 | 0 | 0 | 0 | 0 | 0 | 0 | 0 | 0 | 0 | 0
F3_Commercial_Lodging_New_Food Preparation_Natural Gas_Griddle_E6 | F3 | Commercial | Lodging | New | Food Preparation | Natural Gas | Griddle | E6 | PACT BC Ratio | 0 | 0 | 0 | 0 | 0 | 0 | 0 | 0 | 0 | 0 | 0 | 0 | 0 | 0 | 0 | 0 | 0 | 0 | 0 | 0 | 0 | 0 | 0 | 0 | 0 | 0 | 0 | 0 | 0 | 0 | 0
F3_Commercial_Lodging_New_Food Preparation_Natural Gas_Griddle_E7 | F3 | Commercial | Lodging | New | Food Preparation | Natural Gas | Griddle | E7 | PACT BC Ratio | 0 | 0 | 0 | 0 | 0 | 0 | 0 | 0 | 0 | 0 | 0 | 0 | 0 | 0 | 0 | 0 | 0 | 0 | 0 | 0 | 0 | 0 | 0 | 0 | 0 | 0 | 0 | 0 | 0 | 0 | 0
F3_Commercial_Lodging_New_Food Preparation_Natural Gas_Griddle_E8 | F3 | Commercial | Lodging | New | Food Preparation | Natural Gas | Griddle | E8 | PACT BC Ratio | 0 | 0 | 0 | 0 | 0 | 0 | 0 | 0 | 0 | 0 | 0 | 0 | 0 | 0 | 0 | 0 | 0 | 0 | 0 | 0 | 0 | 0 | 0 | 0 | 0 | 0 | 0 | 0 | 0 | 0 | 0
F3_Commercial_Lodging_New_Food Preparation_Natural Gas_Griddle_E9 | F3 | Commercial | Lodging | New | Food Preparation | Natural Gas | Griddle | E9 | PACT BC Ratio | 0 | 0 | 0 | 0 | 0 | 0 | 0 | 0 | 0 | 0 | 0 | 0 | 0 | 0 | 0 | 0 | 0 | 0 | 0 | 0 | 0 | 0 | 0 | 0 | 0 | 0 | 0 | 0 | 0 | 0 | 0
F3_Commercial_Lodging_New_Food Preparation_Natural Gas_Griddle_E10 | F3 | Commercial | Lodging | New | Food Preparation | Natural Gas | Griddle | E10 | PACT BC Ratio | 0 | 0 | 0 | 0 | 0 | 0 | 0 | 0 | 0 | 0 | 0 | 0 | 0 | 0 | 0 | 0 | 0 | 0 | 0 | 0 | 0 | 0 | 0 | 0 | 0 | 0 | 0 | 0 | 0 | 0 | 0
F4_Commercial_Lodging_New_Food Preparation_Natural Gas_Griddle_E1 | F4 | Commercial | Lodging | New | Food Preparation | Natural Gas | Griddle | E1 | PCT BC Ratio | 0.9 | 0.9 | 0.9 | 0.9 | 0.9 | 0.9 | 0.9 | 0.9 | 0.9 | 0.9 | 0.9 | 0.9 | 0.9 | 0.9 | 0.9 | 0.9 | 0.9 | 0.9 | 0.9 | 0.9 | 0.9 | 0.9 | 0.9 | 0.9 | 0.9 | 0.9 | 0.9 | 0.9 | 0.9 | 0.9 | 0.9
F4_Commercial_Lodging_New_Food Preparation_Natural Gas_Griddle_E2 | F4 | Commercial | Lodging | New | Food Preparation | Natural Gas | Griddle | E2 | PCT BC Ratio | 5.5186 | 5.5883 | 5.639 | 5.6131 | 5.6178 | 5.3526 | 5.1333 | 5.0108 | 4.96 | 5.1068 | 5.2995 | 5.501 | 5.1337 | 5.3789 | 5.3938 | 5.3719 | 5.3759 | 5.3893 | 5.3055 | 5.3561 | 5.3902 | 5.4382 | 5.5 | 3.2569 | 3.2128 | 3.1714 | 3.1323 | 3.0951 | 3.0594 | 3.0251 | 2.9918
F4_Commercial_Lodging_New_Food Preparation_Natural Gas_Griddle_E3 | F4 | Commercial | Lodging | New | Food Preparation | Natural Gas | Griddle | E3 | PCT BC Ratio | 0 | 0 | 0 | 0 | 0 | 0 | 0 | 0 | 0 | 0 | 0 | 0 | 0 | 0 | 0 | 0 | 0 | 0 | 0 | 0 | 0 | 0 | 0 | 0 | 0 | 0 | 0 | 0 | 0 | 0 | 0
F4_Commercial_Lodging_New_Food Preparation_Natural Gas_Griddle_E4 | F4 | Commercial | Lodging | New | Food Preparation | Natural Gas | Griddle | E4 | PCT BC Ratio | 0 | 0 | 0 | 0 | 0 | 0 | 0 | 0 | 0 | 0 | 0 | 0 | 0 | 0 | 0 | 0 | 0 | 0 | 0 | 0 | 0 | 0 | 0 | 0 | 0 | 0 | 0 | 0 | 0 | 0 | 0
F4_Commercial_Lodging_New_Food Preparation_Natural Gas_Griddle_E5 | F4 | Commercial | Lodging | New | Food Preparation | Natural Gas | Griddle | E5 | PCT BC Ratio | 0 | 0 | 0 | 0 | 0 | 0 | 0 | 0 | 0 | 0 | 0 | 0 | 0 | 0 | 0 | 0 | 0 | 0 | 0 | 0 | 0 | 0 | 0 | 0 | 0 | 0 | 0 | 0 | 0 | 0 | 0
F4_Commercial_Lodging_New_Food Preparation_Natural Gas_Griddle_E6 | F4 | Commercial | Lodging | New | Food Preparation | Natural Gas | Griddle | E6 | PCT BC Ratio | 0 | 0 | 0 | 0 | 0 | 0 | 0 | 0 | 0 | 0 | 0 | 0 | 0 | 0 | 0 | 0 | 0 | 0 | 0 | 0 | 0 | 0 | 0 | 0 | 0 | 0 | 0 | 0 | 0 | 0 | 0
F4_Commercial_Lodging_New_Food Preparation_Natural Gas_Griddle_E7 | F4 | Commercial | Lodging | New | Food Preparation | Natural Gas | Griddle | E7 | PCT BC Ratio | 0 | 0 | 0 | 0 | 0 | 0 | 0 | 0 | 0 | 0 | 0 | 0 | 0 | 0 | 0 | 0 | 0 | 0 | 0 | 0 | 0 | 0 | 0 | 0 | 0 | 0 | 0 | 0 | 0 | 0 | 0
F4_Commercial_Lodging_New_Food Preparation_Natural Gas_Griddle_E8 | F4 | Commercial | Lodging | New | Food Preparation | Natural Gas | Griddle | E8 | PCT BC Ratio | 0 | 0 | 0 | 0 | 0 | 0 | 0 | 0 | 0 | 0 | 0 | 0 | 0 | 0 | 0 | 0 | 0 | 0 | 0 | 0 | 0 | 0 | 0 | 0 | 0 | 0 | 0 | 0 | 0 | 0 | 0
F4_Commercial_Lodging_New_Food Preparation_Natural Gas_Griddle_E9 | F4 | Commercial | Lodging | New | Food Preparation | Natural Gas | Griddle | E9 | PCT BC Ratio | 0 | 0 | 0 | 0 | 0 | 0 | 0 | 0 | 0 | 0 | 0 | 0 | 0 | 0 | 0 | 0 | 0 | 0 | 0 | 0 | 0 | 0 | 0 | 0 | 0 | 0 | 0 | 0 | 0 | 0 | 0
F4_Commercial_Lodging_New_Food Preparation_Natural Gas_Griddle_E10 | F4 | Commercial | Lodging | New | Food Preparation | Natural Gas | Griddle | E10 | PCT BC Ratio | 0 | 0 | 0 | 0 | 0 | 0 | 0 | 0 | 0 | 0 | 0 | 0 | 0 | 0 | 0 | 0 | 0 | 0 | 0 | 0 | 0 | 0 | 0 | 0 | 0 | 0 | 0 | 0 | 0 | 0 | 0
F5_Commercial_Lodging_New_Food Preparation_Natural Gas_Griddle_E1 | F5 | Commercial | Lodging | New | Food Preparation | Natural Gas | Griddle | E1 | RIM BC Ratio | 0.9 | 0.9 | 0.9 | 0.9 | 0.9 | 0.9 | 0.9 | 0.9 | 0.9 | 0.9 | 0.9 | 0.9 | 0.9 | 0.9 | 0.9 | 0.9 | 0.9 | 0.9 | 0.9 | 0.9 | 0.9 | 0.9 | 0.9 | 0.9 | 0.9 | 0.9 | 0.9 | 0.9 | 0.9 | 0.9 | 0.9
F5_Commercial_Lodging_New_Food Preparation_Natural Gas_Griddle_E2 | F5 | Commercial | Lodging | New | Food Preparation | Natural Gas | Griddle | E2 | RIM BC Ratio | 0.56985 | 0.57261 | 0.57458 | 0.57358 | 0.57376 | 0.56303 | 0.55347 | 0.54784 | 0.54543 | 0.55227 | 0.56078 | 0.56914 | 0.55349 | 0.56413 | 0.56476 | 0.56384 | 0.56401 | 0.56457 | 0.56103 | 0.56318 | 0.56461 | 0.56659 | 0.5691 | 0.43237 | 0.42826 | 0.42432 | 0.42052 | 0.41685 | 0.41327 | 0.40976 | 0.4063
F5_Commercial_Lodging_New_Food Preparation_Natural Gas_Griddle_E3 | F5 | Commercial | Lodging | New | Food Preparation | Natural Gas | Griddle | E3 | RIM BC Ratio | 0 | 0 | 0 | 0 | 0 | 0 | 0 | 0 | 0 | 0 | 0 | 0 | 0 | 0 | 0 | 0 | 0 | 0 | 0 | 0 | 0 | 0 | 0 | 0 | 0 | 0 | 0 | 0 | 0 | 0 | 0
F5_Commercial_Lodging_New_Food Preparation_Natural Gas_Griddle_E4 | F5 | Commercial | Lodging | New | Food Preparation | Natural Gas | Griddle | E4 | RIM BC Ratio | 0 | 0 | 0 | 0 | 0 | 0 | 0 | 0 | 0 | 0 | 0 | 0 | 0 | 0 | 0 | 0 | 0 | 0 | 0 | 0 | 0 | 0 | 0 | 0 | 0 | 0 | 0 | 0 | 0 | 0 | 0
F5_Commercial_Lodging_New_Food Preparation_Natural Gas_Griddle_E5 | F5 | Commercial | Lodging | New | Food Preparation | Natural Gas | Griddle | E5 | RIM BC Ratio | 0 | 0 | 0 | 0 | 0 | 0 | 0 | 0 | 0 | 0 | 0 | 0 | 0 | 0 | 0 | 0 | 0 | 0 | 0 | 0 | 0 | 0 | 0 | 0 | 0 | 0 | 0 | 0 | 0 | 0 | 0
F5_Commercial_Lodging_New_Food Preparation_Natural Gas_Griddle_E6 | F5 | Commercial | Lodging | New | Food Preparation | Natural Gas | Griddle | E6 | RIM BC Ratio | 0 | 0 | 0 | 0 | 0 | 0 | 0 | 0 | 0 | 0 | 0 | 0 | 0 | 0 | 0 | 0 | 0 | 0 | 0 | 0 | 0 | 0 | 0 | 0 | 0 | 0 | 0 | 0 | 0 | 0 | 0
F5_Commercial_Lodging_New_Food Preparation_Natural Gas_Griddle_E7 | F5 | Commercial | Lodging | New | Food Preparation | Natural Gas | Griddle | E7 | RIM BC Ratio | 0 | 0 | 0 | 0 | 0 | 0 | 0 | 0 | 0 | 0 | 0 | 0 | 0 | 0 | 0 | 0 | 0 | 0 | 0 | 0 | 0 | 0 | 0 | 0 | 0 | 0 | 0 | 0 | 0 | 0 | 0
F5_Commercial_Lodging_New_Food Preparation_Natural Gas_Griddle_E8 | F5 | Commercial | Lodging | New | Food Preparation | Natural Gas | Griddle | E8 | RIM BC Ratio | 0 | 0 | 0 | 0 | 0 | 0 | 0 | 0 | 0 | 0 | 0 | 0 | 0 | 0 | 0 | 0 | 0 | 0 | 0 | 0 | 0 | 0 | 0 | 0 | 0 | 0 | 0 | 0 | 0 | 0 | 0
F5_Commercial_Lodging_New_Food Preparation_Natural Gas_Griddle_E9 | F5 | Commercial | Lodging | New | Food Preparation | Natural Gas | Griddle | E9 | RIM BC Ratio | 0 | 0 | 0 | 0 | 0 | 0 | 0 | 0 | 0 | 0 | 0 | 0 | 0 | 0 | 0 | 0 | 0 | 0 | 0 | 0 | 0 | 0 | 0 | 0 | 0 | 0 | 0 | 0 | 0 | 0 | 0
F5_Commercial_Lodging_New_Food Preparation_Natural Gas_Griddle_E10 | F5 | Commercial | Lodging | New | Food Preparation | Natural Gas | Griddle | E10 | RIM BC Ratio | 0 | 0 | 0 | 0 | 0 | 0 | 0 | 0 | 0 | 0 | 0 | 0 | 0 | 0 | 0 | 0 | 0 | 0 | 0 | 0 | 0 | 0 | 0 | 0 | 0 | 0 | 0 | 0 | 0 | 0 | 0
F0_Commercial_Lodging_New_Food Preparation_Natural Gas_Range_E0 | F0 | Commercial | Lodging | New | Food Preparation | Natural Gas | Range | E0 | Economic Unit | High Efficiency | High Efficiency | High Efficiency | High Efficiency | High Efficiency | High Efficiency | High Efficiency | High Efficiency | High Efficiency | High Efficiency | High Efficiency | High Efficiency | High Efficiency | High Efficiency | High Efficiency | High Efficiency | High Efficiency | High Efficiency | High Efficiency | High Efficiency | High Efficiency | High Efficiency | High Efficiency | High Efficiency | High Efficiency | High Efficiency | High Efficiency | High Efficiency | High Efficiency | High Efficiency | High Efficiency
F1_Commercial_Lodging_New_Food Preparation_Natural Gas_Range_E1 | F1 | Commercial | Lodging | New | Food Preparation | Natural Gas | Range | E1 | CCE | 0 | 0 | 0 | 0 | 0 | 0 | 0 | 0 | 0 | 0 | 0 | 0 | 0 | 0 | 0 | 0 | 0 | 0 | 0 | 0 | 0 | 0 | 0 | 0 | 0 | 0 | 0 | 0 | 0 | 0 | 0
F1_Commercial_Lodging_New_Food Preparation_Natural Gas_Range_E2 | F1 | Commercial | Lodging | New | Food Preparation | Natural Gas | Range | E2 | CCE | 9.6499e-06 | 9.277e-06 | 9.3212e-06 | 9.4186e-06 | 9.4186e-06 | 9.4186e-06 | 9.4186e-06 | 9.4186e-06 | 9.4186e-06 | 9.4186e-06 | 9.4186e-06 | 9.4186e-06 | 9.4186e-06 | 9.4186e-06 | 9.4186e-06 | 9.4186e-06 | 9.4186e-06 | 9.4186e-06 | 9.4186e-06 | 9.4186e-06 | 9.4186e-06 | 9.4186e-06 | 9.4186e-06 | 9.4186e-06 | 9.4186e-06 | 9.4186e-06 | 9.4186e-06 | 9.4186e-06 | 9.4186e-06 | 9.4186e-06 | 9.4186e-06
F1_Commercial_Lodging_New_Food Preparation_Natural Gas_Range_E3 | F1 | Commercial | Lodging | New | Food Preparation | Natural Gas | Range | E3 | CCE | 0 | 0 | 0 | 0 | 0 | 0 | 0 | 0 | 0 | 0 | 0 | 0 | 0 | 0 | 0 | 0 | 0 | 0 | 0 | 0 | 0 | 0 | 0 | 0 | 0 | 0 | 0 | 0 | 0 | 0 | 0
F1_Commercial_Lodging_New_Food Preparation_Natural Gas_Range_E4 | F1 | Commercial | Lodging | New | Food Preparation | Natural Gas | Range | E4 | CCE | 0 | 0 | 0 | 0 | 0 | 0 | 0 | 0 | 0 | 0 | 0 | 0 | 0 | 0 | 0 | 0 | 0 | 0 | 0 | 0 | 0 | 0 | 0 | 0 | 0 | 0 | 0 | 0 | 0 | 0 | 0
F1_Commercial_Lodging_New_Food Preparation_Natural Gas_Range_E5 | F1 | Commercial | Lodging | New | Food Preparation | Natural Gas | Range | E5 | CCE | 0 | 0 | 0 | 0 | 0 | 0 | 0 | 0 | 0 | 0 | 0 | 0 | 0 | 0 | 0 | 0 | 0 | 0 | 0 | 0 | 0 | 0 | 0 | 0 | 0 | 0 | 0 | 0 | 0 | 0 | 0
F1_Commercial_Lodging_New_Food Preparation_Natural Gas_Range_E6 | F1 | Commercial | Lodging | New | Food Preparation | Natural Gas | Range | E6 | CCE | 0 | 0 | 0 | 0 | 0 | 0 | 0 | 0 | 0 | 0 | 0 | 0 | 0 | 0 | 0 | 0 | 0 | 0 | 0 | 0 | 0 | 0 | 0 | 0 | 0 | 0 | 0 | 0 | 0 | 0 | 0
F1_Commercial_Lodging_New_Food Preparation_Natural Gas_Range_E7 | F1 | Commercial | Lodging | New | Food Preparation | Natural Gas | Range | E7 | CCE | 0 | 0 | 0 | 0 | 0 | 0 | 0 | 0 | 0 | 0 | 0 | 0 | 0 | 0 | 0 | 0 | 0 | 0 | 0 | 0 | 0 | 0 | 0 | 0 | 0 | 0 | 0 | 0 | 0 | 0 | 0
F1_Commercial_Lodging_New_Food Preparation_Natural Gas_Range_E8 | F1 | Commercial | Lodging | New | Food Preparation | Natural Gas | Range | E8 | CCE | 0 | 0 | 0 | 0 | 0 | 0 | 0 | 0 | 0 | 0 | 0 | 0 | 0 | 0 | 0 | 0 | 0 | 0 | 0 | 0 | 0 | 0 | 0 | 0 | 0 | 0 | 0 | 0 | 0 | 0 | 0
F1_Commercial_Lodging_New_Food Preparation_Natural Gas_Range_E9 | F1 | Commercial | Lodging | New | Food Preparation | Natural Gas | Range | E9 | CCE | 0 | 0 | 0 | 0 | 0 | 0 | 0 | 0 | 0 | 0 | 0 | 0 | 0 | 0 | 0 | 0 | 0 | 0 | 0 | 0 | 0 | 0 | 0 | 0 | 0 | 0 | 0 | 0 | 0 | 0 | 0
F1_Commercial_Lodging_New_Food Preparation_Natural Gas_Range_E10 | F1 | Commercial | Lodging | New | Food Preparation | Natural Gas | Range | E10 | CCE | 0 | 0 | 0 | 0 | 0 | 0 | 0 | 0 | 0 | 0 | 0 | 0 | 0 | 0 | 0 | 0 | 0 | 0 | 0 | 0 | 0 | 0 | 0 | 0 | 0 | 0 | 0 | 0 | 0 | 0 | 0
F2_Commercial_Lodging_New_Food Preparation_Natural Gas_Range_E1 | F2 | Commercial | Lodging | New | Food Preparation | Natural Gas | Range | E1 | TRC BC Ratio | 0.9 | 0.9 | 0.9 | 0.9 | 0.9 | 0.9 | 0.9 | 0.9 | 0.9 | 0.9 | 0.9 | 0.9 | 0.9 | 0.9 | 0.9 | 0.9 | 0.9 | 0.9 | 0.9 | 0.9 | 0.9 | 0.9 | 0.9 | 0.9 | 0.9 | 0.9 | 0.9 | 0.9 | 0.9 | 0.9 | 0.9
F2_Commercial_Lodging_New_Food Preparation_Natural Gas_Range_E2 | F2 | Commercial | Lodging | New | Food Preparation | Natural Gas | Range | E2 | TRC BC Ratio | 1057.5122 | 1078.4736 | 1093.4653 | 1109.7176 | 1133.061 | 1061.5651 | 1005.6887 | 976.305 | 965.7499 | 949.553 | 938.6219 | 988.3561 | 884.5366 | 945.4449 | 1023.6163 | 1099.6016 | 1102.4375 | 1107.7013 | 1086.5344 | 1101.6349 | 1112.2016 | 1126.4659 | 1144.3937 | 539.0652 | 528.311 | 518.2462 | 508.7709 | 499.7846 | 491.2032 | 482.9519 | 474.9797
F2_Commercial_Lodging_New_Food Preparation_Natural Gas_Range_E3 | F2 | Commercial | Lodging | New | Food Preparation | Natural Gas | Range | E3 | TRC BC Ratio | 0 | 0 | 0 | 0 | 0 | 0 | 0 | 0 | 0 | 0 | 0 | 0 | 0 | 0 | 0 | 0 | 0 | 0 | 0 | 0 | 0 | 0 | 0 | 0 | 0 | 0 | 0 | 0 | 0 | 0 | 0
F2_Commercial_Lodging_New_Food Preparation_Natural Gas_Range_E4 | F2 | Commercial | Lodging | New | Food Preparation | Natural Gas | Range | E4 | TRC BC Ratio | 0 | 0 | 0 | 0 | 0 | 0 | 0 | 0 | 0 | 0 | 0 | 0 | 0 | 0 | 0 | 0 | 0 | 0 | 0 | 0 | 0 | 0 | 0 | 0 | 0 | 0 | 0 | 0 | 0 | 0 | 0
F2_Commercial_Lodging_New_Food Preparation_Natural Gas_Range_E5 | F2 | Commercial | Lodging | New | Food Preparation | Natural Gas | Range | E5 | TRC BC Ratio | 0 | 0 | 0 | 0 | 0 | 0 | 0 | 0 | 0 | 0 | 0 | 0 | 0 | 0 | 0 | 0 | 0 | 0 | 0 | 0 | 0 | 0 | 0 | 0 | 0 | 0 | 0 | 0 | 0 | 0 | 0
F2_Commercial_Lodging_New_Food Preparation_Natural Gas_Range_E6 | F2 | Commercial | Lodging | New | Food Preparation | Natural Gas | Range | E6 | TRC BC Ratio | 0 | 0 | 0 | 0 | 0 | 0 | 0 | 0 | 0 | 0 | 0 | 0 | 0 | 0 | 0 | 0 | 0 | 0 | 0 | 0 | 0 | 0 | 0 | 0 | 0 | 0 | 0 | 0 | 0 | 0 | 0
F2_Commercial_Lodging_New_Food Preparation_Natural Gas_Range_E7 | F2 | Commercial | Lodging | New | Food Preparation | Natural Gas | Range | E7 | TRC BC Ratio | 0 | 0 | 0 | 0 | 0 | 0 | 0 | 0 | 0 | 0 | 0 | 0 | 0 | 0 | 0 | 0 | 0 | 0 | 0 | 0 | 0 | 0 | 0 | 0 | 0 | 0 | 0 | 0 | 0 | 0 | 0
F2_Commercial_Lodging_New_Food Preparation_Natural Gas_Range_E8 | F2 | Commercial | Lodging | New | Food Preparation | Natural Gas | Range | E8 | TRC BC Ratio | 0 | 0 | 0 | 0 | 0 | 0 | 0 | 0 | 0 | 0 | 0 | 0 | 0 | 0 | 0 | 0 | 0 | 0 | 0 | 0 | 0 | 0 | 0 | 0 | 0 | 0 | 0 | 0 | 0 | 0 | 0
F2_Commercial_Lodging_New_Food Preparation_Natural Gas_Range_E9 | F2 | Commercial | Lodging | New | Food Preparation | Natural Gas | Range | E9 | TRC BC Ratio | 0 | 0 | 0 | 0 | 0 | 0 | 0 | 0 | 0 | 0 | 0 | 0 | 0 | 0 | 0 | 0 | 0 | 0 | 0 | 0 | 0 | 0 | 0 | 0 | 0 | 0 | 0 | 0 | 0 | 0 | 0
F2_Commercial_Lodging_New_Food Preparation_Natural Gas_Range_E10 | F2 | Commercial | Lodging | New | Food Preparation | Natural Gas | Range | E10 | TRC BC Ratio | 0 | 0 | 0 | 0 | 0 | 0 | 0 | 0 | 0 | 0 | 0 | 0 | 0 | 0 | 0 | 0 | 0 | 0 | 0 | 0 | 0 | 0 | 0 | 0 | 0 | 0 | 0 | 0 | 0 | 0 | 0
F3_Commercial_Lodging_New_Food Preparation_Natural Gas_Range_E1 | F3 | Commercial | Lodging | New | Food Preparation | Natural Gas | Range | E1 | PACT BC Ratio | 0.9 | 0.9 | 0.9 | 0.9 | 0.9 | 0.9 | 0.9 | 0.9 | 0.9 | 0.9 | 0.9 | 0.9 | 0.9 | 0.9 | 0.9 | 0.9 | 0.9 | 0.9 | 0.9 | 0.9 | 0.9 | 0.9 | 0.9 | 0.9 | 0.9 | 0.9 | 0.9 | 0.9 | 0.9 | 0.9 | 0.9
F3_Commercial_Lodging_New_Food Preparation_Natural Gas_Range_E2 | F3 | Commercial | Lodging | New | Food Preparation | Natural Gas | Range | E2 | PACT BC Ratio | 1057.5122 | 1078.4736 | 1093.4653 | 1109.7176 | 1133.061 | 1061.5651 | 1005.6887 | 976.305 | 965.7499 | 949.553 | 938.6219 | 988.3561 | 884.5366 | 945.4449 | 1023.6163 | 1099.6016 | 1102.4375 | 1107.7013 | 1086.5344 | 1101.6349 | 1112.2016 | 1126.4659 | 1144.3937 | 539.0652 | 528.311 | 518.2462 | 508.7709 | 499.7846 | 491.2032 | 482.9519 | 474.9797
F3_Commercial_Lodging_New_Food Preparation_Natural Gas_Range_E3 | F3 | Commercial | Lodging | New | Food Preparation | Natural Gas | Range | E3 | PACT BC Ratio | 0 | 0 | 0 | 0 | 0 | 0 | 0 | 0 | 0 | 0 | 0 | 0 | 0 | 0 | 0 | 0 | 0 | 0 | 0 | 0 | 0 | 0 | 0 | 0 | 0 | 0 | 0 | 0 | 0 | 0 | 0
F3_Commercial_Lodging_New_Food Preparation_Natural Gas_Range_E4 | F3 | Commercial | Lodging | New | Food Preparation | Natural Gas | Range | E4 | PACT BC Ratio | 0 | 0 | 0 | 0 | 0 | 0 | 0 | 0 | 0 | 0 | 0 | 0 | 0 | 0 | 0 | 0 | 0 | 0 | 0 | 0 | 0 | 0 | 0 | 0 | 0 | 0 | 0 | 0 | 0 | 0 | 0
F3_Commercial_Lodging_New_Food Preparation_Natural Gas_Range_E5 | F3 | Commercial | Lodging | New | Food Preparation | Natural Gas | Range | E5 | PACT BC Ratio | 0 | 0 | 0 | 0 | 0 | 0 | 0 | 0 | 0 | 0 | 0 | 0 | 0 | 0 | 0 | 0 | 0 | 0 | 0 | 0 | 0 | 0 | 0 | 0 | 0 | 0 | 0 | 0 | 0 | 0 | 0
F3_Commercial_Lodging_New_Food Preparation_Natural Gas_Range_E6 | F3 | Commercial | Lodging | New | Food Preparation | Natural Gas | Range | E6 | PACT BC Ratio | 0 | 0 | 0 | 0 | 0 | 0 | 0 | 0 | 0 | 0 | 0 | 0 | 0 | 0 | 0 | 0 | 0 | 0 | 0 | 0 | 0 | 0 | 0 | 0 | 0 | 0 | 0 | 0 | 0 | 0 | 0
F3_Commercial_Lodging_New_Food Preparation_Natural Gas_Range_E7 | F3 | Commercial | Lodging | New | Food Preparation | Natural Gas | Range | E7 | PACT BC Ratio | 0 | 0 | 0 | 0 | 0 | 0 | 0 | 0 | 0 | 0 | 0 | 0 | 0 | 0 | 0 | 0 | 0 | 0 | 0 | 0 | 0 | 0 | 0 | 0 | 0 | 0 | 0 | 0 | 0 | 0 | 0
F3_Commercial_Lodging_New_Food Preparation_Natural Gas_Range_E8 | F3 | Commercial | Lodging | New | Food Preparation | Natural Gas | Range | E8 | PACT BC Ratio | 0 | 0 | 0 | 0 | 0 | 0 | 0 | 0 | 0 | 0 | 0 | 0 | 0 | 0 | 0 | 0 | 0 | 0 | 0 | 0 | 0 | 0 | 0 | 0 | 0 | 0 | 0 | 0 | 0 | 0 | 0
F3_Commercial_Lodging_New_Food Preparation_Natural Gas_Range_E9 | F3 | Commercial | Lodging | New | Food Preparation | Natural Gas | Range | E9 | PACT BC Ratio | 0 | 0 | 0 | 0 | 0 | 0 | 0 | 0 | 0 | 0 | 0 | 0 | 0 | 0 | 0 | 0 | 0 | 0 | 0 | 0 | 0 | 0 | 0 | 0 | 0 | 0 | 0 | 0 | 0 | 0 | 0
F3_Commercial_Lodging_New_Food Preparation_Natural Gas_Range_E10 | F3 | Commercial | Lodging | New | Food Preparation | Natural Gas | Range | E10 | PACT BC Ratio | 0 | 0 | 0 | 0 | 0 | 0 | 0 | 0 | 0 | 0 | 0 | 0 | 0 | 0 | 0 | 0 | 0 | 0 | 0 | 0 | 0 | 0 | 0 | 0 | 0 | 0 | 0 | 0 | 0 | 0 | 0
F4_Commercial_Lodging_New_Food Preparation_Natural Gas_Range_E1 | F4 | Commercial | Lodging | New | Food Preparation | Natural Gas | Range | E1 | PCT BC Ratio | 0.9 | 0.9 | 0.9 | 0.9 | 0.9 | 0.9 | 0.9 | 0.9 | 0.9 | 0.9 | 0.9 | 0.9 | 0.9 | 0.9 | 0.9 | 0.9 | 0.9 | 0.9 | 0.9 | 0.9 | 0.9 | 0.9 | 0.9 | 0.9 | 0.9 | 0.9 | 0.9 | 0.9 | 0.9 | 0.9 | 0.9
F4_Commercial_Lodging_New_Food Preparation_Natural Gas_Range_E2 | F4 | Commercial | Lodging | New | Food Preparation | Natural Gas | Range | E2 | PCT BC Ratio | 2661.6339 | 2714.3714 | 2752.0895 | 2792.9794 | 2851.7097 | 2671.8307 | 2531.2492 | 2457.3217 | 2430.7657 | 2390.0152 | 2362.5134 | 2487.6415 | 2226.4381 | 2379.6796 | 2576.3539 | 2767.528 | 2774.663 | 2787.9063 | 2734.6519 | 2772.6439 | 2799.2289 | 2835.117 | 2880.2223 | 1357.254 | 1330.197 | 1304.8747 | 1281.0353 | 1258.4265 | 1236.8363 | 1216.0765 | 1196.0188
F4_Commercial_Lodging_New_Food Preparation_Natural Gas_Range_E3 | F4 | Commercial | Lodging | New | Food Preparation | Natural Gas | Range | E3 | PCT BC Ratio | 0 | 0 | 0 | 0 | 0 | 0 | 0 | 0 | 0 | 0 | 0 | 0 | 0 | 0 | 0 | 0 | 0 | 0 | 0 | 0 | 0 | 0 | 0 | 0 | 0 | 0 | 0 | 0 | 0 | 0 | 0
F4_Commercial_Lodging_New_Food Preparation_Natural Gas_Range_E4 | F4 | Commercial | Lodging | New | Food Preparation | Natural Gas | Range | E4 | PCT BC Ratio | 0 | 0 | 0 | 0 | 0 | 0 | 0 | 0 | 0 | 0 | 0 | 0 | 0 | 0 | 0 | 0 | 0 | 0 | 0 | 0 | 0 | 0 | 0 | 0 | 0 | 0 | 0 | 0 | 0 | 0 | 0
F4_Commercial_Lodging_New_Food Preparation_Natural Gas_Range_E5 | F4 | Commercial | Lodging | New | Food Preparation | Natural Gas | Range | E5 | PCT BC Ratio | 0 | 0 | 0 | 0 | 0 | 0 | 0 | 0 | 0 | 0 | 0 | 0 | 0 | 0 | 0 | 0 | 0 | 0 | 0 | 0 | 0 | 0 | 0 | 0 | 0 | 0 | 0 | 0 | 0 | 0 | 0
F4_Commercial_Lodging_New_Food Preparation_Natural Gas_Range_E6 | F4 | Commercial | Lodging | New | Food Preparation | Natural Gas | Range | E6 | PCT BC Ratio | 0 | 0 | 0 | 0 | 0 | 0 | 0 | 0 | 0 | 0 | 0 | 0 | 0 | 0 | 0 | 0 | 0 | 0 | 0 | 0 | 0 | 0 | 0 | 0 | 0 | 0 | 0 | 0 | 0 | 0 | 0
F4_Commercial_Lodging_New_Food Preparation_Natural Gas_Range_E7 | F4 | Commercial | Lodging | New | Food Preparation | Natural Gas | Range | E7 | PCT BC Ratio | 0 | 0 | 0 | 0 | 0 | 0 | 0 | 0 | 0 | 0 | 0 | 0 | 0 | 0 | 0 | 0 | 0 | 0 | 0 | 0 | 0 | 0 | 0 | 0 | 0 | 0 | 0 | 0 | 0 | 0 | 0
F4_Commercial_Lodging_New_Food Preparation_Natural Gas_Range_E8 | F4 | Commercial | Lodging | New | Food Preparation | Natural Gas | Range | E8 | PCT BC Ratio | 0 | 0 | 0 | 0 | 0 | 0 | 0 | 0 | 0 | 0 | 0 | 0 | 0 | 0 | 0 | 0 | 0 | 0 | 0 | 0 | 0 | 0 | 0 | 0 | 0 | 0 | 0 | 0 | 0 | 0 | 0
F4_Commercial_Lodging_New_Food Preparation_Natural Gas_Range_E9 | F4 | Commercial | Lodging | New | Food Preparation | Natural Gas | Range | E9 | PCT BC Ratio | 0 | 0 | 0 | 0 | 0 | 0 | 0 | 0 | 0 | 0 | 0 | 0 | 0 | 0 | 0 | 0 | 0 | 0 | 0 | 0 | 0 | 0 | 0 | 0 | 0 | 0 | 0 | 0 | 0 | 0 | 0
F4_Commercial_Lodging_New_Food Preparation_Natural Gas_Range_E10 | F4 | Commercial | Lodging | New | Food Preparation | Natural Gas | Range | E10 | PCT BC Ratio | 0 | 0 | 0 | 0 | 0 | 0 | 0 | 0 | 0 | 0 | 0 | 0 | 0 | 0 | 0 | 0 | 0 | 0 | 0 | 0 | 0 | 0 | 0 | 0 | 0 | 0 | 0 | 0 | 0 | 0 | 0
F5_Commercial_Lodging_New_Food Preparation_Natural Gas_Range_E1 | F5 | Commercial | Lodging | New | Food Preparation | Natural Gas | Range | E1 | RIM BC Ratio | 0.9 | 0.9 | 0.9 | 0.9 | 0.9 | 0.9 | 0.9 | 0.9 | 0.9 | 0.9 | 0.9 | 0.9 | 0.9 | 0.9 | 0.9 | 0.9 | 0.9 | 0.9 | 0.9 | 0.9 | 0.9 | 0.9 | 0.9 | 0.9 | 0.9 | 0.9 | 0.9 | 0.9 | 0.9 | 0.9 | 0.9
F5_Commercial_Lodging_New_Food Preparation_Natural Gas_Range_E2 | F5 | Commercial | Lodging | New | Food Preparation | Natural Gas | Range | E2 | RIM BC Ratio | 0.83402 | 0.83403 | 0.83404 | 0.83405 | 0.83406 | 0.83402 | 0.83399 | 0.83397 | 0.83396 | 0.83395 | 0.83394 | 0.83397 | 0.83389 | 0.83394 | 0.834 | 0.83405 | 0.83405 | 0.83405 | 0.83404 | 0.83405 | 0.83405 | 0.83406 | 0.83407 | 0.83339 | 0.83336 | 0.83334 | 0.83331 | 0.83329 | 0.83326 | 0.83324 | 0.83321
F5_Commercial_Lodging_New_Food Preparation_Natural Gas_Range_E3 | F5 | Commercial | Lodging | New | Food Preparation | Natural Gas | Range | E3 | RIM BC Ratio | 0 | 0 | 0 | 0 | 0 | 0 | 0 | 0 | 0 | 0 | 0 | 0 | 0 | 0 | 0 | 0 | 0 | 0 | 0 | 0 | 0 | 0 | 0 | 0 | 0 | 0 | 0 | 0 | 0 | 0 | 0
F5_Commercial_Lodging_New_Food Preparation_Natural Gas_Range_E4 | F5 | Commercial | Lodging | New | Food Preparation | Natural Gas | Range | E4 | RIM BC Ratio | 0 | 0 | 0 | 0 | 0 | 0 | 0 | 0 | 0 | 0 | 0 | 0 | 0 | 0 | 0 | 0 | 0 | 0 | 0 | 0 | 0 | 0 | 0 | 0 | 0 | 0 | 0 | 0 | 0 | 0 | 0
F5_Commercial_Lodging_New_Food Preparation_Natural Gas_Range_E5 | F5 | Commercial | Lodging | New | Food Preparation | Natural Gas | Range | E5 | RIM BC Ratio | 0 | 0 | 0 | 0 | 0 | 0 | 0 | 0 | 0 | 0 | 0 | 0 | 0 | 0 | 0 | 0 | 0 | 0 | 0 | 0 | 0 | 0 | 0 | 0 | 0 | 0 | 0 | 0 | 0 | 0 | 0
F5_Commercial_Lodging_New_Food Preparation_Natural Gas_Range_E6 | F5 | Commercial | Lodging | New | Food Preparation | Natural Gas | Range | E6 | RIM BC Ratio | 0 | 0 | 0 | 0 | 0 | 0 | 0 | 0 | 0 | 0 | 0 | 0 | 0 | 0 | 0 | 0 | 0 | 0 | 0 | 0 | 0 | 0 | 0 | 0 | 0 | 0 | 0 | 0 | 0 | 0 | 0
F5_Commercial_Lodging_New_Food Preparation_Natural Gas_Range_E7 | F5 | Commercial | Lodging | New | Food Preparation | Natural Gas | Range | E7 | RIM BC Ratio | 0 | 0 | 0 | 0 | 0 | 0 | 0 | 0 | 0 | 0 | 0 | 0 | 0 | 0 | 0 | 0 | 0 | 0 | 0 | 0 | 0 | 0 | 0 | 0 | 0 | 0 | 0 | 0 | 0 | 0 | 0
F5_Commercial_Lodging_New_Food Preparation_Natural Gas_Range_E8 | F5 | Commercial | Lodging | New | Food Preparation | Natural Gas | Range | E8 | RIM BC Ratio | 0 | 0 | 0 | 0 | 0 | 0 | 0 | 0 | 0 | 0 | 0 | 0 | 0 | 0 | 0 | 0 | 0 | 0 | 0 | 0 | 0 | 0 | 0 | 0 | 0 | 0 | 0 | 0 | 0 | 0 | 0
F5_Commercial_Lodging_New_Food Preparation_Natural Gas_Range_E9 | F5 | Commercial | Lodging | New | Food Preparation | Natural Gas | Range | E9 | RIM BC Ratio | 0 | 0 | 0 | 0 | 0 | 0 | 0 | 0 | 0 | 0 | 0 | 0 | 0 | 0 | 0 | 0 | 0 | 0 | 0 | 0 | 0 | 0 | 0 | 0 | 0 | 0 | 0 | 0 | 0 | 0 | 0
F5_Commercial_Lodging_New_Food Preparation_Natural Gas_Range_E10 | F5 | Commercial | Lodging | New | Food Preparation | Natural Gas | Range | E10 | RIM BC Ratio | 0 | 0 | 0 | 0 | 0 | 0 | 0 | 0 | 0 | 0 | 0 | 0 | 0 | 0 | 0 | 0 | 0 | 0 | 0 | 0 | 0 | 0 | 0 | 0 | 0 | 0 | 0 | 0 | 0 | 0 | 0
F0_Commercial_Lodging_New_Food Preparation_Natural Gas_Steamer_E0 | F0 | Commercial | Lodging | New | Food Preparation | Natural Gas | Steamer | E0 | Economic Unit | ENERGY STAR | ENERGY STAR | ENERGY STAR | ENERGY STAR | ENERGY STAR | ENERGY STAR | ENERGY STAR | ENERGY STAR | ENERGY STAR | ENERGY STAR | ENERGY STAR | ENERGY STAR | ENERGY STAR | ENERGY STAR | ENERGY STAR | ENERGY STAR | ENERGY STAR | ENERGY STAR | ENERGY STAR | ENERGY STAR | ENERGY STAR | ENERGY STAR | ENERGY STAR | ENERGY STAR | ENERGY STAR | ENERGY STAR | ENERGY STAR | ENERGY STAR | ENERGY STAR | ENERGY STAR | ENERGY STAR
F1_Commercial_Lodging_New_Food Preparation_Natural Gas_Steamer_E1 | F1 | Commercial | Lodging | New | Food Preparation | Natural Gas | Steamer | E1 | CCE | 0 | 0 | 0 | 0 | 0 | 0 | 0 | 0 | 0 | 0 | 0 | 0 | 0 | 0 | 0 | 0 | 0 | 0 | 0 | 0 | 0 | 0 | 0 | 0 | 0 | 0 | 0 | 0 | 0 | 0 | 0
F1_Commercial_Lodging_New_Food Preparation_Natural Gas_Steamer_E2 | F1 | Commercial | Lodging | New | Food Preparation | Natural Gas | Steamer | E2 | CCE | 0.0020223 | 0.0019441 | 0.0019534 | 0 | 0 | 0 | 0 | 0 | 0 | 0 | 0 | 0 | 0 | 0 | 0 | 0 | 0 | 0 | 0 | 0 | 0 | 0 | 0 | 0 | 0 | 0 | 0 | 0 | 0 | 0 | 0
F1_Commercial_Lodging_New_Food Preparation_Natural Gas_Steamer_E3 | F1 | Commercial | Lodging | New | Food Preparation | Natural Gas | Steamer | E3 | CCE | 0 | 0 | 0 | 0 | 0 | 0 | 0 | 0 | 0 | 0 | 0 | 0 | 0 | 0 | 0 | 0 | 0 | 0 | 0 | 0 | 0 | 0 | 0 | 0 | 0 | 0 | 0 | 0 | 0 | 0 | 0
F1_Commercial_Lodging_New_Food Preparation_Natural Gas_Steamer_E4 | F1 | Commercial | Lodging | New | Food Preparation | Natural Gas | Steamer | E4 | CCE | 0 | 0 | 0 | 0 | 0 | 0 | 0 | 0 | 0 | 0 | 0 | 0 | 0 | 0 | 0 | 0 | 0 | 0 | 0 | 0 | 0 | 0 | 0 | 0 | 0 | 0 | 0 | 0 | 0 | 0 | 0
F1_Commercial_Lodging_New_Food Preparation_Natural Gas_Steamer_E5 | F1 | Commercial | Lodging | New | Food Preparation | Natural Gas | Steamer | E5 | CCE | 0 | 0 | 0 | 0 | 0 | 0 | 0 | 0 | 0 | 0 | 0 | 0 | 0 | 0 | 0 | 0 | 0 | 0 | 0 | 0 | 0 | 0 | 0 | 0 | 0 | 0 | 0 | 0 | 0 | 0 | 0
F1_Commercial_Lodging_New_Food Preparation_Natural Gas_Steamer_E6 | F1 | Commercial | Lodging | New | Food Preparation | Natural Gas | Steamer | E6 | CCE | 0 | 0 | 0 | 0 | 0 | 0 | 0 | 0 | 0 | 0 | 0 | 0 | 0 | 0 | 0 | 0 | 0 | 0 | 0 | 0 | 0 | 0 | 0 | 0 | 0 | 0 | 0 | 0 | 0 | 0 | 0
F1_Commercial_Lodging_New_Food Preparation_Natural Gas_Steamer_E7 | F1 | Commercial | Lodging | New | Food Preparation | Natural Gas | Steamer | E7 | CCE | 0 | 0 | 0 | 0 | 0 | 0 | 0 | 0 | 0 | 0 | 0 | 0 | 0 | 0 | 0 | 0 | 0 | 0 | 0 | 0 | 0 | 0 | 0 | 0 | 0 | 0 | 0 | 0 | 0 | 0 | 0
F1_Commercial_Lodging_New_Food Preparation_Natural Gas_Steamer_E8 | F1 | Commercial | Lodging | New | Food Preparation | Natural Gas | Steamer | E8 | CCE | 0 | 0 | 0 | 0 | 0 | 0 | 0 | 0 | 0 | 0 | 0 | 0 | 0 | 0 | 0 | 0 | 0 | 0 | 0 | 0 | 0 | 0 | 0 | 0 | 0 | 0 | 0 | 0 | 0 | 0 | 0
F1_Commercial_Lodging_New_Food Preparation_Natural Gas_Steamer_E9 | F1 | Commercial | Lodging | New | Food Preparation | Natural Gas | Steamer | E9 | CCE | 0 | 0 | 0 | 0 | 0 | 0 | 0 | 0 | 0 | 0 | 0 | 0 | 0 | 0 | 0 | 0 | 0 | 0 | 0 | 0 | 0 | 0 | 0 | 0 | 0 | 0 | 0 | 0 | 0 | 0 | 0
F1_Commercial_Lodging_New_Food Preparation_Natural Gas_Steamer_E10 | F1 | Commercial | Lodging | New | Food Preparation | Natural Gas | Steamer | E10 | CCE | 0 | 0 | 0 | 0 | 0 | 0 | 0 | 0 | 0 | 0 | 0 | 0 | 0 | 0 | 0 | 0 | 0 | 0 | 0 | 0 | 0 | 0 | 0 | 0 | 0 | 0 | 0 | 0 | 0 | 0 | 0
F2_Commercial_Lodging_New_Food Preparation_Natural Gas_Steamer_E1 | F2 | Commercial | Lodging | New | Food Preparation | Natural Gas | Steamer | E1 | TRC BC Ratio | 0.9 | 0.9 | 0.9 | 0 | 0 | 0 | 0 | 0 | 0 | 0 | 0 | 0 | 0 | 0 | 0 | 0 | 0 | 0 | 0 | 0 | 0 | 0 | 0 | 0 | 0 | 0 | 0 | 0 | 0 | 0 | 0
F2_Commercial_Lodging_New_Food Preparation_Natural Gas_Steamer_E2 | F2 | Commercial | Lodging | New | Food Preparation | Natural Gas | Steamer | E2 | TRC BC Ratio | 5.0195 | 5.062 | 5.0865 | 0.9 | 0.9 | 0.9 | 0.9 | 0.9 | 0.9 | 0.9 | 0.9 | 0.9 | 0.9 | 0.9 | 0.9 | 0.9 | 0.9 | 0.9 | 0.9 | 0.9 | 0.9 | 0.9 | 0.9 | 0.9 | 0.9 | 0.9 | 0.9 | 0.9 | 0.9 | 0.9 | 0.9
F2_Commercial_Lodging_New_Food Preparation_Natural Gas_Steamer_E3 | F2 | Commercial | Lodging | New | Food Preparation | Natural Gas | Steamer | E3 | TRC BC Ratio | 0 | 0 | 0 | 0 | 0 | 0 | 0 | 0 | 0 | 0 | 0 | 0 | 0 | 0 | 0 | 0 | 0 | 0 | 0 | 0 | 0 | 0 | 0 | 0 | 0 | 0 | 0 | 0 | 0 | 0 | 0
F2_Commercial_Lodging_New_Food Preparation_Natural Gas_Steamer_E4 | F2 | Commercial | Lodging | New | Food Preparation | Natural Gas | Steamer | E4 | TRC BC Ratio | 0 | 0 | 0 | 0 | 0 | 0 | 0 | 0 | 0 | 0 | 0 | 0 | 0 | 0 | 0 | 0 | 0 | 0 | 0 | 0 | 0 | 0 | 0 | 0 | 0 | 0 | 0 | 0 | 0 | 0 | 0
F2_Commercial_Lodging_New_Food Preparation_Natural Gas_Steamer_E5 | F2 | Commercial | Lodging | New | Food Preparation | Natural Gas | Steamer | E5 | TRC BC Ratio | 0 | 0 | 0 | 0 | 0 | 0 | 0 | 0 | 0 | 0 | 0 | 0 | 0 | 0 | 0 | 0 | 0 | 0 | 0 | 0 | 0 | 0 | 0 | 0 | 0 | 0 | 0 | 0 | 0 | 0 | 0
F2_Commercial_Lodging_New_Food Preparation_Natural Gas_Steamer_E6 | F2 | Commercial | Lodging | New | Food Preparation | Natural Gas | Steamer | E6 | TRC BC Ratio | 0 | 0 | 0 | 0 | 0 | 0 | 0 | 0 | 0 | 0 | 0 | 0 | 0 | 0 | 0 | 0 | 0 | 0 | 0 | 0 | 0 | 0 | 0 | 0 | 0 | 0 | 0 | 0 | 0 | 0 | 0
F2_Commercial_Lodging_New_Food Preparation_Natural Gas_Steamer_E7 | F2 | Commercial | Lodging | New | Food Preparation | Natural Gas | Steamer | E7 | TRC BC Ratio | 0 | 0 | 0 | 0 | 0 | 0 | 0 | 0 | 0 | 0 | 0 | 0 | 0 | 0 | 0 | 0 | 0 | 0 | 0 | 0 | 0 | 0 | 0 | 0 | 0 | 0 | 0 | 0 | 0 | 0 | 0
F2_Commercial_Lodging_New_Food Preparation_Natural Gas_Steamer_E8 | F2 | Commercial | Lodging | New | Food Preparation | Natural Gas | Steamer | E8 | TRC BC Ratio | 0 | 0 | 0 | 0 | 0 | 0 | 0 | 0 | 0 | 0 | 0 | 0 | 0 | 0 | 0 | 0 | 0 | 0 | 0 | 0 | 0 | 0 | 0 | 0 | 0 | 0 | 0 | 0 | 0 | 0 | 0
F2_Commercial_Lodging_New_Food Preparation_Natural Gas_Steamer_E9 | F2 | Commercial | Lodging | New | Food Preparation | Natural Gas | Steamer | E9 | TRC BC Ratio | 0 | 0 | 0 | 0 | 0 | 0 | 0 | 0 | 0 | 0 | 0 | 0 | 0 | 0 | 0 | 0 | 0 | 0 | 0 | 0 | 0 | 0 | 0 | 0 | 0 | 0 | 0 | 0 | 0 | 0 | 0
F2_Commercial_Lodging_New_Food Preparation_Natural Gas_Steamer_E10 | F2 | Commercial | Lodging | New | Food Preparation | Natural Gas | Steamer | E10 | TRC BC Ratio | 0 | 0 | 0 | 0 | 0 | 0 | 0 | 0 | 0 | 0 | 0 | 0 | 0 | 0 | 0 | 0 | 0 | 0 | 0 | 0 | 0 | 0 | 0 | 0 | 0 | 0 | 0 | 0 | 0 | 0 | 0
F3_Commercial_Lodging_New_Food Preparation_Natural Gas_Steamer_E1 | F3 | Commercial | Lodging | New | Food Preparation | Natural Gas | Steamer | E1 | PACT BC Ratio | 0.9 | 0.9 | 0.9 | 0 | 0 | 0 | 0 | 0 | 0 | 0 | 0 | 0 | 0 | 0 | 0 | 0 | 0 | 0 | 0 | 0 | 0 | 0 | 0 | 0 | 0 | 0 | 0 | 0 | 0 | 0 | 0
F3_Commercial_Lodging_New_Food Preparation_Natural Gas_Steamer_E2 | F3 | Commercial | Lodging | New | Food Preparation | Natural Gas | Steamer | E2 | PACT BC Ratio | 5.4356 | 5.4817 | 5.5082 | 0.9 | 0.9 | 0.9 | 0.9 | 0.9 | 0.9 | 0.9 | 0.9 | 0.9 | 0.9 | 0.9 | 0.9 | 0.9 | 0.9 | 0.9 | 0.9 | 0.9 | 0.9 | 0.9 | 0.9 | 0.9 | 0.9 | 0.9 | 0.9 | 0.9 | 0.9 | 0.9 | 0.9
F3_Commercial_Lodging_New_Food Preparation_Natural Gas_Steamer_E3 | F3 | Commercial | Lodging | New | Food Preparation | Natural Gas | Steamer | E3 | PACT BC Ratio | 0 | 0 | 0 | 0 | 0 | 0 | 0 | 0 | 0 | 0 | 0 | 0 | 0 | 0 | 0 | 0 | 0 | 0 | 0 | 0 | 0 | 0 | 0 | 0 | 0 | 0 | 0 | 0 | 0 | 0 | 0
F3_Commercial_Lodging_New_Food Preparation_Natural Gas_Steamer_E4 | F3 | Commercial | Lodging | New | Food Preparation | Natural Gas | Steamer | E4 | PACT BC Ratio | 0 | 0 | 0 | 0 | 0 | 0 | 0 | 0 | 0 | 0 | 0 | 0 | 0 | 0 | 0 | 0 | 0 | 0 | 0 | 0 | 0 | 0 | 0 | 0 | 0 | 0 | 0 | 0 | 0 | 0 | 0
F3_Commercial_Lodging_New_Food Preparation_Natural Gas_Steamer_E5 | F3 | Commercial | Lodging | New | Food Preparation | Natural Gas | Steamer | E5 | PACT BC Ratio | 0 | 0 | 0 | 0 | 0 | 0 | 0 | 0 | 0 | 0 | 0 | 0 | 0 | 0 | 0 | 0 | 0 | 0 | 0 | 0 | 0 | 0 | 0 | 0 | 0 | 0 | 0 | 0 | 0 | 0 | 0
F3_Commercial_Lodging_New_Food Preparation_Natural Gas_Steamer_E6 | F3 | Commercial | Lodging | New | Food Preparation | Natural Gas | Steamer | E6 | PACT BC Ratio | 0 | 0 | 0 | 0 | 0 | 0 | 0 | 0 | 0 | 0 | 0 | 0 | 0 | 0 | 0 | 0 | 0 | 0 | 0 | 0 | 0 | 0 | 0 | 0 | 0 | 0 | 0 | 0 | 0 | 0 | 0
F3_Commercial_Lodging_New_Food Preparation_Natural Gas_Steamer_E7 | F3 | Commercial | Lodging | New | Food Preparation | Natural Gas | Steamer | E7 | PACT BC Ratio | 0 | 0 | 0 | 0 | 0 | 0 | 0 | 0 | 0 | 0 | 0 | 0 | 0 | 0 | 0 | 0 | 0 | 0 | 0 | 0 | 0 | 0 | 0 | 0 | 0 | 0 | 0 | 0 | 0 | 0 | 0
F3_Commercial_Lodging_New_Food Preparation_Natural Gas_Steamer_E8 | F3 | Commercial | Lodging | New | Food Preparation | Natural Gas | Steamer | E8 | PACT BC Ratio | 0 | 0 | 0 | 0 | 0 | 0 | 0 | 0 | 0 | 0 | 0 | 0 | 0 | 0 | 0 | 0 | 0 | 0 | 0 | 0 | 0 | 0 | 0 | 0 | 0 | 0 | 0 | 0 | 0 | 0 | 0
F3_Commercial_Lodging_New_Food Preparation_Natural Gas_Steamer_E9 | F3 | Commercial | Lodging | New | Food Preparation | Natural Gas | Steamer | E9 | PACT BC Ratio | 0 | 0 | 0 | 0 | 0 | 0 | 0 | 0 | 0 | 0 | 0 | 0 | 0 | 0 | 0 | 0 | 0 | 0 | 0 | 0 | 0 | 0 | 0 | 0 | 0 | 0 | 0 | 0 | 0 | 0 | 0
F3_Commercial_Lodging_New_Food Preparation_Natural Gas_Steamer_E10 | F3 | Commercial | Lodging | New | Food Preparation | Natural Gas | Steamer | E10 | PACT BC Ratio | 0 | 0 | 0 | 0 | 0 | 0 | 0 | 0 | 0 | 0 | 0 | 0 | 0 | 0 | 0 | 0 | 0 | 0 | 0 | 0 | 0 | 0 | 0 | 0 | 0 | 0 | 0 | 0 | 0 | 0 | 0
F4_Commercial_Lodging_New_Food Preparation_Natural Gas_Steamer_E1 | F4 | Commercial | Lodging | New | Food Preparation | Natural Gas | Steamer | E1 | PCT BC Ratio | 0.9 | 0.9 | 0.9 | 0 | 0 | 0 | 0 | 0 | 0 | 0 | 0 | 0 | 0 | 0 | 0 | 0 | 0 | 0 | 0 | 0 | 0 | 0 | 0 | 0 | 0 | 0 | 0 | 0 | 0 | 0 | 0
F4_Commercial_Lodging_New_Food Preparation_Natural Gas_Steamer_E2 | F4 | Commercial | Lodging | New | Food Preparation | Natural Gas | Steamer | E2 | PCT BC Ratio | 12.4994 | 12.5981 | 12.6548 | 0.9 | 0.9 | 0.9 | 0.9 | 0.9 | 0.9 | 0.9 | 0.9 | 0.9 | 0.9 | 0.9 | 0.9 | 0.9 | 0.9 | 0.9 | 0.9 | 0.9 | 0.9 | 0.9 | 0.9 | 0.9 | 0.9 | 0.9 | 0.9 | 0.9 | 0.9 | 0.9 | 0.9
F4_Commercial_Lodging_New_Food Preparation_Natural Gas_Steamer_E3 | F4 | Commercial | Lodging | New | Food Preparation | Natural Gas | Steamer | E3 | PCT BC Ratio | 0 | 0 | 0 | 0 | 0 | 0 | 0 | 0 | 0 | 0 | 0 | 0 | 0 | 0 | 0 | 0 | 0 | 0 | 0 | 0 | 0 | 0 | 0 | 0 | 0 | 0 | 0 | 0 | 0 | 0 | 0
F4_Commercial_Lodging_New_Food Preparation_Natural Gas_Steamer_E4 | F4 | Commercial | Lodging | New | Food Preparation | Natural Gas | Steamer | E4 | PCT BC Ratio | 0 | 0 | 0 | 0 | 0 | 0 | 0 | 0 | 0 | 0 | 0 | 0 | 0 | 0 | 0 | 0 | 0 | 0 | 0 | 0 | 0 | 0 | 0 | 0 | 0 | 0 | 0 | 0 | 0 | 0 | 0
F4_Commercial_Lodging_New_Food Preparation_Natural Gas_Steamer_E5 | F4 | Commercial | Lodging | New | Food Preparation | Natural Gas | Steamer | E5 | PCT BC Ratio | 0 | 0 | 0 | 0 | 0 | 0 | 0 | 0 | 0 | 0 | 0 | 0 | 0 | 0 | 0 | 0 | 0 | 0 | 0 | 0 | 0 | 0 | 0 | 0 | 0 | 0 | 0 | 0 | 0 | 0 | 0
F4_Commercial_Lodging_New_Food Preparation_Natural Gas_Steamer_E6 | F4 | Commercial | Lodging | New | Food Preparation | Natural Gas | Steamer | E6 | PCT BC Ratio | 0 | 0 | 0 | 0 | 0 | 0 | 0 | 0 | 0 | 0 | 0 | 0 | 0 | 0 | 0 | 0 | 0 | 0 | 0 | 0 | 0 | 0 | 0 | 0 | 0 | 0 | 0 | 0 | 0 | 0 | 0
F4_Commercial_Lodging_New_Food Preparation_Natural Gas_Steamer_E7 | F4 | Commercial | Lodging | New | Food Preparation | Natural Gas | Steamer | E7 | PCT BC Ratio | 0 | 0 | 0 | 0 | 0 | 0 | 0 | 0 | 0 | 0 | 0 | 0 | 0 | 0 | 0 | 0 | 0 | 0 | 0 | 0 | 0 | 0 | 0 | 0 | 0 | 0 | 0 | 0 | 0 | 0 | 0
F4_Commercial_Lodging_New_Food Preparation_Natural Gas_Steamer_E8 | F4 | Commercial | Lodging | New | Food Preparation | Natural Gas | Steamer | E8 | PCT BC Ratio | 0 | 0 | 0 | 0 | 0 | 0 | 0 | 0 | 0 | 0 | 0 | 0 | 0 | 0 | 0 | 0 | 0 | 0 | 0 | 0 | 0 | 0 | 0 | 0 | 0 | 0 | 0 | 0 | 0 | 0 | 0
F4_Commercial_Lodging_New_Food Preparation_Natural Gas_Steamer_E9 | F4 | Commercial | Lodging | New | Food Preparation | Natural Gas | Steamer | E9 | PCT BC Ratio | 0 | 0 | 0 | 0 | 0 | 0 | 0 | 0 | 0 | 0 | 0 | 0 | 0 | 0 | 0 | 0 | 0 | 0 | 0 | 0 | 0 | 0 | 0 | 0 | 0 | 0 | 0 | 0 | 0 | 0 | 0
F4_Commercial_Lodging_New_Food Preparation_Natural Gas_Steamer_E10 | F4 | Commercial | Lodging | New | Food Preparation | Natural Gas | Steamer | E10 | PCT BC Ratio | 0 | 0 | 0 | 0 | 0 | 0 | 0 | 0 | 0 | 0 | 0 | 0 | 0 | 0 | 0 | 0 | 0 | 0 | 0 | 0 | 0 | 0 | 0 | 0 | 0 | 0 | 0 | 0 | 0 | 0 | 0
F5_Commercial_Lodging_New_Food Preparation_Natural Gas_Steamer_E1 | F5 | Commercial | Lodging | New | Food Preparation | Natural Gas | Steamer | E1 | RIM BC Ratio | 0.9 | 0.9 | 0.9 | 0 | 0 | 0 | 0 | 0 | 0 | 0 | 0 | 0 | 0 | 0 | 0 | 0 | 0 | 0 | 0 | 0 | 0 | 0 | 0 | 0 | 0 | 0 | 0 | 0 | 0 | 0 | 0
F5_Commercial_Lodging_New_Food Preparation_Natural Gas_Steamer_E2 | F5 | Commercial | Lodging | New | Food Preparation | Natural Gas | Steamer | E2 | RIM BC Ratio | 0.72357 | 0.72438 | 0.72484 | 0.9 | 0.9 | 0.9 | 0.9 | 0.9 | 0.9 | 0.9 | 0.9 | 0.9 | 0.9 | 0.9 | 0.9 | 0.9 | 0.9 | 0.9 | 0.9 | 0.9 | 0.9 | 0.9 | 0.9 | 0.9 | 0.9 | 0.9 | 0.9 | 0.9 | 0.9 | 0.9 | 0.9
F5_Commercial_Lodging_New_Food Preparation_Natural Gas_Steamer_E3 | F5 | Commercial | Lodging | New | Food Preparation | Natural Gas | Steamer | E3 | RIM BC Ratio | 0 | 0 | 0 | 0 | 0 | 0 | 0 | 0 | 0 | 0 | 0 | 0 | 0 | 0 | 0 | 0 | 0 | 0 | 0 | 0 | 0 | 0 | 0 | 0 | 0 | 0 | 0 | 0 | 0 | 0 | 0
F5_Commercial_Lodging_New_Food Preparation_Natural Gas_Steamer_E4 | F5 | Commercial | Lodging | New | Food Preparation | Natural Gas | Steamer | E4 | RIM BC Ratio | 0 | 0 | 0 | 0 | 0 | 0 | 0 | 0 | 0 | 0 | 0 | 0 | 0 | 0 | 0 | 0 | 0 | 0 | 0 | 0 | 0 | 0 | 0 | 0 | 0 | 0 | 0 | 0 | 0 | 0 | 0
F5_Commercial_Lodging_New_Food Preparation_Natural Gas_Steamer_E5 | F5 | Commercial | Lodging | New | Food Preparation | Natural Gas | Steamer | E5 | RIM BC Ratio | 0 | 0 | 0 | 0 | 0 | 0 | 0 | 0 | 0 | 0 | 0 | 0 | 0 | 0 | 0 | 0 | 0 | 0 | 0 | 0 | 0 | 0 | 0 | 0 | 0 | 0 | 0 | 0 | 0 | 0 | 0
F5_Commercial_Lodging_New_Food Preparation_Natural Gas_Steamer_E6 | F5 | Commercial | Lodging | New | Food Preparation | Natural Gas | Steamer | E6 | RIM BC Ratio | 0 | 0 | 0 | 0 | 0 | 0 | 0 | 0 | 0 | 0 | 0 | 0 | 0 | 0 | 0 | 0 | 0 | 0 | 0 | 0 | 0 | 0 | 0 | 0 | 0 | 0 | 0 | 0 | 0 | 0 | 0
F5_Commercial_Lodging_New_Food Preparation_Natural Gas_Steamer_E7 | F5 | Commercial | Lodging | New | Food Preparation | Natural Gas | Steamer | E7 | RIM BC Ratio | 0 | 0 | 0 | 0 | 0 | 0 | 0 | 0 | 0 | 0 | 0 | 0 | 0 | 0 | 0 | 0 | 0 | 0 | 0 | 0 | 0 | 0 | 0 | 0 | 0 | 0 | 0 | 0 | 0 | 0 | 0
F5_Commercial_Lodging_New_Food Preparation_Natural Gas_Steamer_E8 | F5 | Commercial | Lodging | New | Food Preparation | Natural Gas | Steamer | E8 | RIM BC Ratio | 0 | 0 | 0 | 0 | 0 | 0 | 0 | 0 | 0 | 0 | 0 | 0 | 0 | 0 | 0 | 0 | 0 | 0 | 0 | 0 | 0 | 0 | 0 | 0 | 0 | 0 | 0 | 0 | 0 | 0 | 0
F5_Commercial_Lodging_New_Food Preparation_Natural Gas_Steamer_E9 | F5 | Commercial | Lodging | New | Food Preparation | Natural Gas | Steamer | E9 | RIM BC Ratio | 0 | 0 | 0 | 0 | 0 | 0 | 0 | 0 | 0 | 0 | 0 | 0 | 0 | 0 | 0 | 0 | 0 | 0 | 0 | 0 | 0 | 0 | 0 | 0 | 0 | 0 | 0 | 0 | 0 | 0 | 0
F5_Commercial_Lodging_New_Food Preparation_Natural Gas_Steamer_E10 | F5 | Commercial | Lodging | New | Food Preparation | Natural Gas | Steamer | E10 | RIM BC Ratio | 0 | 0 | 0 | 0 | 0 | 0 | 0 | 0 | 0 | 0 | 0 | 0 | 0 | 0 | 0 | 0 | 0 | 0 | 0 | 0 | 0 | 0 | 0 | 0 | 0 | 0 | 0 | 0 | 0 | 0 | 0
F0_Commercial_Lodging_New_Food Preparation_Natural Gas_Food Prep Other_E0 | F0 | Commercial | Lodging | New | Food Preparation | Natural Gas | Food Prep Other | E0 | Economic Unit | ENERGY STAR | ENERGY STAR | ENERGY STAR | ENERGY STAR | ENERGY STAR | ENERGY STAR | ENERGY STAR | ENERGY STAR | ENERGY STAR | ENERGY STAR | ENERGY STAR | ENERGY STAR | ENERGY STAR | ENERGY STAR | ENERGY STAR | ENERGY STAR | ENERGY STAR | ENERGY STAR | ENERGY STAR | ENERGY STAR | ENERGY STAR | ENERGY STAR | ENERGY STAR | Standard | Standard | Standard | Standard | Standard | Standard | Standard | Standard
F1_Commercial_Lodging_New_Food Preparation_Natural Gas_Food Prep Other_E1 | F1 | Commercial | Lodging | New | Food Preparation | Natural Gas | Food Prep Other | E1 | CCE | 0 | 0 | 0 | 0 | 0 | 0 | 0 | 0 | 0 | 0 | 0 | 0 | 0 | 0 | 0 | 0 | 0 | 0 | 0 | 0 | 0 | 0 | 0 | 0 | 0 | 0 | 0 | 0 | 0 | 0 | 0
F1_Commercial_Lodging_New_Food Preparation_Natural Gas_Food Prep Other_E2 | F1 | Commercial | Lodging | New | Food Preparation | Natural Gas | Food Prep Other | E2 | CCE | 0.15845 | 0.15233 | 0.15306 | 0.15466 | 0.15466 | 0.15466 | 0.15466 | 0.15466 | 0.15466 | 0.15466 | 0.15466 | 0.15466 | 0.15466 | 0.15466 | 0.15466 | 0.15466 | 0.15466 | 0.15466 | 0.15466 | 0.15466 | 0.15466 | 0.15466 | 0.15466 | 0.15466 | 0.15466 | 0.15466 | 0.15466 | 0.15466 | 0.15466 | 0.15466 | 0.15466
F1_Commercial_Lodging_New_Food Preparation_Natural Gas_Food Prep Other_E3 | F1 | Commercial | Lodging | New | Food Preparation | Natural Gas | Food Prep Other | E3 | CCE | 0 | 0 | 0 | 0 | 0 | 0 | 0 | 0 | 0 | 0 | 0 | 0 | 0 | 0 | 0 | 0 | 0 | 0 | 0 | 0 | 0 | 0 | 0 | 0 | 0 | 0 | 0 | 0 | 0 | 0 | 0
F1_Commercial_Lodging_New_Food Preparation_Natural Gas_Food Prep Other_E4 | F1 | Commercial | Lodging | New | Food Preparation | Natural Gas | Food Prep Other | E4 | CCE | 0 | 0 | 0 | 0 | 0 | 0 | 0 | 0 | 0 | 0 | 0 | 0 | 0 | 0 | 0 | 0 | 0 | 0 | 0 | 0 | 0 | 0 | 0 | 0 | 0 | 0 | 0 | 0 | 0 | 0 | 0
F1_Commercial_Lodging_New_Food Preparation_Natural Gas_Food Prep Other_E5 | F1 | Commercial | Lodging | New | Food Preparation | Natural Gas | Food Prep Other | E5 | CCE | 0 | 0 | 0 | 0 | 0 | 0 | 0 | 0 | 0 | 0 | 0 | 0 | 0 | 0 | 0 | 0 | 0 | 0 | 0 | 0 | 0 | 0 | 0 | 0 | 0 | 0 | 0 | 0 | 0 | 0 | 0
F1_Commercial_Lodging_New_Food Preparation_Natural Gas_Food Prep Other_E6 | F1 | Commercial | Lodging | New | Food Preparation | Natural Gas | Food Prep Other | E6 | CCE | 0 | 0 | 0 | 0 | 0 | 0 | 0 | 0 | 0 | 0 | 0 | 0 | 0 | 0 | 0 | 0 | 0 | 0 | 0 | 0 | 0 | 0 | 0 | 0 | 0 | 0 | 0 | 0 | 0 | 0 | 0
F1_Commercial_Lodging_New_Food Preparation_Natural Gas_Food Prep Other_E7 | F1 | Commercial | Lodging | New | Food Preparation | Natural Gas | Food Prep Other | E7 | CCE | 0 | 0 | 0 | 0 | 0 | 0 | 0 | 0 | 0 | 0 | 0 | 0 | 0 | 0 | 0 | 0 | 0 | 0 | 0 | 0 | 0 | 0 | 0 | 0 | 0 | 0 | 0 | 0 | 0 | 0 | 0
F1_Commercial_Lodging_New_Food Preparation_Natural Gas_Food Prep Other_E8 | F1 | Commercial | Lodging | New | Food Preparation | Natural Gas | Food Prep Other | E8 | CCE | 0 | 0 | 0 | 0 | 0 | 0 | 0 | 0 | 0 | 0 | 0 | 0 | 0 | 0 | 0 | 0 | 0 | 0 | 0 | 0 | 0 | 0 | 0 | 0 | 0 | 0 | 0 | 0 | 0 | 0 | 0
F1_Commercial_Lodging_New_Food Preparation_Natural Gas_Food Prep Other_E9 | F1 | Commercial | Lodging | New | Food Preparation | Natural Gas | Food Prep Other | E9 | CCE | 0 | 0 | 0 | 0 | 0 | 0 | 0 | 0 | 0 | 0 | 0 | 0 | 0 | 0 | 0 | 0 | 0 | 0 | 0 | 0 | 0 | 0 | 0 | 0 | 0 | 0 | 0 | 0 | 0 | 0 | 0
F1_Commercial_Lodging_New_Food Preparation_Natural Gas_Food Prep Other_E10 | F1 | Commercial | Lodging | New | Food Preparation | Natural Gas | Food Prep Other | E10 | CCE | 0 | 0 | 0 | 0 | 0 | 0 | 0 | 0 | 0 | 0 | 0 | 0 | 0 | 0 | 0 | 0 | 0 | 0 | 0 | 0 | 0 | 0 | 0 | 0 | 0 | 0 | 0 | 0 | 0 | 0 | 0
F2_Commercial_Lodging_New_Food Preparation_Natural Gas_Food Prep Other_E1 | F2 | Commercial | Lodging | New | Food Preparation | Natural Gas | Food Prep Other | E1 | TRC BC Ratio | 0.9 | 0.9 | 0.9 | 0.9 | 0.9 | 0.9 | 0.9 | 0.9 | 0.9 | 0.9 | 0.9 | 0.9 | 0.9 | 0.9 | 0.9 | 0.9 | 0.9 | 0.9 | 0.9 | 0.9 | 0.9 | 0.9 | 0.9 | 0.9 | 0.9 | 0.9 | 0.9 | 0.9 | 0.9 | 0.9 | 0.9
F2_Commercial_Lodging_New_Food Preparation_Natural Gas_Food Prep Other_E2 | F2 | Commercial | Lodging | New | Food Preparation | Natural Gas | Food Prep Other | E2 | TRC BC Ratio | 0.064402 | 0.065679 | 0.066592 | 0.067581 | 0.069003 | 0.064649 | 0.061246 | 0.059457 | 0.058814 | 0.057827 | 0.057162 | 0.060191 | 0.053868 | 0.057577 | 0.062338 | 0.066965 | 0.067138 | 0.067459 | 0.06617 | 0.067089 | 0.067733 | 0.068601 | 0.069693 | 0.032829 | 0.032174 | 0.031561 | 0.030984 | 0.030437 | 0.029914 | 0.029412 | 0.028926
F2_Commercial_Lodging_New_Food Preparation_Natural Gas_Food Prep Other_E3 | F2 | Commercial | Lodging | New | Food Preparation | Natural Gas | Food Prep Other | E3 | TRC BC Ratio | 0 | 0 | 0 | 0 | 0 | 0 | 0 | 0 | 0 | 0 | 0 | 0 | 0 | 0 | 0 | 0 | 0 | 0 | 0 | 0 | 0 | 0 | 0 | 0 | 0 | 0 | 0 | 0 | 0 | 0 | 0
F2_Commercial_Lodging_New_Food Preparation_Natural Gas_Food Prep Other_E4 | F2 | Commercial | Lodging | New | Food Preparation | Natural Gas | Food Prep Other | E4 | TRC BC Ratio | 0 | 0 | 0 | 0 | 0 | 0 | 0 | 0 | 0 | 0 | 0 | 0 | 0 | 0 | 0 | 0 | 0 | 0 | 0 | 0 | 0 | 0 | 0 | 0 | 0 | 0 | 0 | 0 | 0 | 0 | 0
F2_Commercial_Lodging_New_Food Preparation_Natural Gas_Food Prep Other_E5 | F2 | Commercial | Lodging | New | Food Preparation | Natural Gas | Food Prep Other | E5 | TRC BC Ratio | 0 | 0 | 0 | 0 | 0 | 0 | 0 | 0 | 0 | 0 | 0 | 0 | 0 | 0 | 0 | 0 | 0 | 0 | 0 | 0 | 0 | 0 | 0 | 0 | 0 | 0 | 0 | 0 | 0 | 0 | 0
F2_Commercial_Lodging_New_Food Preparation_Natural Gas_Food Prep Other_E6 | F2 | Commercial | Lodging | New | Food Preparation | Natural Gas | Food Prep Other | E6 | TRC BC Ratio | 0 | 0 | 0 | 0 | 0 | 0 | 0 | 0 | 0 | 0 | 0 | 0 | 0 | 0 | 0 | 0 | 0 | 0 | 0 | 0 | 0 | 0 | 0 | 0 | 0 | 0 | 0 | 0 | 0 | 0 | 0
F2_Commercial_Lodging_New_Food Preparation_Natural Gas_Food Prep Other_E7 | F2 | Commercial | Lodging | New | Food Preparation | Natural Gas | Food Prep Other | E7 | TRC BC Ratio | 0 | 0 | 0 | 0 | 0 | 0 | 0 | 0 | 0 | 0 | 0 | 0 | 0 | 0 | 0 | 0 | 0 | 0 | 0 | 0 | 0 | 0 | 0 | 0 | 0 | 0 | 0 | 0 | 0 | 0 | 0
F2_Commercial_Lodging_New_Food Preparation_Natural Gas_Food Prep Other_E8 | F2 | Commercial | Lodging | New | Food Preparation | Natural Gas | Food Prep Other | E8 | TRC BC Ratio | 0 | 0 | 0 | 0 | 0 | 0 | 0 | 0 | 0 | 0 | 0 | 0 | 0 | 0 | 0 | 0 | 0 | 0 | 0 | 0 | 0 | 0 | 0 | 0 | 0 | 0 | 0 | 0 | 0 | 0 | 0
F2_Commercial_Lodging_New_Food Preparation_Natural Gas_Food Prep Other_E9 | F2 | Commercial | Lodging | New | Food Preparation | Natural Gas | Food Prep Other | E9 | TRC BC Ratio | 0 | 0 | 0 | 0 | 0 | 0 | 0 | 0 | 0 | 0 | 0 | 0 | 0 | 0 | 0 | 0 | 0 | 0 | 0 | 0 | 0 | 0 | 0 | 0 | 0 | 0 | 0 | 0 | 0 | 0 | 0
F2_Commercial_Lodging_New_Food Preparation_Natural Gas_Food Prep Other_E10 | F2 | Commercial | Lodging | New | Food Preparation | Natural Gas | Food Prep Other | E10 | TRC BC Ratio | 0 | 0 | 0 | 0 | 0 | 0 | 0 | 0 | 0 | 0 | 0 | 0 | 0 | 0 | 0 | 0 | 0 | 0 | 0 | 0 | 0 | 0 | 0 | 0 | 0 | 0 | 0 | 0 | 0 | 0 | 0
F3_Commercial_Lodging_New_Food Preparation_Natural Gas_Food Prep Other_E1 | F3 | Commercial | Lodging | New | Food Preparation | Natural Gas | Food Prep Other | E1 | PACT BC Ratio | 0.9 | 0.9 | 0.9 | 0.9 | 0.9 | 0.9 | 0.9 | 0.9 | 0.9 | 0.9 | 0.9 | 0.9 | 0.9 | 0.9 | 0.9 | 0.9 | 0.9 | 0.9 | 0.9 | 0.9 | 0.9 | 0.9 | 0.9 | 0.9 | 0.9 | 0.9 | 0.9 | 0.9 | 0.9 | 0.9 | 0.9
F3_Commercial_Lodging_New_Food Preparation_Natural Gas_Food Prep Other_E2 | F3 | Commercial | Lodging | New | Food Preparation | Natural Gas | Food Prep Other | E2 | PACT BC Ratio | 1.1369 | 1.1594 | 1.1755 | 1.193 | 1.2181 | 1.1412 | 1.0812 | 1.0496 | 1.0382 | 1.0208 | 1.0091 | 1.0625 | 0.95093 | 1.0164 | 1.1004 | 1.1821 | 1.1852 | 1.1908 | 1.1681 | 1.1843 | 1.1957 | 1.211 | 1.2303 | 0.57953 | 0.56797 | 0.55715 | 0.54696 | 0.5373 | 0.52807 | 0.5192 | 0.51063
F3_Commercial_Lodging_New_Food Preparation_Natural Gas_Food Prep Other_E3 | F3 | Commercial | Lodging | New | Food Preparation | Natural Gas | Food Prep Other | E3 | PACT BC Ratio | 0 | 0 | 0 | 0 | 0 | 0 | 0 | 0 | 0 | 0 | 0 | 0 | 0 | 0 | 0 | 0 | 0 | 0 | 0 | 0 | 0 | 0 | 0 | 0 | 0 | 0 | 0 | 0 | 0 | 0 | 0
F3_Commercial_Lodging_New_Food Preparation_Natural Gas_Food Prep Other_E4 | F3 | Commercial | Lodging | New | Food Preparation | Natural Gas | Food Prep Other | E4 | PACT BC Ratio | 0 | 0 | 0 | 0 | 0 | 0 | 0 | 0 | 0 | 0 | 0 | 0 | 0 | 0 | 0 | 0 | 0 | 0 | 0 | 0 | 0 | 0 | 0 | 0 | 0 | 0 | 0 | 0 | 0 | 0 | 0
F3_Commercial_Lodging_New_Food Preparation_Natural Gas_Food Prep Other_E5 | F3 | Commercial | Lodging | New | Food Preparation | Natural Gas | Food Prep Other | E5 | PACT BC Ratio | 0 | 0 | 0 | 0 | 0 | 0 | 0 | 0 | 0 | 0 | 0 | 0 | 0 | 0 | 0 | 0 | 0 | 0 | 0 | 0 | 0 | 0 | 0 | 0 | 0 | 0 | 0 | 0 | 0 | 0 | 0
F3_Commercial_Lodging_New_Food Preparation_Natural Gas_Food Prep Other_E6 | F3 | Commercial | Lodging | New | Food Preparation | Natural Gas | Food Prep Other | E6 | PACT BC Ratio | 0 | 0 | 0 | 0 | 0 | 0 | 0 | 0 | 0 | 0 | 0 | 0 | 0 | 0 | 0 | 0 | 0 | 0 | 0 | 0 | 0 | 0 | 0 | 0 | 0 | 0 | 0 | 0 | 0 | 0 | 0
F3_Commercial_Lodging_New_Food Preparation_Natural Gas_Food Prep Other_E7 | F3 | Commercial | Lodging | New | Food Preparation | Natural Gas | Food Prep Other | E7 | PACT BC Ratio | 0 | 0 | 0 | 0 | 0 | 0 | 0 | 0 | 0 | 0 | 0 | 0 | 0 | 0 | 0 | 0 | 0 | 0 | 0 | 0 | 0 | 0 | 0 | 0 | 0 | 0 | 0 | 0 | 0 | 0 | 0
F3_Commercial_Lodging_New_Food Preparation_Natural Gas_Food Prep Other_E8 | F3 | Commercial | Lodging | New | Food Preparation | Natural Gas | Food Prep Other | E8 | PACT BC Ratio | 0 | 0 | 0 | 0 | 0 | 0 | 0 | 0 | 0 | 0 | 0 | 0 | 0 | 0 | 0 | 0 | 0 | 0 | 0 | 0 | 0 | 0 | 0 | 0 | 0 | 0 | 0 | 0 | 0 | 0 | 0
F3_Commercial_Lodging_New_Food Preparation_Natural Gas_Food Prep Other_E9 | F3 | Commercial | Lodging | New | Food Preparation | Natural Gas | Food Prep Other | E9 | PACT BC Ratio | 0 | 0 | 0 | 0 | 0 | 0 | 0 | 0 | 0 | 0 | 0 | 0 | 0 | 0 | 0 | 0 | 0 | 0 | 0 | 0 | 0 | 0 | 0 | 0 | 0 | 0 | 0 | 0 | 0 | 0 | 0
F3_Commercial_Lodging_New_Food Preparation_Natural Gas_Food Prep Other_E10 | F3 | Commercial | Lodging | New | Food Preparation | Natural Gas | Food Prep Other | E10 | PACT BC Ratio | 0 | 0 | 0 | 0 | 0 | 0 | 0 | 0 | 0 | 0 | 0 | 0 | 0 | 0 | 0 | 0 | 0 | 0 | 0 | 0 | 0 | 0 | 0 | 0 | 0 | 0 | 0 | 0 | 0 | 0 | 0
F4_Commercial_Lodging_New_Food Preparation_Natural Gas_Food Prep Other_E1 | F4 | Commercial | Lodging | New | Food Preparation | Natural Gas | Food Prep Other | E1 | PCT BC Ratio | 0.9 | 0.9 | 0.9 | 0.9 | 0.9 | 0.9 | 0.9 | 0.9 | 0.9 | 0.9 | 0.9 | 0.9 | 0.9 | 0.9 | 0.9 | 0.9 | 0.9 | 0.9 | 0.9 | 0.9 | 0.9 | 0.9 | 0.9 | 0.9 | 0.9 | 0.9 | 0.9 | 0.9 | 0.9 | 0.9 | 0.9
F4_Commercial_Lodging_New_Food Preparation_Natural Gas_Food Prep Other_E2 | F4 | Commercial | Lodging | New | Food Preparation | Natural Gas | Food Prep Other | E2 | PCT BC Ratio | 0.10732 | 0.10889 | 0.11002 | 0.11124 | 0.113 | 0.10762 | 0.10342 | 0.10121 | 0.10042 | 0.0992 | 0.098378 | 0.10212 | 0.094311 | 0.098891 | 0.10477 | 0.11048 | 0.1107 | 0.11109 | 0.1095 | 0.11064 | 0.11143 | 0.1125 | 0.11385 | 0.068334 | 0.067525 | 0.066768 | 0.066056 | 0.06538 | 0.064735 | 0.064115 | 0.063515
F4_Commercial_Lodging_New_Food Preparation_Natural Gas_Food Prep Other_E3 | F4 | Commercial | Lodging | New | Food Preparation | Natural Gas | Food Prep Other | E3 | PCT BC Ratio | 0 | 0 | 0 | 0 | 0 | 0 | 0 | 0 | 0 | 0 | 0 | 0 | 0 | 0 | 0 | 0 | 0 | 0 | 0 | 0 | 0 | 0 | 0 | 0 | 0 | 0 | 0 | 0 | 0 | 0 | 0
F4_Commercial_Lodging_New_Food Preparation_Natural Gas_Food Prep Other_E4 | F4 | Commercial | Lodging | New | Food Preparation | Natural Gas | Food Prep Other | E4 | PCT BC Ratio | 0 | 0 | 0 | 0 | 0 | 0 | 0 | 0 | 0 | 0 | 0 | 0 | 0 | 0 | 0 | 0 | 0 | 0 | 0 | 0 | 0 | 0 | 0 | 0 | 0 | 0 | 0 | 0 | 0 | 0 | 0
F4_Commercial_Lodging_New_Food Preparation_Natural Gas_Food Prep Other_E5 | F4 | Commercial | Lodging | New | Food Preparation | Natural Gas | Food Prep Other | E5 | PCT BC Ratio | 0 | 0 | 0 | 0 | 0 | 0 | 0 | 0 | 0 | 0 | 0 | 0 | 0 | 0 | 0 | 0 | 0 | 0 | 0 | 0 | 0 | 0 | 0 | 0 | 0 | 0 | 0 | 0 | 0 | 0 | 0
F4_Commercial_Lodging_New_Food Preparation_Natural Gas_Food Prep Other_E6 | F4 | Commercial | Lodging | New | Food Preparation | Natural Gas | Food Prep Other | E6 | PCT BC Ratio | 0 | 0 | 0 | 0 | 0 | 0 | 0 | 0 | 0 | 0 | 0 | 0 | 0 | 0 | 0 | 0 | 0 | 0 | 0 | 0 | 0 | 0 | 0 | 0 | 0 | 0 | 0 | 0 | 0 | 0 | 0
F4_Commercial_Lodging_New_Food Preparation_Natural Gas_Food Prep Other_E7 | F4 | Commercial | Lodging | New | Food Preparation | Natural Gas | Food Prep Other | E7 | PCT BC Ratio | 0 | 0 | 0 | 0 | 0 | 0 | 0 | 0 | 0 | 0 | 0 | 0 | 0 | 0 | 0 | 0 | 0 | 0 | 0 | 0 | 0 | 0 | 0 | 0 | 0 | 0 | 0 | 0 | 0 | 0 | 0
F4_Commercial_Lodging_New_Food Preparation_Natural Gas_Food Prep Other_E8 | F4 | Commercial | Lodging | New | Food Preparation | Natural Gas | Food Prep Other | E8 | PCT BC Ratio | 0 | 0 | 0 | 0 | 0 | 0 | 0 | 0 | 0 | 0 | 0 | 0 | 0 | 0 | 0 | 0 | 0 | 0 | 0 | 0 | 0 | 0 | 0 | 0 | 0 | 0 | 0 | 0 | 0 | 0 | 0
F4_Commercial_Lodging_New_Food Preparation_Natural Gas_Food Prep Other_E9 | F4 | Commercial | Lodging | New | Food Preparation | Natural Gas | Food Prep Other | E9 | PCT BC Ratio | 0 | 0 | 0 | 0 | 0 | 0 | 0 | 0 | 0 | 0 | 0 | 0 | 0 | 0 | 0 | 0 | 0 | 0 | 0 | 0 | 0 | 0 | 0 | 0 | 0 | 0 | 0 | 0 | 0 | 0 | 0
F4_Commercial_Lodging_New_Food Preparation_Natural Gas_Food Prep Other_E10 | F4 | Commercial | Lodging | New | Food Preparation | Natural Gas | Food Prep Other | E10 | PCT BC Ratio | 0 | 0 | 0 | 0 | 0 | 0 | 0 | 0 | 0 | 0 | 0 | 0 | 0 | 0 | 0 | 0 | 0 | 0 | 0 | 0 | 0 | 0 | 0 | 0 | 0 | 0 | 0 | 0 | 0 | 0 | 0
F5_Commercial_Lodging_New_Food Preparation_Natural Gas_Food Prep Other_E1 | F5 | Commercial | Lodging | New | Food Preparation | Natural Gas | Food Prep Other | E1 | RIM BC Ratio | 0.9 | 0.9 | 0.9 | 0.9 | 0.9 | 0.9 | 0.9 | 0.9 | 0.9 | 0.9 | 0.9 | 0.9 | 0.9 | 0.9 | 0.9 | 0.9 | 0.9 | 0.9 | 0.9 | 0.9 | 0.9 | 0.9 | 0.9 | 0.9 | 0.9 | 0.9 | 0.9 | 0.9 | 0.9 | 0.9 | 0.9
F5_Commercial_Lodging_New_Food Preparation_Natural Gas_Food Prep Other_E2 | F5 | Commercial | Lodging | New | Food Preparation | Natural Gas | Food Prep Other | E2 | RIM BC Ratio | 0.48131 | 0.4853 | 0.48811 | 0.49109 | 0.49529 | 0.48209 | 0.47104 | 0.46494 | 0.4627 | 0.45921 | 0.45681 | 0.46746 | 0.44451 | 0.45831 | 0.47466 | 0.48924 | 0.48976 | 0.49072 | 0.48682 | 0.48961 | 0.49154 | 0.49412 | 0.49729 | 0.34204 | 0.33798 | 0.33412 | 0.33043 | 0.32688 | 0.32344 | 0.32009 | 0.31681
F5_Commercial_Lodging_New_Food Preparation_Natural Gas_Food Prep Other_E3 | F5 | Commercial | Lodging | New | Food Preparation | Natural Gas | Food Prep Other | E3 | RIM BC Ratio | 0 | 0 | 0 | 0 | 0 | 0 | 0 | 0 | 0 | 0 | 0 | 0 | 0 | 0 | 0 | 0 | 0 | 0 | 0 | 0 | 0 | 0 | 0 | 0 | 0 | 0 | 0 | 0 | 0 | 0 | 0
F5_Commercial_Lodging_New_Food Preparation_Natural Gas_Food Prep Other_E4 | F5 | Commercial | Lodging | New | Food Preparation | Natural Gas | Food Prep Other | E4 | RIM BC Ratio | 0 | 0 | 0 | 0 | 0 | 0 | 0 | 0 | 0 | 0 | 0 | 0 | 0 | 0 | 0 | 0 | 0 | 0 | 0 | 0 | 0 | 0 | 0 | 0 | 0 | 0 | 0 | 0 | 0 | 0 | 0
F5_Commercial_Lodging_New_Food Preparation_Natural Gas_Food Prep Other_E5 | F5 | Commercial | Lodging | New | Food Preparation | Natural Gas | Food Prep Other | E5 | RIM BC Ratio | 0 | 0 | 0 | 0 | 0 | 0 | 0 | 0 | 0 | 0 | 0 | 0 | 0 | 0 | 0 | 0 | 0 | 0 | 0 | 0 | 0 | 0 | 0 | 0 | 0 | 0 | 0 | 0 | 0 | 0 | 0
F5_Commercial_Lodging_New_Food Preparation_Natural Gas_Food Prep Other_E6 | F5 | Commercial | Lodging | New | Food Preparation | Natural Gas | Food Prep Other | E6 | RIM BC Ratio | 0 | 0 | 0 | 0 | 0 | 0 | 0 | 0 | 0 | 0 | 0 | 0 | 0 | 0 | 0 | 0 | 0 | 0 | 0 | 0 | 0 | 0 | 0 | 0 | 0 | 0 | 0 | 0 | 0 | 0 | 0
F5_Commercial_Lodging_New_Food Preparation_Natural Gas_Food Prep Other_E7 | F5 | Commercial | Lodging | New | Food Preparation | Natural Gas | Food Prep Other | E7 | RIM BC Ratio | 0 | 0 | 0 | 0 | 0 | 0 | 0 | 0 | 0 | 0 | 0 | 0 | 0 | 0 | 0 | 0 | 0 | 0 | 0 | 0 | 0 | 0 | 0 | 0 | 0 | 0 | 0 | 0 | 0 | 0 | 0
F5_Commercial_Lodging_New_Food Preparation_Natural Gas_Food Prep Other_E8 | F5 | Commercial | Lodging | New | Food Preparation | Natural Gas | Food Prep Other | E8 | RIM BC Ratio | 0 | 0 | 0 | 0 | 0 | 0 | 0 | 0 | 0 | 0 | 0 | 0 | 0 | 0 | 0 | 0 | 0 | 0 | 0 | 0 | 0 | 0 | 0 | 0 | 0 | 0 | 0 | 0 | 0 | 0 | 0
F5_Commercial_Lodging_New_Food Preparation_Natural Gas_Food Prep Other_E9 | F5 | Commercial | Lodging | New | Food Preparation | Natural Gas | Food Prep Other | E9 | RIM BC Ratio | 0 | 0 | 0 | 0 | 0 | 0 | 0 | 0 | 0 | 0 | 0 | 0 | 0 | 0 | 0 | 0 | 0 | 0 | 0 | 0 | 0 | 0 | 0 | 0 | 0 | 0 | 0 | 0 | 0 | 0 | 0
F5_Commercial_Lodging_New_Food Preparation_Natural Gas_Food Prep Other_E10 | F5 | Commercial | Lodging | New | Food Preparation | Natural Gas | Food Prep Other | E10 | RIM BC Ratio | 0 | 0 | 0 | 0 | 0 | 0 | 0 | 0 | 0 | 0 | 0 | 0 | 0 | 0 | 0 | 0 | 0 | 0 | 0 | 0 | 0 | 0 | 0 | 0 | 0 | 0 | 0 | 0 | 0 | 0 | 0
F0_Commercial_Lodging_New_Miscellaneous_Natural Gas_Pool Heater_E0 | F0 | Commercial | Lodging | New | Miscellaneous | Natural Gas | Pool Heater | E0 | Economic Unit | Standard (EF .78) | Standard (EF .78) | Standard (EF .78) | Standard (EF .78) | Standard (EF .78) | Standard (EF .78) | Standard (EF .78) | Standard (EF .78) | Standard (EF .78) | Standard (EF .78) | Standard (EF .78) | Standard (EF .78) | Standard (EF .78) | Standard (EF .78) | Standard (EF .78) | Standard (EF .78) | Standard (EF .78) | Standard (EF .78) | Condensing (EF .90) | Condensing (EF .90) | Condensing (EF .90) | Condensing (EF .90) | Condensing (EF .90) | Standard (EF .78) | Standard (EF .78) | Standard (EF .78) | Standard (EF .78) | Standard (EF .78) | Standard (EF .78) | Standard (EF .78) | Standard (EF .78)
F1_Commercial_Lodging_New_Miscellaneous_Natural Gas_Pool Heater_E1 | F1 | Commercial | Lodging | New | Miscellaneous | Natural Gas | Pool Heater | E1 | CCE | 0 | 0 | 0 | 0 | 0 | 0 | 0 | 0 | 0 | 0 | 0 | 0 | 0 | 0 | 0 | 0 | 0 | 0 | 0 | 0 | 0 | 0 | 0 | 0 | 0 | 0 | 0 | 0 | 0 | 0 | 0
F1_Commercial_Lodging_New_Miscellaneous_Natural Gas_Pool Heater_E2 | F1 | Commercial | Lodging | New | Miscellaneous | Natural Gas | Pool Heater | E2 | CCE | 0.017772 | 0.017086 | 0.017167 | 0.017347 | 0.017347 | 0.017347 | 0.017347 | 0.017347 | 0.017347 | 0.017347 | 0.017347 | 0.017347 | 0.017347 | 0.017347 | 0.017347 | 0.017347 | 0.017347 | 0.017347 | 0.017347 | 0.017347 | 0.017347 | 0.017347 | 0.017347 | 0.017347 | 0.017347 | 0.017347 | 0.017347 | 0.017347 | 0.017347 | 0.017347 | 0.017347
F1_Commercial_Lodging_New_Miscellaneous_Natural Gas_Pool Heater_E3 | F1 | Commercial | Lodging | New | Miscellaneous | Natural Gas | Pool Heater | E3 | CCE | 0 | 0 | 0 | 0 | 0 | 0 | 0 | 0 | 0 | 0 | 0 | 0 | 0 | 0 | 0 | 0 | 0 | 0 | 0 | 0 | 0 | 0 | 0 | 0 | 0 | 0 | 0 | 0 | 0 | 0 | 0
F1_Commercial_Lodging_New_Miscellaneous_Natural Gas_Pool Heater_E4 | F1 | Commercial | Lodging | New | Miscellaneous | Natural Gas | Pool Heater | E4 | CCE | 0 | 0 | 0 | 0 | 0 | 0 | 0 | 0 | 0 | 0 | 0 | 0 | 0 | 0 | 0 | 0 | 0 | 0 | 0 | 0 | 0 | 0 | 0 | 0 | 0 | 0 | 0 | 0 | 0 | 0 | 0
F1_Commercial_Lodging_New_Miscellaneous_Natural Gas_Pool Heater_E5 | F1 | Commercial | Lodging | New | Miscellaneous | Natural Gas | Pool Heater | E5 | CCE | 0 | 0 | 0 | 0 | 0 | 0 | 0 | 0 | 0 | 0 | 0 | 0 | 0 | 0 | 0 | 0 | 0 | 0 | 0 | 0 | 0 | 0 | 0 | 0 | 0 | 0 | 0 | 0 | 0 | 0 | 0
F1_Commercial_Lodging_New_Miscellaneous_Natural Gas_Pool Heater_E6 | F1 | Commercial | Lodging | New | Miscellaneous | Natural Gas | Pool Heater | E6 | CCE | 0 | 0 | 0 | 0 | 0 | 0 | 0 | 0 | 0 | 0 | 0 | 0 | 0 | 0 | 0 | 0 | 0 | 0 | 0 | 0 | 0 | 0 | 0 | 0 | 0 | 0 | 0 | 0 | 0 | 0 | 0
F1_Commercial_Lodging_New_Miscellaneous_Natural Gas_Pool Heater_E7 | F1 | Commercial | Lodging | New | Miscellaneous | Natural Gas | Pool Heater | E7 | CCE | 0 | 0 | 0 | 0 | 0 | 0 | 0 | 0 | 0 | 0 | 0 | 0 | 0 | 0 | 0 | 0 | 0 | 0 | 0 | 0 | 0 | 0 | 0 | 0 | 0 | 0 | 0 | 0 | 0 | 0 | 0
F1_Commercial_Lodging_New_Miscellaneous_Natural Gas_Pool Heater_E8 | F1 | Commercial | Lodging | New | Miscellaneous | Natural Gas | Pool Heater | E8 | CCE | 0 | 0 | 0 | 0 | 0 | 0 | 0 | 0 | 0 | 0 | 0 | 0 | 0 | 0 | 0 | 0 | 0 | 0 | 0 | 0 | 0 | 0 | 0 | 0 | 0 | 0 | 0 | 0 | 0 | 0 | 0
F1_Commercial_Lodging_New_Miscellaneous_Natural Gas_Pool Heater_E9 | F1 | Commercial | Lodging | New | Miscellaneous | Natural Gas | Pool Heater | E9 | CCE | 0 | 0 | 0 | 0 | 0 | 0 | 0 | 0 | 0 | 0 | 0 | 0 | 0 | 0 | 0 | 0 | 0 | 0 | 0 | 0 | 0 | 0 | 0 | 0 | 0 | 0 | 0 | 0 | 0 | 0 | 0
F1_Commercial_Lodging_New_Miscellaneous_Natural Gas_Pool Heater_E10 | F1 | Commercial | Lodging | New | Miscellaneous | Natural Gas | Pool Heater | E10 | CCE | 0 | 0 | 0 | 0 | 0 | 0 | 0 | 0 | 0 | 0 | 0 | 0 | 0 | 0 | 0 | 0 | 0 | 0 | 0 | 0 | 0 | 0 | 0 | 0 | 0 | 0 | 0 | 0 | 0 | 0 | 0
F2_Commercial_Lodging_New_Miscellaneous_Natural Gas_Pool Heater_E1 | F2 | Commercial | Lodging | New | Miscellaneous | Natural Gas | Pool Heater | E1 | TRC BC Ratio | 0.9 | 0.9 | 0.9 | 0.9 | 0.9 | 0.9 | 0.9 | 0.9 | 0.9 | 0.9 | 0.9 | 0.9 | 0.9 | 0.9 | 0.9 | 0.9 | 0.9 | 0.9 | 0.9 | 0.9 | 0.9 | 0.9 | 0.9 | 0.9 | 0.9 | 0.9 | 0.9 | 0.9 | 0.9 | 0.9 | 0.9
F2_Commercial_Lodging_New_Miscellaneous_Natural Gas_Pool Heater_E2 | F2 | Commercial | Lodging | New | Miscellaneous | Natural Gas | Pool Heater | E2 | TRC BC Ratio | 0.56913 | 0.59017 | 0.59856 | 0.60055 | 0.62327 | 0.58756 | 0.56286 | 0.56218 | 0.57879 | 0.56904 | 0.56637 | 0.56026 | 0.42036 | 0.41012 | 0.40714 | 0.46017 | 0.52551 | 0.59905 | 0.65771 | 0.754 | 0.76585 | 0.78054 | 0.79807 | 0.30114 | 0.29474 | 0.28881 | 0.28328 | 0.2781 | 0.27319 | 0.2685 | 0.264
F2_Commercial_Lodging_New_Miscellaneous_Natural Gas_Pool Heater_E3 | F2 | Commercial | Lodging | New | Miscellaneous | Natural Gas | Pool Heater | E3 | TRC BC Ratio | 0 | 0 | 0 | 0 | 0 | 0 | 0 | 0 | 0 | 0 | 0 | 0 | 0 | 0 | 0 | 0 | 0 | 0 | 0 | 0 | 0 | 0 | 0 | 0 | 0 | 0 | 0 | 0 | 0 | 0 | 0
F2_Commercial_Lodging_New_Miscellaneous_Natural Gas_Pool Heater_E4 | F2 | Commercial | Lodging | New | Miscellaneous | Natural Gas | Pool Heater | E4 | TRC BC Ratio | 0 | 0 | 0 | 0 | 0 | 0 | 0 | 0 | 0 | 0 | 0 | 0 | 0 | 0 | 0 | 0 | 0 | 0 | 0 | 0 | 0 | 0 | 0 | 0 | 0 | 0 | 0 | 0 | 0 | 0 | 0
F2_Commercial_Lodging_New_Miscellaneous_Natural Gas_Pool Heater_E5 | F2 | Commercial | Lodging | New | Miscellaneous | Natural Gas | Pool Heater | E5 | TRC BC Ratio | 0 | 0 | 0 | 0 | 0 | 0 | 0 | 0 | 0 | 0 | 0 | 0 | 0 | 0 | 0 | 0 | 0 | 0 | 0 | 0 | 0 | 0 | 0 | 0 | 0 | 0 | 0 | 0 | 0 | 0 | 0
F2_Commercial_Lodging_New_Miscellaneous_Natural Gas_Pool Heater_E6 | F2 | Commercial | Lodging | New | Miscellaneous | Natural Gas | Pool Heater | E6 | TRC BC Ratio | 0 | 0 | 0 | 0 | 0 | 0 | 0 | 0 | 0 | 0 | 0 | 0 | 0 | 0 | 0 | 0 | 0 | 0 | 0 | 0 | 0 | 0 | 0 | 0 | 0 | 0 | 0 | 0 | 0 | 0 | 0
F2_Commercial_Lodging_New_Miscellaneous_Natural Gas_Pool Heater_E7 | F2 | Commercial | Lodging | New | Miscellaneous | Natural Gas | Pool Heater | E7 | TRC BC Ratio | 0 | 0 | 0 | 0 | 0 | 0 | 0 | 0 | 0 | 0 | 0 | 0 | 0 | 0 | 0 | 0 | 0 | 0 | 0 | 0 | 0 | 0 | 0 | 0 | 0 | 0 | 0 | 0 | 0 | 0 | 0
F2_Commercial_Lodging_New_Miscellaneous_Natural Gas_Pool Heater_E8 | F2 | Commercial | Lodging | New | Miscellaneous | Natural Gas | Pool Heater | E8 | TRC BC Ratio | 0 | 0 | 0 | 0 | 0 | 0 | 0 | 0 | 0 | 0 | 0 | 0 | 0 | 0 | 0 | 0 | 0 | 0 | 0 | 0 | 0 | 0 | 0 | 0 | 0 | 0 | 0 | 0 | 0 | 0 | 0
F2_Commercial_Lodging_New_Miscellaneous_Natural Gas_Pool Heater_E9 | F2 | Commercial | Lodging | New | Miscellaneous | Natural Gas | Pool Heater | E9 | TRC BC Ratio | 0 | 0 | 0 | 0 | 0 | 0 | 0 | 0 | 0 | 0 | 0 | 0 | 0 | 0 | 0 | 0 | 0 | 0 | 0 | 0 | 0 | 0 | 0 | 0 | 0 | 0 | 0 | 0 | 0 | 0 | 0
F2_Commercial_Lodging_New_Miscellaneous_Natural Gas_Pool Heater_E10 | F2 | Commercial | Lodging | New | Miscellaneous | Natural Gas | Pool Heater | E10 | TRC BC Ratio | 0 | 0 | 0 | 0 | 0 | 0 | 0 | 0 | 0 | 0 | 0 | 0 | 0 | 0 | 0 | 0 | 0 | 0 | 0 | 0 | 0 | 0 | 0 | 0 | 0 | 0 | 0 | 0 | 0 | 0 | 0
F3_Commercial_Lodging_New_Miscellaneous_Natural Gas_Pool Heater_E1 | F3 | Commercial | Lodging | New | Miscellaneous | Natural Gas | Pool Heater | E1 | PACT BC Ratio | 0.9 | 0.9 | 0.9 | 0.9 | 0.9 | 0.9 | 0.9 | 0.9 | 0.9 | 0.9 | 0.9 | 0.9 | 0.9 | 0.9 | 0.9 | 0.9 | 0.9 | 0.9 | 0.9 | 0.9 | 0.9 | 0.9 | 0.9 | 0.9 | 0.9 | 0.9 | 0.9 | 0.9 | 0.9 | 0.9 | 0.9
F3_Commercial_Lodging_New_Miscellaneous_Natural Gas_Pool Heater_E2 | F3 | Commercial | Lodging | New | Miscellaneous | Natural Gas | Pool Heater | E2 | PACT BC Ratio | 0.80033 | 0.82991 | 0.84171 | 0.84451 | 0.87645 | 0.82624 | 0.79152 | 0.79055 | 0.81391 | 0.8002 | 0.79645 | 0.78786 | 0.59112 | 0.57672 | 0.57253 | 0.64711 | 0.73899 | 0.8424 | 0.92489 | 1.0603 | 1.077 | 1.0976 | 1.1223 | 0.42347 | 0.41447 | 0.40613 | 0.39836 | 0.39107 | 0.38417 | 0.37758 | 0.37125
F3_Commercial_Lodging_New_Miscellaneous_Natural Gas_Pool Heater_E3 | F3 | Commercial | Lodging | New | Miscellaneous | Natural Gas | Pool Heater | E3 | PACT BC Ratio | 0 | 0 | 0 | 0 | 0 | 0 | 0 | 0 | 0 | 0 | 0 | 0 | 0 | 0 | 0 | 0 | 0 | 0 | 0 | 0 | 0 | 0 | 0 | 0 | 0 | 0 | 0 | 0 | 0 | 0 | 0
F3_Commercial_Lodging_New_Miscellaneous_Natural Gas_Pool Heater_E4 | F3 | Commercial | Lodging | New | Miscellaneous | Natural Gas | Pool Heater | E4 | PACT BC Ratio | 0 | 0 | 0 | 0 | 0 | 0 | 0 | 0 | 0 | 0 | 0 | 0 | 0 | 0 | 0 | 0 | 0 | 0 | 0 | 0 | 0 | 0 | 0 | 0 | 0 | 0 | 0 | 0 | 0 | 0 | 0
F3_Commercial_Lodging_New_Miscellaneous_Natural Gas_Pool Heater_E5 | F3 | Commercial | Lodging | New | Miscellaneous | Natural Gas | Pool Heater | E5 | PACT BC Ratio | 0 | 0 | 0 | 0 | 0 | 0 | 0 | 0 | 0 | 0 | 0 | 0 | 0 | 0 | 0 | 0 | 0 | 0 | 0 | 0 | 0 | 0 | 0 | 0 | 0 | 0 | 0 | 0 | 0 | 0 | 0
F3_Commercial_Lodging_New_Miscellaneous_Natural Gas_Pool Heater_E6 | F3 | Commercial | Lodging | New | Miscellaneous | Natural Gas | Pool Heater | E6 | PACT BC Ratio | 0 | 0 | 0 | 0 | 0 | 0 | 0 | 0 | 0 | 0 | 0 | 0 | 0 | 0 | 0 | 0 | 0 | 0 | 0 | 0 | 0 | 0 | 0 | 0 | 0 | 0 | 0 | 0 | 0 | 0 | 0
F3_Commercial_Lodging_New_Miscellaneous_Natural Gas_Pool Heater_E7 | F3 | Commercial | Lodging | New | Miscellaneous | Natural Gas | Pool Heater | E7 | PACT BC Ratio | 0 | 0 | 0 | 0 | 0 | 0 | 0 | 0 | 0 | 0 | 0 | 0 | 0 | 0 | 0 | 0 | 0 | 0 | 0 | 0 | 0 | 0 | 0 | 0 | 0 | 0 | 0 | 0 | 0 | 0 | 0
F3_Commercial_Lodging_New_Miscellaneous_Natural Gas_Pool Heater_E8 | F3 | Commercial | Lodging | New | Miscellaneous | Natural Gas | Pool Heater | E8 | PACT BC Ratio | 0 | 0 | 0 | 0 | 0 | 0 | 0 | 0 | 0 | 0 | 0 | 0 | 0 | 0 | 0 | 0 | 0 | 0 | 0 | 0 | 0 | 0 | 0 | 0 | 0 | 0 | 0 | 0 | 0 | 0 | 0
F3_Commercial_Lodging_New_Miscellaneous_Natural Gas_Pool Heater_E9 | F3 | Commercial | Lodging | New | Miscellaneous | Natural Gas | Pool Heater | E9 | PACT BC Ratio | 0 | 0 | 0 | 0 | 0 | 0 | 0 | 0 | 0 | 0 | 0 | 0 | 0 | 0 | 0 | 0 | 0 | 0 | 0 | 0 | 0 | 0 | 0 | 0 | 0 | 0 | 0 | 0 | 0 | 0 | 0
F3_Commercial_Lodging_New_Miscellaneous_Natural Gas_Pool Heater_E10 | F3 | Commercial | Lodging | New | Miscellaneous | Natural Gas | Pool Heater | E10 | PACT BC Ratio | 0 | 0 | 0 | 0 | 0 | 0 | 0 | 0 | 0 | 0 | 0 | 0 | 0 | 0 | 0 | 0 | 0 | 0 | 0 | 0 | 0 | 0 | 0 | 0 | 0 | 0 | 0 | 0 | 0 | 0 | 0
F4_Commercial_Lodging_New_Miscellaneous_Natural Gas_Pool Heater_E1 | F4 | Commercial | Lodging | New | Miscellaneous | Natural Gas | Pool Heater | E1 | PCT BC Ratio | 0.9 | 0.9 | 0.9 | 0.9 | 0.9 | 0.9 | 0.9 | 0.9 | 0.9 | 0.9 | 0.9 | 0.9 | 0.9 | 0.9 | 0.9 | 0.9 | 0.9 | 0.9 | 0.9 | 0.9 | 0.9 | 0.9 | 0.9 | 0.9 | 0.9 | 0.9 | 0.9 | 0.9 | 0.9 | 0.9 | 0.9
F4_Commercial_Lodging_New_Miscellaneous_Natural Gas_Pool Heater_E2 | F4 | Commercial | Lodging | New | Miscellaneous | Natural Gas | Pool Heater | E2 | PCT BC Ratio | 1.6263 | 1.6664 | 1.6824 | 1.6862 | 1.7296 | 1.6614 | 1.6143 | 1.613 | 1.6447 | 1.6261 | 1.621 | 1.6093 | 1.3422 | 1.3227 | 1.317 | 1.4182 | 1.543 | 1.6834 | 1.7954 | 1.9792 | 2.0018 | 2.0299 | 2.0634 | 1.1146 | 1.1024 | 1.091 | 1.0805 | 1.0706 | 1.0612 | 1.0523 | 1.0437
F4_Commercial_Lodging_New_Miscellaneous_Natural Gas_Pool Heater_E3 | F4 | Commercial | Lodging | New | Miscellaneous | Natural Gas | Pool Heater | E3 | PCT BC Ratio | 0 | 0 | 0 | 0 | 0 | 0 | 0 | 0 | 0 | 0 | 0 | 0 | 0 | 0 | 0 | 0 | 0 | 0 | 0 | 0 | 0 | 0 | 0 | 0 | 0 | 0 | 0 | 0 | 0 | 0 | 0
F4_Commercial_Lodging_New_Miscellaneous_Natural Gas_Pool Heater_E4 | F4 | Commercial | Lodging | New | Miscellaneous | Natural Gas | Pool Heater | E4 | PCT BC Ratio | 0 | 0 | 0 | 0 | 0 | 0 | 0 | 0 | 0 | 0 | 0 | 0 | 0 | 0 | 0 | 0 | 0 | 0 | 0 | 0 | 0 | 0 | 0 | 0 | 0 | 0 | 0 | 0 | 0 | 0 | 0
F4_Commercial_Lodging_New_Miscellaneous_Natural Gas_Pool Heater_E5 | F4 | Commercial | Lodging | New | Miscellaneous | Natural Gas | Pool Heater | E5 | PCT BC Ratio | 0 | 0 | 0 | 0 | 0 | 0 | 0 | 0 | 0 | 0 | 0 | 0 | 0 | 0 | 0 | 0 | 0 | 0 | 0 | 0 | 0 | 0 | 0 | 0 | 0 | 0 | 0 | 0 | 0 | 0 | 0
F4_Commercial_Lodging_New_Miscellaneous_Natural Gas_Pool Heater_E6 | F4 | Commercial | Lodging | New | Miscellaneous | Natural Gas | Pool Heater | E6 | PCT BC Ratio | 0 | 0 | 0 | 0 | 0 | 0 | 0 | 0 | 0 | 0 | 0 | 0 | 0 | 0 | 0 | 0 | 0 | 0 | 0 | 0 | 0 | 0 | 0 | 0 | 0 | 0 | 0 | 0 | 0 | 0 | 0
F4_Commercial_Lodging_New_Miscellaneous_Natural Gas_Pool Heater_E7 | F4 | Commercial | Lodging | New | Miscellaneous | Natural Gas | Pool Heater | E7 | PCT BC Ratio | 0 | 0 | 0 | 0 | 0 | 0 | 0 | 0 | 0 | 0 | 0 | 0 | 0 | 0 | 0 | 0 | 0 | 0 | 0 | 0 | 0 | 0 | 0 | 0 | 0 | 0 | 0 | 0 | 0 | 0 | 0
F4_Commercial_Lodging_New_Miscellaneous_Natural Gas_Pool Heater_E8 | F4 | Commercial | Lodging | New | Miscellaneous | Natural Gas | Pool Heater | E8 | PCT BC Ratio | 0 | 0 | 0 | 0 | 0 | 0 | 0 | 0 | 0 | 0 | 0 | 0 | 0 | 0 | 0 | 0 | 0 | 0 | 0 | 0 | 0 | 0 | 0 | 0 | 0 | 0 | 0 | 0 | 0 | 0 | 0
F4_Commercial_Lodging_New_Miscellaneous_Natural Gas_Pool Heater_E9 | F4 | Commercial | Lodging | New | Miscellaneous | Natural Gas | Pool Heater | E9 | PCT BC Ratio | 0 | 0 | 0 | 0 | 0 | 0 | 0 | 0 | 0 | 0 | 0 | 0 | 0 | 0 | 0 | 0 | 0 | 0 | 0 | 0 | 0 | 0 | 0 | 0 | 0 | 0 | 0 | 0 | 0 | 0 | 0
F4_Commercial_Lodging_New_Miscellaneous_Natural Gas_Pool Heater_E10 | F4 | Commercial | Lodging | New | Miscellaneous | Natural Gas | Pool Heater | E10 | PCT BC Ratio | 0 | 0 | 0 | 0 | 0 | 0 | 0 | 0 | 0 | 0 | 0 | 0 | 0 | 0 | 0 | 0 | 0 | 0 | 0 | 0 | 0 | 0 | 0 | 0 | 0 | 0 | 0 | 0 | 0 | 0 | 0
F5_Commercial_Lodging_New_Miscellaneous_Natural Gas_Pool Heater_E1 | F5 | Commercial | Lodging | New | Miscellaneous | Natural Gas | Pool Heater | E1 | RIM BC Ratio | 0.9 | 0.9 | 0.9 | 0.9 | 0.9 | 0.9 | 0.9 | 0.9 | 0.9 | 0.9 | 0.9 | 0.9 | 0.9 | 0.9 | 0.9 | 0.9 | 0.9 | 0.9 | 0.9 | 0.9 | 0.9 | 0.9 | 0.9 | 0.9 | 0.9 | 0.9 | 0.9 | 0.9 | 0.9 | 0.9 | 0.9
F5_Commercial_Lodging_New_Miscellaneous_Natural Gas_Pool Heater_E2 | F5 | Commercial | Lodging | New | Miscellaneous | Natural Gas | Pool Heater | E2 | RIM BC Ratio | 0.40857 | 0.41614 | 0.41909 | 0.41978 | 0.42753 | 0.41522 | 0.40626 | 0.40601 | 0.41208 | 0.40854 | 0.40756 | 0.4053 | 0.34605 | 0.34106 | 0.33959 | 0.36451 | 0.39196 | 0.41926 | 0.43874 | 0.46703 | 0.47023 | 0.47413 | 0.47867 | 0.28094 | 0.27695 | 0.2732 | 0.26966 | 0.2663 | 0.26308 | 0.25997 | 0.25696
F5_Commercial_Lodging_New_Miscellaneous_Natural Gas_Pool Heater_E3 | F5 | Commercial | Lodging | New | Miscellaneous | Natural Gas | Pool Heater | E3 | RIM BC Ratio | 0 | 0 | 0 | 0 | 0 | 0 | 0 | 0 | 0 | 0 | 0 | 0 | 0 | 0 | 0 | 0 | 0 | 0 | 0 | 0 | 0 | 0 | 0 | 0 | 0 | 0 | 0 | 0 | 0 | 0 | 0
F5_Commercial_Lodging_New_Miscellaneous_Natural Gas_Pool Heater_E4 | F5 | Commercial | Lodging | New | Miscellaneous | Natural Gas | Pool Heater | E4 | RIM BC Ratio | 0 | 0 | 0 | 0 | 0 | 0 | 0 | 0 | 0 | 0 | 0 | 0 | 0 | 0 | 0 | 0 | 0 | 0 | 0 | 0 | 0 | 0 | 0 | 0 | 0 | 0 | 0 | 0 | 0 | 0 | 0
F5_Commercial_Lodging_New_Miscellaneous_Natural Gas_Pool Heater_E5 | F5 | Commercial | Lodging | New | Miscellaneous | Natural Gas | Pool Heater | E5 | RIM BC Ratio | 0 | 0 | 0 | 0 | 0 | 0 | 0 | 0 | 0 | 0 | 0 | 0 | 0 | 0 | 0 | 0 | 0 | 0 | 0 | 0 | 0 | 0 | 0 | 0 | 0 | 0 | 0 | 0 | 0 | 0 | 0
F5_Commercial_Lodging_New_Miscellaneous_Natural Gas_Pool Heater_E6 | F5 | Commercial | Lodging | New | Miscellaneous | Natural Gas | Pool Heater | E6 | RIM BC Ratio | 0 | 0 | 0 | 0 | 0 | 0 | 0 | 0 | 0 | 0 | 0 | 0 | 0 | 0 | 0 | 0 | 0 | 0 | 0 | 0 | 0 | 0 | 0 | 0 | 0 | 0 | 0 | 0 | 0 | 0 | 0
F5_Commercial_Lodging_New_Miscellaneous_Natural Gas_Pool Heater_E7 | F5 | Commercial | Lodging | New | Miscellaneous | Natural Gas | Pool Heater | E7 | RIM BC Ratio | 0 | 0 | 0 | 0 | 0 | 0 | 0 | 0 | 0 | 0 | 0 | 0 | 0 | 0 | 0 | 0 | 0 | 0 | 0 | 0 | 0 | 0 | 0 | 0 | 0 | 0 | 0 | 0 | 0 | 0 | 0
F5_Commercial_Lodging_New_Miscellaneous_Natural Gas_Pool Heater_E8 | F5 | Commercial | Lodging | New | Miscellaneous | Natural Gas | Pool Heater | E8 | RIM BC Ratio | 0 | 0 | 0 | 0 | 0 | 0 | 0 | 0 | 0 | 0 | 0 | 0 | 0 | 0 | 0 | 0 | 0 | 0 | 0 | 0 | 0 | 0 | 0 | 0 | 0 | 0 | 0 | 0 | 0 | 0 | 0
F5_Commercial_Lodging_New_Miscellaneous_Natural Gas_Pool Heater_E9 | F5 | Commercial | Lodging | New | Miscellaneous | Natural Gas | Pool Heater | E9 | RIM BC Ratio | 0 | 0 | 0 | 0 | 0 | 0 | 0 | 0 | 0 | 0 | 0 | 0 | 0 | 0 | 0 | 0 | 0 | 0 | 0 | 0 | 0 | 0 | 0 | 0 | 0 | 0 | 0 | 0 | 0 | 0 | 0
F5_Commercial_Lodging_New_Miscellaneous_Natural Gas_Pool Heater_E10 | F5 | Commercial | Lodging | New | Miscellaneous | Natural Gas | Pool Heater | E10 | RIM BC Ratio | 0 | 0 | 0 | 0 | 0 | 0 | 0 | 0 | 0 | 0 | 0 | 0 | 0 | 0 | 0 | 0 | 0 | 0 | 0 | 0 | 0 | 0 | 0 | 0 | 0 | 0 | 0 | 0 | 0 | 0 | 0
F0_Commercial_Lodging_New_Miscellaneous_Natural Gas_Miscellaneous_E0 | F0 | Commercial | Lodging | New | Miscellaneous | Natural Gas | Miscellaneous | E0 | Economic Unit | Miscellaneous | Miscellaneous | Miscellaneous | Miscellaneous | Miscellaneous | Miscellaneous | Miscellaneous | Miscellaneous | Miscellaneous | Miscellaneous | Miscellaneous | Miscellaneous | Miscellaneous | Miscellaneous | Miscellaneous | Miscellaneous | Miscellaneous | Miscellaneous | Miscellaneous | Miscellaneous | Miscellaneous | Miscellaneous | Miscellaneous | Miscellaneous | Miscellaneous | Miscellaneous | Miscellaneous | Miscellaneous | Miscellaneous | Miscellaneous | Miscellaneous
F1_Commercial_Lodging_New_Miscellaneous_Natural Gas_Miscellaneous_E1 | F1 | Commercial | Lodging | New | Miscellaneous | Natural Gas | Miscellaneous | E1 | CCE | 0 | 0 | 0 | 0 | 0 | 0 | 0 | 0 | 0 | 0 | 0 | 0 | 0 | 0 | 0 | 0 | 0 | 0 | 0 | 0 | 0 | 0 | 0 | 0 | 0 | 0 | 0 | 0 | 0 | 0 | 0
F1_Commercial_Lodging_New_Miscellaneous_Natural Gas_Miscellaneous_E2 | F1 | Commercial | Lodging | New | Miscellaneous | Natural Gas | Miscellaneous | E2 | CCE | 0 | 0 | 0 | 0 | 0 | 0 | 0 | 0 | 0 | 0 | 0 | 0 | 0 | 0 | 0 | 0 | 0 | 0 | 0 | 0 | 0 | 0 | 0 | 0 | 0 | 0 | 0 | 0 | 0 | 0 | 0
F1_Commercial_Lodging_New_Miscellaneous_Natural Gas_Miscellaneous_E3 | F1 | Commercial | Lodging | New | Miscellaneous | Natural Gas | Miscellaneous | E3 | CCE | 0 | 0 | 0 | 0 | 0 | 0 | 0 | 0 | 0 | 0 | 0 | 0 | 0 | 0 | 0 | 0 | 0 | 0 | 0 | 0 | 0 | 0 | 0 | 0 | 0 | 0 | 0 | 0 | 0 | 0 | 0
F1_Commercial_Lodging_New_Miscellaneous_Natural Gas_Miscellaneous_E4 | F1 | Commercial | Lodging | New | Miscellaneous | Natural Gas | Miscellaneous | E4 | CCE | 0 | 0 | 0 | 0 | 0 | 0 | 0 | 0 | 0 | 0 | 0 | 0 | 0 | 0 | 0 | 0 | 0 | 0 | 0 | 0 | 0 | 0 | 0 | 0 | 0 | 0 | 0 | 0 | 0 | 0 | 0
F1_Commercial_Lodging_New_Miscellaneous_Natural Gas_Miscellaneous_E5 | F1 | Commercial | Lodging | New | Miscellaneous | Natural Gas | Miscellaneous | E5 | CCE | 0 | 0 | 0 | 0 | 0 | 0 | 0 | 0 | 0 | 0 | 0 | 0 | 0 | 0 | 0 | 0 | 0 | 0 | 0 | 0 | 0 | 0 | 0 | 0 | 0 | 0 | 0 | 0 | 0 | 0 | 0
F1_Commercial_Lodging_New_Miscellaneous_Natural Gas_Miscellaneous_E6 | F1 | Commercial | Lodging | New | Miscellaneous | Natural Gas | Miscellaneous | E6 | CCE | 0 | 0 | 0 | 0 | 0 | 0 | 0 | 0 | 0 | 0 | 0 | 0 | 0 | 0 | 0 | 0 | 0 | 0 | 0 | 0 | 0 | 0 | 0 | 0 | 0 | 0 | 0 | 0 | 0 | 0 | 0
F1_Commercial_Lodging_New_Miscellaneous_Natural Gas_Miscellaneous_E7 | F1 | Commercial | Lodging | New | Miscellaneous | Natural Gas | Miscellaneous | E7 | CCE | 0 | 0 | 0 | 0 | 0 | 0 | 0 | 0 | 0 | 0 | 0 | 0 | 0 | 0 | 0 | 0 | 0 | 0 | 0 | 0 | 0 | 0 | 0 | 0 | 0 | 0 | 0 | 0 | 0 | 0 | 0
F1_Commercial_Lodging_New_Miscellaneous_Natural Gas_Miscellaneous_E8 | F1 | Commercial | Lodging | New | Miscellaneous | Natural Gas | Miscellaneous | E8 | CCE | 0 | 0 | 0 | 0 | 0 | 0 | 0 | 0 | 0 | 0 | 0 | 0 | 0 | 0 | 0 | 0 | 0 | 0 | 0 | 0 | 0 | 0 | 0 | 0 | 0 | 0 | 0 | 0 | 0 | 0 | 0
F1_Commercial_Lodging_New_Miscellaneous_Natural Gas_Miscellaneous_E9 | F1 | Commercial | Lodging | New | Miscellaneous | Natural Gas | Miscellaneous | E9 | CCE | 0 | 0 | 0 | 0 | 0 | 0 | 0 | 0 | 0 | 0 | 0 | 0 | 0 | 0 | 0 | 0 | 0 | 0 | 0 | 0 | 0 | 0 | 0 | 0 | 0 | 0 | 0 | 0 | 0 | 0 | 0
F1_Commercial_Lodging_New_Miscellaneous_Natural Gas_Miscellaneous_E10 | F1 | Commercial | Lodging | New | Miscellaneous | Natural Gas | Miscellaneous | E10 | CCE | 0 | 0 | 0 | 0 | 0 | 0 | 0 | 0 | 0 | 0 | 0 | 0 | 0 | 0 | 0 | 0 | 0 | 0 | 0 | 0 | 0 | 0 | 0 | 0 | 0 | 0 | 0 | 0 | 0 | 0 | 0
F2_Commercial_Lodging_New_Miscellaneous_Natural Gas_Miscellaneous_E1 | F2 | Commercial | Lodging | New | Miscellaneous | Natural Gas | Miscellaneous | E1 | TRC BC Ratio | 0.9 | 0.9 | 0.9 | 0.9 | 0.9 | 0.9 | 0.9 | 0.9 | 0.9 | 0.9 | 0.9 | 0.9 | 0.9 | 0.9 | 0.9 | 0.9 | 0.9 | 0.9 | 0.9 | 0.9 | 0.9 | 0.9 | 0.9 | 0.9 | 0.9 | 0.9 | 0.9 | 0.9 | 0.9 | 0.9 | 0.9
F2_Commercial_Lodging_New_Miscellaneous_Natural Gas_Miscellaneous_E2 | F2 | Commercial | Lodging | New | Miscellaneous | Natural Gas | Miscellaneous | E2 | TRC BC Ratio | 0 | 0 | 0 | 0 | 0 | 0 | 0 | 0 | 0 | 0 | 0 | 0 | 0 | 0 | 0 | 0 | 0 | 0 | 0 | 0 | 0 | 0 | 0 | 0 | 0 | 0 | 0 | 0 | 0 | 0 | 0
F2_Commercial_Lodging_New_Miscellaneous_Natural Gas_Miscellaneous_E3 | F2 | Commercial | Lodging | New | Miscellaneous | Natural Gas | Miscellaneous | E3 | TRC BC Ratio | 0 | 0 | 0 | 0 | 0 | 0 | 0 | 0 | 0 | 0 | 0 | 0 | 0 | 0 | 0 | 0 | 0 | 0 | 0 | 0 | 0 | 0 | 0 | 0 | 0 | 0 | 0 | 0 | 0 | 0 | 0
F2_Commercial_Lodging_New_Miscellaneous_Natural Gas_Miscellaneous_E4 | F2 | Commercial | Lodging | New | Miscellaneous | Natural Gas | Miscellaneous | E4 | TRC BC Ratio | 0 | 0 | 0 | 0 | 0 | 0 | 0 | 0 | 0 | 0 | 0 | 0 | 0 | 0 | 0 | 0 | 0 | 0 | 0 | 0 | 0 | 0 | 0 | 0 | 0 | 0 | 0 | 0 | 0 | 0 | 0
F2_Commercial_Lodging_New_Miscellaneous_Natural Gas_Miscellaneous_E5 | F2 | Commercial | Lodging | New | Miscellaneous | Natural Gas | Miscellaneous | E5 | TRC BC Ratio | 0 | 0 | 0 | 0 | 0 | 0 | 0 | 0 | 0 | 0 | 0 | 0 | 0 | 0 | 0 | 0 | 0 | 0 | 0 | 0 | 0 | 0 | 0 | 0 | 0 | 0 | 0 | 0 | 0 | 0 | 0
F2_Commercial_Lodging_New_Miscellaneous_Natural Gas_Miscellaneous_E6 | F2 | Commercial | Lodging | New | Miscellaneous | Natural Gas | Miscellaneous | E6 | TRC BC Ratio | 0 | 0 | 0 | 0 | 0 | 0 | 0 | 0 | 0 | 0 | 0 | 0 | 0 | 0 | 0 | 0 | 0 | 0 | 0 | 0 | 0 | 0 | 0 | 0 | 0 | 0 | 0 | 0 | 0 | 0 | 0
F2_Commercial_Lodging_New_Miscellaneous_Natural Gas_Miscellaneous_E7 | F2 | Commercial | Lodging | New | Miscellaneous | Natural Gas | Miscellaneous | E7 | TRC BC Ratio | 0 | 0 | 0 | 0 | 0 | 0 | 0 | 0 | 0 | 0 | 0 | 0 | 0 | 0 | 0 | 0 | 0 | 0 | 0 | 0 | 0 | 0 | 0 | 0 | 0 | 0 | 0 | 0 | 0 | 0 | 0
F2_Commercial_Lodging_New_Miscellaneous_Natural Gas_Miscellaneous_E8 | F2 | Commercial | Lodging | New | Miscellaneous | Natural Gas | Miscellaneous | E8 | TRC BC Ratio | 0 | 0 | 0 | 0 | 0 | 0 | 0 | 0 | 0 | 0 | 0 | 0 | 0 | 0 | 0 | 0 | 0 | 0 | 0 | 0 | 0 | 0 | 0 | 0 | 0 | 0 | 0 | 0 | 0 | 0 | 0
F2_Commercial_Lodging_New_Miscellaneous_Natural Gas_Miscellaneous_E9 | F2 | Commercial | Lodging | New | Miscellaneous | Natural Gas | Miscellaneous | E9 | TRC BC Ratio | 0 | 0 | 0 | 0 | 0 | 0 | 0 | 0 | 0 | 0 | 0 | 0 | 0 | 0 | 0 | 0 | 0 | 0 | 0 | 0 | 0 | 0 | 0 | 0 | 0 | 0 | 0 | 0 | 0 | 0 | 0
F2_Commercial_Lodging_New_Miscellaneous_Natural Gas_Miscellaneous_E10 | F2 | Commercial | Lodging | New | Miscellaneous | Natural Gas | Miscellaneous | E10 | TRC BC Ratio | 0 | 0 | 0 | 0 | 0 | 0 | 0 | 0 | 0 | 0 | 0 | 0 | 0 | 0 | 0 | 0 | 0 | 0 | 0 | 0 | 0 | 0 | 0 | 0 | 0 | 0 | 0 | 0 | 0 | 0 | 0
F3_Commercial_Lodging_New_Miscellaneous_Natural Gas_Miscellaneous_E1 | F3 | Commercial | Lodging | New | Miscellaneous | Natural Gas | Miscellaneous | E1 | PACT BC Ratio | 0.9 | 0.9 | 0.9 | 0.9 | 0.9 | 0.9 | 0.9 | 0.9 | 0.9 | 0.9 | 0.9 | 0.9 | 0.9 | 0.9 | 0.9 | 0.9 | 0.9 | 0.9 | 0.9 | 0.9 | 0.9 | 0.9 | 0.9 | 0.9 | 0.9 | 0.9 | 0.9 | 0.9 | 0.9 | 0.9 | 0.9
F3_Commercial_Lodging_New_Miscellaneous_Natural Gas_Miscellaneous_E2 | F3 | Commercial | Lodging | New | Miscellaneous | Natural Gas | Miscellaneous | E2 | PACT BC Ratio | 0 | 0 | 0 | 0 | 0 | 0 | 0 | 0 | 0 | 0 | 0 | 0 | 0 | 0 | 0 | 0 | 0 | 0 | 0 | 0 | 0 | 0 | 0 | 0 | 0 | 0 | 0 | 0 | 0 | 0 | 0
F3_Commercial_Lodging_New_Miscellaneous_Natural Gas_Miscellaneous_E3 | F3 | Commercial | Lodging | New | Miscellaneous | Natural Gas | Miscellaneous | E3 | PACT BC Ratio | 0 | 0 | 0 | 0 | 0 | 0 | 0 | 0 | 0 | 0 | 0 | 0 | 0 | 0 | 0 | 0 | 0 | 0 | 0 | 0 | 0 | 0 | 0 | 0 | 0 | 0 | 0 | 0 | 0 | 0 | 0
F3_Commercial_Lodging_New_Miscellaneous_Natural Gas_Miscellaneous_E4 | F3 | Commercial | Lodging | New | Miscellaneous | Natural Gas | Miscellaneous | E4 | PACT BC Ratio | 0 | 0 | 0 | 0 | 0 | 0 | 0 | 0 | 0 | 0 | 0 | 0 | 0 | 0 | 0 | 0 | 0 | 0 | 0 | 0 | 0 | 0 | 0 | 0 | 0 | 0 | 0 | 0 | 0 | 0 | 0
F3_Commercial_Lodging_New_Miscellaneous_Natural Gas_Miscellaneous_E5 | F3 | Commercial | Lodging | New | Miscellaneous | Natural Gas | Miscellaneous | E5 | PACT BC Ratio | 0 | 0 | 0 | 0 | 0 | 0 | 0 | 0 | 0 | 0 | 0 | 0 | 0 | 0 | 0 | 0 | 0 | 0 | 0 | 0 | 0 | 0 | 0 | 0 | 0 | 0 | 0 | 0 | 0 | 0 | 0
F3_Commercial_Lodging_New_Miscellaneous_Natural Gas_Miscellaneous_E6 | F3 | Commercial | Lodging | New | Miscellaneous | Natural Gas | Miscellaneous | E6 | PACT BC Ratio | 0 | 0 | 0 | 0 | 0 | 0 | 0 | 0 | 0 | 0 | 0 | 0 | 0 | 0 | 0 | 0 | 0 | 0 | 0 | 0 | 0 | 0 | 0 | 0 | 0 | 0 | 0 | 0 | 0 | 0 | 0
F3_Commercial_Lodging_New_Miscellaneous_Natural Gas_Miscellaneous_E7 | F3 | Commercial | Lodging | New | Miscellaneous | Natural Gas | Miscellaneous | E7 | PACT BC Ratio | 0 | 0 | 0 | 0 | 0 | 0 | 0 | 0 | 0 | 0 | 0 | 0 | 0 | 0 | 0 | 0 | 0 | 0 | 0 | 0 | 0 | 0 | 0 | 0 | 0 | 0 | 0 | 0 | 0 | 0 | 0
F3_Commercial_Lodging_New_Miscellaneous_Natural Gas_Miscellaneous_E8 | F3 | Commercial | Lodging | New | Miscellaneous | Natural Gas | Miscellaneous | E8 | PACT BC Ratio | 0 | 0 | 0 | 0 | 0 | 0 | 0 | 0 | 0 | 0 | 0 | 0 | 0 | 0 | 0 | 0 | 0 | 0 | 0 | 0 | 0 | 0 | 0 | 0 | 0 | 0 | 0 | 0 | 0 | 0 | 0
F3_Commercial_Lodging_New_Miscellaneous_Natural Gas_Miscellaneous_E9 | F3 | Commercial | Lodging | New | Miscellaneous | Natural Gas | Miscellaneous | E9 | PACT BC Ratio | 0 | 0 | 0 | 0 | 0 | 0 | 0 | 0 | 0 | 0 | 0 | 0 | 0 | 0 | 0 | 0 | 0 | 0 | 0 | 0 | 0 | 0 | 0 | 0 | 0 | 0 | 0 | 0 | 0 | 0 | 0
F3_Commercial_Lodging_New_Miscellaneous_Natural Gas_Miscellaneous_E10 | F3 | Commercial | Lodging | New | Miscellaneous | Natural Gas | Miscellaneous | E10 | PACT BC Ratio | 0 | 0 | 0 | 0 | 0 | 0 | 0 | 0 | 0 | 0 | 0 | 0 | 0 | 0 | 0 | 0 | 0 | 0 | 0 | 0 | 0 | 0 | 0 | 0 | 0 | 0 | 0 | 0 | 0 | 0 | 0
F4_Commercial_Lodging_New_Miscellaneous_Natural Gas_Miscellaneous_E1 | F4 | Commercial | Lodging | New | Miscellaneous | Natural Gas | Miscellaneous | E1 | PCT BC Ratio | 0.9 | 0.9 | 0.9 | 0.9 | 0.9 | 0.9 | 0.9 | 0.9 | 0.9 | 0.9 | 0.9 | 0.9 | 0.9 | 0.9 | 0.9 | 0.9 | 0.9 | 0.9 | 0.9 | 0.9 | 0.9 | 0.9 | 0.9 | 0.9 | 0.9 | 0.9 | 0.9 | 0.9 | 0.9 | 0.9 | 0.9
F4_Commercial_Lodging_New_Miscellaneous_Natural Gas_Miscellaneous_E2 | F4 | Commercial | Lodging | New | Miscellaneous | Natural Gas | Miscellaneous | E2 | PCT BC Ratio | 0 | 0 | 0 | 0 | 0 | 0 | 0 | 0 | 0 | 0 | 0 | 0 | 0 | 0 | 0 | 0 | 0 | 0 | 0 | 0 | 0 | 0 | 0 | 0 | 0 | 0 | 0 | 0 | 0 | 0 | 0
F4_Commercial_Lodging_New_Miscellaneous_Natural Gas_Miscellaneous_E3 | F4 | Commercial | Lodging | New | Miscellaneous | Natural Gas | Miscellaneous | E3 | PCT BC Ratio | 0 | 0 | 0 | 0 | 0 | 0 | 0 | 0 | 0 | 0 | 0 | 0 | 0 | 0 | 0 | 0 | 0 | 0 | 0 | 0 | 0 | 0 | 0 | 0 | 0 | 0 | 0 | 0 | 0 | 0 | 0
F4_Commercial_Lodging_New_Miscellaneous_Natural Gas_Miscellaneous_E4 | F4 | Commercial | Lodging | New | Miscellaneous | Natural Gas | Miscellaneous | E4 | PCT BC Ratio | 0 | 0 | 0 | 0 | 0 | 0 | 0 | 0 | 0 | 0 | 0 | 0 | 0 | 0 | 0 | 0 | 0 | 0 | 0 | 0 | 0 | 0 | 0 | 0 | 0 | 0 | 0 | 0 | 0 | 0 | 0
F4_Commercial_Lodging_New_Miscellaneous_Natural Gas_Miscellaneous_E5 | F4 | Commercial | Lodging | New | Miscellaneous | Natural Gas | Miscellaneous | E5 | PCT BC Ratio | 0 | 0 | 0 | 0 | 0 | 0 | 0 | 0 | 0 | 0 | 0 | 0 | 0 | 0 | 0 | 0 | 0 | 0 | 0 | 0 | 0 | 0 | 0 | 0 | 0 | 0 | 0 | 0 | 0 | 0 | 0
F4_Commercial_Lodging_New_Miscellaneous_Natural Gas_Miscellaneous_E6 | F4 | Commercial | Lodging | New | Miscellaneous | Natural Gas | Miscellaneous | E6 | PCT BC Ratio | 0 | 0 | 0 | 0 | 0 | 0 | 0 | 0 | 0 | 0 | 0 | 0 | 0 | 0 | 0 | 0 | 0 | 0 | 0 | 0 | 0 | 0 | 0 | 0 | 0 | 0 | 0 | 0 | 0 | 0 | 0
F4_Commercial_Lodging_New_Miscellaneous_Natural Gas_Miscellaneous_E7 | F4 | Commercial | Lodging | New | Miscellaneous | Natural Gas | Miscellaneous | E7 | PCT BC Ratio | 0 | 0 | 0 | 0 | 0 | 0 | 0 | 0 | 0 | 0 | 0 | 0 | 0 | 0 | 0 | 0 | 0 | 0 | 0 | 0 | 0 | 0 | 0 | 0 | 0 | 0 | 0 | 0 | 0 | 0 | 0
F4_Commercial_Lodging_New_Miscellaneous_Natural Gas_Miscellaneous_E8 | F4 | Commercial | Lodging | New | Miscellaneous | Natural Gas | Miscellaneous | E8 | PCT BC Ratio | 0 | 0 | 0 | 0 | 0 | 0 | 0 | 0 | 0 | 0 | 0 | 0 | 0 | 0 | 0 | 0 | 0 | 0 | 0 | 0 | 0 | 0 | 0 | 0 | 0 | 0 | 0 | 0 | 0 | 0 | 0
F4_Commercial_Lodging_New_Miscellaneous_Natural Gas_Miscellaneous_E9 | F4 | Commercial | Lodging | New | Miscellaneous | Natural Gas | Miscellaneous | E9 | PCT BC Ratio | 0 | 0 | 0 | 0 | 0 | 0 | 0 | 0 | 0 | 0 | 0 | 0 | 0 | 0 | 0 | 0 | 0 | 0 | 0 | 0 | 0 | 0 | 0 | 0 | 0 | 0 | 0 | 0 | 0 | 0 | 0
F4_Commercial_Lodging_New_Miscellaneous_Natural Gas_Miscellaneous_E10 | F4 | Commercial | Lodging | New | Miscellaneous | Natural Gas | Miscellaneous | E10 | PCT BC Ratio | 0 | 0 | 0 | 0 | 0 | 0 | 0 | 0 | 0 | 0 | 0 | 0 | 0 | 0 | 0 | 0 | 0 | 0 | 0 | 0 | 0 | 0 | 0 | 0 | 0 | 0 | 0 | 0 | 0 | 0 | 0
F5_Commercial_Lodging_New_Miscellaneous_Natural Gas_Miscellaneous_E1 | F5 | Commercial | Lodging | New | Miscellaneous | Natural Gas | Miscellaneous | E1 | RIM BC Ratio | 0.9 | 0.9 | 0.9 | 0.9 | 0.9 | 0.9 | 0.9 | 0.9 | 0.9 | 0.9 | 0.9 | 0.9 | 0.9 | 0.9 | 0.9 | 0.9 | 0.9 | 0.9 | 0.9 | 0.9 | 0.9 | 0.9 | 0.9 | 0.9 | 0.9 | 0.9 | 0.9 | 0.9 | 0.9 | 0.9 | 0.9
F5_Commercial_Lodging_New_Miscellaneous_Natural Gas_Miscellaneous_E2 | F5 | Commercial | Lodging | New | Miscellaneous | Natural Gas | Miscellaneous | E2 | RIM BC Ratio | 0 | 0 | 0 | 0 | 0 | 0 | 0 | 0 | 0 | 0 | 0 | 0 | 0 | 0 | 0 | 0 | 0 | 0 | 0 | 0 | 0 | 0 | 0 | 0 | 0 | 0 | 0 | 0 | 0 | 0 | 0
F5_Commercial_Lodging_New_Miscellaneous_Natural Gas_Miscellaneous_E3 | F5 | Commercial | Lodging | New | Miscellaneous | Natural Gas | Miscellaneous | E3 | RIM BC Ratio | 0 | 0 | 0 | 0 | 0 | 0 | 0 | 0 | 0 | 0 | 0 | 0 | 0 | 0 | 0 | 0 | 0 | 0 | 0 | 0 | 0 | 0 | 0 | 0 | 0 | 0 | 0 | 0 | 0 | 0 | 0
F5_Commercial_Lodging_New_Miscellaneous_Natural Gas_Miscellaneous_E4 | F5 | Commercial | Lodging | New | Miscellaneous | Natural Gas | Miscellaneous | E4 | RIM BC Ratio | 0 | 0 | 0 | 0 | 0 | 0 | 0 | 0 | 0 | 0 | 0 | 0 | 0 | 0 | 0 | 0 | 0 | 0 | 0 | 0 | 0 | 0 | 0 | 0 | 0 | 0 | 0 | 0 | 0 | 0 | 0
F5_Commercial_Lodging_New_Miscellaneous_Natural Gas_Miscellaneous_E5 | F5 | Commercial | Lodging | New | Miscellaneous | Natural Gas | Miscellaneous | E5 | RIM BC Ratio | 0 | 0 | 0 | 0 | 0 | 0 | 0 | 0 | 0 | 0 | 0 | 0 | 0 | 0 | 0 | 0 | 0 | 0 | 0 | 0 | 0 | 0 | 0 | 0 | 0 | 0 | 0 | 0 | 0 | 0 | 0
F5_Commercial_Lodging_New_Miscellaneous_Natural Gas_Miscellaneous_E6 | F5 | Commercial | Lodging | New | Miscellaneous | Natural Gas | Miscellaneous | E6 | RIM BC Ratio | 0 | 0 | 0 | 0 | 0 | 0 | 0 | 0 | 0 | 0 | 0 | 0 | 0 | 0 | 0 | 0 | 0 | 0 | 0 | 0 | 0 | 0 | 0 | 0 | 0 | 0 | 0 | 0 | 0 | 0 | 0
F5_Commercial_Lodging_New_Miscellaneous_Natural Gas_Miscellaneous_E7 | F5 | Commercial | Lodging | New | Miscellaneous | Natural Gas | Miscellaneous | E7 | RIM BC Ratio | 0 | 0 | 0 | 0 | 0 | 0 | 0 | 0 | 0 | 0 | 0 | 0 | 0 | 0 | 0 | 0 | 0 | 0 | 0 | 0 | 0 | 0 | 0 | 0 | 0 | 0 | 0 | 0 | 0 | 0 | 0
F5_Commercial_Lodging_New_Miscellaneous_Natural Gas_Miscellaneous_E8 | F5 | Commercial | Lodging | New | Miscellaneous | Natural Gas | Miscellaneous | E8 | RIM BC Ratio | 0 | 0 | 0 | 0 | 0 | 0 | 0 | 0 | 0 | 0 | 0 | 0 | 0 | 0 | 0 | 0 | 0 | 0 | 0 | 0 | 0 | 0 | 0 | 0 | 0 | 0 | 0 | 0 | 0 | 0 | 0
F5_Commercial_Lodging_New_Miscellaneous_Natural Gas_Miscellaneous_E9 | F5 | Commercial | Lodging | New | Miscellaneous | Natural Gas | Miscellaneous | E9 | RIM BC Ratio | 0 | 0 | 0 | 0 | 0 | 0 | 0 | 0 | 0 | 0 | 0 | 0 | 0 | 0 | 0 | 0 | 0 | 0 | 0 | 0 | 0 | 0 | 0 | 0 | 0 | 0 | 0 | 0 | 0 | 0 | 0
F5_Commercial_Lodging_New_Miscellaneous_Natural Gas_Miscellaneous_E10 | F5 | Commercial | Lodging | New | Miscellaneous | Natural Gas | Miscellaneous | E10 | RIM BC Ratio | 0 | 0 | 0 | 0 | 0 | 0 | 0 | 0 | 0 | 0 | 0 | 0 | 0 | 0 | 0 | 0 | 0 | 0 | 0 | 0 | 0 | 0 | 0 | 0 | 0 | 0 | 0 | 0 | 0 | 0 | 0
F0_Commercial_Warehouse_Existing_Space Heating_Natural Gas_Furnace_E0 | F0 | Commercial | Warehouse | Existing | Space Heating | Natural Gas | Furnace | E0 | Economic Unit | AFUE 96% | AFUE 96% | AFUE 96% | AFUE 96% | AFUE 96% | AFUE 96% | AFUE 96% | AFUE 96% | AFUE 96% | AFUE 96% | AFUE 96% | AFUE 96% | AFUE 96% | AFUE 96% | AFUE 96% | AFUE 96% | AFUE 96% | AFUE 96% | AFUE 96% | AFUE 96% | AFUE 96% | AFUE 96% | AFUE 96% | AFUE 96% | AFUE 96% | AFUE 96% | AFUE 96% | AFUE 96% | AFUE 96% | AFUE 96% | AFUE 96%
F1_Commercial_Warehouse_Existing_Space Heating_Natural Gas_Furnace_E1 | F1 | Commercial | Warehouse | Existing | Space Heating | Natural Gas | Furnace | E1 | CCE | 0 | 0 | 0 | 0 | 0 | 0 | 0 | 0 | 0 | 0 | 0 | 0 | 0 | 0 | 0 | 0 | 0 | 0 | 0 | 0 | 0 | 0 | 0 | 0 | 0 | 0 | 0 | 0 | 0 | 0 | 0
F1_Commercial_Warehouse_Existing_Space Heating_Natural Gas_Furnace_E2 | F1 | Commercial | Warehouse | Existing | Space Heating | Natural Gas | Furnace | E2 | CCE | 0.1187 | 0.11412 | 0.11466 | 0.11586 | 0.11586 | 0 | 0 | 0 | 0 | 0 | 0 | 0 | 0 | 0 | 0 | 0 | 0 | 0 | 0 | 0 | 0 | 0 | 0 | 0 | 0 | 0 | 0 | 0 | 0 | 0 | 0
F1_Commercial_Warehouse_Existing_Space Heating_Natural Gas_Furnace_E3 | F1 | Commercial | Warehouse | Existing | Space Heating | Natural Gas | Furnace | E3 | CCE | 0.025284 | 0.024307 | 0.024423 | 0.024678 | 0.024678 | 0 | 0 | 0 | 0 | 0 | 0 | 0 | 0 | 0 | 0 | 0 | 0 | 0 | 0 | 0 | 0 | 0 | 0 | 0 | 0 | 0 | 0 | 0 | 0 | 0 | 0
F1_Commercial_Warehouse_Existing_Space Heating_Natural Gas_Furnace_E4 | F1 | Commercial | Warehouse | Existing | Space Heating | Natural Gas | Furnace | E4 | CCE | 0.008703 | 0.0083667 | 0.0084066 | 0.0084945 | 0.0084945 | -0.03423 | -0.03423 | -0.03423 | -0.03423 | -0.03423 | -0.03423 | -0.03423 | -0.03423 | -0.03423 | -0.03423 | -0.03423 | -0.03423 | -0.03423 | -0.03423 | -0.03423 | -0.03423 | -0.03423 | -0.03423 | -0.03423 | -0.03423 | -0.03423 | -0.03423 | -0.03423 | -0.03423 | -0.03423 | -0.03423
F1_Commercial_Warehouse_Existing_Space Heating_Natural Gas_Furnace_E5 | F1 | Commercial | Warehouse | Existing | Space Heating | Natural Gas | Furnace | E5 | CCE | 0 | 0 | 0 | 0 | 0 | 0 | 0 | 0.20239 | 0.20239 | 0.20239 | 0.20239 | 0.20239 | 0.20239 | 0.20239 | 0.20239 | 0.20239 | 0.20239 | 0.20239 | 0.20239 | 0.20239 | 0.20239 | 0.20239 | 0.20239 | 0.20239 | 0.20239 | 0.20239 | 0.20239 | 0.20239 | 0.20239 | 0.20239 | 0.20239
F1_Commercial_Warehouse_Existing_Space Heating_Natural Gas_Furnace_E6 | F1 | Commercial | Warehouse | Existing | Space Heating | Natural Gas | Furnace | E6 | CCE | 0 | 0 | 0 | 0 | 0 | 0 | 0 | 0 | 0 | 0 | 0 | 0 | 0 | 0 | 0 | 0 | 0 | 0 | 0 | 0 | 0 | 0 | 0 | 0 | 0 | 0 | 0 | 0 | 0 | 0 | 0
F1_Commercial_Warehouse_Existing_Space Heating_Natural Gas_Furnace_E7 | F1 | Commercial | Warehouse | Existing | Space Heating | Natural Gas | Furnace | E7 | CCE | 0 | 0 | 0 | 0 | 0 | 0 | 0 | 0 | 0 | 0 | 0 | 0 | 0 | 0 | 0 | 0 | 0 | 0 | 0 | 0 | 0 | 0 | 0 | 0 | 0 | 0 | 0 | 0 | 0 | 0 | 0
F1_Commercial_Warehouse_Existing_Space Heating_Natural Gas_Furnace_E8 | F1 | Commercial | Warehouse | Existing | Space Heating | Natural Gas | Furnace | E8 | CCE | 0 | 0 | 0 | 0 | 0 | 0 | 0 | 0 | 0 | 0 | 0 | 0 | 0 | 0 | 0 | 0 | 0 | 0 | 0 | 0 | 0 | 0 | 0 | 0 | 0 | 0 | 0 | 0 | 0 | 0 | 0
F1_Commercial_Warehouse_Existing_Space Heating_Natural Gas_Furnace_E9 | F1 | Commercial | Warehouse | Existing | Space Heating | Natural Gas | Furnace | E9 | CCE | 0 | 0 | 0 | 0 | 0 | 0 | 0 | 0 | 0 | 0 | 0 | 0 | 0 | 0 | 0 | 0 | 0 | 0 | 0 | 0 | 0 | 0 | 0 | 0 | 0 | 0 | 0 | 0 | 0 | 0 | 0
F1_Commercial_Warehouse_Existing_Space Heating_Natural Gas_Furnace_E10 | F1 | Commercial | Warehouse | Existing | Space Heating | Natural Gas | Furnace | E10 | CCE | 0 | 0 | 0 | 0 | 0 | 0 | 0 | 0 | 0 | 0 | 0 | 0 | 0 | 0 | 0 | 0 | 0 | 0 | 0 | 0 | 0 | 0 | 0 | 0 | 0 | 0 | 0 | 0 | 0 | 0 | 0
F2_Commercial_Warehouse_Existing_Space Heating_Natural Gas_Furnace_E1 | F2 | Commercial | Warehouse | Existing | Space Heating | Natural Gas | Furnace | E1 | TRC BC Ratio | 0.9 | 0.9 | 0.9 | 0.9 | 0.9 | 0 | 0 | 0 | 0 | 0 | 0 | 0 | 0 | 0 | 0 | 0 | 0 | 0 | 0 | 0 | 0 | 0 | 0 | 0 | 0 | 0 | 0 | 0 | 0 | 0 | 0
F2_Commercial_Warehouse_Existing_Space Heating_Natural Gas_Furnace_E2 | F2 | Commercial | Warehouse | Existing | Space Heating | Natural Gas | Furnace | E2 | TRC BC Ratio | 0.083743 | 0.084282 | 0.084581 | 0.084944 | 0.085695 | 0 | 0 | 0 | 0 | 0 | 0 | 0 | 0 | 0 | 0 | 0 | 0 | 0 | 0 | 0 | 0 | 0 | 0 | 0 | 0 | 0 | 0 | 0 | 0 | 0 | 0
F2_Commercial_Warehouse_Existing_Space Heating_Natural Gas_Furnace_E3 | F2 | Commercial | Warehouse | Existing | Space Heating | Natural Gas | Furnace | E3 | TRC BC Ratio | 0.39317 | 0.3957 | 0.3971 | 0.39881 | 0.40233 | 0.9 | 0.9 | 0.9 | 0.9 | 0.9 | 0.9 | 0.9 | 0.9 | 0.9 | 0.9 | 0.9 | 0.9 | 0.9 | 0.9 | 0.9 | 0.9 | 0.9 | 0.9 | 0.9 | 0.9 | 0.9 | 0.9 | 0.9 | 0.9 | 0.9 | 0.9
F2_Commercial_Warehouse_Existing_Space Heating_Natural Gas_Furnace_E4 | F2 | Commercial | Warehouse | Existing | Space Heating | Natural Gas | Furnace | E4 | TRC BC Ratio | 1.1422 | 1.1496 | 1.1536 | 1.1586 | 1.1688 | 0.9 | 0.9 | 0.9 | 0.9 | 0.9 | 0.9 | 0.9 | 0.9 | 0.9 | 0.9 | 0.9 | 0.9 | 0.9 | 0.9 | 0.9 | 0.9 | 0.9 | 0.9 | 0.9 | 0.9 | 0.9 | 0.9 | 0.9 | 0.9 | 0.9 | 0.9
F2_Commercial_Warehouse_Existing_Space Heating_Natural Gas_Furnace_E5 | F2 | Commercial | Warehouse | Existing | Space Heating | Natural Gas | Furnace | E5 | TRC BC Ratio | 0 | 0 | 0 | 0 | 0 | 0 | 0 | 0.045749 | 0.045474 | 0.045083 | 0.04487 | 0.044576 | 0.040011 | 0.039689 | 0.039648 | 0.03935 | 0.039244 | 0.039213 | 0.038483 | 0.038728 | 0.038833 | 0.039014 | 0.039268 | 0.022845 | 0.022275 | 0.02169 | 0.021083 | 0.02045 | 0.019783 | 0.019079 | 0.01833
F2_Commercial_Warehouse_Existing_Space Heating_Natural Gas_Furnace_E6 | F2 | Commercial | Warehouse | Existing | Space Heating | Natural Gas | Furnace | E6 | TRC BC Ratio | 0 | 0 | 0 | 0 | 0 | 0 | 0 | 0 | 0 | 0 | 0 | 0 | 0 | 0 | 0 | 0 | 0 | 0 | 0 | 0 | 0 | 0 | 0 | 0 | 0 | 0 | 0 | 0 | 0 | 0 | 0
F2_Commercial_Warehouse_Existing_Space Heating_Natural Gas_Furnace_E7 | F2 | Commercial | Warehouse | Existing | Space Heating | Natural Gas | Furnace | E7 | TRC BC Ratio | 0 | 0 | 0 | 0 | 0 | 0 | 0 | 0 | 0 | 0 | 0 | 0 | 0 | 0 | 0 | 0 | 0 | 0 | 0 | 0 | 0 | 0 | 0 | 0 | 0 | 0 | 0 | 0 | 0 | 0 | 0
F2_Commercial_Warehouse_Existing_Space Heating_Natural Gas_Furnace_E8 | F2 | Commercial | Warehouse | Existing | Space Heating | Natural Gas | Furnace | E8 | TRC BC Ratio | 0 | 0 | 0 | 0 | 0 | 0 | 0 | 0 | 0 | 0 | 0 | 0 | 0 | 0 | 0 | 0 | 0 | 0 | 0 | 0 | 0 | 0 | 0 | 0 | 0 | 0 | 0 | 0 | 0 | 0 | 0
F2_Commercial_Warehouse_Existing_Space Heating_Natural Gas_Furnace_E9 | F2 | Commercial | Warehouse | Existing | Space Heating | Natural Gas | Furnace | E9 | TRC BC Ratio | 0 | 0 | 0 | 0 | 0 | 0 | 0 | 0 | 0 | 0 | 0 | 0 | 0 | 0 | 0 | 0 | 0 | 0 | 0 | 0 | 0 | 0 | 0 | 0 | 0 | 0 | 0 | 0 | 0 | 0 | 0
F2_Commercial_Warehouse_Existing_Space Heating_Natural Gas_Furnace_E10 | F2 | Commercial | Warehouse | Existing | Space Heating | Natural Gas | Furnace | E10 | TRC BC Ratio | 0 | 0 | 0 | 0 | 0 | 0 | 0 | 0 | 0 | 0 | 0 | 0 | 0 | 0 | 0 | 0 | 0 | 0 | 0 | 0 | 0 | 0 | 0 | 0 | 0 | 0 | 0 | 0 | 0 | 0 | 0
F3_Commercial_Warehouse_Existing_Space Heating_Natural Gas_Furnace_E1 | F3 | Commercial | Warehouse | Existing | Space Heating | Natural Gas | Furnace | E1 | PACT BC Ratio | 0.9 | 0.9 | 0.9 | 0.9 | 0.9 | 0 | 0 | 0 | 0 | 0 | 0 | 0 | 0 | 0 | 0 | 0 | 0 | 0 | 0 | 0 | 0 | 0 | 0 | 0 | 0 | 0 | 0 | 0 | 0 | 0 | 0
F3_Commercial_Warehouse_Existing_Space Heating_Natural Gas_Furnace_E2 | F3 | Commercial | Warehouse | Existing | Space Heating | Natural Gas | Furnace | E2 | PACT BC Ratio | 0.083743 | 0.084282 | 0.084581 | 0.084944 | 0.085695 | 0 | 0 | 0 | 0 | 0 | 0 | 0 | 0 | 0 | 0 | 0 | 0 | 0 | 0 | 0 | 0 | 0 | 0 | 0 | 0 | 0 | 0 | 0 | 0 | 0 | 0
F3_Commercial_Warehouse_Existing_Space Heating_Natural Gas_Furnace_E3 | F3 | Commercial | Warehouse | Existing | Space Heating | Natural Gas | Furnace | E3 | PACT BC Ratio | 0.39317 | 0.3957 | 0.3971 | 0.39881 | 0.40233 | 0.9 | 0.9 | 0.9 | 0.9 | 0.9 | 0.9 | 0.9 | 0.9 | 0.9 | 0.9 | 0.9 | 0.9 | 0.9 | 0.9 | 0.9 | 0.9 | 0.9 | 0.9 | 0.9 | 0.9 | 0.9 | 0.9 | 0.9 | 0.9 | 0.9 | 0.9
F3_Commercial_Warehouse_Existing_Space Heating_Natural Gas_Furnace_E4 | F3 | Commercial | Warehouse | Existing | Space Heating | Natural Gas | Furnace | E4 | PACT BC Ratio | 1.1422 | 1.1496 | 1.1536 | 1.1586 | 1.1688 | 0.9 | 0.9 | 0.9 | 0.9 | 0.9 | 0.9 | 0.9 | 0.9 | 0.9 | 0.9 | 0.9 | 0.9 | 0.9 | 0.9 | 0.9 | 0.9 | 0.9 | 0.9 | 0.9 | 0.9 | 0.9 | 0.9 | 0.9 | 0.9 | 0.9 | 0.9
F3_Commercial_Warehouse_Existing_Space Heating_Natural Gas_Furnace_E5 | F3 | Commercial | Warehouse | Existing | Space Heating | Natural Gas | Furnace | E5 | PACT BC Ratio | 0 | 0 | 0 | 0 | 0 | 0 | 0 | 0.045749 | 0.045474 | 0.045083 | 0.04487 | 0.044576 | 0.040011 | 0.039689 | 0.039648 | 0.03935 | 0.039244 | 0.039213 | 0.038483 | 0.038728 | 0.038833 | 0.039014 | 0.039268 | 0.022845 | 0.022275 | 0.02169 | 0.021083 | 0.02045 | 0.019783 | 0.019079 | 0.01833
F3_Commercial_Warehouse_Existing_Space Heating_Natural Gas_Furnace_E6 | F3 | Commercial | Warehouse | Existing | Space Heating | Natural Gas | Furnace | E6 | PACT BC Ratio | 0 | 0 | 0 | 0 | 0 | 0 | 0 | 0 | 0 | 0 | 0 | 0 | 0 | 0 | 0 | 0 | 0 | 0 | 0 | 0 | 0 | 0 | 0 | 0 | 0 | 0 | 0 | 0 | 0 | 0 | 0
F3_Commercial_Warehouse_Existing_Space Heating_Natural Gas_Furnace_E7 | F3 | Commercial | Warehouse | Existing | Space Heating | Natural Gas | Furnace | E7 | PACT BC Ratio | 0 | 0 | 0 | 0 | 0 | 0 | 0 | 0 | 0 | 0 | 0 | 0 | 0 | 0 | 0 | 0 | 0 | 0 | 0 | 0 | 0 | 0 | 0 | 0 | 0 | 0 | 0 | 0 | 0 | 0 | 0
F3_Commercial_Warehouse_Existing_Space Heating_Natural Gas_Furnace_E8 | F3 | Commercial | Warehouse | Existing | Space Heating | Natural Gas | Furnace | E8 | PACT BC Ratio | 0 | 0 | 0 | 0 | 0 | 0 | 0 | 0 | 0 | 0 | 0 | 0 | 0 | 0 | 0 | 0 | 0 | 0 | 0 | 0 | 0 | 0 | 0 | 0 | 0 | 0 | 0 | 0 | 0 | 0 | 0
F3_Commercial_Warehouse_Existing_Space Heating_Natural Gas_Furnace_E9 | F3 | Commercial | Warehouse | Existing | Space Heating | Natural Gas | Furnace | E9 | PACT BC Ratio | 0 | 0 | 0 | 0 | 0 | 0 | 0 | 0 | 0 | 0 | 0 | 0 | 0 | 0 | 0 | 0 | 0 | 0 | 0 | 0 | 0 | 0 | 0 | 0 | 0 | 0 | 0 | 0 | 0 | 0 | 0
F3_Commercial_Warehouse_Existing_Space Heating_Natural Gas_Furnace_E10 | F3 | Commercial | Warehouse | Existing | Space Heating | Natural Gas | Furnace | E10 | PACT BC Ratio | 0 | 0 | 0 | 0 | 0 | 0 | 0 | 0 | 0 | 0 | 0 | 0 | 0 | 0 | 0 | 0 | 0 | 0 | 0 | 0 | 0 | 0 | 0 | 0 | 0 | 0 | 0 | 0 | 0 | 0 | 0
F4_Commercial_Warehouse_Existing_Space Heating_Natural Gas_Furnace_E1 | F4 | Commercial | Warehouse | Existing | Space Heating | Natural Gas | Furnace | E1 | PCT BC Ratio | 0.9 | 0.9 | 0.9 | 0.9 | 0.9 | 0 | 0 | 0 | 0 | 0 | 0 | 0 | 0 | 0 | 0 | 0 | 0 | 0 | 0 | 0 | 0 | 0 | 0 | 0 | 0 | 0 | 0 | 0 | 0 | 0 | 0
F4_Commercial_Warehouse_Existing_Space Heating_Natural Gas_Furnace_E2 | F4 | Commercial | Warehouse | Existing | Space Heating | Natural Gas | Furnace | E2 | PCT BC Ratio | 1.2107 | 1.212 | 1.2128 | 1.2137 | 1.2156 | 0 | 0 | 0 | 0 | 0 | 0 | 0 | 0 | 0 | 0 | 0 | 0 | 0 | 0 | 0 | 0 | 0 | 0 | 0 | 0 | 0 | 0 | 0 | 0 | 0 | 0
F4_Commercial_Warehouse_Existing_Space Heating_Natural Gas_Furnace_E3 | F4 | Commercial | Warehouse | Existing | Space Heating | Natural Gas | Furnace | E3 | PCT BC Ratio | 1.9892 | 1.9955 | 1.9991 | 2.0034 | 2.0122 | 0.9 | 0.9 | 0.9 | 0.9 | 0.9 | 0.9 | 0.9 | 0.9 | 0.9 | 0.9 | 0.9 | 0.9 | 0.9 | 0.9 | 0.9 | 0.9 | 0.9 | 0.9 | 0.9 | 0.9 | 0.9 | 0.9 | 0.9 | 0.9 | 0.9 | 0.9
F4_Commercial_Warehouse_Existing_Space Heating_Natural Gas_Furnace_E4 | F4 | Commercial | Warehouse | Existing | Space Heating | Natural Gas | Furnace | E4 | PCT BC Ratio | 3.8737 | 3.8922 | 3.9025 | 3.915 | 3.9407 | 0.9 | 0.9 | 0.9 | 0.9 | 0.9 | 0.9 | 0.9 | 0.9 | 0.9 | 0.9 | 0.9 | 0.9 | 0.9 | 0.9 | 0.9 | 0.9 | 0.9 | 0.9 | 0.9 | 0.9 | 0.9 | 0.9 | 0.9 | 0.9 | 0.9 | 0.9
F4_Commercial_Warehouse_Existing_Space Heating_Natural Gas_Furnace_E5 | F4 | Commercial | Warehouse | Existing | Space Heating | Natural Gas | Furnace | E5 | PCT BC Ratio | 0 | 0 | 0 | 0 | 0 | 0 | 0 | 1.1151 | 1.1144 | 1.1134 | 1.1129 | 1.1122 | 1.1007 | 1.0999 | 1.0998 | 1.099 | 1.0987 | 1.0987 | 1.0968 | 1.0974 | 1.0977 | 1.0982 | 1.0988 | 1.0575 | 1.056 | 1.0546 | 1.053 | 1.0515 | 1.0498 | 1.048 | 1.0461
F4_Commercial_Warehouse_Existing_Space Heating_Natural Gas_Furnace_E6 | F4 | Commercial | Warehouse | Existing | Space Heating | Natural Gas | Furnace | E6 | PCT BC Ratio | 0 | 0 | 0 | 0 | 0 | 0 | 0 | 0 | 0 | 0 | 0 | 0 | 0 | 0 | 0 | 0 | 0 | 0 | 0 | 0 | 0 | 0 | 0 | 0 | 0 | 0 | 0 | 0 | 0 | 0 | 0
F4_Commercial_Warehouse_Existing_Space Heating_Natural Gas_Furnace_E7 | F4 | Commercial | Warehouse | Existing | Space Heating | Natural Gas | Furnace | E7 | PCT BC Ratio | 0 | 0 | 0 | 0 | 0 | 0 | 0 | 0 | 0 | 0 | 0 | 0 | 0 | 0 | 0 | 0 | 0 | 0 | 0 | 0 | 0 | 0 | 0 | 0 | 0 | 0 | 0 | 0 | 0 | 0 | 0
F4_Commercial_Warehouse_Existing_Space Heating_Natural Gas_Furnace_E8 | F4 | Commercial | Warehouse | Existing | Space Heating | Natural Gas | Furnace | E8 | PCT BC Ratio | 0 | 0 | 0 | 0 | 0 | 0 | 0 | 0 | 0 | 0 | 0 | 0 | 0 | 0 | 0 | 0 | 0 | 0 | 0 | 0 | 0 | 0 | 0 | 0 | 0 | 0 | 0 | 0 | 0 | 0 | 0
F4_Commercial_Warehouse_Existing_Space Heating_Natural Gas_Furnace_E9 | F4 | Commercial | Warehouse | Existing | Space Heating | Natural Gas | Furnace | E9 | PCT BC Ratio | 0 | 0 | 0 | 0 | 0 | 0 | 0 | 0 | 0 | 0 | 0 | 0 | 0 | 0 | 0 | 0 | 0 | 0 | 0 | 0 | 0 | 0 | 0 | 0 | 0 | 0 | 0 | 0 | 0 | 0 | 0
F4_Commercial_Warehouse_Existing_Space Heating_Natural Gas_Furnace_E10 | F4 | Commercial | Warehouse | Existing | Space Heating | Natural Gas | Furnace | E10 | PCT BC Ratio | 0 | 0 | 0 | 0 | 0 | 0 | 0 | 0 | 0 | 0 | 0 | 0 | 0 | 0 | 0 | 0 | 0 | 0 | 0 | 0 | 0 | 0 | 0 | 0 | 0 | 0 | 0 | 0 | 0 | 0 | 0
F5_Commercial_Warehouse_Existing_Space Heating_Natural Gas_Furnace_E1 | F5 | Commercial | Warehouse | Existing | Space Heating | Natural Gas | Furnace | E1 | RIM BC Ratio | 0.9 | 0.9 | 0.9 | 0.9 | 0.9 | 0 | 0 | 0 | 0 | 0 | 0 | 0 | 0 | 0 | 0 | 0 | 0 | 0 | 0 | 0 | 0 | 0 | 0 | 0 | 0 | 0 | 0 | 0 | 0 | 0 | 0
F5_Commercial_Warehouse_Existing_Space Heating_Natural Gas_Furnace_E2 | F5 | Commercial | Warehouse | Existing | Space Heating | Natural Gas | Furnace | E2 | RIM BC Ratio | 0.076107 | 0.076552 | 0.076799 | 0.077098 | 0.077716 | 0 | 0 | 0 | 0 | 0 | 0 | 0 | 0 | 0 | 0 | 0 | 0 | 0 | 0 | 0 | 0 | 0 | 0 | 0 | 0 | 0 | 0 | 0 | 0 | 0 | 0
F5_Commercial_Warehouse_Existing_Space Heating_Natural Gas_Furnace_E3 | F5 | Commercial | Warehouse | Existing | Space Heating | Natural Gas | Furnace | E3 | RIM BC Ratio | 0.26727 | 0.26844 | 0.26908 | 0.26987 | 0.27147 | 0.9 | 0.9 | 0.9 | 0.9 | 0.9 | 0.9 | 0.9 | 0.9 | 0.9 | 0.9 | 0.9 | 0.9 | 0.9 | 0.9 | 0.9 | 0.9 | 0.9 | 0.9 | 0.9 | 0.9 | 0.9 | 0.9 | 0.9 | 0.9 | 0.9 | 0.9
F5_Commercial_Warehouse_Existing_Space Heating_Natural Gas_Furnace_E4 | F5 | Commercial | Warehouse | Existing | Space Heating | Natural Gas | Furnace | E4 | RIM BC Ratio | 0.48226 | 0.48357 | 0.48429 | 0.48516 | 0.48695 | 0.9 | 0.9 | 0.9 | 0.9 | 0.9 | 0.9 | 0.9 | 0.9 | 0.9 | 0.9 | 0.9 | 0.9 | 0.9 | 0.9 | 0.9 | 0.9 | 0.9 | 0.9 | 0.9 | 0.9 | 0.9 | 0.9 | 0.9 | 0.9 | 0.9 | 0.9
F5_Commercial_Warehouse_Existing_Space Heating_Natural Gas_Furnace_E5 | F5 | Commercial | Warehouse | Existing | Space Heating | Natural Gas | Furnace | E5 | RIM BC Ratio | 0 | 0 | 0 | 0 | 0 | 0 | 0 | 0.043372 | 0.043124 | 0.042773 | 0.042581 | 0.042316 | 0.038181 | 0.037887 | 0.03785 | 0.037578 | 0.037482 | 0.037453 | 0.036787 | 0.037011 | 0.037106 | 0.037272 | 0.037504 | 0.022237 | 0.021696 | 0.02114 | 0.020564 | 0.019961 | 0.019325 | 0.018652 | 0.017936
F5_Commercial_Warehouse_Existing_Space Heating_Natural Gas_Furnace_E6 | F5 | Commercial | Warehouse | Existing | Space Heating | Natural Gas | Furnace | E6 | RIM BC Ratio | 0 | 0 | 0 | 0 | 0 | 0 | 0 | 0 | 0 | 0 | 0 | 0 | 0 | 0 | 0 | 0 | 0 | 0 | 0 | 0 | 0 | 0 | 0 | 0 | 0 | 0 | 0 | 0 | 0 | 0 | 0
F5_Commercial_Warehouse_Existing_Space Heating_Natural Gas_Furnace_E7 | F5 | Commercial | Warehouse | Existing | Space Heating | Natural Gas | Furnace | E7 | RIM BC Ratio | 0 | 0 | 0 | 0 | 0 | 0 | 0 | 0 | 0 | 0 | 0 | 0 | 0 | 0 | 0 | 0 | 0 | 0 | 0 | 0 | 0 | 0 | 0 | 0 | 0 | 0 | 0 | 0 | 0 | 0 | 0
F5_Commercial_Warehouse_Existing_Space Heating_Natural Gas_Furnace_E8 | F5 | Commercial | Warehouse | Existing | Space Heating | Natural Gas | Furnace | E8 | RIM BC Ratio | 0 | 0 | 0 | 0 | 0 | 0 | 0 | 0 | 0 | 0 | 0 | 0 | 0 | 0 | 0 | 0 | 0 | 0 | 0 | 0 | 0 | 0 | 0 | 0 | 0 | 0 | 0 | 0 | 0 | 0 | 0
F5_Commercial_Warehouse_Existing_Space Heating_Natural Gas_Furnace_E9 | F5 | Commercial | Warehouse | Existing | Space Heating | Natural Gas | Furnace | E9 | RIM BC Ratio | 0 | 0 | 0 | 0 | 0 | 0 | 0 | 0 | 0 | 0 | 0 | 0 | 0 | 0 | 0 | 0 | 0 | 0 | 0 | 0 | 0 | 0 | 0 | 0 | 0 | 0 | 0 | 0 | 0 | 0 | 0
F5_Commercial_Warehouse_Existing_Space Heating_Natural Gas_Furnace_E10 | F5 | Commercial | Warehouse | Existing | Space Heating | Natural Gas | Furnace | E10 | RIM BC Ratio | 0 | 0 | 0 | 0 | 0 | 0 | 0 | 0 | 0 | 0 | 0 | 0 | 0 | 0 | 0 | 0 | 0 | 0 | 0 | 0 | 0 | 0 | 0 | 0 | 0 | 0 | 0 | 0 | 0 | 0 | 0
F0_Commercial_Warehouse_Existing_Space Heating_Natural Gas_Boiler_E0 | F0 | Commercial | Warehouse | Existing | Space Heating | Natural Gas | Boiler | E0 | Economic Unit | TE 98% | TE 98% | TE 98% | TE 98% | TE 98% | TE 98% | TE 98% | TE 98% | TE 98% | TE 98% | TE 98% | TE 98% | TE 98% | TE 98% | TE 98% | TE 98% | TE 98% | TE 98% | TE 98% | TE 98% | TE 98% | TE 98% | TE 98% | TE 94% (ENERGY STAR 1.0) | TE 94% (ENERGY STAR 1.0) | TE 94% (ENERGY STAR 1.0) | TE 94% (ENERGY STAR 1.0) | TE 94% (ENERGY STAR 1.0) | TE 94% (ENERGY STAR 1.0) | TE 94% (ENERGY STAR 1.0) | TE 94% (ENERGY STAR 1.0)
F1_Commercial_Warehouse_Existing_Space Heating_Natural Gas_Boiler_E1 | F1 | Commercial | Warehouse | Existing | Space Heating | Natural Gas | Boiler | E1 | CCE | 0 | 0 | 0 | 0 | 0 | 0 | 0 | 0 | 0 | 0 | 0 | 0 | 0 | 0 | 0 | 0 | 0 | 0 | 0 | 0 | 0 | 0 | 0 | 0 | 0 | 0 | 0 | 0 | 0 | 0 | 0
F1_Commercial_Warehouse_Existing_Space Heating_Natural Gas_Boiler_E2 | F1 | Commercial | Warehouse | Existing | Space Heating | Natural Gas | Boiler | E2 | CCE | 0.0035556 | 0.0034182 | 0.0034345 | 0.0034704 | 0.0034704 | 0 | 0 | 0 | 0 | 0 | 0 | 0 | 0 | 0 | 0 | 0 | 0 | 0 | 0 | 0 | 0 | 0 | 0 | 0 | 0 | 0 | 0 | 0 | 0 | 0 | 0
F1_Commercial_Warehouse_Existing_Space Heating_Natural Gas_Boiler_E3 | F1 | Commercial | Warehouse | Existing | Space Heating | Natural Gas | Boiler | E3 | CCE | 0.021065 | 0.020251 | 0.020348 | 0.02056 | 0.02056 | 0 | 0 | 0 | 0 | 0 | 0 | 0 | 0 | 0 | 0 | 0 | 0 | 0 | 0 | 0 | 0 | 0 | 0 | 0 | 0 | 0 | 0 | 0 | 0 | 0 | 0
F1_Commercial_Warehouse_Existing_Space Heating_Natural Gas_Boiler_E4 | F1 | Commercial | Warehouse | Existing | Space Heating | Natural Gas | Boiler | E4 | CCE | 0.021241 | 0.02042 | 0.020517 | 0.020732 | 0.020732 | 0.021467 | 0.021467 | 0.021467 | 0.021467 | 0.021467 | 0.021467 | 0.021467 | 0.021467 | 0.021467 | 0.021467 | 0.021467 | 0.021467 | 0.021467 | 0.021467 | 0.021467 | 0.021467 | 0.021467 | 0.021467 | 0.021467 | 0.021467 | 0.021467 | 0.021467 | 0.021467 | 0.021467 | 0.021467 | 0.021467
F1_Commercial_Warehouse_Existing_Space Heating_Natural Gas_Boiler_E5 | F1 | Commercial | Warehouse | Existing | Space Heating | Natural Gas | Boiler | E5 | CCE | 0.063307 | 0.060861 | 0.061151 | 0.06179 | 0.06179 | 0.087845 | 0.087845 | 0.087845 | 0.087845 | 0.087845 | 0.087845 | 0.087845 | 0.087845 | 0.087845 | 0.087845 | 0.087845 | 0.087845 | 0.087845 | 0.087845 | 0.087845 | 0.087845 | 0.087845 | 0.087845 | 0.087845 | 0.087845 | 0.087845 | 0.087845 | 0.087845 | 0.087845 | 0.087845 | 0.087845
F1_Commercial_Warehouse_Existing_Space Heating_Natural Gas_Boiler_E6 | F1 | Commercial | Warehouse | Existing | Space Heating | Natural Gas | Boiler | E6 | CCE | 0 | 0 | 0 | 0 | 0 | 0 | 0 | 0 | 0 | 0 | 0 | 0 | 0 | 0 | 0 | 0 | 0 | 0 | 0 | 0 | 0 | 0 | 0 | 0 | 0 | 0 | 0 | 0 | 0 | 0 | 0
F1_Commercial_Warehouse_Existing_Space Heating_Natural Gas_Boiler_E7 | F1 | Commercial | Warehouse | Existing | Space Heating | Natural Gas | Boiler | E7 | CCE | 0 | 0 | 0 | 0 | 0 | 0 | 0 | 0 | 0 | 0 | 0 | 0 | 0 | 0 | 0 | 0 | 0 | 0 | 0 | 0 | 0 | 0 | 0 | 0 | 0 | 0 | 0 | 0 | 0 | 0 | 0
F1_Commercial_Warehouse_Existing_Space Heating_Natural Gas_Boiler_E8 | F1 | Commercial | Warehouse | Existing | Space Heating | Natural Gas | Boiler | E8 | CCE | 0 | 0 | 0 | 0 | 0 | 0 | 0 | 0 | 0 | 0 | 0 | 0 | 0 | 0 | 0 | 0 | 0 | 0 | 0 | 0 | 0 | 0 | 0 | 0 | 0 | 0 | 0 | 0 | 0 | 0 | 0
F1_Commercial_Warehouse_Existing_Space Heating_Natural Gas_Boiler_E9 | F1 | Commercial | Warehouse | Existing | Space Heating | Natural Gas | Boiler | E9 | CCE | 0 | 0 | 0 | 0 | 0 | 0 | 0 | 0 | 0 | 0 | 0 | 0 | 0 | 0 | 0 | 0 | 0 | 0 | 0 | 0 | 0 | 0 | 0 | 0 | 0 | 0 | 0 | 0 | 0 | 0 | 0
F1_Commercial_Warehouse_Existing_Space Heating_Natural Gas_Boiler_E10 | F1 | Commercial | Warehouse | Existing | Space Heating | Natural Gas | Boiler | E10 | CCE | 0 | 0 | 0 | 0 | 0 | 0 | 0 | 0 | 0 | 0 | 0 | 0 | 0 | 0 | 0 | 0 | 0 | 0 | 0 | 0 | 0 | 0 | 0 | 0 | 0 | 0 | 0 | 0 | 0 | 0 | 0
F2_Commercial_Warehouse_Existing_Space Heating_Natural Gas_Boiler_E1 | F2 | Commercial | Warehouse | Existing | Space Heating | Natural Gas | Boiler | E1 | TRC BC Ratio | 0.9 | 0.9 | 0.9 | 0.9 | 0.9 | 0 | 0 | 0 | 0 | 0 | 0 | 0 | 0 | 0 | 0 | 0 | 0 | 0 | 0 | 0 | 0 | 0 | 0 | 0 | 0 | 0 | 0 | 0 | 0 | 0 | 0
F2_Commercial_Warehouse_Existing_Space Heating_Natural Gas_Boiler_E2 | F2 | Commercial | Warehouse | Existing | Space Heating | Natural Gas | Boiler | E2 | TRC BC Ratio | 2.794 | 2.8107 | 2.8213 | 2.834 | 2.8593 | 0 | 0 | 0 | 0 | 0 | 0 | 0 | 0 | 0 | 0 | 0 | 0 | 0 | 0 | 0 | 0 | 0 | 0 | 0 | 0 | 0 | 0 | 0 | 0 | 0 | 0
F2_Commercial_Warehouse_Existing_Space Heating_Natural Gas_Boiler_E3 | F2 | Commercial | Warehouse | Existing | Space Heating | Natural Gas | Boiler | E3 | TRC BC Ratio | 0.47162 | 0.47443 | 0.47622 | 0.47835 | 0.48264 | 0.9 | 0.9 | 0.9 | 0.9 | 0.9 | 0.9 | 0.9 | 0.9 | 0.9 | 0.9 | 0.9 | 0.9 | 0.9 | 0.9 | 0.9 | 0.9 | 0.9 | 0.9 | 0.9 | 0.9 | 0.9 | 0.9 | 0.9 | 0.9 | 0.9 | 0.9
F2_Commercial_Warehouse_Existing_Space Heating_Natural Gas_Boiler_E4 | F2 | Commercial | Warehouse | Existing | Space Heating | Natural Gas | Boiler | E4 | TRC BC Ratio | 0.46772 | 0.47051 | 0.47228 | 0.4744 | 0.47864 | 0.44463 | 0.43038 | 0.42274 | 0.42008 | 0.41638 | 0.41429 | 0.41148 | 0.37013 | 0.36707 | 0.36657 | 0.36373 | 0.36264 | 0.36223 | 0.35531 | 0.35697 | 0.35736 | 0.35843 | 0.36014 | 0.2113 | 0.20554 | 0.19963 | 0.1935 | 0.18711 | 0.18041 | 0.17333 | 0.16583
F2_Commercial_Warehouse_Existing_Space Heating_Natural Gas_Boiler_E5 | F2 | Commercial | Warehouse | Existing | Space Heating | Natural Gas | Boiler | E5 | TRC BC Ratio | 0.15693 | 0.15786 | 0.15846 | 0.15917 | 0.16059 | 0.10865 | 0.10517 | 0.1033 | 0.10265 | 0.10175 | 0.10124 | 0.10055 | 0.090448 | 0.089701 | 0.089577 | 0.088884 | 0.088619 | 0.088517 | 0.086826 | 0.087233 | 0.087328 | 0.087589 | 0.088008 | 0.051636 | 0.050228 | 0.048782 | 0.047286 | 0.045724 | 0.044086 | 0.042357 | 0.040525
F2_Commercial_Warehouse_Existing_Space Heating_Natural Gas_Boiler_E6 | F2 | Commercial | Warehouse | Existing | Space Heating | Natural Gas | Boiler | E6 | TRC BC Ratio | 0 | 0 | 0 | 0 | 0 | 0 | 0 | 0 | 0 | 0 | 0 | 0 | 0 | 0 | 0 | 0 | 0 | 0 | 0 | 0 | 0 | 0 | 0 | 0 | 0 | 0 | 0 | 0 | 0 | 0 | 0
F2_Commercial_Warehouse_Existing_Space Heating_Natural Gas_Boiler_E7 | F2 | Commercial | Warehouse | Existing | Space Heating | Natural Gas | Boiler | E7 | TRC BC Ratio | 0 | 0 | 0 | 0 | 0 | 0 | 0 | 0 | 0 | 0 | 0 | 0 | 0 | 0 | 0 | 0 | 0 | 0 | 0 | 0 | 0 | 0 | 0 | 0 | 0 | 0 | 0 | 0 | 0 | 0 | 0
F2_Commercial_Warehouse_Existing_Space Heating_Natural Gas_Boiler_E8 | F2 | Commercial | Warehouse | Existing | Space Heating | Natural Gas | Boiler | E8 | TRC BC Ratio | 0 | 0 | 0 | 0 | 0 | 0 | 0 | 0 | 0 | 0 | 0 | 0 | 0 | 0 | 0 | 0 | 0 | 0 | 0 | 0 | 0 | 0 | 0 | 0 | 0 | 0 | 0 | 0 | 0 | 0 | 0
F2_Commercial_Warehouse_Existing_Space Heating_Natural Gas_Boiler_E9 | F2 | Commercial | Warehouse | Existing | Space Heating | Natural Gas | Boiler | E9 | TRC BC Ratio | 0 | 0 | 0 | 0 | 0 | 0 | 0 | 0 | 0 | 0 | 0 | 0 | 0 | 0 | 0 | 0 | 0 | 0 | 0 | 0 | 0 | 0 | 0 | 0 | 0 | 0 | 0 | 0 | 0 | 0 | 0
F2_Commercial_Warehouse_Existing_Space Heating_Natural Gas_Boiler_E10 | F2 | Commercial | Warehouse | Existing | Space Heating | Natural Gas | Boiler | E10 | TRC BC Ratio | 0 | 0 | 0 | 0 | 0 | 0 | 0 | 0 | 0 | 0 | 0 | 0 | 0 | 0 | 0 | 0 | 0 | 0 | 0 | 0 | 0 | 0 | 0 | 0 | 0 | 0 | 0 | 0 | 0 | 0 | 0
F3_Commercial_Warehouse_Existing_Space Heating_Natural Gas_Boiler_E1 | F3 | Commercial | Warehouse | Existing | Space Heating | Natural Gas | Boiler | E1 | PACT BC Ratio | 0.9 | 0.9 | 0.9 | 0.9 | 0.9 | 0 | 0 | 0 | 0 | 0 | 0 | 0 | 0 | 0 | 0 | 0 | 0 | 0 | 0 | 0 | 0 | 0 | 0 | 0 | 0 | 0 | 0 | 0 | 0 | 0 | 0
F3_Commercial_Warehouse_Existing_Space Heating_Natural Gas_Boiler_E2 | F3 | Commercial | Warehouse | Existing | Space Heating | Natural Gas | Boiler | E2 | PACT BC Ratio | 7.1296 | 7.1721 | 7.1992 | 7.2315 | 7.2962 | 0 | 0 | 0 | 0 | 0 | 0 | 0 | 0 | 0 | 0 | 0 | 0 | 0 | 0 | 0 | 0 | 0 | 0 | 0 | 0 | 0 | 0 | 0 | 0 | 0 | 0
F3_Commercial_Warehouse_Existing_Space Heating_Natural Gas_Boiler_E3 | F3 | Commercial | Warehouse | Existing | Space Heating | Natural Gas | Boiler | E3 | PACT BC Ratio | 1.2034 | 1.2106 | 1.2152 | 1.2206 | 1.2315 | 0.9 | 0.9 | 0.9 | 0.9 | 0.9 | 0.9 | 0.9 | 0.9 | 0.9 | 0.9 | 0.9 | 0.9 | 0.9 | 0.9 | 0.9 | 0.9 | 0.9 | 0.9 | 0.9 | 0.9 | 0.9 | 0.9 | 0.9 | 0.9 | 0.9 | 0.9
F3_Commercial_Warehouse_Existing_Space Heating_Natural Gas_Boiler_E4 | F3 | Commercial | Warehouse | Existing | Space Heating | Natural Gas | Boiler | E4 | PACT BC Ratio | 1.1935 | 1.2006 | 1.2051 | 1.2105 | 1.2214 | 1.1346 | 1.0982 | 1.0787 | 1.0719 | 1.0625 | 1.0572 | 1.05 | 0.94446 | 0.93666 | 0.93537 | 0.92813 | 0.92536 | 0.9243 | 0.90664 | 0.91089 | 0.91188 | 0.91461 | 0.91898 | 0.53919 | 0.52448 | 0.50939 | 0.49376 | 0.47745 | 0.46034 | 0.44229 | 0.42316
F3_Commercial_Warehouse_Existing_Space Heating_Natural Gas_Boiler_E5 | F3 | Commercial | Warehouse | Existing | Space Heating | Natural Gas | Boiler | E5 | PACT BC Ratio | 0.40043 | 0.40282 | 0.40434 | 0.40615 | 0.40979 | 0.27725 | 0.26837 | 0.2636 | 0.26194 | 0.25964 | 0.25834 | 0.25659 | 0.2308 | 0.22889 | 0.22858 | 0.22681 | 0.22613 | 0.22587 | 0.22155 | 0.22259 | 0.22284 | 0.2235 | 0.22457 | 0.13176 | 0.12817 | 0.12448 | 0.12066 | 0.11668 | 0.11249 | 0.10808 | 0.10341
F3_Commercial_Warehouse_Existing_Space Heating_Natural Gas_Boiler_E6 | F3 | Commercial | Warehouse | Existing | Space Heating | Natural Gas | Boiler | E6 | PACT BC Ratio | 0 | 0 | 0 | 0 | 0 | 0 | 0 | 0 | 0 | 0 | 0 | 0 | 0 | 0 | 0 | 0 | 0 | 0 | 0 | 0 | 0 | 0 | 0 | 0 | 0 | 0 | 0 | 0 | 0 | 0 | 0
F3_Commercial_Warehouse_Existing_Space Heating_Natural Gas_Boiler_E7 | F3 | Commercial | Warehouse | Existing | Space Heating | Natural Gas | Boiler | E7 | PACT BC Ratio | 0 | 0 | 0 | 0 | 0 | 0 | 0 | 0 | 0 | 0 | 0 | 0 | 0 | 0 | 0 | 0 | 0 | 0 | 0 | 0 | 0 | 0 | 0 | 0 | 0 | 0 | 0 | 0 | 0 | 0 | 0
F3_Commercial_Warehouse_Existing_Space Heating_Natural Gas_Boiler_E8 | F3 | Commercial | Warehouse | Existing | Space Heating | Natural Gas | Boiler | E8 | PACT BC Ratio | 0 | 0 | 0 | 0 | 0 | 0 | 0 | 0 | 0 | 0 | 0 | 0 | 0 | 0 | 0 | 0 | 0 | 0 | 0 | 0 | 0 | 0 | 0 | 0 | 0 | 0 | 0 | 0 | 0 | 0 | 0
F3_Commercial_Warehouse_Existing_Space Heating_Natural Gas_Boiler_E9 | F3 | Commercial | Warehouse | Existing | Space Heating | Natural Gas | Boiler | E9 | PACT BC Ratio | 0 | 0 | 0 | 0 | 0 | 0 | 0 | 0 | 0 | 0 | 0 | 0 | 0 | 0 | 0 | 0 | 0 | 0 | 0 | 0 | 0 | 0 | 0 | 0 | 0 | 0 | 0 | 0 | 0 | 0 | 0
F3_Commercial_Warehouse_Existing_Space Heating_Natural Gas_Boiler_E10 | F3 | Commercial | Warehouse | Existing | Space Heating | Natural Gas | Boiler | E10 | PACT BC Ratio | 0 | 0 | 0 | 0 | 0 | 0 | 0 | 0 | 0 | 0 | 0 | 0 | 0 | 0 | 0 | 0 | 0 | 0 | 0 | 0 | 0 | 0 | 0 | 0 | 0 | 0 | 0 | 0 | 0 | 0 | 0
F4_Commercial_Warehouse_Existing_Space Heating_Natural Gas_Boiler_E1 | F4 | Commercial | Warehouse | Existing | Space Heating | Natural Gas | Boiler | E1 | PCT BC Ratio | 0.9 | 0.9 | 0.9 | 0.9 | 0.9 | 0 | 0 | 0 | 0 | 0 | 0 | 0 | 0 | 0 | 0 | 0 | 0 | 0 | 0 | 0 | 0 | 0 | 0 | 0 | 0 | 0 | 0 | 0 | 0 | 0 | 0
F4_Commercial_Warehouse_Existing_Space Heating_Natural Gas_Boiler_E2 | F4 | Commercial | Warehouse | Existing | Space Heating | Natural Gas | Boiler | E2 | PCT BC Ratio | 4.4469 | 4.4721 | 4.4881 | 4.5071 | 4.5453 | 0 | 0 | 0 | 0 | 0 | 0 | 0 | 0 | 0 | 0 | 0 | 0 | 0 | 0 | 0 | 0 | 0 | 0 | 0 | 0 | 0 | 0 | 0 | 0 | 0 | 0
F4_Commercial_Warehouse_Existing_Space Heating_Natural Gas_Boiler_E3 | F4 | Commercial | Warehouse | Existing | Space Heating | Natural Gas | Boiler | E3 | PCT BC Ratio | 0.94579 | 0.95004 | 0.95274 | 0.95595 | 0.96241 | 0.9 | 0.9 | 0.9 | 0.9 | 0.9 | 0.9 | 0.9 | 0.9 | 0.9 | 0.9 | 0.9 | 0.9 | 0.9 | 0.9 | 0.9 | 0.9 | 0.9 | 0.9 | 0.9 | 0.9 | 0.9 | 0.9 | 0.9 | 0.9 | 0.9 | 0.9
F4_Commercial_Warehouse_Existing_Space Heating_Natural Gas_Boiler_E4 | F4 | Commercial | Warehouse | Existing | Space Heating | Natural Gas | Boiler | E4 | PCT BC Ratio | 0.93991 | 0.94412 | 0.9468 | 0.94999 | 0.95639 | 0.90511 | 0.88363 | 0.87211 | 0.86809 | 0.86252 | 0.85938 | 0.85514 | 0.7928 | 0.78819 | 0.78743 | 0.78315 | 0.78151 | 0.78089 | 0.77045 | 0.77297 | 0.77355 | 0.77516 | 0.77774 | 0.55337 | 0.54468 | 0.53576 | 0.52653 | 0.5169 | 0.50679 | 0.49612 | 0.48482
F4_Commercial_Warehouse_Existing_Space Heating_Natural Gas_Boiler_E5 | F4 | Commercial | Warehouse | Existing | Space Heating | Natural Gas | Boiler | E5 | PCT BC Ratio | 0.47139 | 0.4728 | 0.4737 | 0.47477 | 0.47692 | 0.39862 | 0.39337 | 0.39055 | 0.38957 | 0.38821 | 0.38744 | 0.38641 | 0.37117 | 0.37005 | 0.36986 | 0.36881 | 0.36842 | 0.36826 | 0.36571 | 0.36633 | 0.36647 | 0.36686 | 0.36749 | 0.31266 | 0.31054 | 0.30836 | 0.3061 | 0.30375 | 0.30128 | 0.29867 | 0.29591
F4_Commercial_Warehouse_Existing_Space Heating_Natural Gas_Boiler_E6 | F4 | Commercial | Warehouse | Existing | Space Heating | Natural Gas | Boiler | E6 | PCT BC Ratio | 0 | 0 | 0 | 0 | 0 | 0 | 0 | 0 | 0 | 0 | 0 | 0 | 0 | 0 | 0 | 0 | 0 | 0 | 0 | 0 | 0 | 0 | 0 | 0 | 0 | 0 | 0 | 0 | 0 | 0 | 0
F4_Commercial_Warehouse_Existing_Space Heating_Natural Gas_Boiler_E7 | F4 | Commercial | Warehouse | Existing | Space Heating | Natural Gas | Boiler | E7 | PCT BC Ratio | 0 | 0 | 0 | 0 | 0 | 0 | 0 | 0 | 0 | 0 | 0 | 0 | 0 | 0 | 0 | 0 | 0 | 0 | 0 | 0 | 0 | 0 | 0 | 0 | 0 | 0 | 0 | 0 | 0 | 0 | 0
F4_Commercial_Warehouse_Existing_Space Heating_Natural Gas_Boiler_E8 | F4 | Commercial | Warehouse | Existing | Space Heating | Natural Gas | Boiler | E8 | PCT BC Ratio | 0 | 0 | 0 | 0 | 0 | 0 | 0 | 0 | 0 | 0 | 0 | 0 | 0 | 0 | 0 | 0 | 0 | 0 | 0 | 0 | 0 | 0 | 0 | 0 | 0 | 0 | 0 | 0 | 0 | 0 | 0
F4_Commercial_Warehouse_Existing_Space Heating_Natural Gas_Boiler_E9 | F4 | Commercial | Warehouse | Existing | Space Heating | Natural Gas | Boiler | E9 | PCT BC Ratio | 0 | 0 | 0 | 0 | 0 | 0 | 0 | 0 | 0 | 0 | 0 | 0 | 0 | 0 | 0 | 0 | 0 | 0 | 0 | 0 | 0 | 0 | 0 | 0 | 0 | 0 | 0 | 0 | 0 | 0 | 0
F4_Commercial_Warehouse_Existing_Space Heating_Natural Gas_Boiler_E10 | F4 | Commercial | Warehouse | Existing | Space Heating | Natural Gas | Boiler | E10 | PCT BC Ratio | 0 | 0 | 0 | 0 | 0 | 0 | 0 | 0 | 0 | 0 | 0 | 0 | 0 | 0 | 0 | 0 | 0 | 0 | 0 | 0 | 0 | 0 | 0 | 0 | 0 | 0 | 0 | 0 | 0 | 0 | 0
F5_Commercial_Warehouse_Existing_Space Heating_Natural Gas_Boiler_E1 | F5 | Commercial | Warehouse | Existing | Space Heating | Natural Gas | Boiler | E1 | RIM BC Ratio | 0.9 | 0.9 | 0.9 | 0.9 | 0.9 | 0 | 0 | 0 | 0 | 0 | 0 | 0 | 0 | 0 | 0 | 0 | 0 | 0 | 0 | 0 | 0 | 0 | 0 | 0 | 0 | 0 | 0 | 0 | 0 | 0 | 0
F5_Commercial_Warehouse_Existing_Space Heating_Natural Gas_Boiler_E2 | F5 | Commercial | Warehouse | Existing | Space Heating | Natural Gas | Boiler | E2 | RIM BC Ratio | 0.7472 | 0.74767 | 0.74796 | 0.74831 | 0.74899 | 0 | 0 | 0 | 0 | 0 | 0 | 0 | 0 | 0 | 0 | 0 | 0 | 0 | 0 | 0 | 0 | 0 | 0 | 0 | 0 | 0 | 0 | 0 | 0 | 0 | 0
F5_Commercial_Warehouse_Existing_Space Heating_Natural Gas_Boiler_E3 | F5 | Commercial | Warehouse | Existing | Space Heating | Natural Gas | Boiler | E3 | RIM BC Ratio | 0.49285 | 0.49405 | 0.49481 | 0.49571 | 0.4975 | 0.9 | 0.9 | 0.9 | 0.9 | 0.9 | 0.9 | 0.9 | 0.9 | 0.9 | 0.9 | 0.9 | 0.9 | 0.9 | 0.9 | 0.9 | 0.9 | 0.9 | 0.9 | 0.9 | 0.9 | 0.9 | 0.9 | 0.9 | 0.9 | 0.9 | 0.9
F5_Commercial_Warehouse_Existing_Space Heating_Natural Gas_Boiler_E4 | F5 | Commercial | Warehouse | Existing | Space Heating | Natural Gas | Boiler | E4 | RIM BC Ratio | 0.49117 | 0.49237 | 0.49313 | 0.49403 | 0.49583 | 0.48089 | 0.47424 | 0.47057 | 0.46927 | 0.46745 | 0.46642 | 0.46502 | 0.44309 | 0.44137 | 0.44108 | 0.43946 | 0.43884 | 0.4386 | 0.43459 | 0.43556 | 0.43579 | 0.43641 | 0.4374 | 0.32758 | 0.32209 | 0.31633 | 0.31024 | 0.30372 | 0.2967 | 0.2891 | 0.2808
F5_Commercial_Warehouse_Existing_Space Heating_Natural Gas_Boiler_E5 | F5 | Commercial | Warehouse | Existing | Space Heating | Natural Gas | Boiler | E5 | RIM BC Ratio | 0.27061 | 0.2717 | 0.27239 | 0.27321 | 0.27485 | 0.20812 | 0.20308 | 0.20033 | 0.19937 | 0.19803 | 0.19728 | 0.19626 | 0.1808 | 0.17963 | 0.17944 | 0.17835 | 0.17793 | 0.17777 | 0.17508 | 0.17573 | 0.17588 | 0.1763 | 0.17696 | 0.1138 | 0.11111 | 0.10832 | 0.10542 | 0.10237 | 0.099133 | 0.095691 | 0.092009
F5_Commercial_Warehouse_Existing_Space Heating_Natural Gas_Boiler_E6 | F5 | Commercial | Warehouse | Existing | Space Heating | Natural Gas | Boiler | E6 | RIM BC Ratio | 0 | 0 | 0 | 0 | 0 | 0 | 0 | 0 | 0 | 0 | 0 | 0 | 0 | 0 | 0 | 0 | 0 | 0 | 0 | 0 | 0 | 0 | 0 | 0 | 0 | 0 | 0 | 0 | 0 | 0 | 0
F5_Commercial_Warehouse_Existing_Space Heating_Natural Gas_Boiler_E7 | F5 | Commercial | Warehouse | Existing | Space Heating | Natural Gas | Boiler | E7 | RIM BC Ratio | 0 | 0 | 0 | 0 | 0 | 0 | 0 | 0 | 0 | 0 | 0 | 0 | 0 | 0 | 0 | 0 | 0 | 0 | 0 | 0 | 0 | 0 | 0 | 0 | 0 | 0 | 0 | 0 | 0 | 0 | 0
F5_Commercial_Warehouse_Existing_Space Heating_Natural Gas_Boiler_E8 | F5 | Commercial | Warehouse | Existing | Space Heating | Natural Gas | Boiler | E8 | RIM BC Ratio | 0 | 0 | 0 | 0 | 0 | 0 | 0 | 0 | 0 | 0 | 0 | 0 | 0 | 0 | 0 | 0 | 0 | 0 | 0 | 0 | 0 | 0 | 0 | 0 | 0 | 0 | 0 | 0 | 0 | 0 | 0
F5_Commercial_Warehouse_Existing_Space Heating_Natural Gas_Boiler_E9 | F5 | Commercial | Warehouse | Existing | Space Heating | Natural Gas | Boiler | E9 | RIM BC Ratio | 0 | 0 | 0 | 0 | 0 | 0 | 0 | 0 | 0 | 0 | 0 | 0 | 0 | 0 | 0 | 0 | 0 | 0 | 0 | 0 | 0 | 0 | 0 | 0 | 0 | 0 | 0 | 0 | 0 | 0 | 0
F5_Commercial_Warehouse_Existing_Space Heating_Natural Gas_Boiler_E10 | F5 | Commercial | Warehouse | Existing | Space Heating | Natural Gas | Boiler | E10 | RIM BC Ratio | 0 | 0 | 0 | 0 | 0 | 0 | 0 | 0 | 0 | 0 | 0 | 0 | 0 | 0 | 0 | 0 | 0 | 0 | 0 | 0 | 0 | 0 | 0 | 0 | 0 | 0 | 0 | 0 | 0 | 0 | 0
F0_Commercial_Warehouse_Existing_Space Heating_Natural Gas_Unit Heater_E0 | F0 | Commercial | Warehouse | Existing | Space Heating | Natural Gas | Unit Heater | E0 | Economic Unit | Infrared Radiant | Infrared Radiant | Infrared Radiant | Infrared Radiant | Infrared Radiant | Infrared Radiant | Infrared Radiant | Infrared Radiant | Infrared Radiant | Infrared Radiant | Infrared Radiant | Infrared Radiant | Infrared Radiant | Infrared Radiant | Infrared Radiant | Infrared Radiant | Infrared Radiant | Infrared Radiant | Infrared Radiant | Infrared Radiant | Infrared Radiant | Infrared Radiant | Infrared Radiant | Infrared Radiant | Infrared Radiant | Infrared Radiant | Infrared Radiant | Infrared Radiant | Infrared Radiant | Infrared Radiant | Infrared Radiant
F1_Commercial_Warehouse_Existing_Space Heating_Natural Gas_Unit Heater_E1 | F1 | Commercial | Warehouse | Existing | Space Heating | Natural Gas | Unit Heater | E1 | CCE | 0 | 0 | 0 | 0 | 0 | 0 | 0 | 0 | 0 | 0 | 0 | 0 | 0 | 0 | 0 | 0 | 0 | 0 | 0 | 0 | 0 | 0 | 0 | 0 | 0 | 0 | 0 | 0 | 0 | 0 | 0
F1_Commercial_Warehouse_Existing_Space Heating_Natural Gas_Unit Heater_E2 | F1 | Commercial | Warehouse | Existing | Space Heating | Natural Gas | Unit Heater | E2 | CCE | 0.047037 | 0.045219 | 0.045435 | 0.04591 | 0.04591 | 0 | 0 | 0 | 0 | 0 | 0 | 0 | 0 | 0 | 0 | 0 | 0 | 0 | 0 | 0 | 0 | 0 | 0 | 0 | 0 | 0 | 0 | 0 | 0 | 0 | 0
F1_Commercial_Warehouse_Existing_Space Heating_Natural Gas_Unit Heater_E3 | F1 | Commercial | Warehouse | Existing | Space Heating | Natural Gas | Unit Heater | E3 | CCE | 0.0036672 | 0.0035255 | 0.0035423 | 0.0035794 | 0.0035794 | -0.030958 | -0.030958 | -0.030958 | -0.030958 | -0.030958 | -0.030958 | -0.030958 | -0.030958 | -0.030958 | -0.030958 | -0.030958 | -0.030958 | -0.030958 | -0.030958 | -0.030958 | -0.030958 | -0.030958 | -0.030958 | -0.030958 | -0.030958 | -0.030958 | -0.030958 | -0.030958 | -0.030958 | -0.030958 | -0.030958
F1_Commercial_Warehouse_Existing_Space Heating_Natural Gas_Unit Heater_E4 | F1 | Commercial | Warehouse | Existing | Space Heating | Natural Gas | Unit Heater | E4 | CCE | 0 | 0 | 0 | 0 | 0 | 0 | 0 | 0 | 0 | 0 | 0 | 0 | 0 | 0 | 0 | 0 | 0 | 0 | 0 | 0 | 0 | 0 | 0 | 0 | 0 | 0 | 0 | 0 | 0 | 0 | 0
F1_Commercial_Warehouse_Existing_Space Heating_Natural Gas_Unit Heater_E5 | F1 | Commercial | Warehouse | Existing | Space Heating | Natural Gas | Unit Heater | E5 | CCE | 0 | 0 | 0 | 0 | 0 | 0 | 0 | 0 | 0 | 0 | 0 | 0 | 0 | 0 | 0 | 0 | 0 | 0 | 0 | 0 | 0 | 0 | 0 | 0 | 0 | 0 | 0 | 0 | 0 | 0 | 0
F1_Commercial_Warehouse_Existing_Space Heating_Natural Gas_Unit Heater_E6 | F1 | Commercial | Warehouse | Existing | Space Heating | Natural Gas | Unit Heater | E6 | CCE | 0 | 0 | 0 | 0 | 0 | 0 | 0 | 0 | 0 | 0 | 0 | 0 | 0 | 0 | 0 | 0 | 0 | 0 | 0 | 0 | 0 | 0 | 0 | 0 | 0 | 0 | 0 | 0 | 0 | 0 | 0
F1_Commercial_Warehouse_Existing_Space Heating_Natural Gas_Unit Heater_E7 | F1 | Commercial | Warehouse | Existing | Space Heating | Natural Gas | Unit Heater | E7 | CCE | 0 | 0 | 0 | 0 | 0 | 0 | 0 | 0 | 0 | 0 | 0 | 0 | 0 | 0 | 0 | 0 | 0 | 0 | 0 | 0 | 0 | 0 | 0 | 0 | 0 | 0 | 0 | 0 | 0 | 0 | 0
F1_Commercial_Warehouse_Existing_Space Heating_Natural Gas_Unit Heater_E8 | F1 | Commercial | Warehouse | Existing | Space Heating | Natural Gas | Unit Heater | E8 | CCE | 0 | 0 | 0 | 0 | 0 | 0 | 0 | 0 | 0 | 0 | 0 | 0 | 0 | 0 | 0 | 0 | 0 | 0 | 0 | 0 | 0 | 0 | 0 | 0 | 0 | 0 | 0 | 0 | 0 | 0 | 0
F1_Commercial_Warehouse_Existing_Space Heating_Natural Gas_Unit Heater_E9 | F1 | Commercial | Warehouse | Existing | Space Heating | Natural Gas | Unit Heater | E9 | CCE | 0 | 0 | 0 | 0 | 0 | 0 | 0 | 0 | 0 | 0 | 0 | 0 | 0 | 0 | 0 | 0 | 0 | 0 | 0 | 0 | 0 | 0 | 0 | 0 | 0 | 0 | 0 | 0 | 0 | 0 | 0
F1_Commercial_Warehouse_Existing_Space Heating_Natural Gas_Unit Heater_E10 | F1 | Commercial | Warehouse | Existing | Space Heating | Natural Gas | Unit Heater | E10 | CCE | 0 | 0 | 0 | 0 | 0 | 0 | 0 | 0 | 0 | 0 | 0 | 0 | 0 | 0 | 0 | 0 | 0 | 0 | 0 | 0 | 0 | 0 | 0 | 0 | 0 | 0 | 0 | 0 | 0 | 0 | 0
F2_Commercial_Warehouse_Existing_Space Heating_Natural Gas_Unit Heater_E1 | F2 | Commercial | Warehouse | Existing | Space Heating | Natural Gas | Unit Heater | E1 | TRC BC Ratio | 0.9 | 0.9 | 0.9 | 0.9 | 0.9 | 0 | 0 | 0 | 0 | 0 | 0 | 0 | 0 | 0 | 0 | 0 | 0 | 0 | 0 | 0 | 0 | 0 | 0 | 0 | 0 | 0 | 0 | 0 | 0 | 0 | 0
F2_Commercial_Warehouse_Existing_Space Heating_Natural Gas_Unit Heater_E2 | F2 | Commercial | Warehouse | Existing | Space Heating | Natural Gas | Unit Heater | E2 | TRC BC Ratio | 0.2172 | 0.21953 | 0.22095 | 0.22266 | 0.22273 | 0.9 | 0.9 | 0.9 | 0.9 | 0.9 | 0.9 | 0.9 | 0.9 | 0.9 | 0.9 | 0.9 | 0.9 | 0.9 | 0.9 | 0.9 | 0.9 | 0.9 | 0.9 | 0.9 | 0.9 | 0.9 | 0.9 | 0.9 | 0.9 | 0.9 | 0.9
F2_Commercial_Warehouse_Existing_Space Heating_Natural Gas_Unit Heater_E3 | F2 | Commercial | Warehouse | Existing | Space Heating | Natural Gas | Unit Heater | E3 | TRC BC Ratio | 2.7858 | 2.8158 | 2.834 | 2.8559 | 2.8568 | 0.9 | 0.9 | 0.9 | 0.9 | 0.9 | 0.9 | 0.9 | 0.9 | 0.9 | 0.9 | 0.9 | 0.9 | 0.9 | 0.9 | 0.9 | 0.9 | 0.9 | 0.9 | 0.9 | 0.9 | 0.9 | 0.9 | 0.9 | 0.9 | 0.9 | 0.9
F2_Commercial_Warehouse_Existing_Space Heating_Natural Gas_Unit Heater_E4 | F2 | Commercial | Warehouse | Existing | Space Heating | Natural Gas | Unit Heater | E4 | TRC BC Ratio | 0 | 0 | 0 | 0 | 0 | 0 | 0 | 0 | 0 | 0 | 0 | 0 | 0 | 0 | 0 | 0 | 0 | 0 | 0 | 0 | 0 | 0 | 0 | 0 | 0 | 0 | 0 | 0 | 0 | 0 | 0
F2_Commercial_Warehouse_Existing_Space Heating_Natural Gas_Unit Heater_E5 | F2 | Commercial | Warehouse | Existing | Space Heating | Natural Gas | Unit Heater | E5 | TRC BC Ratio | 0 | 0 | 0 | 0 | 0 | 0 | 0 | 0 | 0 | 0 | 0 | 0 | 0 | 0 | 0 | 0 | 0 | 0 | 0 | 0 | 0 | 0 | 0 | 0 | 0 | 0 | 0 | 0 | 0 | 0 | 0
F2_Commercial_Warehouse_Existing_Space Heating_Natural Gas_Unit Heater_E6 | F2 | Commercial | Warehouse | Existing | Space Heating | Natural Gas | Unit Heater | E6 | TRC BC Ratio | 0 | 0 | 0 | 0 | 0 | 0 | 0 | 0 | 0 | 0 | 0 | 0 | 0 | 0 | 0 | 0 | 0 | 0 | 0 | 0 | 0 | 0 | 0 | 0 | 0 | 0 | 0 | 0 | 0 | 0 | 0
F2_Commercial_Warehouse_Existing_Space Heating_Natural Gas_Unit Heater_E7 | F2 | Commercial | Warehouse | Existing | Space Heating | Natural Gas | Unit Heater | E7 | TRC BC Ratio | 0 | 0 | 0 | 0 | 0 | 0 | 0 | 0 | 0 | 0 | 0 | 0 | 0 | 0 | 0 | 0 | 0 | 0 | 0 | 0 | 0 | 0 | 0 | 0 | 0 | 0 | 0 | 0 | 0 | 0 | 0
F2_Commercial_Warehouse_Existing_Space Heating_Natural Gas_Unit Heater_E8 | F2 | Commercial | Warehouse | Existing | Space Heating | Natural Gas | Unit Heater | E8 | TRC BC Ratio | 0 | 0 | 0 | 0 | 0 | 0 | 0 | 0 | 0 | 0 | 0 | 0 | 0 | 0 | 0 | 0 | 0 | 0 | 0 | 0 | 0 | 0 | 0 | 0 | 0 | 0 | 0 | 0 | 0 | 0 | 0
F2_Commercial_Warehouse_Existing_Space Heating_Natural Gas_Unit Heater_E9 | F2 | Commercial | Warehouse | Existing | Space Heating | Natural Gas | Unit Heater | E9 | TRC BC Ratio | 0 | 0 | 0 | 0 | 0 | 0 | 0 | 0 | 0 | 0 | 0 | 0 | 0 | 0 | 0 | 0 | 0 | 0 | 0 | 0 | 0 | 0 | 0 | 0 | 0 | 0 | 0 | 0 | 0 | 0 | 0
F2_Commercial_Warehouse_Existing_Space Heating_Natural Gas_Unit Heater_E10 | F2 | Commercial | Warehouse | Existing | Space Heating | Natural Gas | Unit Heater | E10 | TRC BC Ratio | 0 | 0 | 0 | 0 | 0 | 0 | 0 | 0 | 0 | 0 | 0 | 0 | 0 | 0 | 0 | 0 | 0 | 0 | 0 | 0 | 0 | 0 | 0 | 0 | 0 | 0 | 0 | 0 | 0 | 0 | 0
F3_Commercial_Warehouse_Existing_Space Heating_Natural Gas_Unit Heater_E1 | F3 | Commercial | Warehouse | Existing | Space Heating | Natural Gas | Unit Heater | E1 | PACT BC Ratio | 0.9 | 0.9 | 0.9 | 0.9 | 0.9 | 0 | 0 | 0 | 0 | 0 | 0 | 0 | 0 | 0 | 0 | 0 | 0 | 0 | 0 | 0 | 0 | 0 | 0 | 0 | 0 | 0 | 0 | 0 | 0 | 0 | 0
F3_Commercial_Warehouse_Existing_Space Heating_Natural Gas_Unit Heater_E2 | F3 | Commercial | Warehouse | Existing | Space Heating | Natural Gas | Unit Heater | E2 | PACT BC Ratio | 0.2172 | 0.21953 | 0.22095 | 0.22266 | 0.22273 | 0.9 | 0.9 | 0.9 | 0.9 | 0.9 | 0.9 | 0.9 | 0.9 | 0.9 | 0.9 | 0.9 | 0.9 | 0.9 | 0.9 | 0.9 | 0.9 | 0.9 | 0.9 | 0.9 | 0.9 | 0.9 | 0.9 | 0.9 | 0.9 | 0.9 | 0.9
F3_Commercial_Warehouse_Existing_Space Heating_Natural Gas_Unit Heater_E3 | F3 | Commercial | Warehouse | Existing | Space Heating | Natural Gas | Unit Heater | E3 | PACT BC Ratio | 2.7858 | 2.8158 | 2.834 | 2.8559 | 2.8568 | 0.9 | 0.9 | 0.9 | 0.9 | 0.9 | 0.9 | 0.9 | 0.9 | 0.9 | 0.9 | 0.9 | 0.9 | 0.9 | 0.9 | 0.9 | 0.9 | 0.9 | 0.9 | 0.9 | 0.9 | 0.9 | 0.9 | 0.9 | 0.9 | 0.9 | 0.9
F3_Commercial_Warehouse_Existing_Space Heating_Natural Gas_Unit Heater_E4 | F3 | Commercial | Warehouse | Existing | Space Heating | Natural Gas | Unit Heater | E4 | PACT BC Ratio | 0 | 0 | 0 | 0 | 0 | 0 | 0 | 0 | 0 | 0 | 0 | 0 | 0 | 0 | 0 | 0 | 0 | 0 | 0 | 0 | 0 | 0 | 0 | 0 | 0 | 0 | 0 | 0 | 0 | 0 | 0
F3_Commercial_Warehouse_Existing_Space Heating_Natural Gas_Unit Heater_E5 | F3 | Commercial | Warehouse | Existing | Space Heating | Natural Gas | Unit Heater | E5 | PACT BC Ratio | 0 | 0 | 0 | 0 | 0 | 0 | 0 | 0 | 0 | 0 | 0 | 0 | 0 | 0 | 0 | 0 | 0 | 0 | 0 | 0 | 0 | 0 | 0 | 0 | 0 | 0 | 0 | 0 | 0 | 0 | 0
F3_Commercial_Warehouse_Existing_Space Heating_Natural Gas_Unit Heater_E6 | F3 | Commercial | Warehouse | Existing | Space Heating | Natural Gas | Unit Heater | E6 | PACT BC Ratio | 0 | 0 | 0 | 0 | 0 | 0 | 0 | 0 | 0 | 0 | 0 | 0 | 0 | 0 | 0 | 0 | 0 | 0 | 0 | 0 | 0 | 0 | 0 | 0 | 0 | 0 | 0 | 0 | 0 | 0 | 0
F3_Commercial_Warehouse_Existing_Space Heating_Natural Gas_Unit Heater_E7 | F3 | Commercial | Warehouse | Existing | Space Heating | Natural Gas | Unit Heater | E7 | PACT BC Ratio | 0 | 0 | 0 | 0 | 0 | 0 | 0 | 0 | 0 | 0 | 0 | 0 | 0 | 0 | 0 | 0 | 0 | 0 | 0 | 0 | 0 | 0 | 0 | 0 | 0 | 0 | 0 | 0 | 0 | 0 | 0
F3_Commercial_Warehouse_Existing_Space Heating_Natural Gas_Unit Heater_E8 | F3 | Commercial | Warehouse | Existing | Space Heating | Natural Gas | Unit Heater | E8 | PACT BC Ratio | 0 | 0 | 0 | 0 | 0 | 0 | 0 | 0 | 0 | 0 | 0 | 0 | 0 | 0 | 0 | 0 | 0 | 0 | 0 | 0 | 0 | 0 | 0 | 0 | 0 | 0 | 0 | 0 | 0 | 0 | 0
F3_Commercial_Warehouse_Existing_Space Heating_Natural Gas_Unit Heater_E9 | F3 | Commercial | Warehouse | Existing | Space Heating | Natural Gas | Unit Heater | E9 | PACT BC Ratio | 0 | 0 | 0 | 0 | 0 | 0 | 0 | 0 | 0 | 0 | 0 | 0 | 0 | 0 | 0 | 0 | 0 | 0 | 0 | 0 | 0 | 0 | 0 | 0 | 0 | 0 | 0 | 0 | 0 | 0 | 0
F3_Commercial_Warehouse_Existing_Space Heating_Natural Gas_Unit Heater_E10 | F3 | Commercial | Warehouse | Existing | Space Heating | Natural Gas | Unit Heater | E10 | PACT BC Ratio | 0 | 0 | 0 | 0 | 0 | 0 | 0 | 0 | 0 | 0 | 0 | 0 | 0 | 0 | 0 | 0 | 0 | 0 | 0 | 0 | 0 | 0 | 0 | 0 | 0 | 0 | 0 | 0 | 0 | 0 | 0
F4_Commercial_Warehouse_Existing_Space Heating_Natural Gas_Unit Heater_E1 | F4 | Commercial | Warehouse | Existing | Space Heating | Natural Gas | Unit Heater | E1 | PCT BC Ratio | 0.9 | 0.9 | 0.9 | 0.9 | 0.9 | 0 | 0 | 0 | 0 | 0 | 0 | 0 | 0 | 0 | 0 | 0 | 0 | 0 | 0 | 0 | 0 | 0 | 0 | 0 | 0 | 0 | 0 | 0 | 0 | 0 | 0
F4_Commercial_Warehouse_Existing_Space Heating_Natural Gas_Unit Heater_E2 | F4 | Commercial | Warehouse | Existing | Space Heating | Natural Gas | Unit Heater | E2 | PCT BC Ratio | 1.5465 | 1.5523 | 1.5559 | 1.5602 | 1.5604 | 0.9 | 0.9 | 0.9 | 0.9 | 0.9 | 0.9 | 0.9 | 0.9 | 0.9 | 0.9 | 0.9 | 0.9 | 0.9 | 0.9 | 0.9 | 0.9 | 0.9 | 0.9 | 0.9 | 0.9 | 0.9 | 0.9 | 0.9 | 0.9 | 0.9 | 0.9
F4_Commercial_Warehouse_Existing_Space Heating_Natural Gas_Unit Heater_E3 | F4 | Commercial | Warehouse | Existing | Space Heating | Natural Gas | Unit Heater | E3 | PCT BC Ratio | 8.0089 | 8.0843 | 8.1301 | 8.1853 | 8.1875 | 0.9 | 0.9 | 0.9 | 0.9 | 0.9 | 0.9 | 0.9 | 0.9 | 0.9 | 0.9 | 0.9 | 0.9 | 0.9 | 0.9 | 0.9 | 0.9 | 0.9 | 0.9 | 0.9 | 0.9 | 0.9 | 0.9 | 0.9 | 0.9 | 0.9 | 0.9
F4_Commercial_Warehouse_Existing_Space Heating_Natural Gas_Unit Heater_E4 | F4 | Commercial | Warehouse | Existing | Space Heating | Natural Gas | Unit Heater | E4 | PCT BC Ratio | 0 | 0 | 0 | 0 | 0 | 0 | 0 | 0 | 0 | 0 | 0 | 0 | 0 | 0 | 0 | 0 | 0 | 0 | 0 | 0 | 0 | 0 | 0 | 0 | 0 | 0 | 0 | 0 | 0 | 0 | 0
F4_Commercial_Warehouse_Existing_Space Heating_Natural Gas_Unit Heater_E5 | F4 | Commercial | Warehouse | Existing | Space Heating | Natural Gas | Unit Heater | E5 | PCT BC Ratio | 0 | 0 | 0 | 0 | 0 | 0 | 0 | 0 | 0 | 0 | 0 | 0 | 0 | 0 | 0 | 0 | 0 | 0 | 0 | 0 | 0 | 0 | 0 | 0 | 0 | 0 | 0 | 0 | 0 | 0 | 0
F4_Commercial_Warehouse_Existing_Space Heating_Natural Gas_Unit Heater_E6 | F4 | Commercial | Warehouse | Existing | Space Heating | Natural Gas | Unit Heater | E6 | PCT BC Ratio | 0 | 0 | 0 | 0 | 0 | 0 | 0 | 0 | 0 | 0 | 0 | 0 | 0 | 0 | 0 | 0 | 0 | 0 | 0 | 0 | 0 | 0 | 0 | 0 | 0 | 0 | 0 | 0 | 0 | 0 | 0
F4_Commercial_Warehouse_Existing_Space Heating_Natural Gas_Unit Heater_E7 | F4 | Commercial | Warehouse | Existing | Space Heating | Natural Gas | Unit Heater | E7 | PCT BC Ratio | 0 | 0 | 0 | 0 | 0 | 0 | 0 | 0 | 0 | 0 | 0 | 0 | 0 | 0 | 0 | 0 | 0 | 0 | 0 | 0 | 0 | 0 | 0 | 0 | 0 | 0 | 0 | 0 | 0 | 0 | 0
F4_Commercial_Warehouse_Existing_Space Heating_Natural Gas_Unit Heater_E8 | F4 | Commercial | Warehouse | Existing | Space Heating | Natural Gas | Unit Heater | E8 | PCT BC Ratio | 0 | 0 | 0 | 0 | 0 | 0 | 0 | 0 | 0 | 0 | 0 | 0 | 0 | 0 | 0 | 0 | 0 | 0 | 0 | 0 | 0 | 0 | 0 | 0 | 0 | 0 | 0 | 0 | 0 | 0 | 0
F4_Commercial_Warehouse_Existing_Space Heating_Natural Gas_Unit Heater_E9 | F4 | Commercial | Warehouse | Existing | Space Heating | Natural Gas | Unit Heater | E9 | PCT BC Ratio | 0 | 0 | 0 | 0 | 0 | 0 | 0 | 0 | 0 | 0 | 0 | 0 | 0 | 0 | 0 | 0 | 0 | 0 | 0 | 0 | 0 | 0 | 0 | 0 | 0 | 0 | 0 | 0 | 0 | 0 | 0
F4_Commercial_Warehouse_Existing_Space Heating_Natural Gas_Unit Heater_E10 | F4 | Commercial | Warehouse | Existing | Space Heating | Natural Gas | Unit Heater | E10 | PCT BC Ratio | 0 | 0 | 0 | 0 | 0 | 0 | 0 | 0 | 0 | 0 | 0 | 0 | 0 | 0 | 0 | 0 | 0 | 0 | 0 | 0 | 0 | 0 | 0 | 0 | 0 | 0 | 0 | 0 | 0 | 0 | 0
F5_Commercial_Warehouse_Existing_Space Heating_Natural Gas_Unit Heater_E1 | F5 | Commercial | Warehouse | Existing | Space Heating | Natural Gas | Unit Heater | E1 | RIM BC Ratio | 0.9 | 0.9 | 0.9 | 0.9 | 0.9 | 0 | 0 | 0 | 0 | 0 | 0 | 0 | 0 | 0 | 0 | 0 | 0 | 0 | 0 | 0 | 0 | 0 | 0 | 0 | 0 | 0 | 0 | 0 | 0 | 0 | 0
F5_Commercial_Warehouse_Existing_Space Heating_Natural Gas_Unit Heater_E2 | F5 | Commercial | Warehouse | Existing | Space Heating | Natural Gas | Unit Heater | E2 | RIM BC Ratio | 0.17235 | 0.17381 | 0.1747 | 0.17577 | 0.17582 | 0.9 | 0.9 | 0.9 | 0.9 | 0.9 | 0.9 | 0.9 | 0.9 | 0.9 | 0.9 | 0.9 | 0.9 | 0.9 | 0.9 | 0.9 | 0.9 | 0.9 | 0.9 | 0.9 | 0.9 | 0.9 | 0.9 | 0.9 | 0.9 | 0.9 | 0.9
F5_Commercial_Warehouse_Existing_Space Heating_Natural Gas_Unit Heater_E3 | F5 | Commercial | Warehouse | Existing | Space Heating | Natural Gas | Unit Heater | E3 | RIM BC Ratio | 0.64225 | 0.64383 | 0.64478 | 0.6459 | 0.64595 | 0.9 | 0.9 | 0.9 | 0.9 | 0.9 | 0.9 | 0.9 | 0.9 | 0.9 | 0.9 | 0.9 | 0.9 | 0.9 | 0.9 | 0.9 | 0.9 | 0.9 | 0.9 | 0.9 | 0.9 | 0.9 | 0.9 | 0.9 | 0.9 | 0.9 | 0.9
F5_Commercial_Warehouse_Existing_Space Heating_Natural Gas_Unit Heater_E4 | F5 | Commercial | Warehouse | Existing | Space Heating | Natural Gas | Unit Heater | E4 | RIM BC Ratio | 0 | 0 | 0 | 0 | 0 | 0 | 0 | 0 | 0 | 0 | 0 | 0 | 0 | 0 | 0 | 0 | 0 | 0 | 0 | 0 | 0 | 0 | 0 | 0 | 0 | 0 | 0 | 0 | 0 | 0 | 0
F5_Commercial_Warehouse_Existing_Space Heating_Natural Gas_Unit Heater_E5 | F5 | Commercial | Warehouse | Existing | Space Heating | Natural Gas | Unit Heater | E5 | RIM BC Ratio | 0 | 0 | 0 | 0 | 0 | 0 | 0 | 0 | 0 | 0 | 0 | 0 | 0 | 0 | 0 | 0 | 0 | 0 | 0 | 0 | 0 | 0 | 0 | 0 | 0 | 0 | 0 | 0 | 0 | 0 | 0
F5_Commercial_Warehouse_Existing_Space Heating_Natural Gas_Unit Heater_E6 | F5 | Commercial | Warehouse | Existing | Space Heating | Natural Gas | Unit Heater | E6 | RIM BC Ratio | 0 | 0 | 0 | 0 | 0 | 0 | 0 | 0 | 0 | 0 | 0 | 0 | 0 | 0 | 0 | 0 | 0 | 0 | 0 | 0 | 0 | 0 | 0 | 0 | 0 | 0 | 0 | 0 | 0 | 0 | 0
F5_Commercial_Warehouse_Existing_Space Heating_Natural Gas_Unit Heater_E7 | F5 | Commercial | Warehouse | Existing | Space Heating | Natural Gas | Unit Heater | E7 | RIM BC Ratio | 0 | 0 | 0 | 0 | 0 | 0 | 0 | 0 | 0 | 0 | 0 | 0 | 0 | 0 | 0 | 0 | 0 | 0 | 0 | 0 | 0 | 0 | 0 | 0 | 0 | 0 | 0 | 0 | 0 | 0 | 0
F5_Commercial_Warehouse_Existing_Space Heating_Natural Gas_Unit Heater_E8 | F5 | Commercial | Warehouse | Existing | Space Heating | Natural Gas | Unit Heater | E8 | RIM BC Ratio | 0 | 0 | 0 | 0 | 0 | 0 | 0 | 0 | 0 | 0 | 0 | 0 | 0 | 0 | 0 | 0 | 0 | 0 | 0 | 0 | 0 | 0 | 0 | 0 | 0 | 0 | 0 | 0 | 0 | 0 | 0
F5_Commercial_Warehouse_Existing_Space Heating_Natural Gas_Unit Heater_E9 | F5 | Commercial | Warehouse | Existing | Space Heating | Natural Gas | Unit Heater | E9 | RIM BC Ratio | 0 | 0 | 0 | 0 | 0 | 0 | 0 | 0 | 0 | 0 | 0 | 0 | 0 | 0 | 0 | 0 | 0 | 0 | 0 | 0 | 0 | 0 | 0 | 0 | 0 | 0 | 0 | 0 | 0 | 0 | 0
F5_Commercial_Warehouse_Existing_Space Heating_Natural Gas_Unit Heater_E10 | F5 | Commercial | Warehouse | Existing | Space Heating | Natural Gas | Unit Heater | E10 | RIM BC Ratio | 0 | 0 | 0 | 0 | 0 | 0 | 0 | 0 | 0 | 0 | 0 | 0 | 0 | 0 | 0 | 0 | 0 | 0 | 0 | 0 | 0 | 0 | 0 | 0 | 0 | 0 | 0 | 0 | 0 | 0 | 0
F0_Commercial_Warehouse_Existing_Water Heating_Natural Gas_Water Heater_E0 | F0 | Commercial | Warehouse | Existing | Water Heating | Natural Gas | Water Heater | E0 | Economic Unit | TE 96% (Instantaneous) | TE 96% (Instantaneous) | TE 96% (Instantaneous) | TE 96% (Instantaneous) | TE 96% (Instantaneous) | TE 96% (Instantaneous) | TE 96% (Instantaneous) | UEF 1.0+ (Gas-Fired HPWH) | UEF 1.0+ (Gas-Fired HPWH) | UEF 1.0+ (Gas-Fired HPWH) | UEF 1.0+ (Gas-Fired HPWH) | UEF 1.0+ (Gas-Fired HPWH) | UEF 1.0+ (Gas-Fired HPWH) | UEF 1.0+ (Gas-Fired HPWH) | UEF 1.0+ (Gas-Fired HPWH) | UEF 1.0+ (Gas-Fired HPWH) | UEF 1.0+ (Gas-Fired HPWH) | UEF 1.0+ (Gas-Fired HPWH) | UEF 1.0+ (Gas-Fired HPWH) | UEF 1.0+ (Gas-Fired HPWH) | UEF 1.0+ (Gas-Fired HPWH) | UEF 1.0+ (Gas-Fired HPWH) | UEF 1.0+ (Gas-Fired HPWH) | UEF 1.0+ (Gas-Fired HPWH) | UEF 1.0+ (Gas-Fired HPWH) | UEF 1.0+ (Gas-Fired HPWH) | UEF 1.0+ (Gas-Fired HPWH) | UEF 1.0+ (Gas-Fired HPWH) | UEF 1.0+ (Gas-Fired HPWH) | UEF 1.0+ (Gas-Fired HPWH) | UEF 1.0+ (Gas-Fired HPWH)
F1_Commercial_Warehouse_Existing_Water Heating_Natural Gas_Water Heater_E1 | F1 | Commercial | Warehouse | Existing | Water Heating | Natural Gas | Water Heater | E1 | CCE | 0 | 0 | 0 | 0 | 0 | 0 | 0 | 0 | 0 | 0 | 0 | 0 | 0 | 0 | 0 | 0 | 0 | 0 | 0 | 0 | 0 | 0 | 0 | 0 | 0 | 0 | 0 | 0 | 0 | 0 | 0
F1_Commercial_Warehouse_Existing_Water Heating_Natural Gas_Water Heater_E2 | F1 | Commercial | Warehouse | Existing | Water Heating | Natural Gas | Water Heater | E2 | CCE | 0.0010693 | 0.0010279 | 0.0010328 | 0.0010436 | 0.0010436 | 0.0010436 | 0.0010436 | 0.0010436 | 0.0010436 | 0.0010436 | 0.0010436 | 0.0010436 | 0.0010436 | 0.0010436 | 0.0010436 | 0.0010436 | 0.0010436 | 0.0010436 | 0.0010436 | 0.0010436 | 0.0010436 | 0.0010436 | 0.0010436 | 0.0010436 | 0.0010436 | 0.0010436 | 0.0010436 | 0.0010436 | 0.0010436 | 0.0010436 | 0.0010436
F1_Commercial_Warehouse_Existing_Water Heating_Natural Gas_Water Heater_E3 | F1 | Commercial | Warehouse | Existing | Water Heating | Natural Gas | Water Heater | E3 | CCE | 0.00078375 | 0.00075347 | 0.00075706 | 0.00076497 | 0.00076497 | 0.00076497 | 0.00076497 | 0.00076497 | 0.00076497 | 0.00076497 | 0.00076497 | 0.00076497 | 0.00076497 | 0.00076497 | 0.00076497 | 0.00076497 | 0.00076497 | 0.00076497 | 0.00076497 | 0.00076497 | 0.00076497 | 0.00076497 | 0.00076497 | 0.00076497 | 0.00076497 | 0.00076497 | 0.00076497 | 0.00076497 | 0.00076497 | 0.00076497 | 0.00076497
F1_Commercial_Warehouse_Existing_Water Heating_Natural Gas_Water Heater_E4 | F1 | Commercial | Warehouse | Existing | Water Heating | Natural Gas | Water Heater | E4 | CCE | 0 | 0 | 0 | 0 | 0 | 0 | 0 | 0.0017132 | 0.0017132 | 0.0017132 | 0.0017132 | 0.0017132 | 0.0017132 | 0.0017132 | 0.0017132 | 0.0017132 | 0.0017132 | 0.0017132 | 0.0017132 | 0.0017132 | 0.0017132 | 0.0017132 | 0.0017132 | 0.0017132 | 0.0017132 | 0.0017132 | 0.0017132 | 0.0017132 | 0.0017132 | 0.0017132 | 0.0017132
F1_Commercial_Warehouse_Existing_Water Heating_Natural Gas_Water Heater_E5 | F1 | Commercial | Warehouse | Existing | Water Heating | Natural Gas | Water Heater | E5 | CCE | 0 | 0 | 0 | 0 | 0 | 0 | 0 | 0 | 0 | 0 | 0 | 0 | 0 | 0 | 0 | 0 | 0 | 0 | 0 | 0 | 0 | 0 | 0 | 0 | 0 | 0 | 0 | 0 | 0 | 0 | 0
F1_Commercial_Warehouse_Existing_Water Heating_Natural Gas_Water Heater_E6 | F1 | Commercial | Warehouse | Existing | Water Heating | Natural Gas | Water Heater | E6 | CCE | 0 | 0 | 0 | 0 | 0 | 0 | 0 | 0 | 0 | 0 | 0 | 0 | 0 | 0 | 0 | 0 | 0 | 0 | 0 | 0 | 0 | 0 | 0 | 0 | 0 | 0 | 0 | 0 | 0 | 0 | 0
F1_Commercial_Warehouse_Existing_Water Heating_Natural Gas_Water Heater_E7 | F1 | Commercial | Warehouse | Existing | Water Heating | Natural Gas | Water Heater | E7 | CCE | 0 | 0 | 0 | 0 | 0 | 0 | 0 | 0 | 0 | 0 | 0 | 0 | 0 | 0 | 0 | 0 | 0 | 0 | 0 | 0 | 0 | 0 | 0 | 0 | 0 | 0 | 0 | 0 | 0 | 0 | 0
F1_Commercial_Warehouse_Existing_Water Heating_Natural Gas_Water Heater_E8 | F1 | Commercial | Warehouse | Existing | Water Heating | Natural Gas | Water Heater | E8 | CCE | 0 | 0 | 0 | 0 | 0 | 0 | 0 | 0 | 0 | 0 | 0 | 0 | 0 | 0 | 0 | 0 | 0 | 0 | 0 | 0 | 0 | 0 | 0 | 0 | 0 | 0 | 0 | 0 | 0 | 0 | 0
F1_Commercial_Warehouse_Existing_Water Heating_Natural Gas_Water Heater_E9 | F1 | Commercial | Warehouse | Existing | Water Heating | Natural Gas | Water Heater | E9 | CCE | 0 | 0 | 0 | 0 | 0 | 0 | 0 | 0 | 0 | 0 | 0 | 0 | 0 | 0 | 0 | 0 | 0 | 0 | 0 | 0 | 0 | 0 | 0 | 0 | 0 | 0 | 0 | 0 | 0 | 0 | 0
F1_Commercial_Warehouse_Existing_Water Heating_Natural Gas_Water Heater_E10 | F1 | Commercial | Warehouse | Existing | Water Heating | Natural Gas | Water Heater | E10 | CCE | 0 | 0 | 0 | 0 | 0 | 0 | 0 | 0 | 0 | 0 | 0 | 0 | 0 | 0 | 0 | 0 | 0 | 0 | 0 | 0 | 0 | 0 | 0 | 0 | 0 | 0 | 0 | 0 | 0 | 0 | 0
F2_Commercial_Warehouse_Existing_Water Heating_Natural Gas_Water Heater_E1 | F2 | Commercial | Warehouse | Existing | Water Heating | Natural Gas | Water Heater | E1 | TRC BC Ratio | 0.9 | 0.9 | 0.9 | 0.9 | 0.9 | 0.9 | 0.9 | 0.9 | 0.9 | 0.9 | 0.9 | 0.9 | 0.9 | 0.9 | 0.9 | 0.9 | 0.9 | 0.9 | 0.9 | 0.9 | 0.9 | 0.9 | 0.9 | 0.9 | 0.9 | 0.9 | 0.9 | 0.9 | 0.9 | 0.9 | 0.9
F2_Commercial_Warehouse_Existing_Water Heating_Natural Gas_Water Heater_E2 | F2 | Commercial | Warehouse | Existing | Water Heating | Natural Gas | Water Heater | E2 | TRC BC Ratio | 9.5439 | 9.733 | 9.8683 | 10.015 | 10.2257 | 9.5805 | 9.0762 | 8.811 | 8.7157 | 8.5696 | 8.4709 | 8.9198 | 7.9828 | 8.5325 | 9.238 | 9.9237 | 9.9493 | 9.9968 | 9.8058 | 9.9421 | 10.0374 | 10.1662 | 10.328 | 4.865 | 4.7679 | 4.6771 | 4.5916 | 4.5105 | 4.433 | 4.3586 | 4.2866
F2_Commercial_Warehouse_Existing_Water Heating_Natural Gas_Water Heater_E3 | F2 | Commercial | Warehouse | Existing | Water Heating | Natural Gas | Water Heater | E3 | TRC BC Ratio | 13.0205 | 13.2786 | 13.4631 | 13.6632 | 13.9506 | 13.0704 | 12.3824 | 12.0206 | 11.8907 | 11.6912 | 11.5566 | 12.169 | 10.8907 | 11.6407 | 12.6031 | 13.5387 | 13.5736 | 13.6384 | 13.3778 | 13.5637 | 13.6938 | 13.8694 | 14.0902 | 6.6372 | 6.5048 | 6.3808 | 6.2642 | 6.1535 | 6.0479 | 5.9463 | 5.8481
F2_Commercial_Warehouse_Existing_Water Heating_Natural Gas_Water Heater_E4 | F2 | Commercial | Warehouse | Existing | Water Heating | Natural Gas | Water Heater | E4 | TRC BC Ratio | 0 | 0 | 0 | 0 | 0 | 0 | 0 | 5.2685 | 5.0524 | 4.7759 | 4.517 | 4.9751 | 4.3539 | 5.1142 | 6.0297 | 6.9657 | 7.0027 | 7.0559 | 6.9202 | 7.0417 | 7.1304 | 7.2449 | 7.3851 | 3.0911 | 3.0266 | 2.9667 | 2.9107 | 2.8581 | 2.808 | 2.7601 | 2.7242
F2_Commercial_Warehouse_Existing_Water Heating_Natural Gas_Water Heater_E5 | F2 | Commercial | Warehouse | Existing | Water Heating | Natural Gas | Water Heater | E5 | TRC BC Ratio | 0 | 0 | 0 | 0 | 0 | 0 | 0 | 0 | 0 | 0 | 0 | 0 | 0 | 0 | 0 | 0 | 0 | 0 | 0 | 0 | 0 | 0 | 0 | 0 | 0 | 0 | 0 | 0 | 0 | 0 | 0
F2_Commercial_Warehouse_Existing_Water Heating_Natural Gas_Water Heater_E6 | F2 | Commercial | Warehouse | Existing | Water Heating | Natural Gas | Water Heater | E6 | TRC BC Ratio | 0 | 0 | 0 | 0 | 0 | 0 | 0 | 0 | 0 | 0 | 0 | 0 | 0 | 0 | 0 | 0 | 0 | 0 | 0 | 0 | 0 | 0 | 0 | 0 | 0 | 0 | 0 | 0 | 0 | 0 | 0
F2_Commercial_Warehouse_Existing_Water Heating_Natural Gas_Water Heater_E7 | F2 | Commercial | Warehouse | Existing | Water Heating | Natural Gas | Water Heater | E7 | TRC BC Ratio | 0 | 0 | 0 | 0 | 0 | 0 | 0 | 0 | 0 | 0 | 0 | 0 | 0 | 0 | 0 | 0 | 0 | 0 | 0 | 0 | 0 | 0 | 0 | 0 | 0 | 0 | 0 | 0 | 0 | 0 | 0
F2_Commercial_Warehouse_Existing_Water Heating_Natural Gas_Water Heater_E8 | F2 | Commercial | Warehouse | Existing | Water Heating | Natural Gas | Water Heater | E8 | TRC BC Ratio | 0 | 0 | 0 | 0 | 0 | 0 | 0 | 0 | 0 | 0 | 0 | 0 | 0 | 0 | 0 | 0 | 0 | 0 | 0 | 0 | 0 | 0 | 0 | 0 | 0 | 0 | 0 | 0 | 0 | 0 | 0
F2_Commercial_Warehouse_Existing_Water Heating_Natural Gas_Water Heater_E9 | F2 | Commercial | Warehouse | Existing | Water Heating | Natural Gas | Water Heater | E9 | TRC BC Ratio | 0 | 0 | 0 | 0 | 0 | 0 | 0 | 0 | 0 | 0 | 0 | 0 | 0 | 0 | 0 | 0 | 0 | 0 | 0 | 0 | 0 | 0 | 0 | 0 | 0 | 0 | 0 | 0 | 0 | 0 | 0
F2_Commercial_Warehouse_Existing_Water Heating_Natural Gas_Water Heater_E10 | F2 | Commercial | Warehouse | Existing | Water Heating | Natural Gas | Water Heater | E10 | TRC BC Ratio | 0 | 0 | 0 | 0 | 0 | 0 | 0 | 0 | 0 | 0 | 0 | 0 | 0 | 0 | 0 | 0 | 0 | 0 | 0 | 0 | 0 | 0 | 0 | 0 | 0 | 0 | 0 | 0 | 0 | 0 | 0
F3_Commercial_Warehouse_Existing_Water Heating_Natural Gas_Water Heater_E1 | F3 | Commercial | Warehouse | Existing | Water Heating | Natural Gas | Water Heater | E1 | PACT BC Ratio | 0.9 | 0.9 | 0.9 | 0.9 | 0.9 | 0.9 | 0.9 | 0.9 | 0.9 | 0.9 | 0.9 | 0.9 | 0.9 | 0.9 | 0.9 | 0.9 | 0.9 | 0.9 | 0.9 | 0.9 | 0.9 | 0.9 | 0.9 | 0.9 | 0.9 | 0.9 | 0.9 | 0.9 | 0.9 | 0.9 | 0.9
F3_Commercial_Warehouse_Existing_Water Heating_Natural Gas_Water Heater_E2 | F3 | Commercial | Warehouse | Existing | Water Heating | Natural Gas | Water Heater | E2 | PACT BC Ratio | 15.6067 | 15.916 | 16.1373 | 16.3771 | 16.7216 | 15.6665 | 14.8419 | 14.4082 | 14.2525 | 14.0134 | 13.8521 | 14.5861 | 13.0539 | 13.9528 | 15.1065 | 16.2278 | 16.2697 | 16.3474 | 16.035 | 16.2578 | 16.4138 | 16.6243 | 16.8889 | 7.9555 | 7.7968 | 7.6482 | 7.5084 | 7.3758 | 7.2491 | 7.1274 | 7.0097
F3_Commercial_Warehouse_Existing_Water Heating_Natural Gas_Water Heater_E3 | F3 | Commercial | Warehouse | Existing | Water Heating | Natural Gas | Water Heater | E3 | PACT BC Ratio | 21.2918 | 21.7138 | 22.0157 | 22.3429 | 22.8129 | 21.3734 | 20.2484 | 19.6568 | 19.4443 | 19.1182 | 18.8981 | 19.8994 | 17.8091 | 19.0355 | 20.6094 | 22.1392 | 22.1963 | 22.3023 | 21.8761 | 22.1802 | 22.3929 | 22.6801 | 23.0411 | 10.8535 | 10.6369 | 10.4343 | 10.2435 | 10.0626 | 9.8898 | 9.7237 | 9.5632
F3_Commercial_Warehouse_Existing_Water Heating_Natural Gas_Water Heater_E4 | F3 | Commercial | Warehouse | Existing | Water Heating | Natural Gas | Water Heater | E4 | PACT BC Ratio | 0 | 0 | 0 | 0 | 0 | 0 | 0 | 8.6154 | 8.262 | 7.8099 | 7.3864 | 8.1356 | 7.1198 | 8.3631 | 9.8601 | 11.3907 | 11.4512 | 11.5382 | 11.3162 | 11.515 | 11.66 | 11.8473 | 12.0765 | 5.0547 | 4.9492 | 4.8513 | 4.7598 | 4.6737 | 4.5918 | 4.5135 | 4.4547
F3_Commercial_Warehouse_Existing_Water Heating_Natural Gas_Water Heater_E5 | F3 | Commercial | Warehouse | Existing | Water Heating | Natural Gas | Water Heater | E5 | PACT BC Ratio | 0 | 0 | 0 | 0 | 0 | 0 | 0 | 0 | 0 | 0 | 0 | 0 | 0 | 0 | 0 | 0 | 0 | 0 | 0 | 0 | 0 | 0 | 0 | 0 | 0 | 0 | 0 | 0 | 0 | 0 | 0
F3_Commercial_Warehouse_Existing_Water Heating_Natural Gas_Water Heater_E6 | F3 | Commercial | Warehouse | Existing | Water Heating | Natural Gas | Water Heater | E6 | PACT BC Ratio | 0 | 0 | 0 | 0 | 0 | 0 | 0 | 0 | 0 | 0 | 0 | 0 | 0 | 0 | 0 | 0 | 0 | 0 | 0 | 0 | 0 | 0 | 0 | 0 | 0 | 0 | 0 | 0 | 0 | 0 | 0
F3_Commercial_Warehouse_Existing_Water Heating_Natural Gas_Water Heater_E7 | F3 | Commercial | Warehouse | Existing | Water Heating | Natural Gas | Water Heater | E7 | PACT BC Ratio | 0 | 0 | 0 | 0 | 0 | 0 | 0 | 0 | 0 | 0 | 0 | 0 | 0 | 0 | 0 | 0 | 0 | 0 | 0 | 0 | 0 | 0 | 0 | 0 | 0 | 0 | 0 | 0 | 0 | 0 | 0
F3_Commercial_Warehouse_Existing_Water Heating_Natural Gas_Water Heater_E8 | F3 | Commercial | Warehouse | Existing | Water Heating | Natural Gas | Water Heater | E8 | PACT BC Ratio | 0 | 0 | 0 | 0 | 0 | 0 | 0 | 0 | 0 | 0 | 0 | 0 | 0 | 0 | 0 | 0 | 0 | 0 | 0 | 0 | 0 | 0 | 0 | 0 | 0 | 0 | 0 | 0 | 0 | 0 | 0
F3_Commercial_Warehouse_Existing_Water Heating_Natural Gas_Water Heater_E9 | F3 | Commercial | Warehouse | Existing | Water Heating | Natural Gas | Water Heater | E9 | PACT BC Ratio | 0 | 0 | 0 | 0 | 0 | 0 | 0 | 0 | 0 | 0 | 0 | 0 | 0 | 0 | 0 | 0 | 0 | 0 | 0 | 0 | 0 | 0 | 0 | 0 | 0 | 0 | 0 | 0 | 0 | 0 | 0
F3_Commercial_Warehouse_Existing_Water Heating_Natural Gas_Water Heater_E10 | F3 | Commercial | Warehouse | Existing | Water Heating | Natural Gas | Water Heater | E10 | PACT BC Ratio | 0 | 0 | 0 | 0 | 0 | 0 | 0 | 0 | 0 | 0 | 0 | 0 | 0 | 0 | 0 | 0 | 0 | 0 | 0 | 0 | 0 | 0 | 0 | 0 | 0 | 0 | 0 | 0 | 0 | 0 | 0
F4_Commercial_Warehouse_Existing_Water Heating_Natural Gas_Water Heater_E1 | F4 | Commercial | Warehouse | Existing | Water Heating | Natural Gas | Water Heater | E1 | PCT BC Ratio | 0.9 | 0.9 | 0.9 | 0.9 | 0.9 | 0.9 | 0.9 | 0.9 | 0.9 | 0.9 | 0.9 | 0.9 | 0.9 | 0.9 | 0.9 | 0.9 | 0.9 | 0.9 | 0.9 | 0.9 | 0.9 | 0.9 | 0.9 | 0.9 | 0.9 | 0.9 | 0.9 | 0.9 | 0.9 | 0.9 | 0.9
F4_Commercial_Warehouse_Existing_Water Heating_Natural Gas_Water Heater_E2 | F4 | Commercial | Warehouse | Existing | Water Heating | Natural Gas | Water Heater | E2 | PCT BC Ratio | 17.2514 | 17.5848 | 17.8233 | 18.0819 | 18.4532 | 17.3159 | 16.427 | 15.9595 | 15.7916 | 15.534 | 15.3601 | 16.1513 | 14.4997 | 15.4686 | 16.7122 | 17.921 | 17.9661 | 18.0498 | 17.7131 | 17.9533 | 18.1214 | 18.3483 | 18.6335 | 9.0039 | 8.8328 | 8.6727 | 8.522 | 8.379 | 8.2425 | 8.1113 | 7.9844
F4_Commercial_Warehouse_Existing_Water Heating_Natural Gas_Water Heater_E3 | F4 | Commercial | Warehouse | Existing | Water Heating | Natural Gas | Water Heater | E3 | PCT BC Ratio | 23.3796 | 23.8345 | 24.1599 | 24.5126 | 25.0192 | 23.4675 | 22.2548 | 21.6171 | 21.3881 | 21.0365 | 20.7993 | 21.8787 | 19.6255 | 20.9474 | 22.6439 | 24.293 | 24.3546 | 24.4688 | 24.0094 | 24.3372 | 24.5665 | 24.8761 | 25.2652 | 12.1277 | 11.8943 | 11.6759 | 11.4703 | 11.2752 | 11.089 | 10.9099 | 10.7369
F4_Commercial_Warehouse_Existing_Water Heating_Natural Gas_Water Heater_E4 | F4 | Commercial | Warehouse | Existing | Water Heating | Natural Gas | Water Heater | E4 | PCT BC Ratio | 0 | 0 | 0 | 0 | 0 | 0 | 0 | 9.7153 | 9.3343 | 8.8469 | 8.3905 | 9.1981 | 8.1031 | 9.4433 | 11.057 | 12.7068 | 12.772 | 12.8658 | 12.6266 | 12.8408 | 12.9971 | 13.199 | 13.446 | 5.8771 | 5.7634 | 5.6578 | 5.5592 | 5.4663 | 5.3781 | 5.2937 | 5.2304
F4_Commercial_Warehouse_Existing_Water Heating_Natural Gas_Water Heater_E5 | F4 | Commercial | Warehouse | Existing | Water Heating | Natural Gas | Water Heater | E5 | PCT BC Ratio | 0 | 0 | 0 | 0 | 0 | 0 | 0 | 0 | 0 | 0 | 0 | 0 | 0 | 0 | 0 | 0 | 0 | 0 | 0 | 0 | 0 | 0 | 0 | 0 | 0 | 0 | 0 | 0 | 0 | 0 | 0
F4_Commercial_Warehouse_Existing_Water Heating_Natural Gas_Water Heater_E6 | F4 | Commercial | Warehouse | Existing | Water Heating | Natural Gas | Water Heater | E6 | PCT BC Ratio | 0 | 0 | 0 | 0 | 0 | 0 | 0 | 0 | 0 | 0 | 0 | 0 | 0 | 0 | 0 | 0 | 0 | 0 | 0 | 0 | 0 | 0 | 0 | 0 | 0 | 0 | 0 | 0 | 0 | 0 | 0
F4_Commercial_Warehouse_Existing_Water Heating_Natural Gas_Water Heater_E7 | F4 | Commercial | Warehouse | Existing | Water Heating | Natural Gas | Water Heater | E7 | PCT BC Ratio | 0 | 0 | 0 | 0 | 0 | 0 | 0 | 0 | 0 | 0 | 0 | 0 | 0 | 0 | 0 | 0 | 0 | 0 | 0 | 0 | 0 | 0 | 0 | 0 | 0 | 0 | 0 | 0 | 0 | 0 | 0
F4_Commercial_Warehouse_Existing_Water Heating_Natural Gas_Water Heater_E8 | F4 | Commercial | Warehouse | Existing | Water Heating | Natural Gas | Water Heater | E8 | PCT BC Ratio | 0 | 0 | 0 | 0 | 0 | 0 | 0 | 0 | 0 | 0 | 0 | 0 | 0 | 0 | 0 | 0 | 0 | 0 | 0 | 0 | 0 | 0 | 0 | 0 | 0 | 0 | 0 | 0 | 0 | 0 | 0
F4_Commercial_Warehouse_Existing_Water Heating_Natural Gas_Water Heater_E9 | F4 | Commercial | Warehouse | Existing | Water Heating | Natural Gas | Water Heater | E9 | PCT BC Ratio | 0 | 0 | 0 | 0 | 0 | 0 | 0 | 0 | 0 | 0 | 0 | 0 | 0 | 0 | 0 | 0 | 0 | 0 | 0 | 0 | 0 | 0 | 0 | 0 | 0 | 0 | 0 | 0 | 0 | 0 | 0
F4_Commercial_Warehouse_Existing_Water Heating_Natural Gas_Water Heater_E10 | F4 | Commercial | Warehouse | Existing | Water Heating | Natural Gas | Water Heater | E10 | PCT BC Ratio | 0 | 0 | 0 | 0 | 0 | 0 | 0 | 0 | 0 | 0 | 0 | 0 | 0 | 0 | 0 | 0 | 0 | 0 | 0 | 0 | 0 | 0 | 0 | 0 | 0 | 0 | 0 | 0 | 0 | 0 | 0
F5_Commercial_Warehouse_Existing_Water Heating_Natural Gas_Water Heater_E1 | F5 | Commercial | Warehouse | Existing | Water Heating | Natural Gas | Water Heater | E1 | RIM BC Ratio | 0.9 | 0.9 | 0.9 | 0.9 | 0.9 | 0.9 | 0.9 | 0.9 | 0.9 | 0.9 | 0.9 | 0.9 | 0.9 | 0.9 | 0.9 | 0.9 | 0.9 | 0.9 | 0.9 | 0.9 | 0.9 | 0.9 | 0.9 | 0.9 | 0.9 | 0.9 | 0.9 | 0.9 | 0.9 | 0.9 | 0.9
F5_Commercial_Warehouse_Existing_Water Heating_Natural Gas_Water Heater_E2 | F5 | Commercial | Warehouse | Existing | Water Heating | Natural Gas | Water Heater | E2 | RIM BC Ratio | 0.7923 | 0.79309 | 0.79363 | 0.7942 | 0.795 | 0.79246 | 0.79024 | 0.78897 | 0.7885 | 0.78776 | 0.78724 | 0.7895 | 0.78452 | 0.78757 | 0.79098 | 0.79385 | 0.79395 | 0.79413 | 0.79338 | 0.79392 | 0.79429 | 0.79477 | 0.79537 | 0.75542 | 0.75396 | 0.75255 | 0.75117 | 0.74983 | 0.7485 | 0.74718 | 0.74587
F5_Commercial_Warehouse_Existing_Water Heating_Natural Gas_Water Heater_E3 | F5 | Commercial | Warehouse | Existing | Water Heating | Natural Gas | Water Heater | E3 | RIM BC Ratio | 0.80319 | 0.80378 | 0.80419 | 0.80462 | 0.80522 | 0.80331 | 0.80163 | 0.80068 | 0.80032 | 0.79976 | 0.79937 | 0.80108 | 0.79731 | 0.79962 | 0.80219 | 0.80435 | 0.80443 | 0.80457 | 0.804 | 0.80441 | 0.80469 | 0.80505 | 0.8055 | 0.77507 | 0.77395 | 0.77286 | 0.77179 | 0.77075 | 0.76972 | 0.76869 | 0.76768
F5_Commercial_Warehouse_Existing_Water Heating_Natural Gas_Water Heater_E4 | F5 | Commercial | Warehouse | Existing | Water Heating | Natural Gas | Water Heater | E4 | RIM BC Ratio | 0 | 0 | 0 | 0 | 0 | 0 | 0 | 0.76096 | 0.75809 | 0.75409 | 0.74994 | 0.75701 | 0.74709 | 0.75893 | 0.76954 | 0.77769 | 0.77797 | 0.77837 | 0.77734 | 0.77827 | 0.77892 | 0.77974 | 0.78072 | 0.71638 | 0.71423 | 0.71215 | 0.71015 | 0.7082 | 0.70629 | 0.70441 | 0.70297
F5_Commercial_Warehouse_Existing_Water Heating_Natural Gas_Water Heater_E5 | F5 | Commercial | Warehouse | Existing | Water Heating | Natural Gas | Water Heater | E5 | RIM BC Ratio | 0 | 0 | 0 | 0 | 0 | 0 | 0 | 0 | 0 | 0 | 0 | 0 | 0 | 0 | 0 | 0 | 0 | 0 | 0 | 0 | 0 | 0 | 0 | 0 | 0 | 0 | 0 | 0 | 0 | 0 | 0
F5_Commercial_Warehouse_Existing_Water Heating_Natural Gas_Water Heater_E6 | F5 | Commercial | Warehouse | Existing | Water Heating | Natural Gas | Water Heater | E6 | RIM BC Ratio | 0 | 0 | 0 | 0 | 0 | 0 | 0 | 0 | 0 | 0 | 0 | 0 | 0 | 0 | 0 | 0 | 0 | 0 | 0 | 0 | 0 | 0 | 0 | 0 | 0 | 0 | 0 | 0 | 0 | 0 | 0
F5_Commercial_Warehouse_Existing_Water Heating_Natural Gas_Water Heater_E7 | F5 | Commercial | Warehouse | Existing | Water Heating | Natural Gas | Water Heater | E7 | RIM BC Ratio | 0 | 0 | 0 | 0 | 0 | 0 | 0 | 0 | 0 | 0 | 0 | 0 | 0 | 0 | 0 | 0 | 0 | 0 | 0 | 0 | 0 | 0 | 0 | 0 | 0 | 0 | 0 | 0 | 0 | 0 | 0
F5_Commercial_Warehouse_Existing_Water Heating_Natural Gas_Water Heater_E8 | F5 | Commercial | Warehouse | Existing | Water Heating | Natural Gas | Water Heater | E8 | RIM BC Ratio | 0 | 0 | 0 | 0 | 0 | 0 | 0 | 0 | 0 | 0 | 0 | 0 | 0 | 0 | 0 | 0 | 0 | 0 | 0 | 0 | 0 | 0 | 0 | 0 | 0 | 0 | 0 | 0 | 0 | 0 | 0
F5_Commercial_Warehouse_Existing_Water Heating_Natural Gas_Water Heater_E9 | F5 | Commercial | Warehouse | Existing | Water Heating | Natural Gas | Water Heater | E9 | RIM BC Ratio | 0 | 0 | 0 | 0 | 0 | 0 | 0 | 0 | 0 | 0 | 0 | 0 | 0 | 0 | 0 | 0 | 0 | 0 | 0 | 0 | 0 | 0 | 0 | 0 | 0 | 0 | 0 | 0 | 0 | 0 | 0
F5_Commercial_Warehouse_Existing_Water Heating_Natural Gas_Water Heater_E10 | F5 | Commercial | Warehouse | Existing | Water Heating | Natural Gas | Water Heater | E10 | RIM BC Ratio | 0 | 0 | 0 | 0 | 0 | 0 | 0 | 0 | 0 | 0 | 0 | 0 | 0 | 0 | 0 | 0 | 0 | 0 | 0 | 0 | 0 | 0 | 0 | 0 | 0 | 0 | 0 | 0 | 0 | 0 | 0
F0_Commercial_Warehouse_Existing_Food Preparation_Natural Gas_Oven_E0 | F0 | Commercial | Warehouse | Existing | Food Preparation | Natural Gas | Oven | E0 | Economic Unit | ENERGY STAR (3.0) | ENERGY STAR (3.0) | ENERGY STAR (3.0) | ENERGY STAR (3.0) | ENERGY STAR (3.0) | ENERGY STAR (3.0) | ENERGY STAR (3.0) | ENERGY STAR (3.0) | ENERGY STAR (3.0) | ENERGY STAR (3.0) | ENERGY STAR (3.0) | ENERGY STAR (3.0) | ENERGY STAR (3.0) | ENERGY STAR (3.0) | ENERGY STAR (3.0) | ENERGY STAR (3.0) | ENERGY STAR (3.0) | ENERGY STAR (3.0) | ENERGY STAR (3.0) | ENERGY STAR (3.0) | ENERGY STAR (3.0) | ENERGY STAR (3.0) | ENERGY STAR (3.0) | Standard | Standard | Standard | Standard | Standard | Standard | Standard | Standard
F1_Commercial_Warehouse_Existing_Food Preparation_Natural Gas_Oven_E1 | F1 | Commercial | Warehouse | Existing | Food Preparation | Natural Gas | Oven | E1 | CCE | 0 | 0 | 0 | 0 | 0 | 0 | 0 | 0 | 0 | 0 | 0 | 0 | 0 | 0 | 0 | 0 | 0 | 0 | 0 | 0 | 0 | 0 | 0 | 0 | 0 | 0 | 0 | 0 | 0 | 0 | 0
F1_Commercial_Warehouse_Existing_Food Preparation_Natural Gas_Oven_E2 | F1 | Commercial | Warehouse | Existing | Food Preparation | Natural Gas | Oven | E2 | CCE | 0.0062008 | 0.0059612 | 0.0059896 | 0.0060522 | 0.0060522 | 0.0060522 | 0.0060522 | 0.0060522 | 0.0060522 | 0.0060522 | 0.0060522 | 0.0060522 | 0.0060522 | 0.0060522 | 0.0060522 | 0.0060522 | 0.0060522 | 0.0060522 | 0.0060522 | 0.0060522 | 0.0060522 | 0.0060522 | 0.0060522 | 0.0060522 | 0.0060522 | 0.0060522 | 0.0060522 | 0.0060522 | 0.0060522 | 0.0060522 | 0.0060522
F1_Commercial_Warehouse_Existing_Food Preparation_Natural Gas_Oven_E3 | F1 | Commercial | Warehouse | Existing | Food Preparation | Natural Gas | Oven | E3 | CCE | 0 | 0 | 0 | 0 | 0 | 0 | 0 | 0 | 0 | 0 | 0 | 0 | 0 | 0 | 0 | 0 | 0 | 0 | 0 | 0 | 0 | 0 | 0 | 0 | 0 | 0 | 0 | 0 | 0 | 0 | 0
F1_Commercial_Warehouse_Existing_Food Preparation_Natural Gas_Oven_E4 | F1 | Commercial | Warehouse | Existing | Food Preparation | Natural Gas | Oven | E4 | CCE | 0 | 0 | 0 | 0 | 0 | 0 | 0 | 0 | 0 | 0 | 0 | 0 | 0 | 0 | 0 | 0 | 0 | 0 | 0 | 0 | 0 | 0 | 0 | 0 | 0 | 0 | 0 | 0 | 0 | 0 | 0
F1_Commercial_Warehouse_Existing_Food Preparation_Natural Gas_Oven_E5 | F1 | Commercial | Warehouse | Existing | Food Preparation | Natural Gas | Oven | E5 | CCE | 0 | 0 | 0 | 0 | 0 | 0 | 0 | 0 | 0 | 0 | 0 | 0 | 0 | 0 | 0 | 0 | 0 | 0 | 0 | 0 | 0 | 0 | 0 | 0 | 0 | 0 | 0 | 0 | 0 | 0 | 0
F1_Commercial_Warehouse_Existing_Food Preparation_Natural Gas_Oven_E6 | F1 | Commercial | Warehouse | Existing | Food Preparation | Natural Gas | Oven | E6 | CCE | 0 | 0 | 0 | 0 | 0 | 0 | 0 | 0 | 0 | 0 | 0 | 0 | 0 | 0 | 0 | 0 | 0 | 0 | 0 | 0 | 0 | 0 | 0 | 0 | 0 | 0 | 0 | 0 | 0 | 0 | 0
F1_Commercial_Warehouse_Existing_Food Preparation_Natural Gas_Oven_E7 | F1 | Commercial | Warehouse | Existing | Food Preparation | Natural Gas | Oven | E7 | CCE | 0 | 0 | 0 | 0 | 0 | 0 | 0 | 0 | 0 | 0 | 0 | 0 | 0 | 0 | 0 | 0 | 0 | 0 | 0 | 0 | 0 | 0 | 0 | 0 | 0 | 0 | 0 | 0 | 0 | 0 | 0
F1_Commercial_Warehouse_Existing_Food Preparation_Natural Gas_Oven_E8 | F1 | Commercial | Warehouse | Existing | Food Preparation | Natural Gas | Oven | E8 | CCE | 0 | 0 | 0 | 0 | 0 | 0 | 0 | 0 | 0 | 0 | 0 | 0 | 0 | 0 | 0 | 0 | 0 | 0 | 0 | 0 | 0 | 0 | 0 | 0 | 0 | 0 | 0 | 0 | 0 | 0 | 0
F1_Commercial_Warehouse_Existing_Food Preparation_Natural Gas_Oven_E9 | F1 | Commercial | Warehouse | Existing | Food Preparation | Natural Gas | Oven | E9 | CCE | 0 | 0 | 0 | 0 | 0 | 0 | 0 | 0 | 0 | 0 | 0 | 0 | 0 | 0 | 0 | 0 | 0 | 0 | 0 | 0 | 0 | 0 | 0 | 0 | 0 | 0 | 0 | 0 | 0 | 0 | 0
F1_Commercial_Warehouse_Existing_Food Preparation_Natural Gas_Oven_E10 | F1 | Commercial | Warehouse | Existing | Food Preparation | Natural Gas | Oven | E10 | CCE | 0 | 0 | 0 | 0 | 0 | 0 | 0 | 0 | 0 | 0 | 0 | 0 | 0 | 0 | 0 | 0 | 0 | 0 | 0 | 0 | 0 | 0 | 0 | 0 | 0 | 0 | 0 | 0 | 0 | 0 | 0
F2_Commercial_Warehouse_Existing_Food Preparation_Natural Gas_Oven_E1 | F2 | Commercial | Warehouse | Existing | Food Preparation | Natural Gas | Oven | E1 | TRC BC Ratio | 0.9 | 0.9 | 0.9 | 0.9 | 0.9 | 0.9 | 0.9 | 0.9 | 0.9 | 0.9 | 0.9 | 0.9 | 0.9 | 0.9 | 0.9 | 0.9 | 0.9 | 0.9 | 0.9 | 0.9 | 0.9 | 0.9 | 0.9 | 0.9 | 0.9 | 0.9 | 0.9 | 0.9 | 0.9 | 0.9 | 0.9
F2_Commercial_Warehouse_Existing_Food Preparation_Natural Gas_Oven_E2 | F2 | Commercial | Warehouse | Existing | Food Preparation | Natural Gas | Oven | E2 | TRC BC Ratio | 1.651 | 1.6761 | 1.6937 | 1.7118 | 1.7402 | 1.6356 | 1.5492 | 1.5033 | 1.4856 | 1.4593 | 1.5232 | 1.584 | 1.4129 | 1.4871 | 1.5856 | 1.6788 | 1.6824 | 1.6897 | 1.6574 | 1.6795 | 1.6949 | 1.7158 | 1.7422 | 0.83439 | 0.81785 | 0.80234 | 0.78773 | 0.77386 | 0.7606 | 0.74785 | 0.73552
F2_Commercial_Warehouse_Existing_Food Preparation_Natural Gas_Oven_E3 | F2 | Commercial | Warehouse | Existing | Food Preparation | Natural Gas | Oven | E3 | TRC BC Ratio | 0 | 0 | 0 | 0 | 0 | 0 | 0 | 0 | 0 | 0 | 0 | 0 | 0 | 0 | 0 | 0 | 0 | 0 | 0 | 0 | 0 | 0 | 0 | 0 | 0 | 0 | 0 | 0 | 0 | 0 | 0
F2_Commercial_Warehouse_Existing_Food Preparation_Natural Gas_Oven_E4 | F2 | Commercial | Warehouse | Existing | Food Preparation | Natural Gas | Oven | E4 | TRC BC Ratio | 0 | 0 | 0 | 0 | 0 | 0 | 0 | 0 | 0 | 0 | 0 | 0 | 0 | 0 | 0 | 0 | 0 | 0 | 0 | 0 | 0 | 0 | 0 | 0 | 0 | 0 | 0 | 0 | 0 | 0 | 0
F2_Commercial_Warehouse_Existing_Food Preparation_Natural Gas_Oven_E5 | F2 | Commercial | Warehouse | Existing | Food Preparation | Natural Gas | Oven | E5 | TRC BC Ratio | 0 | 0 | 0 | 0 | 0 | 0 | 0 | 0 | 0 | 0 | 0 | 0 | 0 | 0 | 0 | 0 | 0 | 0 | 0 | 0 | 0 | 0 | 0 | 0 | 0 | 0 | 0 | 0 | 0 | 0 | 0
F2_Commercial_Warehouse_Existing_Food Preparation_Natural Gas_Oven_E6 | F2 | Commercial | Warehouse | Existing | Food Preparation | Natural Gas | Oven | E6 | TRC BC Ratio | 0 | 0 | 0 | 0 | 0 | 0 | 0 | 0 | 0 | 0 | 0 | 0 | 0 | 0 | 0 | 0 | 0 | 0 | 0 | 0 | 0 | 0 | 0 | 0 | 0 | 0 | 0 | 0 | 0 | 0 | 0
F2_Commercial_Warehouse_Existing_Food Preparation_Natural Gas_Oven_E7 | F2 | Commercial | Warehouse | Existing | Food Preparation | Natural Gas | Oven | E7 | TRC BC Ratio | 0 | 0 | 0 | 0 | 0 | 0 | 0 | 0 | 0 | 0 | 0 | 0 | 0 | 0 | 0 | 0 | 0 | 0 | 0 | 0 | 0 | 0 | 0 | 0 | 0 | 0 | 0 | 0 | 0 | 0 | 0
F2_Commercial_Warehouse_Existing_Food Preparation_Natural Gas_Oven_E8 | F2 | Commercial | Warehouse | Existing | Food Preparation | Natural Gas | Oven | E8 | TRC BC Ratio | 0 | 0 | 0 | 0 | 0 | 0 | 0 | 0 | 0 | 0 | 0 | 0 | 0 | 0 | 0 | 0 | 0 | 0 | 0 | 0 | 0 | 0 | 0 | 0 | 0 | 0 | 0 | 0 | 0 | 0 | 0
F2_Commercial_Warehouse_Existing_Food Preparation_Natural Gas_Oven_E9 | F2 | Commercial | Warehouse | Existing | Food Preparation | Natural Gas | Oven | E9 | TRC BC Ratio | 0 | 0 | 0 | 0 | 0 | 0 | 0 | 0 | 0 | 0 | 0 | 0 | 0 | 0 | 0 | 0 | 0 | 0 | 0 | 0 | 0 | 0 | 0 | 0 | 0 | 0 | 0 | 0 | 0 | 0 | 0
F2_Commercial_Warehouse_Existing_Food Preparation_Natural Gas_Oven_E10 | F2 | Commercial | Warehouse | Existing | Food Preparation | Natural Gas | Oven | E10 | TRC BC Ratio | 0 | 0 | 0 | 0 | 0 | 0 | 0 | 0 | 0 | 0 | 0 | 0 | 0 | 0 | 0 | 0 | 0 | 0 | 0 | 0 | 0 | 0 | 0 | 0 | 0 | 0 | 0 | 0 | 0 | 0 | 0
F3_Commercial_Warehouse_Existing_Food Preparation_Natural Gas_Oven_E1 | F3 | Commercial | Warehouse | Existing | Food Preparation | Natural Gas | Oven | E1 | PACT BC Ratio | 0.9 | 0.9 | 0.9 | 0.9 | 0.9 | 0.9 | 0.9 | 0.9 | 0.9 | 0.9 | 0.9 | 0.9 | 0.9 | 0.9 | 0.9 | 0.9 | 0.9 | 0.9 | 0.9 | 0.9 | 0.9 | 0.9 | 0.9 | 0.9 | 0.9 | 0.9 | 0.9 | 0.9 | 0.9 | 0.9 | 0.9
F3_Commercial_Warehouse_Existing_Food Preparation_Natural Gas_Oven_E2 | F3 | Commercial | Warehouse | Existing | Food Preparation | Natural Gas | Oven | E2 | PACT BC Ratio | 1.651 | 1.6761 | 1.6937 | 1.7118 | 1.7402 | 1.6356 | 1.5492 | 1.5033 | 1.4856 | 1.4593 | 1.5232 | 1.584 | 1.4129 | 1.4871 | 1.5856 | 1.6788 | 1.6824 | 1.6897 | 1.6574 | 1.6795 | 1.6949 | 1.7158 | 1.7422 | 0.83439 | 0.81785 | 0.80234 | 0.78773 | 0.77386 | 0.7606 | 0.74785 | 0.73552
F3_Commercial_Warehouse_Existing_Food Preparation_Natural Gas_Oven_E3 | F3 | Commercial | Warehouse | Existing | Food Preparation | Natural Gas | Oven | E3 | PACT BC Ratio | 0 | 0 | 0 | 0 | 0 | 0 | 0 | 0 | 0 | 0 | 0 | 0 | 0 | 0 | 0 | 0 | 0 | 0 | 0 | 0 | 0 | 0 | 0 | 0 | 0 | 0 | 0 | 0 | 0 | 0 | 0
F3_Commercial_Warehouse_Existing_Food Preparation_Natural Gas_Oven_E4 | F3 | Commercial | Warehouse | Existing | Food Preparation | Natural Gas | Oven | E4 | PACT BC Ratio | 0 | 0 | 0 | 0 | 0 | 0 | 0 | 0 | 0 | 0 | 0 | 0 | 0 | 0 | 0 | 0 | 0 | 0 | 0 | 0 | 0 | 0 | 0 | 0 | 0 | 0 | 0 | 0 | 0 | 0 | 0
F3_Commercial_Warehouse_Existing_Food Preparation_Natural Gas_Oven_E5 | F3 | Commercial | Warehouse | Existing | Food Preparation | Natural Gas | Oven | E5 | PACT BC Ratio | 0 | 0 | 0 | 0 | 0 | 0 | 0 | 0 | 0 | 0 | 0 | 0 | 0 | 0 | 0 | 0 | 0 | 0 | 0 | 0 | 0 | 0 | 0 | 0 | 0 | 0 | 0 | 0 | 0 | 0 | 0
F3_Commercial_Warehouse_Existing_Food Preparation_Natural Gas_Oven_E6 | F3 | Commercial | Warehouse | Existing | Food Preparation | Natural Gas | Oven | E6 | PACT BC Ratio | 0 | 0 | 0 | 0 | 0 | 0 | 0 | 0 | 0 | 0 | 0 | 0 | 0 | 0 | 0 | 0 | 0 | 0 | 0 | 0 | 0 | 0 | 0 | 0 | 0 | 0 | 0 | 0 | 0 | 0 | 0
F3_Commercial_Warehouse_Existing_Food Preparation_Natural Gas_Oven_E7 | F3 | Commercial | Warehouse | Existing | Food Preparation | Natural Gas | Oven | E7 | PACT BC Ratio | 0 | 0 | 0 | 0 | 0 | 0 | 0 | 0 | 0 | 0 | 0 | 0 | 0 | 0 | 0 | 0 | 0 | 0 | 0 | 0 | 0 | 0 | 0 | 0 | 0 | 0 | 0 | 0 | 0 | 0 | 0
F3_Commercial_Warehouse_Existing_Food Preparation_Natural Gas_Oven_E8 | F3 | Commercial | Warehouse | Existing | Food Preparation | Natural Gas | Oven | E8 | PACT BC Ratio | 0 | 0 | 0 | 0 | 0 | 0 | 0 | 0 | 0 | 0 | 0 | 0 | 0 | 0 | 0 | 0 | 0 | 0 | 0 | 0 | 0 | 0 | 0 | 0 | 0 | 0 | 0 | 0 | 0 | 0 | 0
F3_Commercial_Warehouse_Existing_Food Preparation_Natural Gas_Oven_E9 | F3 | Commercial | Warehouse | Existing | Food Preparation | Natural Gas | Oven | E9 | PACT BC Ratio | 0 | 0 | 0 | 0 | 0 | 0 | 0 | 0 | 0 | 0 | 0 | 0 | 0 | 0 | 0 | 0 | 0 | 0 | 0 | 0 | 0 | 0 | 0 | 0 | 0 | 0 | 0 | 0 | 0 | 0 | 0
F3_Commercial_Warehouse_Existing_Food Preparation_Natural Gas_Oven_E10 | F3 | Commercial | Warehouse | Existing | Food Preparation | Natural Gas | Oven | E10 | PACT BC Ratio | 0 | 0 | 0 | 0 | 0 | 0 | 0 | 0 | 0 | 0 | 0 | 0 | 0 | 0 | 0 | 0 | 0 | 0 | 0 | 0 | 0 | 0 | 0 | 0 | 0 | 0 | 0 | 0 | 0 | 0 | 0
F4_Commercial_Warehouse_Existing_Food Preparation_Natural Gas_Oven_E1 | F4 | Commercial | Warehouse | Existing | Food Preparation | Natural Gas | Oven | E1 | PCT BC Ratio | 0.9 | 0.9 | 0.9 | 0.9 | 0.9 | 0.9 | 0.9 | 0.9 | 0.9 | 0.9 | 0.9 | 0.9 | 0.9 | 0.9 | 0.9 | 0.9 | 0.9 | 0.9 | 0.9 | 0.9 | 0.9 | 0.9 | 0.9 | 0.9 | 0.9 | 0.9 | 0.9 | 0.9 | 0.9 | 0.9 | 0.9
F4_Commercial_Warehouse_Existing_Food Preparation_Natural Gas_Oven_E2 | F4 | Commercial | Warehouse | Existing | Food Preparation | Natural Gas | Oven | E2 | PCT BC Ratio | 5.1538 | 5.2169 | 5.2611 | 5.3069 | 5.3783 | 5.115 | 4.8976 | 4.7822 | 4.7376 | 4.6715 | 4.8323 | 4.9851 | 4.5547 | 4.7415 | 4.9892 | 5.2237 | 5.2328 | 5.2512 | 5.1699 | 5.2256 | 5.2642 | 5.3168 | 5.3833 | 3.0993 | 3.0576 | 3.0186 | 2.9819 | 2.947 | 2.9136 | 2.8815 | 2.8505
F4_Commercial_Warehouse_Existing_Food Preparation_Natural Gas_Oven_E3 | F4 | Commercial | Warehouse | Existing | Food Preparation | Natural Gas | Oven | E3 | PCT BC Ratio | 0 | 0 | 0 | 0 | 0 | 0 | 0 | 0 | 0 | 0 | 0 | 0 | 0 | 0 | 0 | 0 | 0 | 0 | 0 | 0 | 0 | 0 | 0 | 0 | 0 | 0 | 0 | 0 | 0 | 0 | 0
F4_Commercial_Warehouse_Existing_Food Preparation_Natural Gas_Oven_E4 | F4 | Commercial | Warehouse | Existing | Food Preparation | Natural Gas | Oven | E4 | PCT BC Ratio | 0 | 0 | 0 | 0 | 0 | 0 | 0 | 0 | 0 | 0 | 0 | 0 | 0 | 0 | 0 | 0 | 0 | 0 | 0 | 0 | 0 | 0 | 0 | 0 | 0 | 0 | 0 | 0 | 0 | 0 | 0
F4_Commercial_Warehouse_Existing_Food Preparation_Natural Gas_Oven_E5 | F4 | Commercial | Warehouse | Existing | Food Preparation | Natural Gas | Oven | E5 | PCT BC Ratio | 0 | 0 | 0 | 0 | 0 | 0 | 0 | 0 | 0 | 0 | 0 | 0 | 0 | 0 | 0 | 0 | 0 | 0 | 0 | 0 | 0 | 0 | 0 | 0 | 0 | 0 | 0 | 0 | 0 | 0 | 0
F4_Commercial_Warehouse_Existing_Food Preparation_Natural Gas_Oven_E6 | F4 | Commercial | Warehouse | Existing | Food Preparation | Natural Gas | Oven | E6 | PCT BC Ratio | 0 | 0 | 0 | 0 | 0 | 0 | 0 | 0 | 0 | 0 | 0 | 0 | 0 | 0 | 0 | 0 | 0 | 0 | 0 | 0 | 0 | 0 | 0 | 0 | 0 | 0 | 0 | 0 | 0 | 0 | 0
F4_Commercial_Warehouse_Existing_Food Preparation_Natural Gas_Oven_E7 | F4 | Commercial | Warehouse | Existing | Food Preparation | Natural Gas | Oven | E7 | PCT BC Ratio | 0 | 0 | 0 | 0 | 0 | 0 | 0 | 0 | 0 | 0 | 0 | 0 | 0 | 0 | 0 | 0 | 0 | 0 | 0 | 0 | 0 | 0 | 0 | 0 | 0 | 0 | 0 | 0 | 0 | 0 | 0
F4_Commercial_Warehouse_Existing_Food Preparation_Natural Gas_Oven_E8 | F4 | Commercial | Warehouse | Existing | Food Preparation | Natural Gas | Oven | E8 | PCT BC Ratio | 0 | 0 | 0 | 0 | 0 | 0 | 0 | 0 | 0 | 0 | 0 | 0 | 0 | 0 | 0 | 0 | 0 | 0 | 0 | 0 | 0 | 0 | 0 | 0 | 0 | 0 | 0 | 0 | 0 | 0 | 0
F4_Commercial_Warehouse_Existing_Food Preparation_Natural Gas_Oven_E9 | F4 | Commercial | Warehouse | Existing | Food Preparation | Natural Gas | Oven | E9 | PCT BC Ratio | 0 | 0 | 0 | 0 | 0 | 0 | 0 | 0 | 0 | 0 | 0 | 0 | 0 | 0 | 0 | 0 | 0 | 0 | 0 | 0 | 0 | 0 | 0 | 0 | 0 | 0 | 0 | 0 | 0 | 0 | 0
F4_Commercial_Warehouse_Existing_Food Preparation_Natural Gas_Oven_E10 | F4 | Commercial | Warehouse | Existing | Food Preparation | Natural Gas | Oven | E10 | PCT BC Ratio | 0 | 0 | 0 | 0 | 0 | 0 | 0 | 0 | 0 | 0 | 0 | 0 | 0 | 0 | 0 | 0 | 0 | 0 | 0 | 0 | 0 | 0 | 0 | 0 | 0 | 0 | 0 | 0 | 0 | 0 | 0
F5_Commercial_Warehouse_Existing_Food Preparation_Natural Gas_Oven_E1 | F5 | Commercial | Warehouse | Existing | Food Preparation | Natural Gas | Oven | E1 | RIM BC Ratio | 0.9 | 0.9 | 0.9 | 0.9 | 0.9 | 0.9 | 0.9 | 0.9 | 0.9 | 0.9 | 0.9 | 0.9 | 0.9 | 0.9 | 0.9 | 0.9 | 0.9 | 0.9 | 0.9 | 0.9 | 0.9 | 0.9 | 0.9 | 0.9 | 0.9 | 0.9 | 0.9 | 0.9 | 0.9 | 0.9 | 0.9
F5_Commercial_Warehouse_Existing_Food Preparation_Natural Gas_Oven_E2 | F5 | Commercial | Warehouse | Existing | Food Preparation | Natural Gas | Oven | E2 | RIM BC Ratio | 0.5544 | 0.5572 | 0.55913 | 0.56109 | 0.56411 | 0.55265 | 0.54242 | 0.53669 | 0.53442 | 0.53097 | 0.53921 | 0.54663 | 0.5247 | 0.53462 | 0.54682 | 0.5575 | 0.55789 | 0.55869 | 0.55512 | 0.55758 | 0.55926 | 0.56152 | 0.56432 | 0.41727 | 0.41309 | 0.4091 | 0.40526 | 0.40156 | 0.39796 | 0.39444 | 0.39099
F5_Commercial_Warehouse_Existing_Food Preparation_Natural Gas_Oven_E3 | F5 | Commercial | Warehouse | Existing | Food Preparation | Natural Gas | Oven | E3 | RIM BC Ratio | 0 | 0 | 0 | 0 | 0 | 0 | 0 | 0 | 0 | 0 | 0 | 0 | 0 | 0 | 0 | 0 | 0 | 0 | 0 | 0 | 0 | 0 | 0 | 0 | 0 | 0 | 0 | 0 | 0 | 0 | 0
F5_Commercial_Warehouse_Existing_Food Preparation_Natural Gas_Oven_E4 | F5 | Commercial | Warehouse | Existing | Food Preparation | Natural Gas | Oven | E4 | RIM BC Ratio | 0 | 0 | 0 | 0 | 0 | 0 | 0 | 0 | 0 | 0 | 0 | 0 | 0 | 0 | 0 | 0 | 0 | 0 | 0 | 0 | 0 | 0 | 0 | 0 | 0 | 0 | 0 | 0 | 0 | 0 | 0
F5_Commercial_Warehouse_Existing_Food Preparation_Natural Gas_Oven_E5 | F5 | Commercial | Warehouse | Existing | Food Preparation | Natural Gas | Oven | E5 | RIM BC Ratio | 0 | 0 | 0 | 0 | 0 | 0 | 0 | 0 | 0 | 0 | 0 | 0 | 0 | 0 | 0 | 0 | 0 | 0 | 0 | 0 | 0 | 0 | 0 | 0 | 0 | 0 | 0 | 0 | 0 | 0 | 0
F5_Commercial_Warehouse_Existing_Food Preparation_Natural Gas_Oven_E6 | F5 | Commercial | Warehouse | Existing | Food Preparation | Natural Gas | Oven | E6 | RIM BC Ratio | 0 | 0 | 0 | 0 | 0 | 0 | 0 | 0 | 0 | 0 | 0 | 0 | 0 | 0 | 0 | 0 | 0 | 0 | 0 | 0 | 0 | 0 | 0 | 0 | 0 | 0 | 0 | 0 | 0 | 0 | 0
F5_Commercial_Warehouse_Existing_Food Preparation_Natural Gas_Oven_E7 | F5 | Commercial | Warehouse | Existing | Food Preparation | Natural Gas | Oven | E7 | RIM BC Ratio | 0 | 0 | 0 | 0 | 0 | 0 | 0 | 0 | 0 | 0 | 0 | 0 | 0 | 0 | 0 | 0 | 0 | 0 | 0 | 0 | 0 | 0 | 0 | 0 | 0 | 0 | 0 | 0 | 0 | 0 | 0
F5_Commercial_Warehouse_Existing_Food Preparation_Natural Gas_Oven_E8 | F5 | Commercial | Warehouse | Existing | Food Preparation | Natural Gas | Oven | E8 | RIM BC Ratio | 0 | 0 | 0 | 0 | 0 | 0 | 0 | 0 | 0 | 0 | 0 | 0 | 0 | 0 | 0 | 0 | 0 | 0 | 0 | 0 | 0 | 0 | 0 | 0 | 0 | 0 | 0 | 0 | 0 | 0 | 0
F5_Commercial_Warehouse_Existing_Food Preparation_Natural Gas_Oven_E9 | F5 | Commercial | Warehouse | Existing | Food Preparation | Natural Gas | Oven | E9 | RIM BC Ratio | 0 | 0 | 0 | 0 | 0 | 0 | 0 | 0 | 0 | 0 | 0 | 0 | 0 | 0 | 0 | 0 | 0 | 0 | 0 | 0 | 0 | 0 | 0 | 0 | 0 | 0 | 0 | 0 | 0 | 0 | 0
F5_Commercial_Warehouse_Existing_Food Preparation_Natural Gas_Oven_E10 | F5 | Commercial | Warehouse | Existing | Food Preparation | Natural Gas | Oven | E10 | RIM BC Ratio | 0 | 0 | 0 | 0 | 0 | 0 | 0 | 0 | 0 | 0 | 0 | 0 | 0 | 0 | 0 | 0 | 0 | 0 | 0 | 0 | 0 | 0 | 0 | 0 | 0 | 0 | 0 | 0 | 0 | 0 | 0
F0_Commercial_Warehouse_Existing_Food Preparation_Natural Gas_Conveyor Oven_E0 | F0 | Commercial | Warehouse | Existing | Food Preparation | Natural Gas | Conveyor Oven | E0 | Economic Unit | Efficient (>44% Baking Efficiency) | Efficient (>44% Baking Efficiency) | Efficient (>44% Baking Efficiency) | Efficient (>44% Baking Efficiency) | Efficient (>44% Baking Efficiency) | Efficient (>44% Baking Efficiency) | Efficient (>44% Baking Efficiency) | Efficient (>44% Baking Efficiency) | Efficient (>44% Baking Efficiency) | Efficient (>44% Baking Efficiency) | Efficient (>44% Baking Efficiency) | Efficient (>44% Baking Efficiency) | Efficient (>44% Baking Efficiency) | Efficient (>44% Baking Efficiency) | Efficient (>44% Baking Efficiency) | Efficient (>44% Baking Efficiency) | Efficient (>44% Baking Efficiency) | Efficient (>44% Baking Efficiency) | Efficient (>44% Baking Efficiency) | Efficient (>44% Baking Efficiency) | Efficient (>44% Baking Efficiency) | Efficient (>44% Baking Efficiency) | Efficient (>44% Baking Efficiency) | Efficient (>44% Baking Efficiency) | Efficient (>44% Baking Efficiency) | Efficient (>44% Baking Efficiency) | Efficient (>44% Baking Efficiency) | Efficient (>44% Baking Efficiency) | Efficient (>44% Baking Efficiency) | Efficient (>44% Baking Efficiency) | Efficient (>44% Baking Efficiency)
F1_Commercial_Warehouse_Existing_Food Preparation_Natural Gas_Conveyor Oven_E1 | F1 | Commercial | Warehouse | Existing | Food Preparation | Natural Gas | Conveyor Oven | E1 | CCE | 0 | 0 | 0 | 0 | 0 | 0 | 0 | 0 | 0 | 0 | 0 | 0 | 0 | 0 | 0 | 0 | 0 | 0 | 0 | 0 | 0 | 0 | 0 | 0 | 0 | 0 | 0 | 0 | 0 | 0 | 0
F1_Commercial_Warehouse_Existing_Food Preparation_Natural Gas_Conveyor Oven_E2 | F1 | Commercial | Warehouse | Existing | Food Preparation | Natural Gas | Conveyor Oven | E2 | CCE | 0.0038084 | 0.0036613 | 0.0036787 | 0.0037172 | 0.0037172 | 0.0037172 | 0.0037172 | 0.0037172 | 0.0037172 | 0.0037172 | 0.0037172 | 0.0037172 | 0.0037172 | 0.0037172 | 0.0037172 | 0.0037172 | 0.0037172 | 0.0037172 | 0.0037172 | 0.0037172 | 0.0037172 | 0.0037172 | 0.0037172 | 0.0037172 | 0.0037172 | 0.0037172 | 0.0037172 | 0.0037172 | 0.0037172 | 0.0037172 | 0.0037172
F1_Commercial_Warehouse_Existing_Food Preparation_Natural Gas_Conveyor Oven_E3 | F1 | Commercial | Warehouse | Existing | Food Preparation | Natural Gas | Conveyor Oven | E3 | CCE | 0 | 0 | 0 | 0 | 0 | 0 | 0 | 0 | 0 | 0 | 0 | 0 | 0 | 0 | 0 | 0 | 0 | 0 | 0 | 0 | 0 | 0 | 0 | 0 | 0 | 0 | 0 | 0 | 0 | 0 | 0
F1_Commercial_Warehouse_Existing_Food Preparation_Natural Gas_Conveyor Oven_E4 | F1 | Commercial | Warehouse | Existing | Food Preparation | Natural Gas | Conveyor Oven | E4 | CCE | 0 | 0 | 0 | 0 | 0 | 0 | 0 | 0 | 0 | 0 | 0 | 0 | 0 | 0 | 0 | 0 | 0 | 0 | 0 | 0 | 0 | 0 | 0 | 0 | 0 | 0 | 0 | 0 | 0 | 0 | 0
F1_Commercial_Warehouse_Existing_Food Preparation_Natural Gas_Conveyor Oven_E5 | F1 | Commercial | Warehouse | Existing | Food Preparation | Natural Gas | Conveyor Oven | E5 | CCE | 0 | 0 | 0 | 0 | 0 | 0 | 0 | 0 | 0 | 0 | 0 | 0 | 0 | 0 | 0 | 0 | 0 | 0 | 0 | 0 | 0 | 0 | 0 | 0 | 0 | 0 | 0 | 0 | 0 | 0 | 0
F1_Commercial_Warehouse_Existing_Food Preparation_Natural Gas_Conveyor Oven_E6 | F1 | Commercial | Warehouse | Existing | Food Preparation | Natural Gas | Conveyor Oven | E6 | CCE | 0 | 0 | 0 | 0 | 0 | 0 | 0 | 0 | 0 | 0 | 0 | 0 | 0 | 0 | 0 | 0 | 0 | 0 | 0 | 0 | 0 | 0 | 0 | 0 | 0 | 0 | 0 | 0 | 0 | 0 | 0
F1_Commercial_Warehouse_Existing_Food Preparation_Natural Gas_Conveyor Oven_E7 | F1 | Commercial | Warehouse | Existing | Food Preparation | Natural Gas | Conveyor Oven | E7 | CCE | 0 | 0 | 0 | 0 | 0 | 0 | 0 | 0 | 0 | 0 | 0 | 0 | 0 | 0 | 0 | 0 | 0 | 0 | 0 | 0 | 0 | 0 | 0 | 0 | 0 | 0 | 0 | 0 | 0 | 0 | 0
F1_Commercial_Warehouse_Existing_Food Preparation_Natural Gas_Conveyor Oven_E8 | F1 | Commercial | Warehouse | Existing | Food Preparation | Natural Gas | Conveyor Oven | E8 | CCE | 0 | 0 | 0 | 0 | 0 | 0 | 0 | 0 | 0 | 0 | 0 | 0 | 0 | 0 | 0 | 0 | 0 | 0 | 0 | 0 | 0 | 0 | 0 | 0 | 0 | 0 | 0 | 0 | 0 | 0 | 0
F1_Commercial_Warehouse_Existing_Food Preparation_Natural Gas_Conveyor Oven_E9 | F1 | Commercial | Warehouse | Existing | Food Preparation | Natural Gas | Conveyor Oven | E9 | CCE | 0 | 0 | 0 | 0 | 0 | 0 | 0 | 0 | 0 | 0 | 0 | 0 | 0 | 0 | 0 | 0 | 0 | 0 | 0 | 0 | 0 | 0 | 0 | 0 | 0 | 0 | 0 | 0 | 0 | 0 | 0
F1_Commercial_Warehouse_Existing_Food Preparation_Natural Gas_Conveyor Oven_E10 | F1 | Commercial | Warehouse | Existing | Food Preparation | Natural Gas | Conveyor Oven | E10 | CCE | 0 | 0 | 0 | 0 | 0 | 0 | 0 | 0 | 0 | 0 | 0 | 0 | 0 | 0 | 0 | 0 | 0 | 0 | 0 | 0 | 0 | 0 | 0 | 0 | 0 | 0 | 0 | 0 | 0 | 0 | 0
F2_Commercial_Warehouse_Existing_Food Preparation_Natural Gas_Conveyor Oven_E1 | F2 | Commercial | Warehouse | Existing | Food Preparation | Natural Gas | Conveyor Oven | E1 | TRC BC Ratio | 0.9 | 0.9 | 0.9 | 0.9 | 0.9 | 0.9 | 0.9 | 0.9 | 0.9 | 0.9 | 0.9 | 0.9 | 0.9 | 0.9 | 0.9 | 0.9 | 0.9 | 0.9 | 0.9 | 0.9 | 0.9 | 0.9 | 0.9 | 0.9 | 0.9 | 0.9 | 0.9 | 0.9 | 0.9 | 0.9 | 0.9
F2_Commercial_Warehouse_Existing_Food Preparation_Natural Gas_Conveyor Oven_E2 | F2 | Commercial | Warehouse | Existing | Food Preparation | Natural Gas | Conveyor Oven | E2 | TRC BC Ratio | 2.6175 | 2.6105 | 2.5926 | 2.5726 | 2.643 | 2.5958 | 2.5803 | 2.6208 | 2.7065 | 2.6859 | 2.6766 | 2.6618 | 2.3689 | 2.3519 | 2.3531 | 2.3373 | 2.3341 | 2.3356 | 2.2915 | 2.3108 | 2.3225 | 2.3409 | 2.3658 | 1.3075 | 1.2829 | 1.2596 | 1.2374 | 1.2162 | 1.1958 | 1.1761 | 1.1502
F2_Commercial_Warehouse_Existing_Food Preparation_Natural Gas_Conveyor Oven_E3 | F2 | Commercial | Warehouse | Existing | Food Preparation | Natural Gas | Conveyor Oven | E3 | TRC BC Ratio | 0 | 0 | 0 | 0 | 0 | 0 | 0 | 0 | 0 | 0 | 0 | 0 | 0 | 0 | 0 | 0 | 0 | 0 | 0 | 0 | 0 | 0 | 0 | 0 | 0 | 0 | 0 | 0 | 0 | 0 | 0
F2_Commercial_Warehouse_Existing_Food Preparation_Natural Gas_Conveyor Oven_E4 | F2 | Commercial | Warehouse | Existing | Food Preparation | Natural Gas | Conveyor Oven | E4 | TRC BC Ratio | 0 | 0 | 0 | 0 | 0 | 0 | 0 | 0 | 0 | 0 | 0 | 0 | 0 | 0 | 0 | 0 | 0 | 0 | 0 | 0 | 0 | 0 | 0 | 0 | 0 | 0 | 0 | 0 | 0 | 0 | 0
F2_Commercial_Warehouse_Existing_Food Preparation_Natural Gas_Conveyor Oven_E5 | F2 | Commercial | Warehouse | Existing | Food Preparation | Natural Gas | Conveyor Oven | E5 | TRC BC Ratio | 0 | 0 | 0 | 0 | 0 | 0 | 0 | 0 | 0 | 0 | 0 | 0 | 0 | 0 | 0 | 0 | 0 | 0 | 0 | 0 | 0 | 0 | 0 | 0 | 0 | 0 | 0 | 0 | 0 | 0 | 0
F2_Commercial_Warehouse_Existing_Food Preparation_Natural Gas_Conveyor Oven_E6 | F2 | Commercial | Warehouse | Existing | Food Preparation | Natural Gas | Conveyor Oven | E6 | TRC BC Ratio | 0 | 0 | 0 | 0 | 0 | 0 | 0 | 0 | 0 | 0 | 0 | 0 | 0 | 0 | 0 | 0 | 0 | 0 | 0 | 0 | 0 | 0 | 0 | 0 | 0 | 0 | 0 | 0 | 0 | 0 | 0
F2_Commercial_Warehouse_Existing_Food Preparation_Natural Gas_Conveyor Oven_E7 | F2 | Commercial | Warehouse | Existing | Food Preparation | Natural Gas | Conveyor Oven | E7 | TRC BC Ratio | 0 | 0 | 0 | 0 | 0 | 0 | 0 | 0 | 0 | 0 | 0 | 0 | 0 | 0 | 0 | 0 | 0 | 0 | 0 | 0 | 0 | 0 | 0 | 0 | 0 | 0 | 0 | 0 | 0 | 0 | 0
F2_Commercial_Warehouse_Existing_Food Preparation_Natural Gas_Conveyor Oven_E8 | F2 | Commercial | Warehouse | Existing | Food Preparation | Natural Gas | Conveyor Oven | E8 | TRC BC Ratio | 0 | 0 | 0 | 0 | 0 | 0 | 0 | 0 | 0 | 0 | 0 | 0 | 0 | 0 | 0 | 0 | 0 | 0 | 0 | 0 | 0 | 0 | 0 | 0 | 0 | 0 | 0 | 0 | 0 | 0 | 0
F2_Commercial_Warehouse_Existing_Food Preparation_Natural Gas_Conveyor Oven_E9 | F2 | Commercial | Warehouse | Existing | Food Preparation | Natural Gas | Conveyor Oven | E9 | TRC BC Ratio | 0 | 0 | 0 | 0 | 0 | 0 | 0 | 0 | 0 | 0 | 0 | 0 | 0 | 0 | 0 | 0 | 0 | 0 | 0 | 0 | 0 | 0 | 0 | 0 | 0 | 0 | 0 | 0 | 0 | 0 | 0
F2_Commercial_Warehouse_Existing_Food Preparation_Natural Gas_Conveyor Oven_E10 | F2 | Commercial | Warehouse | Existing | Food Preparation | Natural Gas | Conveyor Oven | E10 | TRC BC Ratio | 0 | 0 | 0 | 0 | 0 | 0 | 0 | 0 | 0 | 0 | 0 | 0 | 0 | 0 | 0 | 0 | 0 | 0 | 0 | 0 | 0 | 0 | 0 | 0 | 0 | 0 | 0 | 0 | 0 | 0 | 0
F3_Commercial_Warehouse_Existing_Food Preparation_Natural Gas_Conveyor Oven_E1 | F3 | Commercial | Warehouse | Existing | Food Preparation | Natural Gas | Conveyor Oven | E1 | PACT BC Ratio | 0.9 | 0.9 | 0.9 | 0.9 | 0.9 | 0.9 | 0.9 | 0.9 | 0.9 | 0.9 | 0.9 | 0.9 | 0.9 | 0.9 | 0.9 | 0.9 | 0.9 | 0.9 | 0.9 | 0.9 | 0.9 | 0.9 | 0.9 | 0.9 | 0.9 | 0.9 | 0.9 | 0.9 | 0.9 | 0.9 | 0.9
F3_Commercial_Warehouse_Existing_Food Preparation_Natural Gas_Conveyor Oven_E2 | F3 | Commercial | Warehouse | Existing | Food Preparation | Natural Gas | Conveyor Oven | E2 | PACT BC Ratio | 7.5479 | 7.5277 | 7.476 | 7.4185 | 7.6214 | 7.4852 | 7.4407 | 7.5574 | 7.8046 | 7.7451 | 7.7184 | 7.6756 | 6.831 | 6.7818 | 6.7853 | 6.7399 | 6.7306 | 6.7348 | 6.6078 | 6.6635 | 6.6972 | 6.7501 | 6.8219 | 3.7704 | 3.6993 | 3.6321 | 3.5682 | 3.507 | 3.4482 | 3.3914 | 3.3167
F3_Commercial_Warehouse_Existing_Food Preparation_Natural Gas_Conveyor Oven_E3 | F3 | Commercial | Warehouse | Existing | Food Preparation | Natural Gas | Conveyor Oven | E3 | PACT BC Ratio | 0 | 0 | 0 | 0 | 0 | 0 | 0 | 0 | 0 | 0 | 0 | 0 | 0 | 0 | 0 | 0 | 0 | 0 | 0 | 0 | 0 | 0 | 0 | 0 | 0 | 0 | 0 | 0 | 0 | 0 | 0
F3_Commercial_Warehouse_Existing_Food Preparation_Natural Gas_Conveyor Oven_E4 | F3 | Commercial | Warehouse | Existing | Food Preparation | Natural Gas | Conveyor Oven | E4 | PACT BC Ratio | 0 | 0 | 0 | 0 | 0 | 0 | 0 | 0 | 0 | 0 | 0 | 0 | 0 | 0 | 0 | 0 | 0 | 0 | 0 | 0 | 0 | 0 | 0 | 0 | 0 | 0 | 0 | 0 | 0 | 0 | 0
F3_Commercial_Warehouse_Existing_Food Preparation_Natural Gas_Conveyor Oven_E5 | F3 | Commercial | Warehouse | Existing | Food Preparation | Natural Gas | Conveyor Oven | E5 | PACT BC Ratio | 0 | 0 | 0 | 0 | 0 | 0 | 0 | 0 | 0 | 0 | 0 | 0 | 0 | 0 | 0 | 0 | 0 | 0 | 0 | 0 | 0 | 0 | 0 | 0 | 0 | 0 | 0 | 0 | 0 | 0 | 0
F3_Commercial_Warehouse_Existing_Food Preparation_Natural Gas_Conveyor Oven_E6 | F3 | Commercial | Warehouse | Existing | Food Preparation | Natural Gas | Conveyor Oven | E6 | PACT BC Ratio | 0 | 0 | 0 | 0 | 0 | 0 | 0 | 0 | 0 | 0 | 0 | 0 | 0 | 0 | 0 | 0 | 0 | 0 | 0 | 0 | 0 | 0 | 0 | 0 | 0 | 0 | 0 | 0 | 0 | 0 | 0
F3_Commercial_Warehouse_Existing_Food Preparation_Natural Gas_Conveyor Oven_E7 | F3 | Commercial | Warehouse | Existing | Food Preparation | Natural Gas | Conveyor Oven | E7 | PACT BC Ratio | 0 | 0 | 0 | 0 | 0 | 0 | 0 | 0 | 0 | 0 | 0 | 0 | 0 | 0 | 0 | 0 | 0 | 0 | 0 | 0 | 0 | 0 | 0 | 0 | 0 | 0 | 0 | 0 | 0 | 0 | 0
F3_Commercial_Warehouse_Existing_Food Preparation_Natural Gas_Conveyor Oven_E8 | F3 | Commercial | Warehouse | Existing | Food Preparation | Natural Gas | Conveyor Oven | E8 | PACT BC Ratio | 0 | 0 | 0 | 0 | 0 | 0 | 0 | 0 | 0 | 0 | 0 | 0 | 0 | 0 | 0 | 0 | 0 | 0 | 0 | 0 | 0 | 0 | 0 | 0 | 0 | 0 | 0 | 0 | 0 | 0 | 0
F3_Commercial_Warehouse_Existing_Food Preparation_Natural Gas_Conveyor Oven_E9 | F3 | Commercial | Warehouse | Existing | Food Preparation | Natural Gas | Conveyor Oven | E9 | PACT BC Ratio | 0 | 0 | 0 | 0 | 0 | 0 | 0 | 0 | 0 | 0 | 0 | 0 | 0 | 0 | 0 | 0 | 0 | 0 | 0 | 0 | 0 | 0 | 0 | 0 | 0 | 0 | 0 | 0 | 0 | 0 | 0
F3_Commercial_Warehouse_Existing_Food Preparation_Natural Gas_Conveyor Oven_E10 | F3 | Commercial | Warehouse | Existing | Food Preparation | Natural Gas | Conveyor Oven | E10 | PACT BC Ratio | 0 | 0 | 0 | 0 | 0 | 0 | 0 | 0 | 0 | 0 | 0 | 0 | 0 | 0 | 0 | 0 | 0 | 0 | 0 | 0 | 0 | 0 | 0 | 0 | 0 | 0 | 0 | 0 | 0 | 0 | 0
F4_Commercial_Warehouse_Existing_Food Preparation_Natural Gas_Conveyor Oven_E1 | F4 | Commercial | Warehouse | Existing | Food Preparation | Natural Gas | Conveyor Oven | E1 | PCT BC Ratio | 0.9 | 0.9 | 0.9 | 0.9 | 0.9 | 0.9 | 0.9 | 0.9 | 0.9 | 0.9 | 0.9 | 0.9 | 0.9 | 0.9 | 0.9 | 0.9 | 0.9 | 0.9 | 0.9 | 0.9 | 0.9 | 0.9 | 0.9 | 0.9 | 0.9 | 0.9 | 0.9 | 0.9 | 0.9 | 0.9 | 0.9
F4_Commercial_Warehouse_Existing_Food Preparation_Natural Gas_Conveyor Oven_E2 | F4 | Commercial | Warehouse | Existing | Food Preparation | Natural Gas | Conveyor Oven | E2 | PCT BC Ratio | 4.0339 | 4.0236 | 3.9973 | 3.9682 | 4.0712 | 4.002 | 3.9794 | 4.0387 | 4.1642 | 4.134 | 4.1204 | 4.0987 | 3.6699 | 3.6449 | 3.6467 | 3.6237 | 3.6189 | 3.6211 | 3.5566 | 3.5848 | 3.602 | 3.6288 | 3.6653 | 2.116 | 2.0799 | 2.0458 | 2.0134 | 1.9823 | 1.9525 | 1.9236 | 1.8857
F4_Commercial_Warehouse_Existing_Food Preparation_Natural Gas_Conveyor Oven_E3 | F4 | Commercial | Warehouse | Existing | Food Preparation | Natural Gas | Conveyor Oven | E3 | PCT BC Ratio | 0 | 0 | 0 | 0 | 0 | 0 | 0 | 0 | 0 | 0 | 0 | 0 | 0 | 0 | 0 | 0 | 0 | 0 | 0 | 0 | 0 | 0 | 0 | 0 | 0 | 0 | 0 | 0 | 0 | 0 | 0
F4_Commercial_Warehouse_Existing_Food Preparation_Natural Gas_Conveyor Oven_E4 | F4 | Commercial | Warehouse | Existing | Food Preparation | Natural Gas | Conveyor Oven | E4 | PCT BC Ratio | 0 | 0 | 0 | 0 | 0 | 0 | 0 | 0 | 0 | 0 | 0 | 0 | 0 | 0 | 0 | 0 | 0 | 0 | 0 | 0 | 0 | 0 | 0 | 0 | 0 | 0 | 0 | 0 | 0 | 0 | 0
F4_Commercial_Warehouse_Existing_Food Preparation_Natural Gas_Conveyor Oven_E5 | F4 | Commercial | Warehouse | Existing | Food Preparation | Natural Gas | Conveyor Oven | E5 | PCT BC Ratio | 0 | 0 | 0 | 0 | 0 | 0 | 0 | 0 | 0 | 0 | 0 | 0 | 0 | 0 | 0 | 0 | 0 | 0 | 0 | 0 | 0 | 0 | 0 | 0 | 0 | 0 | 0 | 0 | 0 | 0 | 0
F4_Commercial_Warehouse_Existing_Food Preparation_Natural Gas_Conveyor Oven_E6 | F4 | Commercial | Warehouse | Existing | Food Preparation | Natural Gas | Conveyor Oven | E6 | PCT BC Ratio | 0 | 0 | 0 | 0 | 0 | 0 | 0 | 0 | 0 | 0 | 0 | 0 | 0 | 0 | 0 | 0 | 0 | 0 | 0 | 0 | 0 | 0 | 0 | 0 | 0 | 0 | 0 | 0 | 0 | 0 | 0
F4_Commercial_Warehouse_Existing_Food Preparation_Natural Gas_Conveyor Oven_E7 | F4 | Commercial | Warehouse | Existing | Food Preparation | Natural Gas | Conveyor Oven | E7 | PCT BC Ratio | 0 | 0 | 0 | 0 | 0 | 0 | 0 | 0 | 0 | 0 | 0 | 0 | 0 | 0 | 0 | 0 | 0 | 0 | 0 | 0 | 0 | 0 | 0 | 0 | 0 | 0 | 0 | 0 | 0 | 0 | 0
F4_Commercial_Warehouse_Existing_Food Preparation_Natural Gas_Conveyor Oven_E8 | F4 | Commercial | Warehouse | Existing | Food Preparation | Natural Gas | Conveyor Oven | E8 | PCT BC Ratio | 0 | 0 | 0 | 0 | 0 | 0 | 0 | 0 | 0 | 0 | 0 | 0 | 0 | 0 | 0 | 0 | 0 | 0 | 0 | 0 | 0 | 0 | 0 | 0 | 0 | 0 | 0 | 0 | 0 | 0 | 0
F4_Commercial_Warehouse_Existing_Food Preparation_Natural Gas_Conveyor Oven_E9 | F4 | Commercial | Warehouse | Existing | Food Preparation | Natural Gas | Conveyor Oven | E9 | PCT BC Ratio | 0 | 0 | 0 | 0 | 0 | 0 | 0 | 0 | 0 | 0 | 0 | 0 | 0 | 0 | 0 | 0 | 0 | 0 | 0 | 0 | 0 | 0 | 0 | 0 | 0 | 0 | 0 | 0 | 0 | 0 | 0
F4_Commercial_Warehouse_Existing_Food Preparation_Natural Gas_Conveyor Oven_E10 | F4 | Commercial | Warehouse | Existing | Food Preparation | Natural Gas | Conveyor Oven | E10 | PCT BC Ratio | 0 | 0 | 0 | 0 | 0 | 0 | 0 | 0 | 0 | 0 | 0 | 0 | 0 | 0 | 0 | 0 | 0 | 0 | 0 | 0 | 0 | 0 | 0 | 0 | 0 | 0 | 0 | 0 | 0 | 0 | 0
F5_Commercial_Warehouse_Existing_Food Preparation_Natural Gas_Conveyor Oven_E1 | F5 | Commercial | Warehouse | Existing | Food Preparation | Natural Gas | Conveyor Oven | E1 | RIM BC Ratio | 0.9 | 0.9 | 0.9 | 0.9 | 0.9 | 0.9 | 0.9 | 0.9 | 0.9 | 0.9 | 0.9 | 0.9 | 0.9 | 0.9 | 0.9 | 0.9 | 0.9 | 0.9 | 0.9 | 0.9 | 0.9 | 0.9 | 0.9 | 0.9 | 0.9 | 0.9 | 0.9 | 0.9 | 0.9 | 0.9 | 0.9
F5_Commercial_Warehouse_Existing_Food Preparation_Natural Gas_Conveyor Oven_E2 | F5 | Commercial | Warehouse | Existing | Food Preparation | Natural Gas | Conveyor Oven | E2 | RIM BC Ratio | 0.75157 | 0.75137 | 0.75085 | 0.75026 | 0.75229 | 0.75094 | 0.75049 | 0.75166 | 0.75404 | 0.75348 | 0.75322 | 0.75281 | 0.74379 | 0.74321 | 0.74325 | 0.7427 | 0.74259 | 0.74264 | 0.74107 | 0.74176 | 0.74218 | 0.74283 | 0.74369 | 0.68339 | 0.68102 | 0.67871 | 0.67644 | 0.67421 | 0.67201 | 0.66982 | 0.66686
F5_Commercial_Warehouse_Existing_Food Preparation_Natural Gas_Conveyor Oven_E3 | F5 | Commercial | Warehouse | Existing | Food Preparation | Natural Gas | Conveyor Oven | E3 | RIM BC Ratio | 0 | 0 | 0 | 0 | 0 | 0 | 0 | 0 | 0 | 0 | 0 | 0 | 0 | 0 | 0 | 0 | 0 | 0 | 0 | 0 | 0 | 0 | 0 | 0 | 0 | 0 | 0 | 0 | 0 | 0 | 0
F5_Commercial_Warehouse_Existing_Food Preparation_Natural Gas_Conveyor Oven_E4 | F5 | Commercial | Warehouse | Existing | Food Preparation | Natural Gas | Conveyor Oven | E4 | RIM BC Ratio | 0 | 0 | 0 | 0 | 0 | 0 | 0 | 0 | 0 | 0 | 0 | 0 | 0 | 0 | 0 | 0 | 0 | 0 | 0 | 0 | 0 | 0 | 0 | 0 | 0 | 0 | 0 | 0 | 0 | 0 | 0
F5_Commercial_Warehouse_Existing_Food Preparation_Natural Gas_Conveyor Oven_E5 | F5 | Commercial | Warehouse | Existing | Food Preparation | Natural Gas | Conveyor Oven | E5 | RIM BC Ratio | 0 | 0 | 0 | 0 | 0 | 0 | 0 | 0 | 0 | 0 | 0 | 0 | 0 | 0 | 0 | 0 | 0 | 0 | 0 | 0 | 0 | 0 | 0 | 0 | 0 | 0 | 0 | 0 | 0 | 0 | 0
F5_Commercial_Warehouse_Existing_Food Preparation_Natural Gas_Conveyor Oven_E6 | F5 | Commercial | Warehouse | Existing | Food Preparation | Natural Gas | Conveyor Oven | E6 | RIM BC Ratio | 0 | 0 | 0 | 0 | 0 | 0 | 0 | 0 | 0 | 0 | 0 | 0 | 0 | 0 | 0 | 0 | 0 | 0 | 0 | 0 | 0 | 0 | 0 | 0 | 0 | 0 | 0 | 0 | 0 | 0 | 0
F5_Commercial_Warehouse_Existing_Food Preparation_Natural Gas_Conveyor Oven_E7 | F5 | Commercial | Warehouse | Existing | Food Preparation | Natural Gas | Conveyor Oven | E7 | RIM BC Ratio | 0 | 0 | 0 | 0 | 0 | 0 | 0 | 0 | 0 | 0 | 0 | 0 | 0 | 0 | 0 | 0 | 0 | 0 | 0 | 0 | 0 | 0 | 0 | 0 | 0 | 0 | 0 | 0 | 0 | 0 | 0
F5_Commercial_Warehouse_Existing_Food Preparation_Natural Gas_Conveyor Oven_E8 | F5 | Commercial | Warehouse | Existing | Food Preparation | Natural Gas | Conveyor Oven | E8 | RIM BC Ratio | 0 | 0 | 0 | 0 | 0 | 0 | 0 | 0 | 0 | 0 | 0 | 0 | 0 | 0 | 0 | 0 | 0 | 0 | 0 | 0 | 0 | 0 | 0 | 0 | 0 | 0 | 0 | 0 | 0 | 0 | 0
F5_Commercial_Warehouse_Existing_Food Preparation_Natural Gas_Conveyor Oven_E9 | F5 | Commercial | Warehouse | Existing | Food Preparation | Natural Gas | Conveyor Oven | E9 | RIM BC Ratio | 0 | 0 | 0 | 0 | 0 | 0 | 0 | 0 | 0 | 0 | 0 | 0 | 0 | 0 | 0 | 0 | 0 | 0 | 0 | 0 | 0 | 0 | 0 | 0 | 0 | 0 | 0 | 0 | 0 | 0 | 0
F5_Commercial_Warehouse_Existing_Food Preparation_Natural Gas_Conveyor Oven_E10 | F5 | Commercial | Warehouse | Existing | Food Preparation | Natural Gas | Conveyor Oven | E10 | RIM BC Ratio | 0 | 0 | 0 | 0 | 0 | 0 | 0 | 0 | 0 | 0 | 0 | 0 | 0 | 0 | 0 | 0 | 0 | 0 | 0 | 0 | 0 | 0 | 0 | 0 | 0 | 0 | 0 | 0 | 0 | 0 | 0
F0_Commercial_Warehouse_Existing_Food Preparation_Natural Gas_Double Rack Oven_E0 | F0 | Commercial | Warehouse | Existing | Food Preparation | Natural Gas | Double Rack Oven | E0 | Economic Unit | FTSC Qualified (>50% Cooking Efficiency) | FTSC Qualified (>50% Cooking Efficiency) | FTSC Qualified (>50% Cooking Efficiency) | FTSC Qualified (>50% Cooking Efficiency) | FTSC Qualified (>50% Cooking Efficiency) | FTSC Qualified (>50% Cooking Efficiency) | FTSC Qualified (>50% Cooking Efficiency) | FTSC Qualified (>50% Cooking Efficiency) | FTSC Qualified (>50% Cooking Efficiency) | FTSC Qualified (>50% Cooking Efficiency) | FTSC Qualified (>50% Cooking Efficiency) | FTSC Qualified (>50% Cooking Efficiency) | FTSC Qualified (>50% Cooking Efficiency) | FTSC Qualified (>50% Cooking Efficiency) | FTSC Qualified (>50% Cooking Efficiency) | FTSC Qualified (>50% Cooking Efficiency) | FTSC Qualified (>50% Cooking Efficiency) | FTSC Qualified (>50% Cooking Efficiency) | FTSC Qualified (>50% Cooking Efficiency) | FTSC Qualified (>50% Cooking Efficiency) | FTSC Qualified (>50% Cooking Efficiency) | FTSC Qualified (>50% Cooking Efficiency) | FTSC Qualified (>50% Cooking Efficiency) | FTSC Qualified (>50% Cooking Efficiency) | FTSC Qualified (>50% Cooking Efficiency) | FTSC Qualified (>50% Cooking Efficiency) | FTSC Qualified (>50% Cooking Efficiency) | FTSC Qualified (>50% Cooking Efficiency) | FTSC Qualified (>50% Cooking Efficiency) | FTSC Qualified (>50% Cooking Efficiency) | FTSC Qualified (>50% Cooking Efficiency)
F1_Commercial_Warehouse_Existing_Food Preparation_Natural Gas_Double Rack Oven_E1 | F1 | Commercial | Warehouse | Existing | Food Preparation | Natural Gas | Double Rack Oven | E1 | CCE | 0 | 0 | 0 | 0 | 0 | 0 | 0 | 0 | 0 | 0 | 0 | 0 | 0 | 0 | 0 | 0 | 0 | 0 | 0 | 0 | 0 | 0 | 0 | 0 | 0 | 0 | 0 | 0 | 0 | 0 | 0
F1_Commercial_Warehouse_Existing_Food Preparation_Natural Gas_Double Rack Oven_E2 | F1 | Commercial | Warehouse | Existing | Food Preparation | Natural Gas | Double Rack Oven | E2 | CCE | 0.004326 | 0.0041588 | 0.0041786 | 0.0042223 | 0.0042223 | 0.0042223 | 0.0042223 | 0.0042223 | 0.0042223 | 0.0042223 | 0.0042223 | 0.0042223 | 0.0042223 | 0.0042223 | 0.0042223 | 0.0042223 | 0.0042223 | 0.0042223 | 0.0042223 | 0.0042223 | 0.0042223 | 0.0042223 | 0.0042223 | 0.0042223 | 0.0042223 | 0.0042223 | 0.0042223 | 0.0042223 | 0.0042223 | 0.0042223 | 0.0042223
F1_Commercial_Warehouse_Existing_Food Preparation_Natural Gas_Double Rack Oven_E3 | F1 | Commercial | Warehouse | Existing | Food Preparation | Natural Gas | Double Rack Oven | E3 | CCE | 0 | 0 | 0 | 0 | 0 | 0 | 0 | 0 | 0 | 0 | 0 | 0 | 0 | 0 | 0 | 0 | 0 | 0 | 0 | 0 | 0 | 0 | 0 | 0 | 0 | 0 | 0 | 0 | 0 | 0 | 0
F1_Commercial_Warehouse_Existing_Food Preparation_Natural Gas_Double Rack Oven_E4 | F1 | Commercial | Warehouse | Existing | Food Preparation | Natural Gas | Double Rack Oven | E4 | CCE | 0 | 0 | 0 | 0 | 0 | 0 | 0 | 0 | 0 | 0 | 0 | 0 | 0 | 0 | 0 | 0 | 0 | 0 | 0 | 0 | 0 | 0 | 0 | 0 | 0 | 0 | 0 | 0 | 0 | 0 | 0
F1_Commercial_Warehouse_Existing_Food Preparation_Natural Gas_Double Rack Oven_E5 | F1 | Commercial | Warehouse | Existing | Food Preparation | Natural Gas | Double Rack Oven | E5 | CCE | 0 | 0 | 0 | 0 | 0 | 0 | 0 | 0 | 0 | 0 | 0 | 0 | 0 | 0 | 0 | 0 | 0 | 0 | 0 | 0 | 0 | 0 | 0 | 0 | 0 | 0 | 0 | 0 | 0 | 0 | 0
F1_Commercial_Warehouse_Existing_Food Preparation_Natural Gas_Double Rack Oven_E6 | F1 | Commercial | Warehouse | Existing | Food Preparation | Natural Gas | Double Rack Oven | E6 | CCE | 0 | 0 | 0 | 0 | 0 | 0 | 0 | 0 | 0 | 0 | 0 | 0 | 0 | 0 | 0 | 0 | 0 | 0 | 0 | 0 | 0 | 0 | 0 | 0 | 0 | 0 | 0 | 0 | 0 | 0 | 0
F1_Commercial_Warehouse_Existing_Food Preparation_Natural Gas_Double Rack Oven_E7 | F1 | Commercial | Warehouse | Existing | Food Preparation | Natural Gas | Double Rack Oven | E7 | CCE | 0 | 0 | 0 | 0 | 0 | 0 | 0 | 0 | 0 | 0 | 0 | 0 | 0 | 0 | 0 | 0 | 0 | 0 | 0 | 0 | 0 | 0 | 0 | 0 | 0 | 0 | 0 | 0 | 0 | 0 | 0
F1_Commercial_Warehouse_Existing_Food Preparation_Natural Gas_Double Rack Oven_E8 | F1 | Commercial | Warehouse | Existing | Food Preparation | Natural Gas | Double Rack Oven | E8 | CCE | 0 | 0 | 0 | 0 | 0 | 0 | 0 | 0 | 0 | 0 | 0 | 0 | 0 | 0 | 0 | 0 | 0 | 0 | 0 | 0 | 0 | 0 | 0 | 0 | 0 | 0 | 0 | 0 | 0 | 0 | 0
F1_Commercial_Warehouse_Existing_Food Preparation_Natural Gas_Double Rack Oven_E9 | F1 | Commercial | Warehouse | Existing | Food Preparation | Natural Gas | Double Rack Oven | E9 | CCE | 0 | 0 | 0 | 0 | 0 | 0 | 0 | 0 | 0 | 0 | 0 | 0 | 0 | 0 | 0 | 0 | 0 | 0 | 0 | 0 | 0 | 0 | 0 | 0 | 0 | 0 | 0 | 0 | 0 | 0 | 0
F1_Commercial_Warehouse_Existing_Food Preparation_Natural Gas_Double Rack Oven_E10 | F1 | Commercial | Warehouse | Existing | Food Preparation | Natural Gas | Double Rack Oven | E10 | CCE | 0 | 0 | 0 | 0 | 0 | 0 | 0 | 0 | 0 | 0 | 0 | 0 | 0 | 0 | 0 | 0 | 0 | 0 | 0 | 0 | 0 | 0 | 0 | 0 | 0 | 0 | 0 | 0 | 0 | 0 | 0
F2_Commercial_Warehouse_Existing_Food Preparation_Natural Gas_Double Rack Oven_E1 | F2 | Commercial | Warehouse | Existing | Food Preparation | Natural Gas | Double Rack Oven | E1 | TRC BC Ratio | 0.9 | 0.9 | 0.9 | 0.9 | 0.9 | 0.9 | 0.9 | 0.9 | 0.9 | 0.9 | 0.9 | 0.9 | 0.9 | 0.9 | 0.9 | 0.9 | 0.9 | 0.9 | 0.9 | 0.9 | 0.9 | 0.9 | 0.9 | 0.9 | 0.9 | 0.9 | 0.9 | 0.9 | 0.9 | 0.9 | 0.9
F2_Commercial_Warehouse_Existing_Food Preparation_Natural Gas_Double Rack Oven_E2 | F2 | Commercial | Warehouse | Existing | Food Preparation | Natural Gas | Double Rack Oven | E2 | TRC BC Ratio | 2.3756 | 2.4122 | 2.4389 | 2.4253 | 2.4277 | 2.2883 | 2.173 | 2.1086 | 2.0819 | 2.1591 | 2.2604 | 2.3663 | 2.1732 | 2.3021 | 2.3099 | 2.2984 | 2.3005 | 2.3076 | 2.2635 | 2.2901 | 2.3081 | 2.3333 | 2.3658 | 1.1865 | 1.1634 | 1.1416 | 1.121 | 1.1014 | 1.0827 | 1.0646 | 1.0472
F2_Commercial_Warehouse_Existing_Food Preparation_Natural Gas_Double Rack Oven_E3 | F2 | Commercial | Warehouse | Existing | Food Preparation | Natural Gas | Double Rack Oven | E3 | TRC BC Ratio | 0 | 0 | 0 | 0 | 0 | 0 | 0 | 0 | 0 | 0 | 0 | 0 | 0 | 0 | 0 | 0 | 0 | 0 | 0 | 0 | 0 | 0 | 0 | 0 | 0 | 0 | 0 | 0 | 0 | 0 | 0
F2_Commercial_Warehouse_Existing_Food Preparation_Natural Gas_Double Rack Oven_E4 | F2 | Commercial | Warehouse | Existing | Food Preparation | Natural Gas | Double Rack Oven | E4 | TRC BC Ratio | 0 | 0 | 0 | 0 | 0 | 0 | 0 | 0 | 0 | 0 | 0 | 0 | 0 | 0 | 0 | 0 | 0 | 0 | 0 | 0 | 0 | 0 | 0 | 0 | 0 | 0 | 0 | 0 | 0 | 0 | 0
F2_Commercial_Warehouse_Existing_Food Preparation_Natural Gas_Double Rack Oven_E5 | F2 | Commercial | Warehouse | Existing | Food Preparation | Natural Gas | Double Rack Oven | E5 | TRC BC Ratio | 0 | 0 | 0 | 0 | 0 | 0 | 0 | 0 | 0 | 0 | 0 | 0 | 0 | 0 | 0 | 0 | 0 | 0 | 0 | 0 | 0 | 0 | 0 | 0 | 0 | 0 | 0 | 0 | 0 | 0 | 0
F2_Commercial_Warehouse_Existing_Food Preparation_Natural Gas_Double Rack Oven_E6 | F2 | Commercial | Warehouse | Existing | Food Preparation | Natural Gas | Double Rack Oven | E6 | TRC BC Ratio | 0 | 0 | 0 | 0 | 0 | 0 | 0 | 0 | 0 | 0 | 0 | 0 | 0 | 0 | 0 | 0 | 0 | 0 | 0 | 0 | 0 | 0 | 0 | 0 | 0 | 0 | 0 | 0 | 0 | 0 | 0
F2_Commercial_Warehouse_Existing_Food Preparation_Natural Gas_Double Rack Oven_E7 | F2 | Commercial | Warehouse | Existing | Food Preparation | Natural Gas | Double Rack Oven | E7 | TRC BC Ratio | 0 | 0 | 0 | 0 | 0 | 0 | 0 | 0 | 0 | 0 | 0 | 0 | 0 | 0 | 0 | 0 | 0 | 0 | 0 | 0 | 0 | 0 | 0 | 0 | 0 | 0 | 0 | 0 | 0 | 0 | 0
F2_Commercial_Warehouse_Existing_Food Preparation_Natural Gas_Double Rack Oven_E8 | F2 | Commercial | Warehouse | Existing | Food Preparation | Natural Gas | Double Rack Oven | E8 | TRC BC Ratio | 0 | 0 | 0 | 0 | 0 | 0 | 0 | 0 | 0 | 0 | 0 | 0 | 0 | 0 | 0 | 0 | 0 | 0 | 0 | 0 | 0 | 0 | 0 | 0 | 0 | 0 | 0 | 0 | 0 | 0 | 0
F2_Commercial_Warehouse_Existing_Food Preparation_Natural Gas_Double Rack Oven_E9 | F2 | Commercial | Warehouse | Existing | Food Preparation | Natural Gas | Double Rack Oven | E9 | TRC BC Ratio | 0 | 0 | 0 | 0 | 0 | 0 | 0 | 0 | 0 | 0 | 0 | 0 | 0 | 0 | 0 | 0 | 0 | 0 | 0 | 0 | 0 | 0 | 0 | 0 | 0 | 0 | 0 | 0 | 0 | 0 | 0
F2_Commercial_Warehouse_Existing_Food Preparation_Natural Gas_Double Rack Oven_E10 | F2 | Commercial | Warehouse | Existing | Food Preparation | Natural Gas | Double Rack Oven | E10 | TRC BC Ratio | 0 | 0 | 0 | 0 | 0 | 0 | 0 | 0 | 0 | 0 | 0 | 0 | 0 | 0 | 0 | 0 | 0 | 0 | 0 | 0 | 0 | 0 | 0 | 0 | 0 | 0 | 0 | 0 | 0 | 0 | 0
F3_Commercial_Warehouse_Existing_Food Preparation_Natural Gas_Double Rack Oven_E1 | F3 | Commercial | Warehouse | Existing | Food Preparation | Natural Gas | Double Rack Oven | E1 | PACT BC Ratio | 0.9 | 0.9 | 0.9 | 0.9 | 0.9 | 0.9 | 0.9 | 0.9 | 0.9 | 0.9 | 0.9 | 0.9 | 0.9 | 0.9 | 0.9 | 0.9 | 0.9 | 0.9 | 0.9 | 0.9 | 0.9 | 0.9 | 0.9 | 0.9 | 0.9 | 0.9 | 0.9 | 0.9 | 0.9 | 0.9 | 0.9
F3_Commercial_Warehouse_Existing_Food Preparation_Natural Gas_Double Rack Oven_E2 | F3 | Commercial | Warehouse | Existing | Food Preparation | Natural Gas | Double Rack Oven | E2 | PACT BC Ratio | 3.1122 | 3.1603 | 3.1951 | 3.1773 | 3.1806 | 2.9979 | 2.8468 | 2.7625 | 2.7275 | 2.8286 | 2.9613 | 3.1001 | 2.8471 | 3.016 | 3.0263 | 3.0112 | 3.0139 | 3.0232 | 2.9654 | 3.0003 | 3.0238 | 3.0569 | 3.0994 | 1.5545 | 1.5241 | 1.4956 | 1.4686 | 1.443 | 1.4184 | 1.3948 | 1.3719
F3_Commercial_Warehouse_Existing_Food Preparation_Natural Gas_Double Rack Oven_E3 | F3 | Commercial | Warehouse | Existing | Food Preparation | Natural Gas | Double Rack Oven | E3 | PACT BC Ratio | 0 | 0 | 0 | 0 | 0 | 0 | 0 | 0 | 0 | 0 | 0 | 0 | 0 | 0 | 0 | 0 | 0 | 0 | 0 | 0 | 0 | 0 | 0 | 0 | 0 | 0 | 0 | 0 | 0 | 0 | 0
F3_Commercial_Warehouse_Existing_Food Preparation_Natural Gas_Double Rack Oven_E4 | F3 | Commercial | Warehouse | Existing | Food Preparation | Natural Gas | Double Rack Oven | E4 | PACT BC Ratio | 0 | 0 | 0 | 0 | 0 | 0 | 0 | 0 | 0 | 0 | 0 | 0 | 0 | 0 | 0 | 0 | 0 | 0 | 0 | 0 | 0 | 0 | 0 | 0 | 0 | 0 | 0 | 0 | 0 | 0 | 0
F3_Commercial_Warehouse_Existing_Food Preparation_Natural Gas_Double Rack Oven_E5 | F3 | Commercial | Warehouse | Existing | Food Preparation | Natural Gas | Double Rack Oven | E5 | PACT BC Ratio | 0 | 0 | 0 | 0 | 0 | 0 | 0 | 0 | 0 | 0 | 0 | 0 | 0 | 0 | 0 | 0 | 0 | 0 | 0 | 0 | 0 | 0 | 0 | 0 | 0 | 0 | 0 | 0 | 0 | 0 | 0
F3_Commercial_Warehouse_Existing_Food Preparation_Natural Gas_Double Rack Oven_E6 | F3 | Commercial | Warehouse | Existing | Food Preparation | Natural Gas | Double Rack Oven | E6 | PACT BC Ratio | 0 | 0 | 0 | 0 | 0 | 0 | 0 | 0 | 0 | 0 | 0 | 0 | 0 | 0 | 0 | 0 | 0 | 0 | 0 | 0 | 0 | 0 | 0 | 0 | 0 | 0 | 0 | 0 | 0 | 0 | 0
F3_Commercial_Warehouse_Existing_Food Preparation_Natural Gas_Double Rack Oven_E7 | F3 | Commercial | Warehouse | Existing | Food Preparation | Natural Gas | Double Rack Oven | E7 | PACT BC Ratio | 0 | 0 | 0 | 0 | 0 | 0 | 0 | 0 | 0 | 0 | 0 | 0 | 0 | 0 | 0 | 0 | 0 | 0 | 0 | 0 | 0 | 0 | 0 | 0 | 0 | 0 | 0 | 0 | 0 | 0 | 0
F3_Commercial_Warehouse_Existing_Food Preparation_Natural Gas_Double Rack Oven_E8 | F3 | Commercial | Warehouse | Existing | Food Preparation | Natural Gas | Double Rack Oven | E8 | PACT BC Ratio | 0 | 0 | 0 | 0 | 0 | 0 | 0 | 0 | 0 | 0 | 0 | 0 | 0 | 0 | 0 | 0 | 0 | 0 | 0 | 0 | 0 | 0 | 0 | 0 | 0 | 0 | 0 | 0 | 0 | 0 | 0
F3_Commercial_Warehouse_Existing_Food Preparation_Natural Gas_Double Rack Oven_E9 | F3 | Commercial | Warehouse | Existing | Food Preparation | Natural Gas | Double Rack Oven | E9 | PACT BC Ratio | 0 | 0 | 0 | 0 | 0 | 0 | 0 | 0 | 0 | 0 | 0 | 0 | 0 | 0 | 0 | 0 | 0 | 0 | 0 | 0 | 0 | 0 | 0 | 0 | 0 | 0 | 0 | 0 | 0 | 0 | 0
F3_Commercial_Warehouse_Existing_Food Preparation_Natural Gas_Double Rack Oven_E10 | F3 | Commercial | Warehouse | Existing | Food Preparation | Natural Gas | Double Rack Oven | E10 | PACT BC Ratio | 0 | 0 | 0 | 0 | 0 | 0 | 0 | 0 | 0 | 0 | 0 | 0 | 0 | 0 | 0 | 0 | 0 | 0 | 0 | 0 | 0 | 0 | 0 | 0 | 0 | 0 | 0 | 0 | 0 | 0 | 0
F4_Commercial_Warehouse_Existing_Food Preparation_Natural Gas_Double Rack Oven_E1 | F4 | Commercial | Warehouse | Existing | Food Preparation | Natural Gas | Double Rack Oven | E1 | PCT BC Ratio | 0.9 | 0.9 | 0.9 | 0.9 | 0.9 | 0.9 | 0.9 | 0.9 | 0.9 | 0.9 | 0.9 | 0.9 | 0.9 | 0.9 | 0.9 | 0.9 | 0.9 | 0.9 | 0.9 | 0.9 | 0.9 | 0.9 | 0.9 | 0.9 | 0.9 | 0.9 | 0.9 | 0.9 | 0.9 | 0.9 | 0.9
F4_Commercial_Warehouse_Existing_Food Preparation_Natural Gas_Double Rack Oven_E2 | F4 | Commercial | Warehouse | Existing | Food Preparation | Natural Gas | Double Rack Oven | E2 | PCT BC Ratio | 5.3478 | 5.4209 | 5.4741 | 5.4469 | 5.4518 | 5.1735 | 4.9433 | 4.8148 | 4.7615 | 4.9155 | 5.1178 | 5.3292 | 4.9438 | 5.201 | 5.2167 | 5.1937 | 5.1979 | 5.2121 | 5.1241 | 5.1772 | 5.213 | 5.2634 | 5.3282 | 2.9741 | 2.9279 | 2.8844 | 2.8434 | 2.8043 | 2.7669 | 2.7308 | 2.6959
F4_Commercial_Warehouse_Existing_Food Preparation_Natural Gas_Double Rack Oven_E3 | F4 | Commercial | Warehouse | Existing | Food Preparation | Natural Gas | Double Rack Oven | E3 | PCT BC Ratio | 0 | 0 | 0 | 0 | 0 | 0 | 0 | 0 | 0 | 0 | 0 | 0 | 0 | 0 | 0 | 0 | 0 | 0 | 0 | 0 | 0 | 0 | 0 | 0 | 0 | 0 | 0 | 0 | 0 | 0 | 0
F4_Commercial_Warehouse_Existing_Food Preparation_Natural Gas_Double Rack Oven_E4 | F4 | Commercial | Warehouse | Existing | Food Preparation | Natural Gas | Double Rack Oven | E4 | PCT BC Ratio | 0 | 0 | 0 | 0 | 0 | 0 | 0 | 0 | 0 | 0 | 0 | 0 | 0 | 0 | 0 | 0 | 0 | 0 | 0 | 0 | 0 | 0 | 0 | 0 | 0 | 0 | 0 | 0 | 0 | 0 | 0
F4_Commercial_Warehouse_Existing_Food Preparation_Natural Gas_Double Rack Oven_E5 | F4 | Commercial | Warehouse | Existing | Food Preparation | Natural Gas | Double Rack Oven | E5 | PCT BC Ratio | 0 | 0 | 0 | 0 | 0 | 0 | 0 | 0 | 0 | 0 | 0 | 0 | 0 | 0 | 0 | 0 | 0 | 0 | 0 | 0 | 0 | 0 | 0 | 0 | 0 | 0 | 0 | 0 | 0 | 0 | 0
F4_Commercial_Warehouse_Existing_Food Preparation_Natural Gas_Double Rack Oven_E6 | F4 | Commercial | Warehouse | Existing | Food Preparation | Natural Gas | Double Rack Oven | E6 | PCT BC Ratio | 0 | 0 | 0 | 0 | 0 | 0 | 0 | 0 | 0 | 0 | 0 | 0 | 0 | 0 | 0 | 0 | 0 | 0 | 0 | 0 | 0 | 0 | 0 | 0 | 0 | 0 | 0 | 0 | 0 | 0 | 0
F4_Commercial_Warehouse_Existing_Food Preparation_Natural Gas_Double Rack Oven_E7 | F4 | Commercial | Warehouse | Existing | Food Preparation | Natural Gas | Double Rack Oven | E7 | PCT BC Ratio | 0 | 0 | 0 | 0 | 0 | 0 | 0 | 0 | 0 | 0 | 0 | 0 | 0 | 0 | 0 | 0 | 0 | 0 | 0 | 0 | 0 | 0 | 0 | 0 | 0 | 0 | 0 | 0 | 0 | 0 | 0
F4_Commercial_Warehouse_Existing_Food Preparation_Natural Gas_Double Rack Oven_E8 | F4 | Commercial | Warehouse | Existing | Food Preparation | Natural Gas | Double Rack Oven | E8 | PCT BC Ratio | 0 | 0 | 0 | 0 | 0 | 0 | 0 | 0 | 0 | 0 | 0 | 0 | 0 | 0 | 0 | 0 | 0 | 0 | 0 | 0 | 0 | 0 | 0 | 0 | 0 | 0 | 0 | 0 | 0 | 0 | 0
F4_Commercial_Warehouse_Existing_Food Preparation_Natural Gas_Double Rack Oven_E9 | F4 | Commercial | Warehouse | Existing | Food Preparation | Natural Gas | Double Rack Oven | E9 | PCT BC Ratio | 0 | 0 | 0 | 0 | 0 | 0 | 0 | 0 | 0 | 0 | 0 | 0 | 0 | 0 | 0 | 0 | 0 | 0 | 0 | 0 | 0 | 0 | 0 | 0 | 0 | 0 | 0 | 0 | 0 | 0 | 0
F4_Commercial_Warehouse_Existing_Food Preparation_Natural Gas_Double Rack Oven_E10 | F4 | Commercial | Warehouse | Existing | Food Preparation | Natural Gas | Double Rack Oven | E10 | PCT BC Ratio | 0 | 0 | 0 | 0 | 0 | 0 | 0 | 0 | 0 | 0 | 0 | 0 | 0 | 0 | 0 | 0 | 0 | 0 | 0 | 0 | 0 | 0 | 0 | 0 | 0 | 0 | 0 | 0 | 0 | 0 | 0
F5_Commercial_Warehouse_Existing_Food Preparation_Natural Gas_Double Rack Oven_E1 | F5 | Commercial | Warehouse | Existing | Food Preparation | Natural Gas | Double Rack Oven | E1 | RIM BC Ratio | 0.9 | 0.9 | 0.9 | 0.9 | 0.9 | 0.9 | 0.9 | 0.9 | 0.9 | 0.9 | 0.9 | 0.9 | 0.9 | 0.9 | 0.9 | 0.9 | 0.9 | 0.9 | 0.9 | 0.9 | 0.9 | 0.9 | 0.9 | 0.9 | 0.9 | 0.9 | 0.9 | 0.9 | 0.9 | 0.9 | 0.9
F5_Commercial_Warehouse_Existing_Food Preparation_Natural Gas_Double Rack Oven_E2 | F5 | Commercial | Warehouse | Existing | Food Preparation | Natural Gas | Double Rack Oven | E2 | RIM BC Ratio | 0.65816 | 0.66029 | 0.6618 | 0.66103 | 0.66117 | 0.6529 | 0.64544 | 0.641 | 0.6391 | 0.6445 | 0.65115 | 0.65762 | 0.64545 | 0.65375 | 0.65423 | 0.65352 | 0.65365 | 0.65409 | 0.65135 | 0.65301 | 0.65412 | 0.65565 | 0.65759 | 0.54307 | 0.53932 | 0.5357 | 0.53221 | 0.5288 | 0.52547 | 0.52219 | 0.51894
F5_Commercial_Warehouse_Existing_Food Preparation_Natural Gas_Double Rack Oven_E3 | F5 | Commercial | Warehouse | Existing | Food Preparation | Natural Gas | Double Rack Oven | E3 | RIM BC Ratio | 0 | 0 | 0 | 0 | 0 | 0 | 0 | 0 | 0 | 0 | 0 | 0 | 0 | 0 | 0 | 0 | 0 | 0 | 0 | 0 | 0 | 0 | 0 | 0 | 0 | 0 | 0 | 0 | 0 | 0 | 0
F5_Commercial_Warehouse_Existing_Food Preparation_Natural Gas_Double Rack Oven_E4 | F5 | Commercial | Warehouse | Existing | Food Preparation | Natural Gas | Double Rack Oven | E4 | RIM BC Ratio | 0 | 0 | 0 | 0 | 0 | 0 | 0 | 0 | 0 | 0 | 0 | 0 | 0 | 0 | 0 | 0 | 0 | 0 | 0 | 0 | 0 | 0 | 0 | 0 | 0 | 0 | 0 | 0 | 0 | 0 | 0
F5_Commercial_Warehouse_Existing_Food Preparation_Natural Gas_Double Rack Oven_E5 | F5 | Commercial | Warehouse | Existing | Food Preparation | Natural Gas | Double Rack Oven | E5 | RIM BC Ratio | 0 | 0 | 0 | 0 | 0 | 0 | 0 | 0 | 0 | 0 | 0 | 0 | 0 | 0 | 0 | 0 | 0 | 0 | 0 | 0 | 0 | 0 | 0 | 0 | 0 | 0 | 0 | 0 | 0 | 0 | 0
F5_Commercial_Warehouse_Existing_Food Preparation_Natural Gas_Double Rack Oven_E6 | F5 | Commercial | Warehouse | Existing | Food Preparation | Natural Gas | Double Rack Oven | E6 | RIM BC Ratio | 0 | 0 | 0 | 0 | 0 | 0 | 0 | 0 | 0 | 0 | 0 | 0 | 0 | 0 | 0 | 0 | 0 | 0 | 0 | 0 | 0 | 0 | 0 | 0 | 0 | 0 | 0 | 0 | 0 | 0 | 0
F5_Commercial_Warehouse_Existing_Food Preparation_Natural Gas_Double Rack Oven_E7 | F5 | Commercial | Warehouse | Existing | Food Preparation | Natural Gas | Double Rack Oven | E7 | RIM BC Ratio | 0 | 0 | 0 | 0 | 0 | 0 | 0 | 0 | 0 | 0 | 0 | 0 | 0 | 0 | 0 | 0 | 0 | 0 | 0 | 0 | 0 | 0 | 0 | 0 | 0 | 0 | 0 | 0 | 0 | 0 | 0
F5_Commercial_Warehouse_Existing_Food Preparation_Natural Gas_Double Rack Oven_E8 | F5 | Commercial | Warehouse | Existing | Food Preparation | Natural Gas | Double Rack Oven | E8 | RIM BC Ratio | 0 | 0 | 0 | 0 | 0 | 0 | 0 | 0 | 0 | 0 | 0 | 0 | 0 | 0 | 0 | 0 | 0 | 0 | 0 | 0 | 0 | 0 | 0 | 0 | 0 | 0 | 0 | 0 | 0 | 0 | 0
F5_Commercial_Warehouse_Existing_Food Preparation_Natural Gas_Double Rack Oven_E9 | F5 | Commercial | Warehouse | Existing | Food Preparation | Natural Gas | Double Rack Oven | E9 | RIM BC Ratio | 0 | 0 | 0 | 0 | 0 | 0 | 0 | 0 | 0 | 0 | 0 | 0 | 0 | 0 | 0 | 0 | 0 | 0 | 0 | 0 | 0 | 0 | 0 | 0 | 0 | 0 | 0 | 0 | 0 | 0 | 0
F5_Commercial_Warehouse_Existing_Food Preparation_Natural Gas_Double Rack Oven_E10 | F5 | Commercial | Warehouse | Existing | Food Preparation | Natural Gas | Double Rack Oven | E10 | RIM BC Ratio | 0 | 0 | 0 | 0 | 0 | 0 | 0 | 0 | 0 | 0 | 0 | 0 | 0 | 0 | 0 | 0 | 0 | 0 | 0 | 0 | 0 | 0 | 0 | 0 | 0 | 0 | 0 | 0 | 0 | 0 | 0
F0_Commercial_Warehouse_Existing_Food Preparation_Natural Gas_Fryer_E0 | F0 | Commercial | Warehouse | Existing | Food Preparation | Natural Gas | Fryer | E0 | Economic Unit | ENERGY STAR (3.0) | ENERGY STAR (3.0) | ENERGY STAR (3.0) | ENERGY STAR (3.0) | ENERGY STAR (3.0) | ENERGY STAR (3.0) | ENERGY STAR (3.0) | ENERGY STAR (3.0) | ENERGY STAR (3.0) | ENERGY STAR (3.0) | ENERGY STAR (3.0) | ENERGY STAR (3.0) | ENERGY STAR (3.0) | ENERGY STAR (3.0) | ENERGY STAR (3.0) | ENERGY STAR (3.0) | ENERGY STAR (3.0) | ENERGY STAR (3.0) | ENERGY STAR (3.0) | ENERGY STAR (3.0) | ENERGY STAR (3.0) | ENERGY STAR (3.0) | ENERGY STAR (3.0) | ENERGY STAR (3.0) | ENERGY STAR (3.0) | ENERGY STAR (3.0) | ENERGY STAR (3.0) | ENERGY STAR (3.0) | ENERGY STAR (3.0) | ENERGY STAR (3.0) | ENERGY STAR (3.0)
F1_Commercial_Warehouse_Existing_Food Preparation_Natural Gas_Fryer_E1 | F1 | Commercial | Warehouse | Existing | Food Preparation | Natural Gas | Fryer | E1 | CCE | 0 | 0 | 0 | 0 | 0 | 0 | 0 | 0 | 0 | 0 | 0 | 0 | 0 | 0 | 0 | 0 | 0 | 0 | 0 | 0 | 0 | 0 | 0 | 0 | 0 | 0 | 0 | 0 | 0 | 0 | 0
F1_Commercial_Warehouse_Existing_Food Preparation_Natural Gas_Fryer_E2 | F1 | Commercial | Warehouse | Existing | Food Preparation | Natural Gas | Fryer | E2 | CCE | 0.0069821 | 0.0067123 | 0.0067443 | 0 | 0 | 0 | 0 | 0 | 0 | 0 | 0 | 0 | 0 | 0 | 0 | 0 | 0 | 0 | 0 | 0 | 0 | 0 | 0 | 0 | 0 | 0 | 0 | 0 | 0 | 0 | 0
F1_Commercial_Warehouse_Existing_Food Preparation_Natural Gas_Fryer_E3 | F1 | Commercial | Warehouse | Existing | Food Preparation | Natural Gas | Fryer | E3 | CCE | 0 | 0 | 0 | 0 | 0 | 0 | 0 | 0 | 0 | 0 | 0 | 0 | 0 | 0 | 0 | 0 | 0 | 0 | 0 | 0 | 0 | 0 | 0 | 0 | 0 | 0 | 0 | 0 | 0 | 0 | 0
F1_Commercial_Warehouse_Existing_Food Preparation_Natural Gas_Fryer_E4 | F1 | Commercial | Warehouse | Existing | Food Preparation | Natural Gas | Fryer | E4 | CCE | 0 | 0 | 0 | 0 | 0 | 0 | 0 | 0 | 0 | 0 | 0 | 0 | 0 | 0 | 0 | 0 | 0 | 0 | 0 | 0 | 0 | 0 | 0 | 0 | 0 | 0 | 0 | 0 | 0 | 0 | 0
F1_Commercial_Warehouse_Existing_Food Preparation_Natural Gas_Fryer_E5 | F1 | Commercial | Warehouse | Existing | Food Preparation | Natural Gas | Fryer | E5 | CCE | 0 | 0 | 0 | 0 | 0 | 0 | 0 | 0 | 0 | 0 | 0 | 0 | 0 | 0 | 0 | 0 | 0 | 0 | 0 | 0 | 0 | 0 | 0 | 0 | 0 | 0 | 0 | 0 | 0 | 0 | 0
F1_Commercial_Warehouse_Existing_Food Preparation_Natural Gas_Fryer_E6 | F1 | Commercial | Warehouse | Existing | Food Preparation | Natural Gas | Fryer | E6 | CCE | 0 | 0 | 0 | 0 | 0 | 0 | 0 | 0 | 0 | 0 | 0 | 0 | 0 | 0 | 0 | 0 | 0 | 0 | 0 | 0 | 0 | 0 | 0 | 0 | 0 | 0 | 0 | 0 | 0 | 0 | 0
F1_Commercial_Warehouse_Existing_Food Preparation_Natural Gas_Fryer_E7 | F1 | Commercial | Warehouse | Existing | Food Preparation | Natural Gas | Fryer | E7 | CCE | 0 | 0 | 0 | 0 | 0 | 0 | 0 | 0 | 0 | 0 | 0 | 0 | 0 | 0 | 0 | 0 | 0 | 0 | 0 | 0 | 0 | 0 | 0 | 0 | 0 | 0 | 0 | 0 | 0 | 0 | 0
F1_Commercial_Warehouse_Existing_Food Preparation_Natural Gas_Fryer_E8 | F1 | Commercial | Warehouse | Existing | Food Preparation | Natural Gas | Fryer | E8 | CCE | 0 | 0 | 0 | 0 | 0 | 0 | 0 | 0 | 0 | 0 | 0 | 0 | 0 | 0 | 0 | 0 | 0 | 0 | 0 | 0 | 0 | 0 | 0 | 0 | 0 | 0 | 0 | 0 | 0 | 0 | 0
F1_Commercial_Warehouse_Existing_Food Preparation_Natural Gas_Fryer_E9 | F1 | Commercial | Warehouse | Existing | Food Preparation | Natural Gas | Fryer | E9 | CCE | 0 | 0 | 0 | 0 | 0 | 0 | 0 | 0 | 0 | 0 | 0 | 0 | 0 | 0 | 0 | 0 | 0 | 0 | 0 | 0 | 0 | 0 | 0 | 0 | 0 | 0 | 0 | 0 | 0 | 0 | 0
F1_Commercial_Warehouse_Existing_Food Preparation_Natural Gas_Fryer_E10 | F1 | Commercial | Warehouse | Existing | Food Preparation | Natural Gas | Fryer | E10 | CCE | 0 | 0 | 0 | 0 | 0 | 0 | 0 | 0 | 0 | 0 | 0 | 0 | 0 | 0 | 0 | 0 | 0 | 0 | 0 | 0 | 0 | 0 | 0 | 0 | 0 | 0 | 0 | 0 | 0 | 0 | 0
F2_Commercial_Warehouse_Existing_Food Preparation_Natural Gas_Fryer_E1 | F2 | Commercial | Warehouse | Existing | Food Preparation | Natural Gas | Fryer | E1 | TRC BC Ratio | 0.9 | 0.9 | 0.9 | 0 | 0 | 0 | 0 | 0 | 0 | 0 | 0 | 0 | 0 | 0 | 0 | 0 | 0 | 0 | 0 | 0 | 0 | 0 | 0 | 0 | 0 | 0 | 0 | 0 | 0 | 0 | 0
F2_Commercial_Warehouse_Existing_Food Preparation_Natural Gas_Fryer_E2 | F2 | Commercial | Warehouse | Existing | Food Preparation | Natural Gas | Fryer | E2 | TRC BC Ratio | 1.4526 | 1.4846 | 1.5103 | 0.9 | 0.9 | 0.9 | 0.9 | 0.9 | 0.9 | 0.9 | 0.9 | 0.9 | 0.9 | 0.9 | 0.9 | 0.9 | 0.9 | 0.9 | 0.9 | 0.9 | 0.9 | 0.9 | 0.9 | 0.9 | 0.9 | 0.9 | 0.9 | 0.9 | 0.9 | 0.9 | 0.9
F2_Commercial_Warehouse_Existing_Food Preparation_Natural Gas_Fryer_E3 | F2 | Commercial | Warehouse | Existing | Food Preparation | Natural Gas | Fryer | E3 | TRC BC Ratio | 0 | 0 | 0 | 0 | 0 | 0 | 0 | 0 | 0 | 0 | 0 | 0 | 0 | 0 | 0 | 0 | 0 | 0 | 0 | 0 | 0 | 0 | 0 | 0 | 0 | 0 | 0 | 0 | 0 | 0 | 0
F2_Commercial_Warehouse_Existing_Food Preparation_Natural Gas_Fryer_E4 | F2 | Commercial | Warehouse | Existing | Food Preparation | Natural Gas | Fryer | E4 | TRC BC Ratio | 0 | 0 | 0 | 0 | 0 | 0 | 0 | 0 | 0 | 0 | 0 | 0 | 0 | 0 | 0 | 0 | 0 | 0 | 0 | 0 | 0 | 0 | 0 | 0 | 0 | 0 | 0 | 0 | 0 | 0 | 0
F2_Commercial_Warehouse_Existing_Food Preparation_Natural Gas_Fryer_E5 | F2 | Commercial | Warehouse | Existing | Food Preparation | Natural Gas | Fryer | E5 | TRC BC Ratio | 0 | 0 | 0 | 0 | 0 | 0 | 0 | 0 | 0 | 0 | 0 | 0 | 0 | 0 | 0 | 0 | 0 | 0 | 0 | 0 | 0 | 0 | 0 | 0 | 0 | 0 | 0 | 0 | 0 | 0 | 0
F2_Commercial_Warehouse_Existing_Food Preparation_Natural Gas_Fryer_E6 | F2 | Commercial | Warehouse | Existing | Food Preparation | Natural Gas | Fryer | E6 | TRC BC Ratio | 0 | 0 | 0 | 0 | 0 | 0 | 0 | 0 | 0 | 0 | 0 | 0 | 0 | 0 | 0 | 0 | 0 | 0 | 0 | 0 | 0 | 0 | 0 | 0 | 0 | 0 | 0 | 0 | 0 | 0 | 0
F2_Commercial_Warehouse_Existing_Food Preparation_Natural Gas_Fryer_E7 | F2 | Commercial | Warehouse | Existing | Food Preparation | Natural Gas | Fryer | E7 | TRC BC Ratio | 0 | 0 | 0 | 0 | 0 | 0 | 0 | 0 | 0 | 0 | 0 | 0 | 0 | 0 | 0 | 0 | 0 | 0 | 0 | 0 | 0 | 0 | 0 | 0 | 0 | 0 | 0 | 0 | 0 | 0 | 0
F2_Commercial_Warehouse_Existing_Food Preparation_Natural Gas_Fryer_E8 | F2 | Commercial | Warehouse | Existing | Food Preparation | Natural Gas | Fryer | E8 | TRC BC Ratio | 0 | 0 | 0 | 0 | 0 | 0 | 0 | 0 | 0 | 0 | 0 | 0 | 0 | 0 | 0 | 0 | 0 | 0 | 0 | 0 | 0 | 0 | 0 | 0 | 0 | 0 | 0 | 0 | 0 | 0 | 0
F2_Commercial_Warehouse_Existing_Food Preparation_Natural Gas_Fryer_E9 | F2 | Commercial | Warehouse | Existing | Food Preparation | Natural Gas | Fryer | E9 | TRC BC Ratio | 0 | 0 | 0 | 0 | 0 | 0 | 0 | 0 | 0 | 0 | 0 | 0 | 0 | 0 | 0 | 0 | 0 | 0 | 0 | 0 | 0 | 0 | 0 | 0 | 0 | 0 | 0 | 0 | 0 | 0 | 0
F2_Commercial_Warehouse_Existing_Food Preparation_Natural Gas_Fryer_E10 | F2 | Commercial | Warehouse | Existing | Food Preparation | Natural Gas | Fryer | E10 | TRC BC Ratio | 0 | 0 | 0 | 0 | 0 | 0 | 0 | 0 | 0 | 0 | 0 | 0 | 0 | 0 | 0 | 0 | 0 | 0 | 0 | 0 | 0 | 0 | 0 | 0 | 0 | 0 | 0 | 0 | 0 | 0 | 0
F3_Commercial_Warehouse_Existing_Food Preparation_Natural Gas_Fryer_E1 | F3 | Commercial | Warehouse | Existing | Food Preparation | Natural Gas | Fryer | E1 | PACT BC Ratio | 0.9 | 0.9 | 0.9 | 0 | 0 | 0 | 0 | 0 | 0 | 0 | 0 | 0 | 0 | 0 | 0 | 0 | 0 | 0 | 0 | 0 | 0 | 0 | 0 | 0 | 0 | 0 | 0 | 0 | 0 | 0 | 0
F3_Commercial_Warehouse_Existing_Food Preparation_Natural Gas_Fryer_E2 | F3 | Commercial | Warehouse | Existing | Food Preparation | Natural Gas | Fryer | E2 | PACT BC Ratio | 1.4526 | 1.4846 | 1.5103 | 0.9 | 0.9 | 0.9 | 0.9 | 0.9 | 0.9 | 0.9 | 0.9 | 0.9 | 0.9 | 0.9 | 0.9 | 0.9 | 0.9 | 0.9 | 0.9 | 0.9 | 0.9 | 0.9 | 0.9 | 0.9 | 0.9 | 0.9 | 0.9 | 0.9 | 0.9 | 0.9 | 0.9
F3_Commercial_Warehouse_Existing_Food Preparation_Natural Gas_Fryer_E3 | F3 | Commercial | Warehouse | Existing | Food Preparation | Natural Gas | Fryer | E3 | PACT BC Ratio | 0 | 0 | 0 | 0 | 0 | 0 | 0 | 0 | 0 | 0 | 0 | 0 | 0 | 0 | 0 | 0 | 0 | 0 | 0 | 0 | 0 | 0 | 0 | 0 | 0 | 0 | 0 | 0 | 0 | 0 | 0
F3_Commercial_Warehouse_Existing_Food Preparation_Natural Gas_Fryer_E4 | F3 | Commercial | Warehouse | Existing | Food Preparation | Natural Gas | Fryer | E4 | PACT BC Ratio | 0 | 0 | 0 | 0 | 0 | 0 | 0 | 0 | 0 | 0 | 0 | 0 | 0 | 0 | 0 | 0 | 0 | 0 | 0 | 0 | 0 | 0 | 0 | 0 | 0 | 0 | 0 | 0 | 0 | 0 | 0
F3_Commercial_Warehouse_Existing_Food Preparation_Natural Gas_Fryer_E5 | F3 | Commercial | Warehouse | Existing | Food Preparation | Natural Gas | Fryer | E5 | PACT BC Ratio | 0 | 0 | 0 | 0 | 0 | 0 | 0 | 0 | 0 | 0 | 0 | 0 | 0 | 0 | 0 | 0 | 0 | 0 | 0 | 0 | 0 | 0 | 0 | 0 | 0 | 0 | 0 | 0 | 0 | 0 | 0
F3_Commercial_Warehouse_Existing_Food Preparation_Natural Gas_Fryer_E6 | F3 | Commercial | Warehouse | Existing | Food Preparation | Natural Gas | Fryer | E6 | PACT BC Ratio | 0 | 0 | 0 | 0 | 0 | 0 | 0 | 0 | 0 | 0 | 0 | 0 | 0 | 0 | 0 | 0 | 0 | 0 | 0 | 0 | 0 | 0 | 0 | 0 | 0 | 0 | 0 | 0 | 0 | 0 | 0
F3_Commercial_Warehouse_Existing_Food Preparation_Natural Gas_Fryer_E7 | F3 | Commercial | Warehouse | Existing | Food Preparation | Natural Gas | Fryer | E7 | PACT BC Ratio | 0 | 0 | 0 | 0 | 0 | 0 | 0 | 0 | 0 | 0 | 0 | 0 | 0 | 0 | 0 | 0 | 0 | 0 | 0 | 0 | 0 | 0 | 0 | 0 | 0 | 0 | 0 | 0 | 0 | 0 | 0
F3_Commercial_Warehouse_Existing_Food Preparation_Natural Gas_Fryer_E8 | F3 | Commercial | Warehouse | Existing | Food Preparation | Natural Gas | Fryer | E8 | PACT BC Ratio | 0 | 0 | 0 | 0 | 0 | 0 | 0 | 0 | 0 | 0 | 0 | 0 | 0 | 0 | 0 | 0 | 0 | 0 | 0 | 0 | 0 | 0 | 0 | 0 | 0 | 0 | 0 | 0 | 0 | 0 | 0
F3_Commercial_Warehouse_Existing_Food Preparation_Natural Gas_Fryer_E9 | F3 | Commercial | Warehouse | Existing | Food Preparation | Natural Gas | Fryer | E9 | PACT BC Ratio | 0 | 0 | 0 | 0 | 0 | 0 | 0 | 0 | 0 | 0 | 0 | 0 | 0 | 0 | 0 | 0 | 0 | 0 | 0 | 0 | 0 | 0 | 0 | 0 | 0 | 0 | 0 | 0 | 0 | 0 | 0
F3_Commercial_Warehouse_Existing_Food Preparation_Natural Gas_Fryer_E10 | F3 | Commercial | Warehouse | Existing | Food Preparation | Natural Gas | Fryer | E10 | PACT BC Ratio | 0 | 0 | 0 | 0 | 0 | 0 | 0 | 0 | 0 | 0 | 0 | 0 | 0 | 0 | 0 | 0 | 0 | 0 | 0 | 0 | 0 | 0 | 0 | 0 | 0 | 0 | 0 | 0 | 0 | 0 | 0
F4_Commercial_Warehouse_Existing_Food Preparation_Natural Gas_Fryer_E1 | F4 | Commercial | Warehouse | Existing | Food Preparation | Natural Gas | Fryer | E1 | PCT BC Ratio | 0.9 | 0.9 | 0.9 | 0 | 0 | 0 | 0 | 0 | 0 | 0 | 0 | 0 | 0 | 0 | 0 | 0 | 0 | 0 | 0 | 0 | 0 | 0 | 0 | 0 | 0 | 0 | 0 | 0 | 0 | 0 | 0
F4_Commercial_Warehouse_Existing_Food Preparation_Natural Gas_Fryer_E2 | F4 | Commercial | Warehouse | Existing | Food Preparation | Natural Gas | Fryer | E2 | PCT BC Ratio | 4.6546 | 4.7351 | 4.7997 | 0.9 | 0.9 | 0.9 | 0.9 | 0.9 | 0.9 | 0.9 | 0.9 | 0.9 | 0.9 | 0.9 | 0.9 | 0.9 | 0.9 | 0.9 | 0.9 | 0.9 | 0.9 | 0.9 | 0.9 | 0.9 | 0.9 | 0.9 | 0.9 | 0.9 | 0.9 | 0.9 | 0.9
F4_Commercial_Warehouse_Existing_Food Preparation_Natural Gas_Fryer_E3 | F4 | Commercial | Warehouse | Existing | Food Preparation | Natural Gas | Fryer | E3 | PCT BC Ratio | 0 | 0 | 0 | 0 | 0 | 0 | 0 | 0 | 0 | 0 | 0 | 0 | 0 | 0 | 0 | 0 | 0 | 0 | 0 | 0 | 0 | 0 | 0 | 0 | 0 | 0 | 0 | 0 | 0 | 0 | 0
F4_Commercial_Warehouse_Existing_Food Preparation_Natural Gas_Fryer_E4 | F4 | Commercial | Warehouse | Existing | Food Preparation | Natural Gas | Fryer | E4 | PCT BC Ratio | 0 | 0 | 0 | 0 | 0 | 0 | 0 | 0 | 0 | 0 | 0 | 0 | 0 | 0 | 0 | 0 | 0 | 0 | 0 | 0 | 0 | 0 | 0 | 0 | 0 | 0 | 0 | 0 | 0 | 0 | 0
F4_Commercial_Warehouse_Existing_Food Preparation_Natural Gas_Fryer_E5 | F4 | Commercial | Warehouse | Existing | Food Preparation | Natural Gas | Fryer | E5 | PCT BC Ratio | 0 | 0 | 0 | 0 | 0 | 0 | 0 | 0 | 0 | 0 | 0 | 0 | 0 | 0 | 0 | 0 | 0 | 0 | 0 | 0 | 0 | 0 | 0 | 0 | 0 | 0 | 0 | 0 | 0 | 0 | 0
F4_Commercial_Warehouse_Existing_Food Preparation_Natural Gas_Fryer_E6 | F4 | Commercial | Warehouse | Existing | Food Preparation | Natural Gas | Fryer | E6 | PCT BC Ratio | 0 | 0 | 0 | 0 | 0 | 0 | 0 | 0 | 0 | 0 | 0 | 0 | 0 | 0 | 0 | 0 | 0 | 0 | 0 | 0 | 0 | 0 | 0 | 0 | 0 | 0 | 0 | 0 | 0 | 0 | 0
F4_Commercial_Warehouse_Existing_Food Preparation_Natural Gas_Fryer_E7 | F4 | Commercial | Warehouse | Existing | Food Preparation | Natural Gas | Fryer | E7 | PCT BC Ratio | 0 | 0 | 0 | 0 | 0 | 0 | 0 | 0 | 0 | 0 | 0 | 0 | 0 | 0 | 0 | 0 | 0 | 0 | 0 | 0 | 0 | 0 | 0 | 0 | 0 | 0 | 0 | 0 | 0 | 0 | 0
F4_Commercial_Warehouse_Existing_Food Preparation_Natural Gas_Fryer_E8 | F4 | Commercial | Warehouse | Existing | Food Preparation | Natural Gas | Fryer | E8 | PCT BC Ratio | 0 | 0 | 0 | 0 | 0 | 0 | 0 | 0 | 0 | 0 | 0 | 0 | 0 | 0 | 0 | 0 | 0 | 0 | 0 | 0 | 0 | 0 | 0 | 0 | 0 | 0 | 0 | 0 | 0 | 0 | 0
F4_Commercial_Warehouse_Existing_Food Preparation_Natural Gas_Fryer_E9 | F4 | Commercial | Warehouse | Existing | Food Preparation | Natural Gas | Fryer | E9 | PCT BC Ratio | 0 | 0 | 0 | 0 | 0 | 0 | 0 | 0 | 0 | 0 | 0 | 0 | 0 | 0 | 0 | 0 | 0 | 0 | 0 | 0 | 0 | 0 | 0 | 0 | 0 | 0 | 0 | 0 | 0 | 0 | 0
F4_Commercial_Warehouse_Existing_Food Preparation_Natural Gas_Fryer_E10 | F4 | Commercial | Warehouse | Existing | Food Preparation | Natural Gas | Fryer | E10 | PCT BC Ratio | 0 | 0 | 0 | 0 | 0 | 0 | 0 | 0 | 0 | 0 | 0 | 0 | 0 | 0 | 0 | 0 | 0 | 0 | 0 | 0 | 0 | 0 | 0 | 0 | 0 | 0 | 0 | 0 | 0 | 0 | 0
F5_Commercial_Warehouse_Existing_Food Preparation_Natural Gas_Fryer_E1 | F5 | Commercial | Warehouse | Existing | Food Preparation | Natural Gas | Fryer | E1 | RIM BC Ratio | 0.9 | 0.9 | 0.9 | 0 | 0 | 0 | 0 | 0 | 0 | 0 | 0 | 0 | 0 | 0 | 0 | 0 | 0 | 0 | 0 | 0 | 0 | 0 | 0 | 0 | 0 | 0 | 0 | 0 | 0 | 0 | 0
F5_Commercial_Warehouse_Existing_Food Preparation_Natural Gas_Fryer_E2 | F5 | Commercial | Warehouse | Existing | Food Preparation | Natural Gas | Fryer | E2 | RIM BC Ratio | 0.53008 | 0.53428 | 0.53758 | 0.9 | 0.9 | 0.9 | 0.9 | 0.9 | 0.9 | 0.9 | 0.9 | 0.9 | 0.9 | 0.9 | 0.9 | 0.9 | 0.9 | 0.9 | 0.9 | 0.9 | 0.9 | 0.9 | 0.9 | 0.9 | 0.9 | 0.9 | 0.9 | 0.9 | 0.9 | 0.9 | 0.9
F5_Commercial_Warehouse_Existing_Food Preparation_Natural Gas_Fryer_E3 | F5 | Commercial | Warehouse | Existing | Food Preparation | Natural Gas | Fryer | E3 | RIM BC Ratio | 0 | 0 | 0 | 0 | 0 | 0 | 0 | 0 | 0 | 0 | 0 | 0 | 0 | 0 | 0 | 0 | 0 | 0 | 0 | 0 | 0 | 0 | 0 | 0 | 0 | 0 | 0 | 0 | 0 | 0 | 0
F5_Commercial_Warehouse_Existing_Food Preparation_Natural Gas_Fryer_E4 | F5 | Commercial | Warehouse | Existing | Food Preparation | Natural Gas | Fryer | E4 | RIM BC Ratio | 0 | 0 | 0 | 0 | 0 | 0 | 0 | 0 | 0 | 0 | 0 | 0 | 0 | 0 | 0 | 0 | 0 | 0 | 0 | 0 | 0 | 0 | 0 | 0 | 0 | 0 | 0 | 0 | 0 | 0 | 0
F5_Commercial_Warehouse_Existing_Food Preparation_Natural Gas_Fryer_E5 | F5 | Commercial | Warehouse | Existing | Food Preparation | Natural Gas | Fryer | E5 | RIM BC Ratio | 0 | 0 | 0 | 0 | 0 | 0 | 0 | 0 | 0 | 0 | 0 | 0 | 0 | 0 | 0 | 0 | 0 | 0 | 0 | 0 | 0 | 0 | 0 | 0 | 0 | 0 | 0 | 0 | 0 | 0 | 0
F5_Commercial_Warehouse_Existing_Food Preparation_Natural Gas_Fryer_E6 | F5 | Commercial | Warehouse | Existing | Food Preparation | Natural Gas | Fryer | E6 | RIM BC Ratio | 0 | 0 | 0 | 0 | 0 | 0 | 0 | 0 | 0 | 0 | 0 | 0 | 0 | 0 | 0 | 0 | 0 | 0 | 0 | 0 | 0 | 0 | 0 | 0 | 0 | 0 | 0 | 0 | 0 | 0 | 0
F5_Commercial_Warehouse_Existing_Food Preparation_Natural Gas_Fryer_E7 | F5 | Commercial | Warehouse | Existing | Food Preparation | Natural Gas | Fryer | E7 | RIM BC Ratio | 0 | 0 | 0 | 0 | 0 | 0 | 0 | 0 | 0 | 0 | 0 | 0 | 0 | 0 | 0 | 0 | 0 | 0 | 0 | 0 | 0 | 0 | 0 | 0 | 0 | 0 | 0 | 0 | 0 | 0 | 0
F5_Commercial_Warehouse_Existing_Food Preparation_Natural Gas_Fryer_E8 | F5 | Commercial | Warehouse | Existing | Food Preparation | Natural Gas | Fryer | E8 | RIM BC Ratio | 0 | 0 | 0 | 0 | 0 | 0 | 0 | 0 | 0 | 0 | 0 | 0 | 0 | 0 | 0 | 0 | 0 | 0 | 0 | 0 | 0 | 0 | 0 | 0 | 0 | 0 | 0 | 0 | 0 | 0 | 0
F5_Commercial_Warehouse_Existing_Food Preparation_Natural Gas_Fryer_E9 | F5 | Commercial | Warehouse | Existing | Food Preparation | Natural Gas | Fryer | E9 | RIM BC Ratio | 0 | 0 | 0 | 0 | 0 | 0 | 0 | 0 | 0 | 0 | 0 | 0 | 0 | 0 | 0 | 0 | 0 | 0 | 0 | 0 | 0 | 0 | 0 | 0 | 0 | 0 | 0 | 0 | 0 | 0 | 0
F5_Commercial_Warehouse_Existing_Food Preparation_Natural Gas_Fryer_E10 | F5 | Commercial | Warehouse | Existing | Food Preparation | Natural Gas | Fryer | E10 | RIM BC Ratio | 0 | 0 | 0 | 0 | 0 | 0 | 0 | 0 | 0 | 0 | 0 | 0 | 0 | 0 | 0 | 0 | 0 | 0 | 0 | 0 | 0 | 0 | 0 | 0 | 0 | 0 | 0 | 0 | 0 | 0 | 0
F0_Commercial_Warehouse_Existing_Food Preparation_Natural Gas_Broiler_E0 | F0 | Commercial | Warehouse | Existing | Food Preparation | Natural Gas | Broiler | E0 | Economic Unit | Infrared Burners | Infrared Burners | Infrared Burners | Infrared Burners | Infrared Burners | Infrared Burners | Infrared Burners | Infrared Burners | Infrared Burners | Infrared Burners | Infrared Burners | Infrared Burners | Infrared Burners | Infrared Burners | Infrared Burners | Infrared Burners | Infrared Burners | Infrared Burners | Infrared Burners | Infrared Burners | Infrared Burners | Infrared Burners | Infrared Burners | Standard | Standard | Standard | Standard | Standard | Standard | Standard | Standard
F1_Commercial_Warehouse_Existing_Food Preparation_Natural Gas_Broiler_E1 | F1 | Commercial | Warehouse | Existing | Food Preparation | Natural Gas | Broiler | E1 | CCE | 0 | 0 | 0 | 0 | 0 | 0 | 0 | 0 | 0 | 0 | 0 | 0 | 0 | 0 | 0 | 0 | 0 | 0 | 0 | 0 | 0 | 0 | 0 | 0 | 0 | 0 | 0 | 0 | 0 | 0 | 0
F1_Commercial_Warehouse_Existing_Food Preparation_Natural Gas_Broiler_E2 | F1 | Commercial | Warehouse | Existing | Food Preparation | Natural Gas | Broiler | E2 | CCE | 0.0095007 | 0.0091336 | 0.0091772 | 0.0092731 | 0.0092731 | 0.0092731 | 0.0092731 | 0.0092731 | 0.0092731 | 0.0092731 | 0.0092731 | 0.0092731 | 0.0092731 | 0.0092731 | 0.0092731 | 0.0092731 | 0.0092731 | 0.0092731 | 0.0092731 | 0.0092731 | 0.0092731 | 0.0092731 | 0.0092731 | 0.0092731 | 0.0092731 | 0.0092731 | 0.0092731 | 0.0092731 | 0.0092731 | 0.0092731 | 0.0092731
F1_Commercial_Warehouse_Existing_Food Preparation_Natural Gas_Broiler_E3 | F1 | Commercial | Warehouse | Existing | Food Preparation | Natural Gas | Broiler | E3 | CCE | 0 | 0 | 0 | 0 | 0 | 0 | 0 | 0 | 0 | 0 | 0 | 0 | 0 | 0 | 0 | 0 | 0 | 0 | 0 | 0 | 0 | 0 | 0 | 0 | 0 | 0 | 0 | 0 | 0 | 0 | 0
F1_Commercial_Warehouse_Existing_Food Preparation_Natural Gas_Broiler_E4 | F1 | Commercial | Warehouse | Existing | Food Preparation | Natural Gas | Broiler | E4 | CCE | 0 | 0 | 0 | 0 | 0 | 0 | 0 | 0 | 0 | 0 | 0 | 0 | 0 | 0 | 0 | 0 | 0 | 0 | 0 | 0 | 0 | 0 | 0 | 0 | 0 | 0 | 0 | 0 | 0 | 0 | 0
F1_Commercial_Warehouse_Existing_Food Preparation_Natural Gas_Broiler_E5 | F1 | Commercial | Warehouse | Existing | Food Preparation | Natural Gas | Broiler | E5 | CCE | 0 | 0 | 0 | 0 | 0 | 0 | 0 | 0 | 0 | 0 | 0 | 0 | 0 | 0 | 0 | 0 | 0 | 0 | 0 | 0 | 0 | 0 | 0 | 0 | 0 | 0 | 0 | 0 | 0 | 0 | 0
F1_Commercial_Warehouse_Existing_Food Preparation_Natural Gas_Broiler_E6 | F1 | Commercial | Warehouse | Existing | Food Preparation | Natural Gas | Broiler | E6 | CCE | 0 | 0 | 0 | 0 | 0 | 0 | 0 | 0 | 0 | 0 | 0 | 0 | 0 | 0 | 0 | 0 | 0 | 0 | 0 | 0 | 0 | 0 | 0 | 0 | 0 | 0 | 0 | 0 | 0 | 0 | 0
F1_Commercial_Warehouse_Existing_Food Preparation_Natural Gas_Broiler_E7 | F1 | Commercial | Warehouse | Existing | Food Preparation | Natural Gas | Broiler | E7 | CCE | 0 | 0 | 0 | 0 | 0 | 0 | 0 | 0 | 0 | 0 | 0 | 0 | 0 | 0 | 0 | 0 | 0 | 0 | 0 | 0 | 0 | 0 | 0 | 0 | 0 | 0 | 0 | 0 | 0 | 0 | 0
F1_Commercial_Warehouse_Existing_Food Preparation_Natural Gas_Broiler_E8 | F1 | Commercial | Warehouse | Existing | Food Preparation | Natural Gas | Broiler | E8 | CCE | 0 | 0 | 0 | 0 | 0 | 0 | 0 | 0 | 0 | 0 | 0 | 0 | 0 | 0 | 0 | 0 | 0 | 0 | 0 | 0 | 0 | 0 | 0 | 0 | 0 | 0 | 0 | 0 | 0 | 0 | 0
F1_Commercial_Warehouse_Existing_Food Preparation_Natural Gas_Broiler_E9 | F1 | Commercial | Warehouse | Existing | Food Preparation | Natural Gas | Broiler | E9 | CCE | 0 | 0 | 0 | 0 | 0 | 0 | 0 | 0 | 0 | 0 | 0 | 0 | 0 | 0 | 0 | 0 | 0 | 0 | 0 | 0 | 0 | 0 | 0 | 0 | 0 | 0 | 0 | 0 | 0 | 0 | 0
F1_Commercial_Warehouse_Existing_Food Preparation_Natural Gas_Broiler_E10 | F1 | Commercial | Warehouse | Existing | Food Preparation | Natural Gas | Broiler | E10 | CCE | 0 | 0 | 0 | 0 | 0 | 0 | 0 | 0 | 0 | 0 | 0 | 0 | 0 | 0 | 0 | 0 | 0 | 0 | 0 | 0 | 0 | 0 | 0 | 0 | 0 | 0 | 0 | 0 | 0 | 0 | 0
F2_Commercial_Warehouse_Existing_Food Preparation_Natural Gas_Broiler_E1 | F2 | Commercial | Warehouse | Existing | Food Preparation | Natural Gas | Broiler | E1 | TRC BC Ratio | 0.9 | 0.9 | 0.9 | 0.9 | 0.9 | 0.9 | 0.9 | 0.9 | 0.9 | 0.9 | 0.9 | 0.9 | 0.9 | 0.9 | 0.9 | 0.9 | 0.9 | 0.9 | 0.9 | 0.9 | 0.9 | 0.9 | 0.9 | 0.9 | 0.9 | 0.9 | 0.9 | 0.9 | 0.9 | 0.9 | 0.9
F2_Commercial_Warehouse_Existing_Food Preparation_Natural Gas_Broiler_E2 | F2 | Commercial | Warehouse | Existing | Food Preparation | Natural Gas | Broiler | E2 | TRC BC Ratio | 1.0817 | 1.0984 | 1.1105 | 1.1043 | 1.1054 | 1.0419 | 0.98943 | 0.96011 | 0.94795 | 0.98308 | 1.0292 | 1.0775 | 0.98953 | 1.0482 | 1.0518 | 1.0465 | 1.0475 | 1.0507 | 1.0307 | 1.0428 | 1.0509 | 1.0624 | 1.0772 | 0.54026 | 0.52971 | 0.5198 | 0.51043 | 0.50152 | 0.49298 | 0.48476 | 0.4768
F2_Commercial_Warehouse_Existing_Food Preparation_Natural Gas_Broiler_E3 | F2 | Commercial | Warehouse | Existing | Food Preparation | Natural Gas | Broiler | E3 | TRC BC Ratio | 0 | 0 | 0 | 0 | 0 | 0 | 0 | 0 | 0 | 0 | 0 | 0 | 0 | 0 | 0 | 0 | 0 | 0 | 0 | 0 | 0 | 0 | 0 | 0 | 0 | 0 | 0 | 0 | 0 | 0 | 0
F2_Commercial_Warehouse_Existing_Food Preparation_Natural Gas_Broiler_E4 | F2 | Commercial | Warehouse | Existing | Food Preparation | Natural Gas | Broiler | E4 | TRC BC Ratio | 0 | 0 | 0 | 0 | 0 | 0 | 0 | 0 | 0 | 0 | 0 | 0 | 0 | 0 | 0 | 0 | 0 | 0 | 0 | 0 | 0 | 0 | 0 | 0 | 0 | 0 | 0 | 0 | 0 | 0 | 0
F2_Commercial_Warehouse_Existing_Food Preparation_Natural Gas_Broiler_E5 | F2 | Commercial | Warehouse | Existing | Food Preparation | Natural Gas | Broiler | E5 | TRC BC Ratio | 0 | 0 | 0 | 0 | 0 | 0 | 0 | 0 | 0 | 0 | 0 | 0 | 0 | 0 | 0 | 0 | 0 | 0 | 0 | 0 | 0 | 0 | 0 | 0 | 0 | 0 | 0 | 0 | 0 | 0 | 0
F2_Commercial_Warehouse_Existing_Food Preparation_Natural Gas_Broiler_E6 | F2 | Commercial | Warehouse | Existing | Food Preparation | Natural Gas | Broiler | E6 | TRC BC Ratio | 0 | 0 | 0 | 0 | 0 | 0 | 0 | 0 | 0 | 0 | 0 | 0 | 0 | 0 | 0 | 0 | 0 | 0 | 0 | 0 | 0 | 0 | 0 | 0 | 0 | 0 | 0 | 0 | 0 | 0 | 0
F2_Commercial_Warehouse_Existing_Food Preparation_Natural Gas_Broiler_E7 | F2 | Commercial | Warehouse | Existing | Food Preparation | Natural Gas | Broiler | E7 | TRC BC Ratio | 0 | 0 | 0 | 0 | 0 | 0 | 0 | 0 | 0 | 0 | 0 | 0 | 0 | 0 | 0 | 0 | 0 | 0 | 0 | 0 | 0 | 0 | 0 | 0 | 0 | 0 | 0 | 0 | 0 | 0 | 0
F2_Commercial_Warehouse_Existing_Food Preparation_Natural Gas_Broiler_E8 | F2 | Commercial | Warehouse | Existing | Food Preparation | Natural Gas | Broiler | E8 | TRC BC Ratio | 0 | 0 | 0 | 0 | 0 | 0 | 0 | 0 | 0 | 0 | 0 | 0 | 0 | 0 | 0 | 0 | 0 | 0 | 0 | 0 | 0 | 0 | 0 | 0 | 0 | 0 | 0 | 0 | 0 | 0 | 0
F2_Commercial_Warehouse_Existing_Food Preparation_Natural Gas_Broiler_E9 | F2 | Commercial | Warehouse | Existing | Food Preparation | Natural Gas | Broiler | E9 | TRC BC Ratio | 0 | 0 | 0 | 0 | 0 | 0 | 0 | 0 | 0 | 0 | 0 | 0 | 0 | 0 | 0 | 0 | 0 | 0 | 0 | 0 | 0 | 0 | 0 | 0 | 0 | 0 | 0 | 0 | 0 | 0 | 0
F2_Commercial_Warehouse_Existing_Food Preparation_Natural Gas_Broiler_E10 | F2 | Commercial | Warehouse | Existing | Food Preparation | Natural Gas | Broiler | E10 | TRC BC Ratio | 0 | 0 | 0 | 0 | 0 | 0 | 0 | 0 | 0 | 0 | 0 | 0 | 0 | 0 | 0 | 0 | 0 | 0 | 0 | 0 | 0 | 0 | 0 | 0 | 0 | 0 | 0 | 0 | 0 | 0 | 0
F3_Commercial_Warehouse_Existing_Food Preparation_Natural Gas_Broiler_E1 | F3 | Commercial | Warehouse | Existing | Food Preparation | Natural Gas | Broiler | E1 | PACT BC Ratio | 0.9 | 0.9 | 0.9 | 0.9 | 0.9 | 0.9 | 0.9 | 0.9 | 0.9 | 0.9 | 0.9 | 0.9 | 0.9 | 0.9 | 0.9 | 0.9 | 0.9 | 0.9 | 0.9 | 0.9 | 0.9 | 0.9 | 0.9 | 0.9 | 0.9 | 0.9 | 0.9 | 0.9 | 0.9 | 0.9 | 0.9
F3_Commercial_Warehouse_Existing_Food Preparation_Natural Gas_Broiler_E2 | F3 | Commercial | Warehouse | Existing | Food Preparation | Natural Gas | Broiler | E2 | PACT BC Ratio | 1.3418 | 1.3625 | 1.3776 | 1.3699 | 1.3713 | 1.2925 | 1.2274 | 1.191 | 1.1759 | 1.2195 | 1.2768 | 1.3366 | 1.2275 | 1.3003 | 1.3048 | 1.2982 | 1.2994 | 1.3034 | 1.2785 | 1.2936 | 1.3037 | 1.318 | 1.3363 | 0.6702 | 0.65711 | 0.64482 | 0.6332 | 0.62214 | 0.61155 | 0.60135 | 0.59148
F3_Commercial_Warehouse_Existing_Food Preparation_Natural Gas_Broiler_E3 | F3 | Commercial | Warehouse | Existing | Food Preparation | Natural Gas | Broiler | E3 | PACT BC Ratio | 0 | 0 | 0 | 0 | 0 | 0 | 0 | 0 | 0 | 0 | 0 | 0 | 0 | 0 | 0 | 0 | 0 | 0 | 0 | 0 | 0 | 0 | 0 | 0 | 0 | 0 | 0 | 0 | 0 | 0 | 0
F3_Commercial_Warehouse_Existing_Food Preparation_Natural Gas_Broiler_E4 | F3 | Commercial | Warehouse | Existing | Food Preparation | Natural Gas | Broiler | E4 | PACT BC Ratio | 0 | 0 | 0 | 0 | 0 | 0 | 0 | 0 | 0 | 0 | 0 | 0 | 0 | 0 | 0 | 0 | 0 | 0 | 0 | 0 | 0 | 0 | 0 | 0 | 0 | 0 | 0 | 0 | 0 | 0 | 0
F3_Commercial_Warehouse_Existing_Food Preparation_Natural Gas_Broiler_E5 | F3 | Commercial | Warehouse | Existing | Food Preparation | Natural Gas | Broiler | E5 | PACT BC Ratio | 0 | 0 | 0 | 0 | 0 | 0 | 0 | 0 | 0 | 0 | 0 | 0 | 0 | 0 | 0 | 0 | 0 | 0 | 0 | 0 | 0 | 0 | 0 | 0 | 0 | 0 | 0 | 0 | 0 | 0 | 0
F3_Commercial_Warehouse_Existing_Food Preparation_Natural Gas_Broiler_E6 | F3 | Commercial | Warehouse | Existing | Food Preparation | Natural Gas | Broiler | E6 | PACT BC Ratio | 0 | 0 | 0 | 0 | 0 | 0 | 0 | 0 | 0 | 0 | 0 | 0 | 0 | 0 | 0 | 0 | 0 | 0 | 0 | 0 | 0 | 0 | 0 | 0 | 0 | 0 | 0 | 0 | 0 | 0 | 0
F3_Commercial_Warehouse_Existing_Food Preparation_Natural Gas_Broiler_E7 | F3 | Commercial | Warehouse | Existing | Food Preparation | Natural Gas | Broiler | E7 | PACT BC Ratio | 0 | 0 | 0 | 0 | 0 | 0 | 0 | 0 | 0 | 0 | 0 | 0 | 0 | 0 | 0 | 0 | 0 | 0 | 0 | 0 | 0 | 0 | 0 | 0 | 0 | 0 | 0 | 0 | 0 | 0 | 0
F3_Commercial_Warehouse_Existing_Food Preparation_Natural Gas_Broiler_E8 | F3 | Commercial | Warehouse | Existing | Food Preparation | Natural Gas | Broiler | E8 | PACT BC Ratio | 0 | 0 | 0 | 0 | 0 | 0 | 0 | 0 | 0 | 0 | 0 | 0 | 0 | 0 | 0 | 0 | 0 | 0 | 0 | 0 | 0 | 0 | 0 | 0 | 0 | 0 | 0 | 0 | 0 | 0 | 0
F3_Commercial_Warehouse_Existing_Food Preparation_Natural Gas_Broiler_E9 | F3 | Commercial | Warehouse | Existing | Food Preparation | Natural Gas | Broiler | E9 | PACT BC Ratio | 0 | 0 | 0 | 0 | 0 | 0 | 0 | 0 | 0 | 0 | 0 | 0 | 0 | 0 | 0 | 0 | 0 | 0 | 0 | 0 | 0 | 0 | 0 | 0 | 0 | 0 | 0 | 0 | 0 | 0 | 0
F3_Commercial_Warehouse_Existing_Food Preparation_Natural Gas_Broiler_E10 | F3 | Commercial | Warehouse | Existing | Food Preparation | Natural Gas | Broiler | E10 | PACT BC Ratio | 0 | 0 | 0 | 0 | 0 | 0 | 0 | 0 | 0 | 0 | 0 | 0 | 0 | 0 | 0 | 0 | 0 | 0 | 0 | 0 | 0 | 0 | 0 | 0 | 0 | 0 | 0 | 0 | 0 | 0 | 0
F4_Commercial_Warehouse_Existing_Food Preparation_Natural Gas_Broiler_E1 | F4 | Commercial | Warehouse | Existing | Food Preparation | Natural Gas | Broiler | E1 | PCT BC Ratio | 0.9 | 0.9 | 0.9 | 0.9 | 0.9 | 0.9 | 0.9 | 0.9 | 0.9 | 0.9 | 0.9 | 0.9 | 0.9 | 0.9 | 0.9 | 0.9 | 0.9 | 0.9 | 0.9 | 0.9 | 0.9 | 0.9 | 0.9 | 0.9 | 0.9 | 0.9 | 0.9 | 0.9 | 0.9 | 0.9 | 0.9
F4_Commercial_Warehouse_Existing_Food Preparation_Natural Gas_Broiler_E2 | F4 | Commercial | Warehouse | Existing | Food Preparation | Natural Gas | Broiler | E2 | PCT BC Ratio | 2.9075 | 2.9421 | 2.9672 | 2.9544 | 2.9567 | 2.8251 | 2.7162 | 2.6554 | 2.6302 | 2.703 | 2.7987 | 2.8987 | 2.7164 | 2.8381 | 2.8455 | 2.8346 | 2.8366 | 2.8433 | 2.8017 | 2.8268 | 2.8437 | 2.8676 | 2.8982 | 1.7847 | 1.7629 | 1.7423 | 1.7229 | 1.7044 | 1.6867 | 1.6697 | 1.6532
F4_Commercial_Warehouse_Existing_Food Preparation_Natural Gas_Broiler_E3 | F4 | Commercial | Warehouse | Existing | Food Preparation | Natural Gas | Broiler | E3 | PCT BC Ratio | 0 | 0 | 0 | 0 | 0 | 0 | 0 | 0 | 0 | 0 | 0 | 0 | 0 | 0 | 0 | 0 | 0 | 0 | 0 | 0 | 0 | 0 | 0 | 0 | 0 | 0 | 0 | 0 | 0 | 0 | 0
F4_Commercial_Warehouse_Existing_Food Preparation_Natural Gas_Broiler_E4 | F4 | Commercial | Warehouse | Existing | Food Preparation | Natural Gas | Broiler | E4 | PCT BC Ratio | 0 | 0 | 0 | 0 | 0 | 0 | 0 | 0 | 0 | 0 | 0 | 0 | 0 | 0 | 0 | 0 | 0 | 0 | 0 | 0 | 0 | 0 | 0 | 0 | 0 | 0 | 0 | 0 | 0 | 0 | 0
F4_Commercial_Warehouse_Existing_Food Preparation_Natural Gas_Broiler_E5 | F4 | Commercial | Warehouse | Existing | Food Preparation | Natural Gas | Broiler | E5 | PCT BC Ratio | 0 | 0 | 0 | 0 | 0 | 0 | 0 | 0 | 0 | 0 | 0 | 0 | 0 | 0 | 0 | 0 | 0 | 0 | 0 | 0 | 0 | 0 | 0 | 0 | 0 | 0 | 0 | 0 | 0 | 0 | 0
F4_Commercial_Warehouse_Existing_Food Preparation_Natural Gas_Broiler_E6 | F4 | Commercial | Warehouse | Existing | Food Preparation | Natural Gas | Broiler | E6 | PCT BC Ratio | 0 | 0 | 0 | 0 | 0 | 0 | 0 | 0 | 0 | 0 | 0 | 0 | 0 | 0 | 0 | 0 | 0 | 0 | 0 | 0 | 0 | 0 | 0 | 0 | 0 | 0 | 0 | 0 | 0 | 0 | 0
F4_Commercial_Warehouse_Existing_Food Preparation_Natural Gas_Broiler_E7 | F4 | Commercial | Warehouse | Existing | Food Preparation | Natural Gas | Broiler | E7 | PCT BC Ratio | 0 | 0 | 0 | 0 | 0 | 0 | 0 | 0 | 0 | 0 | 0 | 0 | 0 | 0 | 0 | 0 | 0 | 0 | 0 | 0 | 0 | 0 | 0 | 0 | 0 | 0 | 0 | 0 | 0 | 0 | 0
F4_Commercial_Warehouse_Existing_Food Preparation_Natural Gas_Broiler_E8 | F4 | Commercial | Warehouse | Existing | Food Preparation | Natural Gas | Broiler | E8 | PCT BC Ratio | 0 | 0 | 0 | 0 | 0 | 0 | 0 | 0 | 0 | 0 | 0 | 0 | 0 | 0 | 0 | 0 | 0 | 0 | 0 | 0 | 0 | 0 | 0 | 0 | 0 | 0 | 0 | 0 | 0 | 0 | 0
F4_Commercial_Warehouse_Existing_Food Preparation_Natural Gas_Broiler_E9 | F4 | Commercial | Warehouse | Existing | Food Preparation | Natural Gas | Broiler | E9 | PCT BC Ratio | 0 | 0 | 0 | 0 | 0 | 0 | 0 | 0 | 0 | 0 | 0 | 0 | 0 | 0 | 0 | 0 | 0 | 0 | 0 | 0 | 0 | 0 | 0 | 0 | 0 | 0 | 0 | 0 | 0 | 0 | 0
F4_Commercial_Warehouse_Existing_Food Preparation_Natural Gas_Broiler_E10 | F4 | Commercial | Warehouse | Existing | Food Preparation | Natural Gas | Broiler | E10 | PCT BC Ratio | 0 | 0 | 0 | 0 | 0 | 0 | 0 | 0 | 0 | 0 | 0 | 0 | 0 | 0 | 0 | 0 | 0 | 0 | 0 | 0 | 0 | 0 | 0 | 0 | 0 | 0 | 0 | 0 | 0 | 0 | 0
F5_Commercial_Warehouse_Existing_Food Preparation_Natural Gas_Broiler_E1 | F5 | Commercial | Warehouse | Existing | Food Preparation | Natural Gas | Broiler | E1 | RIM BC Ratio | 0.9 | 0.9 | 0.9 | 0.9 | 0.9 | 0.9 | 0.9 | 0.9 | 0.9 | 0.9 | 0.9 | 0.9 | 0.9 | 0.9 | 0.9 | 0.9 | 0.9 | 0.9 | 0.9 | 0.9 | 0.9 | 0.9 | 0.9 | 0.9 | 0.9 | 0.9 | 0.9 | 0.9 | 0.9 | 0.9 | 0.9
F5_Commercial_Warehouse_Existing_Food Preparation_Natural Gas_Broiler_E2 | F5 | Commercial | Warehouse | Existing | Food Preparation | Natural Gas | Broiler | E2 | RIM BC Ratio | 0.51458 | 0.5176 | 0.51976 | 0.51866 | 0.51886 | 0.50717 | 0.49682 | 0.49075 | 0.48817 | 0.49553 | 0.50472 | 0.51381 | 0.49684 | 0.50836 | 0.50904 | 0.50804 | 0.50823 | 0.50884 | 0.505 | 0.50733 | 0.50888 | 0.51103 | 0.51377 | 0.37172 | 0.36766 | 0.36378 | 0.36005 | 0.35645 | 0.35295 | 0.34953 | 0.34617
F5_Commercial_Warehouse_Existing_Food Preparation_Natural Gas_Broiler_E3 | F5 | Commercial | Warehouse | Existing | Food Preparation | Natural Gas | Broiler | E3 | RIM BC Ratio | 0 | 0 | 0 | 0 | 0 | 0 | 0 | 0 | 0 | 0 | 0 | 0 | 0 | 0 | 0 | 0 | 0 | 0 | 0 | 0 | 0 | 0 | 0 | 0 | 0 | 0 | 0 | 0 | 0 | 0 | 0
F5_Commercial_Warehouse_Existing_Food Preparation_Natural Gas_Broiler_E4 | F5 | Commercial | Warehouse | Existing | Food Preparation | Natural Gas | Broiler | E4 | RIM BC Ratio | 0 | 0 | 0 | 0 | 0 | 0 | 0 | 0 | 0 | 0 | 0 | 0 | 0 | 0 | 0 | 0 | 0 | 0 | 0 | 0 | 0 | 0 | 0 | 0 | 0 | 0 | 0 | 0 | 0 | 0 | 0
F5_Commercial_Warehouse_Existing_Food Preparation_Natural Gas_Broiler_E5 | F5 | Commercial | Warehouse | Existing | Food Preparation | Natural Gas | Broiler | E5 | RIM BC Ratio | 0 | 0 | 0 | 0 | 0 | 0 | 0 | 0 | 0 | 0 | 0 | 0 | 0 | 0 | 0 | 0 | 0 | 0 | 0 | 0 | 0 | 0 | 0 | 0 | 0 | 0 | 0 | 0 | 0 | 0 | 0
F5_Commercial_Warehouse_Existing_Food Preparation_Natural Gas_Broiler_E6 | F5 | Commercial | Warehouse | Existing | Food Preparation | Natural Gas | Broiler | E6 | RIM BC Ratio | 0 | 0 | 0 | 0 | 0 | 0 | 0 | 0 | 0 | 0 | 0 | 0 | 0 | 0 | 0 | 0 | 0 | 0 | 0 | 0 | 0 | 0 | 0 | 0 | 0 | 0 | 0 | 0 | 0 | 0 | 0
F5_Commercial_Warehouse_Existing_Food Preparation_Natural Gas_Broiler_E7 | F5 | Commercial | Warehouse | Existing | Food Preparation | Natural Gas | Broiler | E7 | RIM BC Ratio | 0 | 0 | 0 | 0 | 0 | 0 | 0 | 0 | 0 | 0 | 0 | 0 | 0 | 0 | 0 | 0 | 0 | 0 | 0 | 0 | 0 | 0 | 0 | 0 | 0 | 0 | 0 | 0 | 0 | 0 | 0
F5_Commercial_Warehouse_Existing_Food Preparation_Natural Gas_Broiler_E8 | F5 | Commercial | Warehouse | Existing | Food Preparation | Natural Gas | Broiler | E8 | RIM BC Ratio | 0 | 0 | 0 | 0 | 0 | 0 | 0 | 0 | 0 | 0 | 0 | 0 | 0 | 0 | 0 | 0 | 0 | 0 | 0 | 0 | 0 | 0 | 0 | 0 | 0 | 0 | 0 | 0 | 0 | 0 | 0
F5_Commercial_Warehouse_Existing_Food Preparation_Natural Gas_Broiler_E9 | F5 | Commercial | Warehouse | Existing | Food Preparation | Natural Gas | Broiler | E9 | RIM BC Ratio | 0 | 0 | 0 | 0 | 0 | 0 | 0 | 0 | 0 | 0 | 0 | 0 | 0 | 0 | 0 | 0 | 0 | 0 | 0 | 0 | 0 | 0 | 0 | 0 | 0 | 0 | 0 | 0 | 0 | 0 | 0
F5_Commercial_Warehouse_Existing_Food Preparation_Natural Gas_Broiler_E10 | F5 | Commercial | Warehouse | Existing | Food Preparation | Natural Gas | Broiler | E10 | RIM BC Ratio | 0 | 0 | 0 | 0 | 0 | 0 | 0 | 0 | 0 | 0 | 0 | 0 | 0 | 0 | 0 | 0 | 0 | 0 | 0 | 0 | 0 | 0 | 0 | 0 | 0 | 0 | 0 | 0 | 0 | 0 | 0
F0_Commercial_Warehouse_Existing_Food Preparation_Natural Gas_Griddle_E0 | F0 | Commercial | Warehouse | Existing | Food Preparation | Natural Gas | Griddle | E0 | Economic Unit | ENERGY STAR | ENERGY STAR | ENERGY STAR | ENERGY STAR | ENERGY STAR | ENERGY STAR | ENERGY STAR | ENERGY STAR | ENERGY STAR | ENERGY STAR | ENERGY STAR | ENERGY STAR | ENERGY STAR | ENERGY STAR | ENERGY STAR | ENERGY STAR | ENERGY STAR | ENERGY STAR | ENERGY STAR | ENERGY STAR | ENERGY STAR | ENERGY STAR | ENERGY STAR | Standard | Standard | Standard | Standard | Standard | Standard | Standard | Standard
F1_Commercial_Warehouse_Existing_Food Preparation_Natural Gas_Griddle_E1 | F1 | Commercial | Warehouse | Existing | Food Preparation | Natural Gas | Griddle | E1 | CCE | 0 | 0 | 0 | 0 | 0 | 0 | 0 | 0 | 0 | 0 | 0 | 0 | 0 | 0 | 0 | 0 | 0 | 0 | 0 | 0 | 0 | 0 | 0 | 0 | 0 | 0 | 0 | 0 | 0 | 0 | 0
F1_Commercial_Warehouse_Existing_Food Preparation_Natural Gas_Griddle_E2 | F1 | Commercial | Warehouse | Existing | Food Preparation | Natural Gas | Griddle | E2 | CCE | 0.005722 | 0.0055009 | 0.0055271 | 0.0055849 | 0.0055849 | 0.0055849 | 0.0055849 | 0.0055849 | 0.0055849 | 0.0055849 | 0.0055849 | 0.0055849 | 0.0055849 | 0.0055849 | 0.0055849 | 0.0055849 | 0.0055849 | 0.0055849 | 0.0055849 | 0.0055849 | 0.0055849 | 0.0055849 | 0.0055849 | 0.0055849 | 0.0055849 | 0.0055849 | 0.0055849 | 0.0055849 | 0.0055849 | 0.0055849 | 0.0055849
F1_Commercial_Warehouse_Existing_Food Preparation_Natural Gas_Griddle_E3 | F1 | Commercial | Warehouse | Existing | Food Preparation | Natural Gas | Griddle | E3 | CCE | 0 | 0 | 0 | 0 | 0 | 0 | 0 | 0 | 0 | 0 | 0 | 0 | 0 | 0 | 0 | 0 | 0 | 0 | 0 | 0 | 0 | 0 | 0 | 0 | 0 | 0 | 0 | 0 | 0 | 0 | 0
F1_Commercial_Warehouse_Existing_Food Preparation_Natural Gas_Griddle_E4 | F1 | Commercial | Warehouse | Existing | Food Preparation | Natural Gas | Griddle | E4 | CCE | 0 | 0 | 0 | 0 | 0 | 0 | 0 | 0 | 0 | 0 | 0 | 0 | 0 | 0 | 0 | 0 | 0 | 0 | 0 | 0 | 0 | 0 | 0 | 0 | 0 | 0 | 0 | 0 | 0 | 0 | 0
F1_Commercial_Warehouse_Existing_Food Preparation_Natural Gas_Griddle_E5 | F1 | Commercial | Warehouse | Existing | Food Preparation | Natural Gas | Griddle | E5 | CCE | 0 | 0 | 0 | 0 | 0 | 0 | 0 | 0 | 0 | 0 | 0 | 0 | 0 | 0 | 0 | 0 | 0 | 0 | 0 | 0 | 0 | 0 | 0 | 0 | 0 | 0 | 0 | 0 | 0 | 0 | 0
F1_Commercial_Warehouse_Existing_Food Preparation_Natural Gas_Griddle_E6 | F1 | Commercial | Warehouse | Existing | Food Preparation | Natural Gas | Griddle | E6 | CCE | 0 | 0 | 0 | 0 | 0 | 0 | 0 | 0 | 0 | 0 | 0 | 0 | 0 | 0 | 0 | 0 | 0 | 0 | 0 | 0 | 0 | 0 | 0 | 0 | 0 | 0 | 0 | 0 | 0 | 0 | 0
F1_Commercial_Warehouse_Existing_Food Preparation_Natural Gas_Griddle_E7 | F1 | Commercial | Warehouse | Existing | Food Preparation | Natural Gas | Griddle | E7 | CCE | 0 | 0 | 0 | 0 | 0 | 0 | 0 | 0 | 0 | 0 | 0 | 0 | 0 | 0 | 0 | 0 | 0 | 0 | 0 | 0 | 0 | 0 | 0 | 0 | 0 | 0 | 0 | 0 | 0 | 0 | 0
F1_Commercial_Warehouse_Existing_Food Preparation_Natural Gas_Griddle_E8 | F1 | Commercial | Warehouse | Existing | Food Preparation | Natural Gas | Griddle | E8 | CCE | 0 | 0 | 0 | 0 | 0 | 0 | 0 | 0 | 0 | 0 | 0 | 0 | 0 | 0 | 0 | 0 | 0 | 0 | 0 | 0 | 0 | 0 | 0 | 0 | 0 | 0 | 0 | 0 | 0 | 0 | 0
F1_Commercial_Warehouse_Existing_Food Preparation_Natural Gas_Griddle_E9 | F1 | Commercial | Warehouse | Existing | Food Preparation | Natural Gas | Griddle | E9 | CCE | 0 | 0 | 0 | 0 | 0 | 0 | 0 | 0 | 0 | 0 | 0 | 0 | 0 | 0 | 0 | 0 | 0 | 0 | 0 | 0 | 0 | 0 | 0 | 0 | 0 | 0 | 0 | 0 | 0 | 0 | 0
F1_Commercial_Warehouse_Existing_Food Preparation_Natural Gas_Griddle_E10 | F1 | Commercial | Warehouse | Existing | Food Preparation | Natural Gas | Griddle | E10 | CCE | 0 | 0 | 0 | 0 | 0 | 0 | 0 | 0 | 0 | 0 | 0 | 0 | 0 | 0 | 0 | 0 | 0 | 0 | 0 | 0 | 0 | 0 | 0 | 0 | 0 | 0 | 0 | 0 | 0 | 0 | 0
F2_Commercial_Warehouse_Existing_Food Preparation_Natural Gas_Griddle_E1 | F2 | Commercial | Warehouse | Existing | Food Preparation | Natural Gas | Griddle | E1 | TRC BC Ratio | 0.9 | 0.9 | 0.9 | 0.9 | 0.9 | 0.9 | 0.9 | 0.9 | 0.9 | 0.9 | 0.9 | 0.9 | 0.9 | 0.9 | 0.9 | 0.9 | 0.9 | 0.9 | 0.9 | 0.9 | 0.9 | 0.9 | 0.9 | 0.9 | 0.9 | 0.9 | 0.9 | 0.9 | 0.9 | 0.9 | 0.9
F2_Commercial_Warehouse_Existing_Food Preparation_Natural Gas_Griddle_E2 | F2 | Commercial | Warehouse | Existing | Food Preparation | Natural Gas | Griddle | E2 | TRC BC Ratio | 1.796 | 1.8237 | 1.8438 | 1.8336 | 1.8354 | 1.73 | 1.6428 | 1.5942 | 1.574 | 1.6323 | 1.7089 | 1.789 | 1.643 | 1.7404 | 1.7464 | 1.7377 | 1.7393 | 1.7446 | 1.7113 | 1.7314 | 1.745 | 1.764 | 1.7886 | 0.89704 | 0.87953 | 0.86307 | 0.84752 | 0.83272 | 0.81854 | 0.80489 | 0.79167
F2_Commercial_Warehouse_Existing_Food Preparation_Natural Gas_Griddle_E3 | F2 | Commercial | Warehouse | Existing | Food Preparation | Natural Gas | Griddle | E3 | TRC BC Ratio | 0 | 0 | 0 | 0 | 0 | 0 | 0 | 0 | 0 | 0 | 0 | 0 | 0 | 0 | 0 | 0 | 0 | 0 | 0 | 0 | 0 | 0 | 0 | 0 | 0 | 0 | 0 | 0 | 0 | 0 | 0
F2_Commercial_Warehouse_Existing_Food Preparation_Natural Gas_Griddle_E4 | F2 | Commercial | Warehouse | Existing | Food Preparation | Natural Gas | Griddle | E4 | TRC BC Ratio | 0 | 0 | 0 | 0 | 0 | 0 | 0 | 0 | 0 | 0 | 0 | 0 | 0 | 0 | 0 | 0 | 0 | 0 | 0 | 0 | 0 | 0 | 0 | 0 | 0 | 0 | 0 | 0 | 0 | 0 | 0
F2_Commercial_Warehouse_Existing_Food Preparation_Natural Gas_Griddle_E5 | F2 | Commercial | Warehouse | Existing | Food Preparation | Natural Gas | Griddle | E5 | TRC BC Ratio | 0 | 0 | 0 | 0 | 0 | 0 | 0 | 0 | 0 | 0 | 0 | 0 | 0 | 0 | 0 | 0 | 0 | 0 | 0 | 0 | 0 | 0 | 0 | 0 | 0 | 0 | 0 | 0 | 0 | 0 | 0
F2_Commercial_Warehouse_Existing_Food Preparation_Natural Gas_Griddle_E6 | F2 | Commercial | Warehouse | Existing | Food Preparation | Natural Gas | Griddle | E6 | TRC BC Ratio | 0 | 0 | 0 | 0 | 0 | 0 | 0 | 0 | 0 | 0 | 0 | 0 | 0 | 0 | 0 | 0 | 0 | 0 | 0 | 0 | 0 | 0 | 0 | 0 | 0 | 0 | 0 | 0 | 0 | 0 | 0
F2_Commercial_Warehouse_Existing_Food Preparation_Natural Gas_Griddle_E7 | F2 | Commercial | Warehouse | Existing | Food Preparation | Natural Gas | Griddle | E7 | TRC BC Ratio | 0 | 0 | 0 | 0 | 0 | 0 | 0 | 0 | 0 | 0 | 0 | 0 | 0 | 0 | 0 | 0 | 0 | 0 | 0 | 0 | 0 | 0 | 0 | 0 | 0 | 0 | 0 | 0 | 0 | 0 | 0
F2_Commercial_Warehouse_Existing_Food Preparation_Natural Gas_Griddle_E8 | F2 | Commercial | Warehouse | Existing | Food Preparation | Natural Gas | Griddle | E8 | TRC BC Ratio | 0 | 0 | 0 | 0 | 0 | 0 | 0 | 0 | 0 | 0 | 0 | 0 | 0 | 0 | 0 | 0 | 0 | 0 | 0 | 0 | 0 | 0 | 0 | 0 | 0 | 0 | 0 | 0 | 0 | 0 | 0
F2_Commercial_Warehouse_Existing_Food Preparation_Natural Gas_Griddle_E9 | F2 | Commercial | Warehouse | Existing | Food Preparation | Natural Gas | Griddle | E9 | TRC BC Ratio | 0 | 0 | 0 | 0 | 0 | 0 | 0 | 0 | 0 | 0 | 0 | 0 | 0 | 0 | 0 | 0 | 0 | 0 | 0 | 0 | 0 | 0 | 0 | 0 | 0 | 0 | 0 | 0 | 0 | 0 | 0
F2_Commercial_Warehouse_Existing_Food Preparation_Natural Gas_Griddle_E10 | F2 | Commercial | Warehouse | Existing | Food Preparation | Natural Gas | Griddle | E10 | TRC BC Ratio | 0 | 0 | 0 | 0 | 0 | 0 | 0 | 0 | 0 | 0 | 0 | 0 | 0 | 0 | 0 | 0 | 0 | 0 | 0 | 0 | 0 | 0 | 0 | 0 | 0 | 0 | 0 | 0 | 0 | 0 | 0
F3_Commercial_Warehouse_Existing_Food Preparation_Natural Gas_Griddle_E1 | F3 | Commercial | Warehouse | Existing | Food Preparation | Natural Gas | Griddle | E1 | PACT BC Ratio | 0.9 | 0.9 | 0.9 | 0.9 | 0.9 | 0.9 | 0.9 | 0.9 | 0.9 | 0.9 | 0.9 | 0.9 | 0.9 | 0.9 | 0.9 | 0.9 | 0.9 | 0.9 | 0.9 | 0.9 | 0.9 | 0.9 | 0.9 | 0.9 | 0.9 | 0.9 | 0.9 | 0.9 | 0.9 | 0.9 | 0.9
F3_Commercial_Warehouse_Existing_Food Preparation_Natural Gas_Griddle_E2 | F3 | Commercial | Warehouse | Existing | Food Preparation | Natural Gas | Griddle | E2 | PACT BC Ratio | 1.796 | 1.8237 | 1.8438 | 1.8336 | 1.8354 | 1.73 | 1.6428 | 1.5942 | 1.574 | 1.6323 | 1.7089 | 1.789 | 1.643 | 1.7404 | 1.7464 | 1.7377 | 1.7393 | 1.7446 | 1.7113 | 1.7314 | 1.745 | 1.764 | 1.7886 | 0.89704 | 0.87953 | 0.86307 | 0.84752 | 0.83272 | 0.81854 | 0.80489 | 0.79167
F3_Commercial_Warehouse_Existing_Food Preparation_Natural Gas_Griddle_E3 | F3 | Commercial | Warehouse | Existing | Food Preparation | Natural Gas | Griddle | E3 | PACT BC Ratio | 0 | 0 | 0 | 0 | 0 | 0 | 0 | 0 | 0 | 0 | 0 | 0 | 0 | 0 | 0 | 0 | 0 | 0 | 0 | 0 | 0 | 0 | 0 | 0 | 0 | 0 | 0 | 0 | 0 | 0 | 0
F3_Commercial_Warehouse_Existing_Food Preparation_Natural Gas_Griddle_E4 | F3 | Commercial | Warehouse | Existing | Food Preparation | Natural Gas | Griddle | E4 | PACT BC Ratio | 0 | 0 | 0 | 0 | 0 | 0 | 0 | 0 | 0 | 0 | 0 | 0 | 0 | 0 | 0 | 0 | 0 | 0 | 0 | 0 | 0 | 0 | 0 | 0 | 0 | 0 | 0 | 0 | 0 | 0 | 0
F3_Commercial_Warehouse_Existing_Food Preparation_Natural Gas_Griddle_E5 | F3 | Commercial | Warehouse | Existing | Food Preparation | Natural Gas | Griddle | E5 | PACT BC Ratio | 0 | 0 | 0 | 0 | 0 | 0 | 0 | 0 | 0 | 0 | 0 | 0 | 0 | 0 | 0 | 0 | 0 | 0 | 0 | 0 | 0 | 0 | 0 | 0 | 0 | 0 | 0 | 0 | 0 | 0 | 0
F3_Commercial_Warehouse_Existing_Food Preparation_Natural Gas_Griddle_E6 | F3 | Commercial | Warehouse | Existing | Food Preparation | Natural Gas | Griddle | E6 | PACT BC Ratio | 0 | 0 | 0 | 0 | 0 | 0 | 0 | 0 | 0 | 0 | 0 | 0 | 0 | 0 | 0 | 0 | 0 | 0 | 0 | 0 | 0 | 0 | 0 | 0 | 0 | 0 | 0 | 0 | 0 | 0 | 0
F3_Commercial_Warehouse_Existing_Food Preparation_Natural Gas_Griddle_E7 | F3 | Commercial | Warehouse | Existing | Food Preparation | Natural Gas | Griddle | E7 | PACT BC Ratio | 0 | 0 | 0 | 0 | 0 | 0 | 0 | 0 | 0 | 0 | 0 | 0 | 0 | 0 | 0 | 0 | 0 | 0 | 0 | 0 | 0 | 0 | 0 | 0 | 0 | 0 | 0 | 0 | 0 | 0 | 0
F3_Commercial_Warehouse_Existing_Food Preparation_Natural Gas_Griddle_E8 | F3 | Commercial | Warehouse | Existing | Food Preparation | Natural Gas | Griddle | E8 | PACT BC Ratio | 0 | 0 | 0 | 0 | 0 | 0 | 0 | 0 | 0 | 0 | 0 | 0 | 0 | 0 | 0 | 0 | 0 | 0 | 0 | 0 | 0 | 0 | 0 | 0 | 0 | 0 | 0 | 0 | 0 | 0 | 0
F3_Commercial_Warehouse_Existing_Food Preparation_Natural Gas_Griddle_E9 | F3 | Commercial | Warehouse | Existing | Food Preparation | Natural Gas | Griddle | E9 | PACT BC Ratio | 0 | 0 | 0 | 0 | 0 | 0 | 0 | 0 | 0 | 0 | 0 | 0 | 0 | 0 | 0 | 0 | 0 | 0 | 0 | 0 | 0 | 0 | 0 | 0 | 0 | 0 | 0 | 0 | 0 | 0 | 0
F3_Commercial_Warehouse_Existing_Food Preparation_Natural Gas_Griddle_E10 | F3 | Commercial | Warehouse | Existing | Food Preparation | Natural Gas | Griddle | E10 | PACT BC Ratio | 0 | 0 | 0 | 0 | 0 | 0 | 0 | 0 | 0 | 0 | 0 | 0 | 0 | 0 | 0 | 0 | 0 | 0 | 0 | 0 | 0 | 0 | 0 | 0 | 0 | 0 | 0 | 0 | 0 | 0 | 0
F4_Commercial_Warehouse_Existing_Food Preparation_Natural Gas_Griddle_E1 | F4 | Commercial | Warehouse | Existing | Food Preparation | Natural Gas | Griddle | E1 | PCT BC Ratio | 0.9 | 0.9 | 0.9 | 0.9 | 0.9 | 0.9 | 0.9 | 0.9 | 0.9 | 0.9 | 0.9 | 0.9 | 0.9 | 0.9 | 0.9 | 0.9 | 0.9 | 0.9 | 0.9 | 0.9 | 0.9 | 0.9 | 0.9 | 0.9 | 0.9 | 0.9 | 0.9 | 0.9 | 0.9 | 0.9 | 0.9
F4_Commercial_Warehouse_Existing_Food Preparation_Natural Gas_Griddle_E2 | F4 | Commercial | Warehouse | Existing | Food Preparation | Natural Gas | Griddle | E2 | PCT BC Ratio | 5.5186 | 5.5883 | 5.639 | 5.6131 | 5.6178 | 5.3526 | 5.1333 | 5.0108 | 4.96 | 5.1068 | 5.2995 | 5.501 | 5.1337 | 5.3789 | 5.3938 | 5.3719 | 5.3759 | 5.3893 | 5.3055 | 5.3561 | 5.3902 | 5.4382 | 5.5 | 3.2569 | 3.2128 | 3.1714 | 3.1323 | 3.0951 | 3.0594 | 3.0251 | 2.9918
F4_Commercial_Warehouse_Existing_Food Preparation_Natural Gas_Griddle_E3 | F4 | Commercial | Warehouse | Existing | Food Preparation | Natural Gas | Griddle | E3 | PCT BC Ratio | 0 | 0 | 0 | 0 | 0 | 0 | 0 | 0 | 0 | 0 | 0 | 0 | 0 | 0 | 0 | 0 | 0 | 0 | 0 | 0 | 0 | 0 | 0 | 0 | 0 | 0 | 0 | 0 | 0 | 0 | 0
F4_Commercial_Warehouse_Existing_Food Preparation_Natural Gas_Griddle_E4 | F4 | Commercial | Warehouse | Existing | Food Preparation | Natural Gas | Griddle | E4 | PCT BC Ratio | 0 | 0 | 0 | 0 | 0 | 0 | 0 | 0 | 0 | 0 | 0 | 0 | 0 | 0 | 0 | 0 | 0 | 0 | 0 | 0 | 0 | 0 | 0 | 0 | 0 | 0 | 0 | 0 | 0 | 0 | 0
F4_Commercial_Warehouse_Existing_Food Preparation_Natural Gas_Griddle_E5 | F4 | Commercial | Warehouse | Existing | Food Preparation | Natural Gas | Griddle | E5 | PCT BC Ratio | 0 | 0 | 0 | 0 | 0 | 0 | 0 | 0 | 0 | 0 | 0 | 0 | 0 | 0 | 0 | 0 | 0 | 0 | 0 | 0 | 0 | 0 | 0 | 0 | 0 | 0 | 0 | 0 | 0 | 0 | 0
F4_Commercial_Warehouse_Existing_Food Preparation_Natural Gas_Griddle_E6 | F4 | Commercial | Warehouse | Existing | Food Preparation | Natural Gas | Griddle | E6 | PCT BC Ratio | 0 | 0 | 0 | 0 | 0 | 0 | 0 | 0 | 0 | 0 | 0 | 0 | 0 | 0 | 0 | 0 | 0 | 0 | 0 | 0 | 0 | 0 | 0 | 0 | 0 | 0 | 0 | 0 | 0 | 0 | 0
F4_Commercial_Warehouse_Existing_Food Preparation_Natural Gas_Griddle_E7 | F4 | Commercial | Warehouse | Existing | Food Preparation | Natural Gas | Griddle | E7 | PCT BC Ratio | 0 | 0 | 0 | 0 | 0 | 0 | 0 | 0 | 0 | 0 | 0 | 0 | 0 | 0 | 0 | 0 | 0 | 0 | 0 | 0 | 0 | 0 | 0 | 0 | 0 | 0 | 0 | 0 | 0 | 0 | 0
F4_Commercial_Warehouse_Existing_Food Preparation_Natural Gas_Griddle_E8 | F4 | Commercial | Warehouse | Existing | Food Preparation | Natural Gas | Griddle | E8 | PCT BC Ratio | 0 | 0 | 0 | 0 | 0 | 0 | 0 | 0 | 0 | 0 | 0 | 0 | 0 | 0 | 0 | 0 | 0 | 0 | 0 | 0 | 0 | 0 | 0 | 0 | 0 | 0 | 0 | 0 | 0 | 0 | 0
F4_Commercial_Warehouse_Existing_Food Preparation_Natural Gas_Griddle_E9 | F4 | Commercial | Warehouse | Existing | Food Preparation | Natural Gas | Griddle | E9 | PCT BC Ratio | 0 | 0 | 0 | 0 | 0 | 0 | 0 | 0 | 0 | 0 | 0 | 0 | 0 | 0 | 0 | 0 | 0 | 0 | 0 | 0 | 0 | 0 | 0 | 0 | 0 | 0 | 0 | 0 | 0 | 0 | 0
F4_Commercial_Warehouse_Existing_Food Preparation_Natural Gas_Griddle_E10 | F4 | Commercial | Warehouse | Existing | Food Preparation | Natural Gas | Griddle | E10 | PCT BC Ratio | 0 | 0 | 0 | 0 | 0 | 0 | 0 | 0 | 0 | 0 | 0 | 0 | 0 | 0 | 0 | 0 | 0 | 0 | 0 | 0 | 0 | 0 | 0 | 0 | 0 | 0 | 0 | 0 | 0 | 0 | 0
F5_Commercial_Warehouse_Existing_Food Preparation_Natural Gas_Griddle_E1 | F5 | Commercial | Warehouse | Existing | Food Preparation | Natural Gas | Griddle | E1 | RIM BC Ratio | 0.9 | 0.9 | 0.9 | 0.9 | 0.9 | 0.9 | 0.9 | 0.9 | 0.9 | 0.9 | 0.9 | 0.9 | 0.9 | 0.9 | 0.9 | 0.9 | 0.9 | 0.9 | 0.9 | 0.9 | 0.9 | 0.9 | 0.9 | 0.9 | 0.9 | 0.9 | 0.9 | 0.9 | 0.9 | 0.9 | 0.9
F5_Commercial_Warehouse_Existing_Food Preparation_Natural Gas_Griddle_E2 | F5 | Commercial | Warehouse | Existing | Food Preparation | Natural Gas | Griddle | E2 | RIM BC Ratio | 0.56985 | 0.57261 | 0.57458 | 0.57358 | 0.57376 | 0.56303 | 0.55347 | 0.54784 | 0.54543 | 0.55227 | 0.56078 | 0.56914 | 0.55349 | 0.56413 | 0.56476 | 0.56384 | 0.56401 | 0.56457 | 0.56103 | 0.56318 | 0.56461 | 0.56659 | 0.5691 | 0.43237 | 0.42826 | 0.42432 | 0.42052 | 0.41685 | 0.41327 | 0.40976 | 0.4063
F5_Commercial_Warehouse_Existing_Food Preparation_Natural Gas_Griddle_E3 | F5 | Commercial | Warehouse | Existing | Food Preparation | Natural Gas | Griddle | E3 | RIM BC Ratio | 0 | 0 | 0 | 0 | 0 | 0 | 0 | 0 | 0 | 0 | 0 | 0 | 0 | 0 | 0 | 0 | 0 | 0 | 0 | 0 | 0 | 0 | 0 | 0 | 0 | 0 | 0 | 0 | 0 | 0 | 0
F5_Commercial_Warehouse_Existing_Food Preparation_Natural Gas_Griddle_E4 | F5 | Commercial | Warehouse | Existing | Food Preparation | Natural Gas | Griddle | E4 | RIM BC Ratio | 0 | 0 | 0 | 0 | 0 | 0 | 0 | 0 | 0 | 0 | 0 | 0 | 0 | 0 | 0 | 0 | 0 | 0 | 0 | 0 | 0 | 0 | 0 | 0 | 0 | 0 | 0 | 0 | 0 | 0 | 0
F5_Commercial_Warehouse_Existing_Food Preparation_Natural Gas_Griddle_E5 | F5 | Commercial | Warehouse | Existing | Food Preparation | Natural Gas | Griddle | E5 | RIM BC Ratio | 0 | 0 | 0 | 0 | 0 | 0 | 0 | 0 | 0 | 0 | 0 | 0 | 0 | 0 | 0 | 0 | 0 | 0 | 0 | 0 | 0 | 0 | 0 | 0 | 0 | 0 | 0 | 0 | 0 | 0 | 0
F5_Commercial_Warehouse_Existing_Food Preparation_Natural Gas_Griddle_E6 | F5 | Commercial | Warehouse | Existing | Food Preparation | Natural Gas | Griddle | E6 | RIM BC Ratio | 0 | 0 | 0 | 0 | 0 | 0 | 0 | 0 | 0 | 0 | 0 | 0 | 0 | 0 | 0 | 0 | 0 | 0 | 0 | 0 | 0 | 0 | 0 | 0 | 0 | 0 | 0 | 0 | 0 | 0 | 0
F5_Commercial_Warehouse_Existing_Food Preparation_Natural Gas_Griddle_E7 | F5 | Commercial | Warehouse | Existing | Food Preparation | Natural Gas | Griddle | E7 | RIM BC Ratio | 0 | 0 | 0 | 0 | 0 | 0 | 0 | 0 | 0 | 0 | 0 | 0 | 0 | 0 | 0 | 0 | 0 | 0 | 0 | 0 | 0 | 0 | 0 | 0 | 0 | 0 | 0 | 0 | 0 | 0 | 0
F5_Commercial_Warehouse_Existing_Food Preparation_Natural Gas_Griddle_E8 | F5 | Commercial | Warehouse | Existing | Food Preparation | Natural Gas | Griddle | E8 | RIM BC Ratio | 0 | 0 | 0 | 0 | 0 | 0 | 0 | 0 | 0 | 0 | 0 | 0 | 0 | 0 | 0 | 0 | 0 | 0 | 0 | 0 | 0 | 0 | 0 | 0 | 0 | 0 | 0 | 0 | 0 | 0 | 0
F5_Commercial_Warehouse_Existing_Food Preparation_Natural Gas_Griddle_E9 | F5 | Commercial | Warehouse | Existing | Food Preparation | Natural Gas | Griddle | E9 | RIM BC Ratio | 0 | 0 | 0 | 0 | 0 | 0 | 0 | 0 | 0 | 0 | 0 | 0 | 0 | 0 | 0 | 0 | 0 | 0 | 0 | 0 | 0 | 0 | 0 | 0 | 0 | 0 | 0 | 0 | 0 | 0 | 0
F5_Commercial_Warehouse_Existing_Food Preparation_Natural Gas_Griddle_E10 | F5 | Commercial | Warehouse | Existing | Food Preparation | Natural Gas | Griddle | E10 | RIM BC Ratio | 0 | 0 | 0 | 0 | 0 | 0 | 0 | 0 | 0 | 0 | 0 | 0 | 0 | 0 | 0 | 0 | 0 | 0 | 0 | 0 | 0 | 0 | 0 | 0 | 0 | 0 | 0 | 0 | 0 | 0 | 0
F0_Commercial_Warehouse_Existing_Food Preparation_Natural Gas_Range_E0 | F0 | Commercial | Warehouse | Existing | Food Preparation | Natural Gas | Range | E0 | Economic Unit | High Efficiency | High Efficiency | High Efficiency | High Efficiency | High Efficiency | High Efficiency | High Efficiency | High Efficiency | High Efficiency | High Efficiency | High Efficiency | High Efficiency | High Efficiency | High Efficiency | High Efficiency | High Efficiency | High Efficiency | High Efficiency | High Efficiency | High Efficiency | High Efficiency | High Efficiency | High Efficiency | High Efficiency | High Efficiency | High Efficiency | High Efficiency | High Efficiency | High Efficiency | High Efficiency | High Efficiency
F1_Commercial_Warehouse_Existing_Food Preparation_Natural Gas_Range_E1 | F1 | Commercial | Warehouse | Existing | Food Preparation | Natural Gas | Range | E1 | CCE | 0 | 0 | 0 | 0 | 0 | 0 | 0 | 0 | 0 | 0 | 0 | 0 | 0 | 0 | 0 | 0 | 0 | 0 | 0 | 0 | 0 | 0 | 0 | 0 | 0 | 0 | 0 | 0 | 0 | 0 | 0
F1_Commercial_Warehouse_Existing_Food Preparation_Natural Gas_Range_E2 | F1 | Commercial | Warehouse | Existing | Food Preparation | Natural Gas | Range | E2 | CCE | 9.6499e-06 | 9.277e-06 | 9.3212e-06 | 9.4186e-06 | 9.4186e-06 | 9.4186e-06 | 9.4186e-06 | 9.4186e-06 | 9.4186e-06 | 9.4186e-06 | 9.4186e-06 | 9.4186e-06 | 9.4186e-06 | 9.4186e-06 | 9.4186e-06 | 9.4186e-06 | 9.4186e-06 | 9.4186e-06 | 9.4186e-06 | 9.4186e-06 | 9.4186e-06 | 9.4186e-06 | 9.4186e-06 | 9.4186e-06 | 9.4186e-06 | 9.4186e-06 | 9.4186e-06 | 9.4186e-06 | 9.4186e-06 | 9.4186e-06 | 9.4186e-06
F1_Commercial_Warehouse_Existing_Food Preparation_Natural Gas_Range_E3 | F1 | Commercial | Warehouse | Existing | Food Preparation | Natural Gas | Range | E3 | CCE | 0 | 0 | 0 | 0 | 0 | 0 | 0 | 0 | 0 | 0 | 0 | 0 | 0 | 0 | 0 | 0 | 0 | 0 | 0 | 0 | 0 | 0 | 0 | 0 | 0 | 0 | 0 | 0 | 0 | 0 | 0
F1_Commercial_Warehouse_Existing_Food Preparation_Natural Gas_Range_E4 | F1 | Commercial | Warehouse | Existing | Food Preparation | Natural Gas | Range | E4 | CCE | 0 | 0 | 0 | 0 | 0 | 0 | 0 | 0 | 0 | 0 | 0 | 0 | 0 | 0 | 0 | 0 | 0 | 0 | 0 | 0 | 0 | 0 | 0 | 0 | 0 | 0 | 0 | 0 | 0 | 0 | 0
F1_Commercial_Warehouse_Existing_Food Preparation_Natural Gas_Range_E5 | F1 | Commercial | Warehouse | Existing | Food Preparation | Natural Gas | Range | E5 | CCE | 0 | 0 | 0 | 0 | 0 | 0 | 0 | 0 | 0 | 0 | 0 | 0 | 0 | 0 | 0 | 0 | 0 | 0 | 0 | 0 | 0 | 0 | 0 | 0 | 0 | 0 | 0 | 0 | 0 | 0 | 0
F1_Commercial_Warehouse_Existing_Food Preparation_Natural Gas_Range_E6 | F1 | Commercial | Warehouse | Existing | Food Preparation | Natural Gas | Range | E6 | CCE | 0 | 0 | 0 | 0 | 0 | 0 | 0 | 0 | 0 | 0 | 0 | 0 | 0 | 0 | 0 | 0 | 0 | 0 | 0 | 0 | 0 | 0 | 0 | 0 | 0 | 0 | 0 | 0 | 0 | 0 | 0
F1_Commercial_Warehouse_Existing_Food Preparation_Natural Gas_Range_E7 | F1 | Commercial | Warehouse | Existing | Food Preparation | Natural Gas | Range | E7 | CCE | 0 | 0 | 0 | 0 | 0 | 0 | 0 | 0 | 0 | 0 | 0 | 0 | 0 | 0 | 0 | 0 | 0 | 0 | 0 | 0 | 0 | 0 | 0 | 0 | 0 | 0 | 0 | 0 | 0 | 0 | 0
F1_Commercial_Warehouse_Existing_Food Preparation_Natural Gas_Range_E8 | F1 | Commercial | Warehouse | Existing | Food Preparation | Natural Gas | Range | E8 | CCE | 0 | 0 | 0 | 0 | 0 | 0 | 0 | 0 | 0 | 0 | 0 | 0 | 0 | 0 | 0 | 0 | 0 | 0 | 0 | 0 | 0 | 0 | 0 | 0 | 0 | 0 | 0 | 0 | 0 | 0 | 0
F1_Commercial_Warehouse_Existing_Food Preparation_Natural Gas_Range_E9 | F1 | Commercial | Warehouse | Existing | Food Preparation | Natural Gas | Range | E9 | CCE | 0 | 0 | 0 | 0 | 0 | 0 | 0 | 0 | 0 | 0 | 0 | 0 | 0 | 0 | 0 | 0 | 0 | 0 | 0 | 0 | 0 | 0 | 0 | 0 | 0 | 0 | 0 | 0 | 0 | 0 | 0
F1_Commercial_Warehouse_Existing_Food Preparation_Natural Gas_Range_E10 | F1 | Commercial | Warehouse | Existing | Food Preparation | Natural Gas | Range | E10 | CCE | 0 | 0 | 0 | 0 | 0 | 0 | 0 | 0 | 0 | 0 | 0 | 0 | 0 | 0 | 0 | 0 | 0 | 0 | 0 | 0 | 0 | 0 | 0 | 0 | 0 | 0 | 0 | 0 | 0 | 0 | 0
F2_Commercial_Warehouse_Existing_Food Preparation_Natural Gas_Range_E1 | F2 | Commercial | Warehouse | Existing | Food Preparation | Natural Gas | Range | E1 | TRC BC Ratio | 0.9 | 0.9 | 0.9 | 0.9 | 0.9 | 0.9 | 0.9 | 0.9 | 0.9 | 0.9 | 0.9 | 0.9 | 0.9 | 0.9 | 0.9 | 0.9 | 0.9 | 0.9 | 0.9 | 0.9 | 0.9 | 0.9 | 0.9 | 0.9 | 0.9 | 0.9 | 0.9 | 0.9 | 0.9 | 0.9 | 0.9
F2_Commercial_Warehouse_Existing_Food Preparation_Natural Gas_Range_E2 | F2 | Commercial | Warehouse | Existing | Food Preparation | Natural Gas | Range | E2 | TRC BC Ratio | 1057.5122 | 1078.4736 | 1093.4653 | 1109.7176 | 1133.061 | 1061.5651 | 1005.6887 | 976.305 | 965.7499 | 949.553 | 938.6219 | 988.3561 | 884.5366 | 945.4449 | 1023.6163 | 1099.6016 | 1102.4375 | 1107.7013 | 1086.5344 | 1101.6349 | 1112.2016 | 1126.4659 | 1144.3937 | 539.0652 | 528.311 | 518.2462 | 508.7709 | 499.7846 | 491.2032 | 482.9519 | 474.9797
F2_Commercial_Warehouse_Existing_Food Preparation_Natural Gas_Range_E3 | F2 | Commercial | Warehouse | Existing | Food Preparation | Natural Gas | Range | E3 | TRC BC Ratio | 0 | 0 | 0 | 0 | 0 | 0 | 0 | 0 | 0 | 0 | 0 | 0 | 0 | 0 | 0 | 0 | 0 | 0 | 0 | 0 | 0 | 0 | 0 | 0 | 0 | 0 | 0 | 0 | 0 | 0 | 0
F2_Commercial_Warehouse_Existing_Food Preparation_Natural Gas_Range_E4 | F2 | Commercial | Warehouse | Existing | Food Preparation | Natural Gas | Range | E4 | TRC BC Ratio | 0 | 0 | 0 | 0 | 0 | 0 | 0 | 0 | 0 | 0 | 0 | 0 | 0 | 0 | 0 | 0 | 0 | 0 | 0 | 0 | 0 | 0 | 0 | 0 | 0 | 0 | 0 | 0 | 0 | 0 | 0
F2_Commercial_Warehouse_Existing_Food Preparation_Natural Gas_Range_E5 | F2 | Commercial | Warehouse | Existing | Food Preparation | Natural Gas | Range | E5 | TRC BC Ratio | 0 | 0 | 0 | 0 | 0 | 0 | 0 | 0 | 0 | 0 | 0 | 0 | 0 | 0 | 0 | 0 | 0 | 0 | 0 | 0 | 0 | 0 | 0 | 0 | 0 | 0 | 0 | 0 | 0 | 0 | 0
F2_Commercial_Warehouse_Existing_Food Preparation_Natural Gas_Range_E6 | F2 | Commercial | Warehouse | Existing | Food Preparation | Natural Gas | Range | E6 | TRC BC Ratio | 0 | 0 | 0 | 0 | 0 | 0 | 0 | 0 | 0 | 0 | 0 | 0 | 0 | 0 | 0 | 0 | 0 | 0 | 0 | 0 | 0 | 0 | 0 | 0 | 0 | 0 | 0 | 0 | 0 | 0 | 0
F2_Commercial_Warehouse_Existing_Food Preparation_Natural Gas_Range_E7 | F2 | Commercial | Warehouse | Existing | Food Preparation | Natural Gas | Range | E7 | TRC BC Ratio | 0 | 0 | 0 | 0 | 0 | 0 | 0 | 0 | 0 | 0 | 0 | 0 | 0 | 0 | 0 | 0 | 0 | 0 | 0 | 0 | 0 | 0 | 0 | 0 | 0 | 0 | 0 | 0 | 0 | 0 | 0
F2_Commercial_Warehouse_Existing_Food Preparation_Natural Gas_Range_E8 | F2 | Commercial | Warehouse | Existing | Food Preparation | Natural Gas | Range | E8 | TRC BC Ratio | 0 | 0 | 0 | 0 | 0 | 0 | 0 | 0 | 0 | 0 | 0 | 0 | 0 | 0 | 0 | 0 | 0 | 0 | 0 | 0 | 0 | 0 | 0 | 0 | 0 | 0 | 0 | 0 | 0 | 0 | 0
F2_Commercial_Warehouse_Existing_Food Preparation_Natural Gas_Range_E9 | F2 | Commercial | Warehouse | Existing | Food Preparation | Natural Gas | Range | E9 | TRC BC Ratio | 0 | 0 | 0 | 0 | 0 | 0 | 0 | 0 | 0 | 0 | 0 | 0 | 0 | 0 | 0 | 0 | 0 | 0 | 0 | 0 | 0 | 0 | 0 | 0 | 0 | 0 | 0 | 0 | 0 | 0 | 0
F2_Commercial_Warehouse_Existing_Food Preparation_Natural Gas_Range_E10 | F2 | Commercial | Warehouse | Existing | Food Preparation | Natural Gas | Range | E10 | TRC BC Ratio | 0 | 0 | 0 | 0 | 0 | 0 | 0 | 0 | 0 | 0 | 0 | 0 | 0 | 0 | 0 | 0 | 0 | 0 | 0 | 0 | 0 | 0 | 0 | 0 | 0 | 0 | 0 | 0 | 0 | 0 | 0
F3_Commercial_Warehouse_Existing_Food Preparation_Natural Gas_Range_E1 | F3 | Commercial | Warehouse | Existing | Food Preparation | Natural Gas | Range | E1 | PACT BC Ratio | 0.9 | 0.9 | 0.9 | 0.9 | 0.9 | 0.9 | 0.9 | 0.9 | 0.9 | 0.9 | 0.9 | 0.9 | 0.9 | 0.9 | 0.9 | 0.9 | 0.9 | 0.9 | 0.9 | 0.9 | 0.9 | 0.9 | 0.9 | 0.9 | 0.9 | 0.9 | 0.9 | 0.9 | 0.9 | 0.9 | 0.9
F3_Commercial_Warehouse_Existing_Food Preparation_Natural Gas_Range_E2 | F3 | Commercial | Warehouse | Existing | Food Preparation | Natural Gas | Range | E2 | PACT BC Ratio | 1057.5122 | 1078.4736 | 1093.4653 | 1109.7176 | 1133.061 | 1061.5651 | 1005.6887 | 976.305 | 965.7499 | 949.553 | 938.6219 | 988.3561 | 884.5366 | 945.4449 | 1023.6163 | 1099.6016 | 1102.4375 | 1107.7013 | 1086.5344 | 1101.6349 | 1112.2016 | 1126.4659 | 1144.3937 | 539.0652 | 528.311 | 518.2462 | 508.7709 | 499.7846 | 491.2032 | 482.9519 | 474.9797
F3_Commercial_Warehouse_Existing_Food Preparation_Natural Gas_Range_E3 | F3 | Commercial | Warehouse | Existing | Food Preparation | Natural Gas | Range | E3 | PACT BC Ratio | 0 | 0 | 0 | 0 | 0 | 0 | 0 | 0 | 0 | 0 | 0 | 0 | 0 | 0 | 0 | 0 | 0 | 0 | 0 | 0 | 0 | 0 | 0 | 0 | 0 | 0 | 0 | 0 | 0 | 0 | 0
F3_Commercial_Warehouse_Existing_Food Preparation_Natural Gas_Range_E4 | F3 | Commercial | Warehouse | Existing | Food Preparation | Natural Gas | Range | E4 | PACT BC Ratio | 0 | 0 | 0 | 0 | 0 | 0 | 0 | 0 | 0 | 0 | 0 | 0 | 0 | 0 | 0 | 0 | 0 | 0 | 0 | 0 | 0 | 0 | 0 | 0 | 0 | 0 | 0 | 0 | 0 | 0 | 0
F3_Commercial_Warehouse_Existing_Food Preparation_Natural Gas_Range_E5 | F3 | Commercial | Warehouse | Existing | Food Preparation | Natural Gas | Range | E5 | PACT BC Ratio | 0 | 0 | 0 | 0 | 0 | 0 | 0 | 0 | 0 | 0 | 0 | 0 | 0 | 0 | 0 | 0 | 0 | 0 | 0 | 0 | 0 | 0 | 0 | 0 | 0 | 0 | 0 | 0 | 0 | 0 | 0
F3_Commercial_Warehouse_Existing_Food Preparation_Natural Gas_Range_E6 | F3 | Commercial | Warehouse | Existing | Food Preparation | Natural Gas | Range | E6 | PACT BC Ratio | 0 | 0 | 0 | 0 | 0 | 0 | 0 | 0 | 0 | 0 | 0 | 0 | 0 | 0 | 0 | 0 | 0 | 0 | 0 | 0 | 0 | 0 | 0 | 0 | 0 | 0 | 0 | 0 | 0 | 0 | 0
F3_Commercial_Warehouse_Existing_Food Preparation_Natural Gas_Range_E7 | F3 | Commercial | Warehouse | Existing | Food Preparation | Natural Gas | Range | E7 | PACT BC Ratio | 0 | 0 | 0 | 0 | 0 | 0 | 0 | 0 | 0 | 0 | 0 | 0 | 0 | 0 | 0 | 0 | 0 | 0 | 0 | 0 | 0 | 0 | 0 | 0 | 0 | 0 | 0 | 0 | 0 | 0 | 0
F3_Commercial_Warehouse_Existing_Food Preparation_Natural Gas_Range_E8 | F3 | Commercial | Warehouse | Existing | Food Preparation | Natural Gas | Range | E8 | PACT BC Ratio | 0 | 0 | 0 | 0 | 0 | 0 | 0 | 0 | 0 | 0 | 0 | 0 | 0 | 0 | 0 | 0 | 0 | 0 | 0 | 0 | 0 | 0 | 0 | 0 | 0 | 0 | 0 | 0 | 0 | 0 | 0
F3_Commercial_Warehouse_Existing_Food Preparation_Natural Gas_Range_E9 | F3 | Commercial | Warehouse | Existing | Food Preparation | Natural Gas | Range | E9 | PACT BC Ratio | 0 | 0 | 0 | 0 | 0 | 0 | 0 | 0 | 0 | 0 | 0 | 0 | 0 | 0 | 0 | 0 | 0 | 0 | 0 | 0 | 0 | 0 | 0 | 0 | 0 | 0 | 0 | 0 | 0 | 0 | 0
F3_Commercial_Warehouse_Existing_Food Preparation_Natural Gas_Range_E10 | F3 | Commercial | Warehouse | Existing | Food Preparation | Natural Gas | Range | E10 | PACT BC Ratio | 0 | 0 | 0 | 0 | 0 | 0 | 0 | 0 | 0 | 0 | 0 | 0 | 0 | 0 | 0 | 0 | 0 | 0 | 0 | 0 | 0 | 0 | 0 | 0 | 0 | 0 | 0 | 0 | 0 | 0 | 0
F4_Commercial_Warehouse_Existing_Food Preparation_Natural Gas_Range_E1 | F4 | Commercial | Warehouse | Existing | Food Preparation | Natural Gas | Range | E1 | PCT BC Ratio | 0.9 | 0.9 | 0.9 | 0.9 | 0.9 | 0.9 | 0.9 | 0.9 | 0.9 | 0.9 | 0.9 | 0.9 | 0.9 | 0.9 | 0.9 | 0.9 | 0.9 | 0.9 | 0.9 | 0.9 | 0.9 | 0.9 | 0.9 | 0.9 | 0.9 | 0.9 | 0.9 | 0.9 | 0.9 | 0.9 | 0.9
F4_Commercial_Warehouse_Existing_Food Preparation_Natural Gas_Range_E2 | F4 | Commercial | Warehouse | Existing | Food Preparation | Natural Gas | Range | E2 | PCT BC Ratio | 2661.6339 | 2714.3714 | 2752.0895 | 2792.9794 | 2851.7097 | 2671.8307 | 2531.2492 | 2457.3217 | 2430.7657 | 2390.0152 | 2362.5134 | 2487.6415 | 2226.4381 | 2379.6796 | 2576.3539 | 2767.528 | 2774.663 | 2787.9063 | 2734.6519 | 2772.6439 | 2799.2289 | 2835.117 | 2880.2223 | 1357.254 | 1330.197 | 1304.8747 | 1281.0353 | 1258.4265 | 1236.8363 | 1216.0765 | 1196.0188
F4_Commercial_Warehouse_Existing_Food Preparation_Natural Gas_Range_E3 | F4 | Commercial | Warehouse | Existing | Food Preparation | Natural Gas | Range | E3 | PCT BC Ratio | 0 | 0 | 0 | 0 | 0 | 0 | 0 | 0 | 0 | 0 | 0 | 0 | 0 | 0 | 0 | 0 | 0 | 0 | 0 | 0 | 0 | 0 | 0 | 0 | 0 | 0 | 0 | 0 | 0 | 0 | 0
F4_Commercial_Warehouse_Existing_Food Preparation_Natural Gas_Range_E4 | F4 | Commercial | Warehouse | Existing | Food Preparation | Natural Gas | Range | E4 | PCT BC Ratio | 0 | 0 | 0 | 0 | 0 | 0 | 0 | 0 | 0 | 0 | 0 | 0 | 0 | 0 | 0 | 0 | 0 | 0 | 0 | 0 | 0 | 0 | 0 | 0 | 0 | 0 | 0 | 0 | 0 | 0 | 0
F4_Commercial_Warehouse_Existing_Food Preparation_Natural Gas_Range_E5 | F4 | Commercial | Warehouse | Existing | Food Preparation | Natural Gas | Range | E5 | PCT BC Ratio | 0 | 0 | 0 | 0 | 0 | 0 | 0 | 0 | 0 | 0 | 0 | 0 | 0 | 0 | 0 | 0 | 0 | 0 | 0 | 0 | 0 | 0 | 0 | 0 | 0 | 0 | 0 | 0 | 0 | 0 | 0
F4_Commercial_Warehouse_Existing_Food Preparation_Natural Gas_Range_E6 | F4 | Commercial | Warehouse | Existing | Food Preparation | Natural Gas | Range | E6 | PCT BC Ratio | 0 | 0 | 0 | 0 | 0 | 0 | 0 | 0 | 0 | 0 | 0 | 0 | 0 | 0 | 0 | 0 | 0 | 0 | 0 | 0 | 0 | 0 | 0 | 0 | 0 | 0 | 0 | 0 | 0 | 0 | 0
F4_Commercial_Warehouse_Existing_Food Preparation_Natural Gas_Range_E7 | F4 | Commercial | Warehouse | Existing | Food Preparation | Natural Gas | Range | E7 | PCT BC Ratio | 0 | 0 | 0 | 0 | 0 | 0 | 0 | 0 | 0 | 0 | 0 | 0 | 0 | 0 | 0 | 0 | 0 | 0 | 0 | 0 | 0 | 0 | 0 | 0 | 0 | 0 | 0 | 0 | 0 | 0 | 0
F4_Commercial_Warehouse_Existing_Food Preparation_Natural Gas_Range_E8 | F4 | Commercial | Warehouse | Existing | Food Preparation | Natural Gas | Range | E8 | PCT BC Ratio | 0 | 0 | 0 | 0 | 0 | 0 | 0 | 0 | 0 | 0 | 0 | 0 | 0 | 0 | 0 | 0 | 0 | 0 | 0 | 0 | 0 | 0 | 0 | 0 | 0 | 0 | 0 | 0 | 0 | 0 | 0
F4_Commercial_Warehouse_Existing_Food Preparation_Natural Gas_Range_E9 | F4 | Commercial | Warehouse | Existing | Food Preparation | Natural Gas | Range | E9 | PCT BC Ratio | 0 | 0 | 0 | 0 | 0 | 0 | 0 | 0 | 0 | 0 | 0 | 0 | 0 | 0 | 0 | 0 | 0 | 0 | 0 | 0 | 0 | 0 | 0 | 0 | 0 | 0 | 0 | 0 | 0 | 0 | 0
F4_Commercial_Warehouse_Existing_Food Preparation_Natural Gas_Range_E10 | F4 | Commercial | Warehouse | Existing | Food Preparation | Natural Gas | Range | E10 | PCT BC Ratio | 0 | 0 | 0 | 0 | 0 | 0 | 0 | 0 | 0 | 0 | 0 | 0 | 0 | 0 | 0 | 0 | 0 | 0 | 0 | 0 | 0 | 0 | 0 | 0 | 0 | 0 | 0 | 0 | 0 | 0 | 0
F5_Commercial_Warehouse_Existing_Food Preparation_Natural Gas_Range_E1 | F5 | Commercial | Warehouse | Existing | Food Preparation | Natural Gas | Range | E1 | RIM BC Ratio | 0.9 | 0.9 | 0.9 | 0.9 | 0.9 | 0.9 | 0.9 | 0.9 | 0.9 | 0.9 | 0.9 | 0.9 | 0.9 | 0.9 | 0.9 | 0.9 | 0.9 | 0.9 | 0.9 | 0.9 | 0.9 | 0.9 | 0.9 | 0.9 | 0.9 | 0.9 | 0.9 | 0.9 | 0.9 | 0.9 | 0.9
F5_Commercial_Warehouse_Existing_Food Preparation_Natural Gas_Range_E2 | F5 | Commercial | Warehouse | Existing | Food Preparation | Natural Gas | Range | E2 | RIM BC Ratio | 0.83402 | 0.83403 | 0.83404 | 0.83405 | 0.83406 | 0.83402 | 0.83399 | 0.83397 | 0.83396 | 0.83395 | 0.83394 | 0.83397 | 0.83389 | 0.83394 | 0.834 | 0.83405 | 0.83405 | 0.83405 | 0.83404 | 0.83405 | 0.83405 | 0.83406 | 0.83407 | 0.83339 | 0.83336 | 0.83334 | 0.83331 | 0.83329 | 0.83326 | 0.83324 | 0.83321
F5_Commercial_Warehouse_Existing_Food Preparation_Natural Gas_Range_E3 | F5 | Commercial | Warehouse | Existing | Food Preparation | Natural Gas | Range | E3 | RIM BC Ratio | 0 | 0 | 0 | 0 | 0 | 0 | 0 | 0 | 0 | 0 | 0 | 0 | 0 | 0 | 0 | 0 | 0 | 0 | 0 | 0 | 0 | 0 | 0 | 0 | 0 | 0 | 0 | 0 | 0 | 0 | 0
F5_Commercial_Warehouse_Existing_Food Preparation_Natural Gas_Range_E4 | F5 | Commercial | Warehouse | Existing | Food Preparation | Natural Gas | Range | E4 | RIM BC Ratio | 0 | 0 | 0 | 0 | 0 | 0 | 0 | 0 | 0 | 0 | 0 | 0 | 0 | 0 | 0 | 0 | 0 | 0 | 0 | 0 | 0 | 0 | 0 | 0 | 0 | 0 | 0 | 0 | 0 | 0 | 0
F5_Commercial_Warehouse_Existing_Food Preparation_Natural Gas_Range_E5 | F5 | Commercial | Warehouse | Existing | Food Preparation | Natural Gas | Range | E5 | RIM BC Ratio | 0 | 0 | 0 | 0 | 0 | 0 | 0 | 0 | 0 | 0 | 0 | 0 | 0 | 0 | 0 | 0 | 0 | 0 | 0 | 0 | 0 | 0 | 0 | 0 | 0 | 0 | 0 | 0 | 0 | 0 | 0
F5_Commercial_Warehouse_Existing_Food Preparation_Natural Gas_Range_E6 | F5 | Commercial | Warehouse | Existing | Food Preparation | Natural Gas | Range | E6 | RIM BC Ratio | 0 | 0 | 0 | 0 | 0 | 0 | 0 | 0 | 0 | 0 | 0 | 0 | 0 | 0 | 0 | 0 | 0 | 0 | 0 | 0 | 0 | 0 | 0 | 0 | 0 | 0 | 0 | 0 | 0 | 0 | 0
F5_Commercial_Warehouse_Existing_Food Preparation_Natural Gas_Range_E7 | F5 | Commercial | Warehouse | Existing | Food Preparation | Natural Gas | Range | E7 | RIM BC Ratio | 0 | 0 | 0 | 0 | 0 | 0 | 0 | 0 | 0 | 0 | 0 | 0 | 0 | 0 | 0 | 0 | 0 | 0 | 0 | 0 | 0 | 0 | 0 | 0 | 0 | 0 | 0 | 0 | 0 | 0 | 0
F5_Commercial_Warehouse_Existing_Food Preparation_Natural Gas_Range_E8 | F5 | Commercial | Warehouse | Existing | Food Preparation | Natural Gas | Range | E8 | RIM BC Ratio | 0 | 0 | 0 | 0 | 0 | 0 | 0 | 0 | 0 | 0 | 0 | 0 | 0 | 0 | 0 | 0 | 0 | 0 | 0 | 0 | 0 | 0 | 0 | 0 | 0 | 0 | 0 | 0 | 0 | 0 | 0
F5_Commercial_Warehouse_Existing_Food Preparation_Natural Gas_Range_E9 | F5 | Commercial | Warehouse | Existing | Food Preparation | Natural Gas | Range | E9 | RIM BC Ratio | 0 | 0 | 0 | 0 | 0 | 0 | 0 | 0 | 0 | 0 | 0 | 0 | 0 | 0 | 0 | 0 | 0 | 0 | 0 | 0 | 0 | 0 | 0 | 0 | 0 | 0 | 0 | 0 | 0 | 0 | 0
F5_Commercial_Warehouse_Existing_Food Preparation_Natural Gas_Range_E10 | F5 | Commercial | Warehouse | Existing | Food Preparation | Natural Gas | Range | E10 | RIM BC Ratio | 0 | 0 | 0 | 0 | 0 | 0 | 0 | 0 | 0 | 0 | 0 | 0 | 0 | 0 | 0 | 0 | 0 | 0 | 0 | 0 | 0 | 0 | 0 | 0 | 0 | 0 | 0 | 0 | 0 | 0 | 0
F0_Commercial_Warehouse_Existing_Food Preparation_Natural Gas_Steamer_E0 | F0 | Commercial | Warehouse | Existing | Food Preparation | Natural Gas | Steamer | E0 | Economic Unit | ENERGY STAR | ENERGY STAR | ENERGY STAR | ENERGY STAR | ENERGY STAR | ENERGY STAR | ENERGY STAR | ENERGY STAR | ENERGY STAR | ENERGY STAR | ENERGY STAR | ENERGY STAR | ENERGY STAR | ENERGY STAR | ENERGY STAR | ENERGY STAR | ENERGY STAR | ENERGY STAR | ENERGY STAR | ENERGY STAR | ENERGY STAR | ENERGY STAR | ENERGY STAR | ENERGY STAR | ENERGY STAR | ENERGY STAR | ENERGY STAR | ENERGY STAR | ENERGY STAR | ENERGY STAR | ENERGY STAR
F1_Commercial_Warehouse_Existing_Food Preparation_Natural Gas_Steamer_E1 | F1 | Commercial | Warehouse | Existing | Food Preparation | Natural Gas | Steamer | E1 | CCE | 0 | 0 | 0 | 0 | 0 | 0 | 0 | 0 | 0 | 0 | 0 | 0 | 0 | 0 | 0 | 0 | 0 | 0 | 0 | 0 | 0 | 0 | 0 | 0 | 0 | 0 | 0 | 0 | 0 | 0 | 0
F1_Commercial_Warehouse_Existing_Food Preparation_Natural Gas_Steamer_E2 | F1 | Commercial | Warehouse | Existing | Food Preparation | Natural Gas | Steamer | E2 | CCE | 0.0020223 | 0.0019441 | 0.0019534 | 0 | 0 | 0 | 0 | 0 | 0 | 0 | 0 | 0 | 0 | 0 | 0 | 0 | 0 | 0 | 0 | 0 | 0 | 0 | 0 | 0 | 0 | 0 | 0 | 0 | 0 | 0 | 0
F1_Commercial_Warehouse_Existing_Food Preparation_Natural Gas_Steamer_E3 | F1 | Commercial | Warehouse | Existing | Food Preparation | Natural Gas | Steamer | E3 | CCE | 0 | 0 | 0 | 0 | 0 | 0 | 0 | 0 | 0 | 0 | 0 | 0 | 0 | 0 | 0 | 0 | 0 | 0 | 0 | 0 | 0 | 0 | 0 | 0 | 0 | 0 | 0 | 0 | 0 | 0 | 0
F1_Commercial_Warehouse_Existing_Food Preparation_Natural Gas_Steamer_E4 | F1 | Commercial | Warehouse | Existing | Food Preparation | Natural Gas | Steamer | E4 | CCE | 0 | 0 | 0 | 0 | 0 | 0 | 0 | 0 | 0 | 0 | 0 | 0 | 0 | 0 | 0 | 0 | 0 | 0 | 0 | 0 | 0 | 0 | 0 | 0 | 0 | 0 | 0 | 0 | 0 | 0 | 0
F1_Commercial_Warehouse_Existing_Food Preparation_Natural Gas_Steamer_E5 | F1 | Commercial | Warehouse | Existing | Food Preparation | Natural Gas | Steamer | E5 | CCE | 0 | 0 | 0 | 0 | 0 | 0 | 0 | 0 | 0 | 0 | 0 | 0 | 0 | 0 | 0 | 0 | 0 | 0 | 0 | 0 | 0 | 0 | 0 | 0 | 0 | 0 | 0 | 0 | 0 | 0 | 0
F1_Commercial_Warehouse_Existing_Food Preparation_Natural Gas_Steamer_E6 | F1 | Commercial | Warehouse | Existing | Food Preparation | Natural Gas | Steamer | E6 | CCE | 0 | 0 | 0 | 0 | 0 | 0 | 0 | 0 | 0 | 0 | 0 | 0 | 0 | 0 | 0 | 0 | 0 | 0 | 0 | 0 | 0 | 0 | 0 | 0 | 0 | 0 | 0 | 0 | 0 | 0 | 0
F1_Commercial_Warehouse_Existing_Food Preparation_Natural Gas_Steamer_E7 | F1 | Commercial | Warehouse | Existing | Food Preparation | Natural Gas | Steamer | E7 | CCE | 0 | 0 | 0 | 0 | 0 | 0 | 0 | 0 | 0 | 0 | 0 | 0 | 0 | 0 | 0 | 0 | 0 | 0 | 0 | 0 | 0 | 0 | 0 | 0 | 0 | 0 | 0 | 0 | 0 | 0 | 0
F1_Commercial_Warehouse_Existing_Food Preparation_Natural Gas_Steamer_E8 | F1 | Commercial | Warehouse | Existing | Food Preparation | Natural Gas | Steamer | E8 | CCE | 0 | 0 | 0 | 0 | 0 | 0 | 0 | 0 | 0 | 0 | 0 | 0 | 0 | 0 | 0 | 0 | 0 | 0 | 0 | 0 | 0 | 0 | 0 | 0 | 0 | 0 | 0 | 0 | 0 | 0 | 0
F1_Commercial_Warehouse_Existing_Food Preparation_Natural Gas_Steamer_E9 | F1 | Commercial | Warehouse | Existing | Food Preparation | Natural Gas | Steamer | E9 | CCE | 0 | 0 | 0 | 0 | 0 | 0 | 0 | 0 | 0 | 0 | 0 | 0 | 0 | 0 | 0 | 0 | 0 | 0 | 0 | 0 | 0 | 0 | 0 | 0 | 0 | 0 | 0 | 0 | 0 | 0 | 0
F1_Commercial_Warehouse_Existing_Food Preparation_Natural Gas_Steamer_E10 | F1 | Commercial | Warehouse | Existing | Food Preparation | Natural Gas | Steamer | E10 | CCE | 0 | 0 | 0 | 0 | 0 | 0 | 0 | 0 | 0 | 0 | 0 | 0 | 0 | 0 | 0 | 0 | 0 | 0 | 0 | 0 | 0 | 0 | 0 | 0 | 0 | 0 | 0 | 0 | 0 | 0 | 0
F2_Commercial_Warehouse_Existing_Food Preparation_Natural Gas_Steamer_E1 | F2 | Commercial | Warehouse | Existing | Food Preparation | Natural Gas | Steamer | E1 | TRC BC Ratio | 0.9 | 0.9 | 0.9 | 0 | 0 | 0 | 0 | 0 | 0 | 0 | 0 | 0 | 0 | 0 | 0 | 0 | 0 | 0 | 0 | 0 | 0 | 0 | 0 | 0 | 0 | 0 | 0 | 0 | 0 | 0 | 0
F2_Commercial_Warehouse_Existing_Food Preparation_Natural Gas_Steamer_E2 | F2 | Commercial | Warehouse | Existing | Food Preparation | Natural Gas | Steamer | E2 | TRC BC Ratio | 5.0195 | 5.062 | 5.0865 | 0.9 | 0.9 | 0.9 | 0.9 | 0.9 | 0.9 | 0.9 | 0.9 | 0.9 | 0.9 | 0.9 | 0.9 | 0.9 | 0.9 | 0.9 | 0.9 | 0.9 | 0.9 | 0.9 | 0.9 | 0.9 | 0.9 | 0.9 | 0.9 | 0.9 | 0.9 | 0.9 | 0.9
F2_Commercial_Warehouse_Existing_Food Preparation_Natural Gas_Steamer_E3 | F2 | Commercial | Warehouse | Existing | Food Preparation | Natural Gas | Steamer | E3 | TRC BC Ratio | 0 | 0 | 0 | 0 | 0 | 0 | 0 | 0 | 0 | 0 | 0 | 0 | 0 | 0 | 0 | 0 | 0 | 0 | 0 | 0 | 0 | 0 | 0 | 0 | 0 | 0 | 0 | 0 | 0 | 0 | 0
F2_Commercial_Warehouse_Existing_Food Preparation_Natural Gas_Steamer_E4 | F2 | Commercial | Warehouse | Existing | Food Preparation | Natural Gas | Steamer | E4 | TRC BC Ratio | 0 | 0 | 0 | 0 | 0 | 0 | 0 | 0 | 0 | 0 | 0 | 0 | 0 | 0 | 0 | 0 | 0 | 0 | 0 | 0 | 0 | 0 | 0 | 0 | 0 | 0 | 0 | 0 | 0 | 0 | 0
F2_Commercial_Warehouse_Existing_Food Preparation_Natural Gas_Steamer_E5 | F2 | Commercial | Warehouse | Existing | Food Preparation | Natural Gas | Steamer | E5 | TRC BC Ratio | 0 | 0 | 0 | 0 | 0 | 0 | 0 | 0 | 0 | 0 | 0 | 0 | 0 | 0 | 0 | 0 | 0 | 0 | 0 | 0 | 0 | 0 | 0 | 0 | 0 | 0 | 0 | 0 | 0 | 0 | 0
F2_Commercial_Warehouse_Existing_Food Preparation_Natural Gas_Steamer_E6 | F2 | Commercial | Warehouse | Existing | Food Preparation | Natural Gas | Steamer | E6 | TRC BC Ratio | 0 | 0 | 0 | 0 | 0 | 0 | 0 | 0 | 0 | 0 | 0 | 0 | 0 | 0 | 0 | 0 | 0 | 0 | 0 | 0 | 0 | 0 | 0 | 0 | 0 | 0 | 0 | 0 | 0 | 0 | 0
F2_Commercial_Warehouse_Existing_Food Preparation_Natural Gas_Steamer_E7 | F2 | Commercial | Warehouse | Existing | Food Preparation | Natural Gas | Steamer | E7 | TRC BC Ratio | 0 | 0 | 0 | 0 | 0 | 0 | 0 | 0 | 0 | 0 | 0 | 0 | 0 | 0 | 0 | 0 | 0 | 0 | 0 | 0 | 0 | 0 | 0 | 0 | 0 | 0 | 0 | 0 | 0 | 0 | 0
F2_Commercial_Warehouse_Existing_Food Preparation_Natural Gas_Steamer_E8 | F2 | Commercial | Warehouse | Existing | Food Preparation | Natural Gas | Steamer | E8 | TRC BC Ratio | 0 | 0 | 0 | 0 | 0 | 0 | 0 | 0 | 0 | 0 | 0 | 0 | 0 | 0 | 0 | 0 | 0 | 0 | 0 | 0 | 0 | 0 | 0 | 0 | 0 | 0 | 0 | 0 | 0 | 0 | 0
F2_Commercial_Warehouse_Existing_Food Preparation_Natural Gas_Steamer_E9 | F2 | Commercial | Warehouse | Existing | Food Preparation | Natural Gas | Steamer | E9 | TRC BC Ratio | 0 | 0 | 0 | 0 | 0 | 0 | 0 | 0 | 0 | 0 | 0 | 0 | 0 | 0 | 0 | 0 | 0 | 0 | 0 | 0 | 0 | 0 | 0 | 0 | 0 | 0 | 0 | 0 | 0 | 0 | 0
F2_Commercial_Warehouse_Existing_Food Preparation_Natural Gas_Steamer_E10 | F2 | Commercial | Warehouse | Existing | Food Preparation | Natural Gas | Steamer | E10 | TRC BC Ratio | 0 | 0 | 0 | 0 | 0 | 0 | 0 | 0 | 0 | 0 | 0 | 0 | 0 | 0 | 0 | 0 | 0 | 0 | 0 | 0 | 0 | 0 | 0 | 0 | 0 | 0 | 0 | 0 | 0 | 0 | 0
F3_Commercial_Warehouse_Existing_Food Preparation_Natural Gas_Steamer_E1 | F3 | Commercial | Warehouse | Existing | Food Preparation | Natural Gas | Steamer | E1 | PACT BC Ratio | 0.9 | 0.9 | 0.9 | 0 | 0 | 0 | 0 | 0 | 0 | 0 | 0 | 0 | 0 | 0 | 0 | 0 | 0 | 0 | 0 | 0 | 0 | 0 | 0 | 0 | 0 | 0 | 0 | 0 | 0 | 0 | 0
F3_Commercial_Warehouse_Existing_Food Preparation_Natural Gas_Steamer_E2 | F3 | Commercial | Warehouse | Existing | Food Preparation | Natural Gas | Steamer | E2 | PACT BC Ratio | 5.4356 | 5.4817 | 5.5082 | 0.9 | 0.9 | 0.9 | 0.9 | 0.9 | 0.9 | 0.9 | 0.9 | 0.9 | 0.9 | 0.9 | 0.9 | 0.9 | 0.9 | 0.9 | 0.9 | 0.9 | 0.9 | 0.9 | 0.9 | 0.9 | 0.9 | 0.9 | 0.9 | 0.9 | 0.9 | 0.9 | 0.9
F3_Commercial_Warehouse_Existing_Food Preparation_Natural Gas_Steamer_E3 | F3 | Commercial | Warehouse | Existing | Food Preparation | Natural Gas | Steamer | E3 | PACT BC Ratio | 0 | 0 | 0 | 0 | 0 | 0 | 0 | 0 | 0 | 0 | 0 | 0 | 0 | 0 | 0 | 0 | 0 | 0 | 0 | 0 | 0 | 0 | 0 | 0 | 0 | 0 | 0 | 0 | 0 | 0 | 0
F3_Commercial_Warehouse_Existing_Food Preparation_Natural Gas_Steamer_E4 | F3 | Commercial | Warehouse | Existing | Food Preparation | Natural Gas | Steamer | E4 | PACT BC Ratio | 0 | 0 | 0 | 0 | 0 | 0 | 0 | 0 | 0 | 0 | 0 | 0 | 0 | 0 | 0 | 0 | 0 | 0 | 0 | 0 | 0 | 0 | 0 | 0 | 0 | 0 | 0 | 0 | 0 | 0 | 0
F3_Commercial_Warehouse_Existing_Food Preparation_Natural Gas_Steamer_E5 | F3 | Commercial | Warehouse | Existing | Food Preparation | Natural Gas | Steamer | E5 | PACT BC Ratio | 0 | 0 | 0 | 0 | 0 | 0 | 0 | 0 | 0 | 0 | 0 | 0 | 0 | 0 | 0 | 0 | 0 | 0 | 0 | 0 | 0 | 0 | 0 | 0 | 0 | 0 | 0 | 0 | 0 | 0 | 0
F3_Commercial_Warehouse_Existing_Food Preparation_Natural Gas_Steamer_E6 | F3 | Commercial | Warehouse | Existing | Food Preparation | Natural Gas | Steamer | E6 | PACT BC Ratio | 0 | 0 | 0 | 0 | 0 | 0 | 0 | 0 | 0 | 0 | 0 | 0 | 0 | 0 | 0 | 0 | 0 | 0 | 0 | 0 | 0 | 0 | 0 | 0 | 0 | 0 | 0 | 0 | 0 | 0 | 0
F3_Commercial_Warehouse_Existing_Food Preparation_Natural Gas_Steamer_E7 | F3 | Commercial | Warehouse | Existing | Food Preparation | Natural Gas | Steamer | E7 | PACT BC Ratio | 0 | 0 | 0 | 0 | 0 | 0 | 0 | 0 | 0 | 0 | 0 | 0 | 0 | 0 | 0 | 0 | 0 | 0 | 0 | 0 | 0 | 0 | 0 | 0 | 0 | 0 | 0 | 0 | 0 | 0 | 0
F3_Commercial_Warehouse_Existing_Food Preparation_Natural Gas_Steamer_E8 | F3 | Commercial | Warehouse | Existing | Food Preparation | Natural Gas | Steamer | E8 | PACT BC Ratio | 0 | 0 | 0 | 0 | 0 | 0 | 0 | 0 | 0 | 0 | 0 | 0 | 0 | 0 | 0 | 0 | 0 | 0 | 0 | 0 | 0 | 0 | 0 | 0 | 0 | 0 | 0 | 0 | 0 | 0 | 0
F3_Commercial_Warehouse_Existing_Food Preparation_Natural Gas_Steamer_E9 | F3 | Commercial | Warehouse | Existing | Food Preparation | Natural Gas | Steamer | E9 | PACT BC Ratio | 0 | 0 | 0 | 0 | 0 | 0 | 0 | 0 | 0 | 0 | 0 | 0 | 0 | 0 | 0 | 0 | 0 | 0 | 0 | 0 | 0 | 0 | 0 | 0 | 0 | 0 | 0 | 0 | 0 | 0 | 0
F3_Commercial_Warehouse_Existing_Food Preparation_Natural Gas_Steamer_E10 | F3 | Commercial | Warehouse | Existing | Food Preparation | Natural Gas | Steamer | E10 | PACT BC Ratio | 0 | 0 | 0 | 0 | 0 | 0 | 0 | 0 | 0 | 0 | 0 | 0 | 0 | 0 | 0 | 0 | 0 | 0 | 0 | 0 | 0 | 0 | 0 | 0 | 0 | 0 | 0 | 0 | 0 | 0 | 0
F4_Commercial_Warehouse_Existing_Food Preparation_Natural Gas_Steamer_E1 | F4 | Commercial | Warehouse | Existing | Food Preparation | Natural Gas | Steamer | E1 | PCT BC Ratio | 0.9 | 0.9 | 0.9 | 0 | 0 | 0 | 0 | 0 | 0 | 0 | 0 | 0 | 0 | 0 | 0 | 0 | 0 | 0 | 0 | 0 | 0 | 0 | 0 | 0 | 0 | 0 | 0 | 0 | 0 | 0 | 0
F4_Commercial_Warehouse_Existing_Food Preparation_Natural Gas_Steamer_E2 | F4 | Commercial | Warehouse | Existing | Food Preparation | Natural Gas | Steamer | E2 | PCT BC Ratio | 12.4994 | 12.5981 | 12.6548 | 0.9 | 0.9 | 0.9 | 0.9 | 0.9 | 0.9 | 0.9 | 0.9 | 0.9 | 0.9 | 0.9 | 0.9 | 0.9 | 0.9 | 0.9 | 0.9 | 0.9 | 0.9 | 0.9 | 0.9 | 0.9 | 0.9 | 0.9 | 0.9 | 0.9 | 0.9 | 0.9 | 0.9
F4_Commercial_Warehouse_Existing_Food Preparation_Natural Gas_Steamer_E3 | F4 | Commercial | Warehouse | Existing | Food Preparation | Natural Gas | Steamer | E3 | PCT BC Ratio | 0 | 0 | 0 | 0 | 0 | 0 | 0 | 0 | 0 | 0 | 0 | 0 | 0 | 0 | 0 | 0 | 0 | 0 | 0 | 0 | 0 | 0 | 0 | 0 | 0 | 0 | 0 | 0 | 0 | 0 | 0
F4_Commercial_Warehouse_Existing_Food Preparation_Natural Gas_Steamer_E4 | F4 | Commercial | Warehouse | Existing | Food Preparation | Natural Gas | Steamer | E4 | PCT BC Ratio | 0 | 0 | 0 | 0 | 0 | 0 | 0 | 0 | 0 | 0 | 0 | 0 | 0 | 0 | 0 | 0 | 0 | 0 | 0 | 0 | 0 | 0 | 0 | 0 | 0 | 0 | 0 | 0 | 0 | 0 | 0
F4_Commercial_Warehouse_Existing_Food Preparation_Natural Gas_Steamer_E5 | F4 | Commercial | Warehouse | Existing | Food Preparation | Natural Gas | Steamer | E5 | PCT BC Ratio | 0 | 0 | 0 | 0 | 0 | 0 | 0 | 0 | 0 | 0 | 0 | 0 | 0 | 0 | 0 | 0 | 0 | 0 | 0 | 0 | 0 | 0 | 0 | 0 | 0 | 0 | 0 | 0 | 0 | 0 | 0
F4_Commercial_Warehouse_Existing_Food Preparation_Natural Gas_Steamer_E6 | F4 | Commercial | Warehouse | Existing | Food Preparation | Natural Gas | Steamer | E6 | PCT BC Ratio | 0 | 0 | 0 | 0 | 0 | 0 | 0 | 0 | 0 | 0 | 0 | 0 | 0 | 0 | 0 | 0 | 0 | 0 | 0 | 0 | 0 | 0 | 0 | 0 | 0 | 0 | 0 | 0 | 0 | 0 | 0
F4_Commercial_Warehouse_Existing_Food Preparation_Natural Gas_Steamer_E7 | F4 | Commercial | Warehouse | Existing | Food Preparation | Natural Gas | Steamer | E7 | PCT BC Ratio | 0 | 0 | 0 | 0 | 0 | 0 | 0 | 0 | 0 | 0 | 0 | 0 | 0 | 0 | 0 | 0 | 0 | 0 | 0 | 0 | 0 | 0 | 0 | 0 | 0 | 0 | 0 | 0 | 0 | 0 | 0
F4_Commercial_Warehouse_Existing_Food Preparation_Natural Gas_Steamer_E8 | F4 | Commercial | Warehouse | Existing | Food Preparation | Natural Gas | Steamer | E8 | PCT BC Ratio | 0 | 0 | 0 | 0 | 0 | 0 | 0 | 0 | 0 | 0 | 0 | 0 | 0 | 0 | 0 | 0 | 0 | 0 | 0 | 0 | 0 | 0 | 0 | 0 | 0 | 0 | 0 | 0 | 0 | 0 | 0
F4_Commercial_Warehouse_Existing_Food Preparation_Natural Gas_Steamer_E9 | F4 | Commercial | Warehouse | Existing | Food Preparation | Natural Gas | Steamer | E9 | PCT BC Ratio | 0 | 0 | 0 | 0 | 0 | 0 | 0 | 0 | 0 | 0 | 0 | 0 | 0 | 0 | 0 | 0 | 0 | 0 | 0 | 0 | 0 | 0 | 0 | 0 | 0 | 0 | 0 | 0 | 0 | 0 | 0
F4_Commercial_Warehouse_Existing_Food Preparation_Natural Gas_Steamer_E10 | F4 | Commercial | Warehouse | Existing | Food Preparation | Natural Gas | Steamer | E10 | PCT BC Ratio | 0 | 0 | 0 | 0 | 0 | 0 | 0 | 0 | 0 | 0 | 0 | 0 | 0 | 0 | 0 | 0 | 0 | 0 | 0 | 0 | 0 | 0 | 0 | 0 | 0 | 0 | 0 | 0 | 0 | 0 | 0
F5_Commercial_Warehouse_Existing_Food Preparation_Natural Gas_Steamer_E1 | F5 | Commercial | Warehouse | Existing | Food Preparation | Natural Gas | Steamer | E1 | RIM BC Ratio | 0.9 | 0.9 | 0.9 | 0 | 0 | 0 | 0 | 0 | 0 | 0 | 0 | 0 | 0 | 0 | 0 | 0 | 0 | 0 | 0 | 0 | 0 | 0 | 0 | 0 | 0 | 0 | 0 | 0 | 0 | 0 | 0
F5_Commercial_Warehouse_Existing_Food Preparation_Natural Gas_Steamer_E2 | F5 | Commercial | Warehouse | Existing | Food Preparation | Natural Gas | Steamer | E2 | RIM BC Ratio | 0.72357 | 0.72438 | 0.72484 | 0.9 | 0.9 | 0.9 | 0.9 | 0.9 | 0.9 | 0.9 | 0.9 | 0.9 | 0.9 | 0.9 | 0.9 | 0.9 | 0.9 | 0.9 | 0.9 | 0.9 | 0.9 | 0.9 | 0.9 | 0.9 | 0.9 | 0.9 | 0.9 | 0.9 | 0.9 | 0.9 | 0.9
F5_Commercial_Warehouse_Existing_Food Preparation_Natural Gas_Steamer_E3 | F5 | Commercial | Warehouse | Existing | Food Preparation | Natural Gas | Steamer | E3 | RIM BC Ratio | 0 | 0 | 0 | 0 | 0 | 0 | 0 | 0 | 0 | 0 | 0 | 0 | 0 | 0 | 0 | 0 | 0 | 0 | 0 | 0 | 0 | 0 | 0 | 0 | 0 | 0 | 0 | 0 | 0 | 0 | 0
F5_Commercial_Warehouse_Existing_Food Preparation_Natural Gas_Steamer_E4 | F5 | Commercial | Warehouse | Existing | Food Preparation | Natural Gas | Steamer | E4 | RIM BC Ratio | 0 | 0 | 0 | 0 | 0 | 0 | 0 | 0 | 0 | 0 | 0 | 0 | 0 | 0 | 0 | 0 | 0 | 0 | 0 | 0 | 0 | 0 | 0 | 0 | 0 | 0 | 0 | 0 | 0 | 0 | 0
F5_Commercial_Warehouse_Existing_Food Preparation_Natural Gas_Steamer_E5 | F5 | Commercial | Warehouse | Existing | Food Preparation | Natural Gas | Steamer | E5 | RIM BC Ratio | 0 | 0 | 0 | 0 | 0 | 0 | 0 | 0 | 0 | 0 | 0 | 0 | 0 | 0 | 0 | 0 | 0 | 0 | 0 | 0 | 0 | 0 | 0 | 0 | 0 | 0 | 0 | 0 | 0 | 0 | 0
F5_Commercial_Warehouse_Existing_Food Preparation_Natural Gas_Steamer_E6 | F5 | Commercial | Warehouse | Existing | Food Preparation | Natural Gas | Steamer | E6 | RIM BC Ratio | 0 | 0 | 0 | 0 | 0 | 0 | 0 | 0 | 0 | 0 | 0 | 0 | 0 | 0 | 0 | 0 | 0 | 0 | 0 | 0 | 0 | 0 | 0 | 0 | 0 | 0 | 0 | 0 | 0 | 0 | 0
F5_Commercial_Warehouse_Existing_Food Preparation_Natural Gas_Steamer_E7 | F5 | Commercial | Warehouse | Existing | Food Preparation | Natural Gas | Steamer | E7 | RIM BC Ratio | 0 | 0 | 0 | 0 | 0 | 0 | 0 | 0 | 0 | 0 | 0 | 0 | 0 | 0 | 0 | 0 | 0 | 0 | 0 | 0 | 0 | 0 | 0 | 0 | 0 | 0 | 0 | 0 | 0 | 0 | 0
F5_Commercial_Warehouse_Existing_Food Preparation_Natural Gas_Steamer_E8 | F5 | Commercial | Warehouse | Existing | Food Preparation | Natural Gas | Steamer | E8 | RIM BC Ratio | 0 | 0 | 0 | 0 | 0 | 0 | 0 | 0 | 0 | 0 | 0 | 0 | 0 | 0 | 0 | 0 | 0 | 0 | 0 | 0 | 0 | 0 | 0 | 0 | 0 | 0 | 0 | 0 | 0 | 0 | 0
F5_Commercial_Warehouse_Existing_Food Preparation_Natural Gas_Steamer_E9 | F5 | Commercial | Warehouse | Existing | Food Preparation | Natural Gas | Steamer | E9 | RIM BC Ratio | 0 | 0 | 0 | 0 | 0 | 0 | 0 | 0 | 0 | 0 | 0 | 0 | 0 | 0 | 0 | 0 | 0 | 0 | 0 | 0 | 0 | 0 | 0 | 0 | 0 | 0 | 0 | 0 | 0 | 0 | 0
F5_Commercial_Warehouse_Existing_Food Preparation_Natural Gas_Steamer_E10 | F5 | Commercial | Warehouse | Existing | Food Preparation | Natural Gas | Steamer | E10 | RIM BC Ratio | 0 | 0 | 0 | 0 | 0 | 0 | 0 | 0 | 0 | 0 | 0 | 0 | 0 | 0 | 0 | 0 | 0 | 0 | 0 | 0 | 0 | 0 | 0 | 0 | 0 | 0 | 0 | 0 | 0 | 0 | 0
F0_Commercial_Warehouse_Existing_Food Preparation_Natural Gas_Food Prep Other_E0 | F0 | Commercial | Warehouse | Existing | Food Preparation | Natural Gas | Food Prep Other | E0 | Economic Unit | ENERGY STAR | ENERGY STAR | ENERGY STAR | ENERGY STAR | ENERGY STAR | ENERGY STAR | ENERGY STAR | ENERGY STAR | ENERGY STAR | ENERGY STAR | ENERGY STAR | ENERGY STAR | ENERGY STAR | ENERGY STAR | ENERGY STAR | ENERGY STAR | ENERGY STAR | ENERGY STAR | ENERGY STAR | ENERGY STAR | ENERGY STAR | ENERGY STAR | ENERGY STAR | Standard | Standard | Standard | Standard | Standard | Standard | Standard | Standard
F1_Commercial_Warehouse_Existing_Food Preparation_Natural Gas_Food Prep Other_E1 | F1 | Commercial | Warehouse | Existing | Food Preparation | Natural Gas | Food Prep Other | E1 | CCE | 0 | 0 | 0 | 0 | 0 | 0 | 0 | 0 | 0 | 0 | 0 | 0 | 0 | 0 | 0 | 0 | 0 | 0 | 0 | 0 | 0 | 0 | 0 | 0 | 0 | 0 | 0 | 0 | 0 | 0 | 0
F1_Commercial_Warehouse_Existing_Food Preparation_Natural Gas_Food Prep Other_E2 | F1 | Commercial | Warehouse | Existing | Food Preparation | Natural Gas | Food Prep Other | E2 | CCE | 0.15845 | 0.15233 | 0.15306 | 0.15466 | 0.15466 | 0.15466 | 0.15466 | 0.15466 | 0.15466 | 0.15466 | 0.15466 | 0.15466 | 0.15466 | 0.15466 | 0.15466 | 0.15466 | 0.15466 | 0.15466 | 0.15466 | 0.15466 | 0.15466 | 0.15466 | 0.15466 | 0.15466 | 0.15466 | 0.15466 | 0.15466 | 0.15466 | 0.15466 | 0.15466 | 0.15466
F1_Commercial_Warehouse_Existing_Food Preparation_Natural Gas_Food Prep Other_E3 | F1 | Commercial | Warehouse | Existing | Food Preparation | Natural Gas | Food Prep Other | E3 | CCE | 0 | 0 | 0 | 0 | 0 | 0 | 0 | 0 | 0 | 0 | 0 | 0 | 0 | 0 | 0 | 0 | 0 | 0 | 0 | 0 | 0 | 0 | 0 | 0 | 0 | 0 | 0 | 0 | 0 | 0 | 0
F1_Commercial_Warehouse_Existing_Food Preparation_Natural Gas_Food Prep Other_E4 | F1 | Commercial | Warehouse | Existing | Food Preparation | Natural Gas | Food Prep Other | E4 | CCE | 0 | 0 | 0 | 0 | 0 | 0 | 0 | 0 | 0 | 0 | 0 | 0 | 0 | 0 | 0 | 0 | 0 | 0 | 0 | 0 | 0 | 0 | 0 | 0 | 0 | 0 | 0 | 0 | 0 | 0 | 0
F1_Commercial_Warehouse_Existing_Food Preparation_Natural Gas_Food Prep Other_E5 | F1 | Commercial | Warehouse | Existing | Food Preparation | Natural Gas | Food Prep Other | E5 | CCE | 0 | 0 | 0 | 0 | 0 | 0 | 0 | 0 | 0 | 0 | 0 | 0 | 0 | 0 | 0 | 0 | 0 | 0 | 0 | 0 | 0 | 0 | 0 | 0 | 0 | 0 | 0 | 0 | 0 | 0 | 0
F1_Commercial_Warehouse_Existing_Food Preparation_Natural Gas_Food Prep Other_E6 | F1 | Commercial | Warehouse | Existing | Food Preparation | Natural Gas | Food Prep Other | E6 | CCE | 0 | 0 | 0 | 0 | 0 | 0 | 0 | 0 | 0 | 0 | 0 | 0 | 0 | 0 | 0 | 0 | 0 | 0 | 0 | 0 | 0 | 0 | 0 | 0 | 0 | 0 | 0 | 0 | 0 | 0 | 0
F1_Commercial_Warehouse_Existing_Food Preparation_Natural Gas_Food Prep Other_E7 | F1 | Commercial | Warehouse | Existing | Food Preparation | Natural Gas | Food Prep Other | E7 | CCE | 0 | 0 | 0 | 0 | 0 | 0 | 0 | 0 | 0 | 0 | 0 | 0 | 0 | 0 | 0 | 0 | 0 | 0 | 0 | 0 | 0 | 0 | 0 | 0 | 0 | 0 | 0 | 0 | 0 | 0 | 0
F1_Commercial_Warehouse_Existing_Food Preparation_Natural Gas_Food Prep Other_E8 | F1 | Commercial | Warehouse | Existing | Food Preparation | Natural Gas | Food Prep Other | E8 | CCE | 0 | 0 | 0 | 0 | 0 | 0 | 0 | 0 | 0 | 0 | 0 | 0 | 0 | 0 | 0 | 0 | 0 | 0 | 0 | 0 | 0 | 0 | 0 | 0 | 0 | 0 | 0 | 0 | 0 | 0 | 0
F1_Commercial_Warehouse_Existing_Food Preparation_Natural Gas_Food Prep Other_E9 | F1 | Commercial | Warehouse | Existing | Food Preparation | Natural Gas | Food Prep Other | E9 | CCE | 0 | 0 | 0 | 0 | 0 | 0 | 0 | 0 | 0 | 0 | 0 | 0 | 0 | 0 | 0 | 0 | 0 | 0 | 0 | 0 | 0 | 0 | 0 | 0 | 0 | 0 | 0 | 0 | 0 | 0 | 0
F1_Commercial_Warehouse_Existing_Food Preparation_Natural Gas_Food Prep Other_E10 | F1 | Commercial | Warehouse | Existing | Food Preparation | Natural Gas | Food Prep Other | E10 | CCE | 0 | 0 | 0 | 0 | 0 | 0 | 0 | 0 | 0 | 0 | 0 | 0 | 0 | 0 | 0 | 0 | 0 | 0 | 0 | 0 | 0 | 0 | 0 | 0 | 0 | 0 | 0 | 0 | 0 | 0 | 0
F2_Commercial_Warehouse_Existing_Food Preparation_Natural Gas_Food Prep Other_E1 | F2 | Commercial | Warehouse | Existing | Food Preparation | Natural Gas | Food Prep Other | E1 | TRC BC Ratio | 0.9 | 0.9 | 0.9 | 0.9 | 0.9 | 0.9 | 0.9 | 0.9 | 0.9 | 0.9 | 0.9 | 0.9 | 0.9 | 0.9 | 0.9 | 0.9 | 0.9 | 0.9 | 0.9 | 0.9 | 0.9 | 0.9 | 0.9 | 0.9 | 0.9 | 0.9 | 0.9 | 0.9 | 0.9 | 0.9 | 0.9
F2_Commercial_Warehouse_Existing_Food Preparation_Natural Gas_Food Prep Other_E2 | F2 | Commercial | Warehouse | Existing | Food Preparation | Natural Gas | Food Prep Other | E2 | TRC BC Ratio | 0.064402 | 0.065679 | 0.066592 | 0.067581 | 0.069003 | 0.064649 | 0.061246 | 0.059457 | 0.058814 | 0.057827 | 0.057162 | 0.060191 | 0.053868 | 0.057577 | 0.062338 | 0.066965 | 0.067138 | 0.067459 | 0.06617 | 0.067089 | 0.067733 | 0.068601 | 0.069693 | 0.032829 | 0.032174 | 0.031561 | 0.030984 | 0.030437 | 0.029914 | 0.029412 | 0.028926
F2_Commercial_Warehouse_Existing_Food Preparation_Natural Gas_Food Prep Other_E3 | F2 | Commercial | Warehouse | Existing | Food Preparation | Natural Gas | Food Prep Other | E3 | TRC BC Ratio | 0 | 0 | 0 | 0 | 0 | 0 | 0 | 0 | 0 | 0 | 0 | 0 | 0 | 0 | 0 | 0 | 0 | 0 | 0 | 0 | 0 | 0 | 0 | 0 | 0 | 0 | 0 | 0 | 0 | 0 | 0
F2_Commercial_Warehouse_Existing_Food Preparation_Natural Gas_Food Prep Other_E4 | F2 | Commercial | Warehouse | Existing | Food Preparation | Natural Gas | Food Prep Other | E4 | TRC BC Ratio | 0 | 0 | 0 | 0 | 0 | 0 | 0 | 0 | 0 | 0 | 0 | 0 | 0 | 0 | 0 | 0 | 0 | 0 | 0 | 0 | 0 | 0 | 0 | 0 | 0 | 0 | 0 | 0 | 0 | 0 | 0
F2_Commercial_Warehouse_Existing_Food Preparation_Natural Gas_Food Prep Other_E5 | F2 | Commercial | Warehouse | Existing | Food Preparation | Natural Gas | Food Prep Other | E5 | TRC BC Ratio | 0 | 0 | 0 | 0 | 0 | 0 | 0 | 0 | 0 | 0 | 0 | 0 | 0 | 0 | 0 | 0 | 0 | 0 | 0 | 0 | 0 | 0 | 0 | 0 | 0 | 0 | 0 | 0 | 0 | 0 | 0
F2_Commercial_Warehouse_Existing_Food Preparation_Natural Gas_Food Prep Other_E6 | F2 | Commercial | Warehouse | Existing | Food Preparation | Natural Gas | Food Prep Other | E6 | TRC BC Ratio | 0 | 0 | 0 | 0 | 0 | 0 | 0 | 0 | 0 | 0 | 0 | 0 | 0 | 0 | 0 | 0 | 0 | 0 | 0 | 0 | 0 | 0 | 0 | 0 | 0 | 0 | 0 | 0 | 0 | 0 | 0
F2_Commercial_Warehouse_Existing_Food Preparation_Natural Gas_Food Prep Other_E7 | F2 | Commercial | Warehouse | Existing | Food Preparation | Natural Gas | Food Prep Other | E7 | TRC BC Ratio | 0 | 0 | 0 | 0 | 0 | 0 | 0 | 0 | 0 | 0 | 0 | 0 | 0 | 0 | 0 | 0 | 0 | 0 | 0 | 0 | 0 | 0 | 0 | 0 | 0 | 0 | 0 | 0 | 0 | 0 | 0
F2_Commercial_Warehouse_Existing_Food Preparation_Natural Gas_Food Prep Other_E8 | F2 | Commercial | Warehouse | Existing | Food Preparation | Natural Gas | Food Prep Other | E8 | TRC BC Ratio | 0 | 0 | 0 | 0 | 0 | 0 | 0 | 0 | 0 | 0 | 0 | 0 | 0 | 0 | 0 | 0 | 0 | 0 | 0 | 0 | 0 | 0 | 0 | 0 | 0 | 0 | 0 | 0 | 0 | 0 | 0
F2_Commercial_Warehouse_Existing_Food Preparation_Natural Gas_Food Prep Other_E9 | F2 | Commercial | Warehouse | Existing | Food Preparation | Natural Gas | Food Prep Other | E9 | TRC BC Ratio | 0 | 0 | 0 | 0 | 0 | 0 | 0 | 0 | 0 | 0 | 0 | 0 | 0 | 0 | 0 | 0 | 0 | 0 | 0 | 0 | 0 | 0 | 0 | 0 | 0 | 0 | 0 | 0 | 0 | 0 | 0
F2_Commercial_Warehouse_Existing_Food Preparation_Natural Gas_Food Prep Other_E10 | F2 | Commercial | Warehouse | Existing | Food Preparation | Natural Gas | Food Prep Other | E10 | TRC BC Ratio | 0 | 0 | 0 | 0 | 0 | 0 | 0 | 0 | 0 | 0 | 0 | 0 | 0 | 0 | 0 | 0 | 0 | 0 | 0 | 0 | 0 | 0 | 0 | 0 | 0 | 0 | 0 | 0 | 0 | 0 | 0
F3_Commercial_Warehouse_Existing_Food Preparation_Natural Gas_Food Prep Other_E1 | F3 | Commercial | Warehouse | Existing | Food Preparation | Natural Gas | Food Prep Other | E1 | PACT BC Ratio | 0.9 | 0.9 | 0.9 | 0.9 | 0.9 | 0.9 | 0.9 | 0.9 | 0.9 | 0.9 | 0.9 | 0.9 | 0.9 | 0.9 | 0.9 | 0.9 | 0.9 | 0.9 | 0.9 | 0.9 | 0.9 | 0.9 | 0.9 | 0.9 | 0.9 | 0.9 | 0.9 | 0.9 | 0.9 | 0.9 | 0.9
F3_Commercial_Warehouse_Existing_Food Preparation_Natural Gas_Food Prep Other_E2 | F3 | Commercial | Warehouse | Existing | Food Preparation | Natural Gas | Food Prep Other | E2 | PACT BC Ratio | 1.1369 | 1.1594 | 1.1755 | 1.193 | 1.2181 | 1.1412 | 1.0812 | 1.0496 | 1.0382 | 1.0208 | 1.0091 | 1.0625 | 0.95093 | 1.0164 | 1.1004 | 1.1821 | 1.1852 | 1.1908 | 1.1681 | 1.1843 | 1.1957 | 1.211 | 1.2303 | 0.57953 | 0.56797 | 0.55715 | 0.54696 | 0.5373 | 0.52807 | 0.5192 | 0.51063
F3_Commercial_Warehouse_Existing_Food Preparation_Natural Gas_Food Prep Other_E3 | F3 | Commercial | Warehouse | Existing | Food Preparation | Natural Gas | Food Prep Other | E3 | PACT BC Ratio | 0 | 0 | 0 | 0 | 0 | 0 | 0 | 0 | 0 | 0 | 0 | 0 | 0 | 0 | 0 | 0 | 0 | 0 | 0 | 0 | 0 | 0 | 0 | 0 | 0 | 0 | 0 | 0 | 0 | 0 | 0
F3_Commercial_Warehouse_Existing_Food Preparation_Natural Gas_Food Prep Other_E4 | F3 | Commercial | Warehouse | Existing | Food Preparation | Natural Gas | Food Prep Other | E4 | PACT BC Ratio | 0 | 0 | 0 | 0 | 0 | 0 | 0 | 0 | 0 | 0 | 0 | 0 | 0 | 0 | 0 | 0 | 0 | 0 | 0 | 0 | 0 | 0 | 0 | 0 | 0 | 0 | 0 | 0 | 0 | 0 | 0
F3_Commercial_Warehouse_Existing_Food Preparation_Natural Gas_Food Prep Other_E5 | F3 | Commercial | Warehouse | Existing | Food Preparation | Natural Gas | Food Prep Other | E5 | PACT BC Ratio | 0 | 0 | 0 | 0 | 0 | 0 | 0 | 0 | 0 | 0 | 0 | 0 | 0 | 0 | 0 | 0 | 0 | 0 | 0 | 0 | 0 | 0 | 0 | 0 | 0 | 0 | 0 | 0 | 0 | 0 | 0
F3_Commercial_Warehouse_Existing_Food Preparation_Natural Gas_Food Prep Other_E6 | F3 | Commercial | Warehouse | Existing | Food Preparation | Natural Gas | Food Prep Other | E6 | PACT BC Ratio | 0 | 0 | 0 | 0 | 0 | 0 | 0 | 0 | 0 | 0 | 0 | 0 | 0 | 0 | 0 | 0 | 0 | 0 | 0 | 0 | 0 | 0 | 0 | 0 | 0 | 0 | 0 | 0 | 0 | 0 | 0
F3_Commercial_Warehouse_Existing_Food Preparation_Natural Gas_Food Prep Other_E7 | F3 | Commercial | Warehouse | Existing | Food Preparation | Natural Gas | Food Prep Other | E7 | PACT BC Ratio | 0 | 0 | 0 | 0 | 0 | 0 | 0 | 0 | 0 | 0 | 0 | 0 | 0 | 0 | 0 | 0 | 0 | 0 | 0 | 0 | 0 | 0 | 0 | 0 | 0 | 0 | 0 | 0 | 0 | 0 | 0
F3_Commercial_Warehouse_Existing_Food Preparation_Natural Gas_Food Prep Other_E8 | F3 | Commercial | Warehouse | Existing | Food Preparation | Natural Gas | Food Prep Other | E8 | PACT BC Ratio | 0 | 0 | 0 | 0 | 0 | 0 | 0 | 0 | 0 | 0 | 0 | 0 | 0 | 0 | 0 | 0 | 0 | 0 | 0 | 0 | 0 | 0 | 0 | 0 | 0 | 0 | 0 | 0 | 0 | 0 | 0
F3_Commercial_Warehouse_Existing_Food Preparation_Natural Gas_Food Prep Other_E9 | F3 | Commercial | Warehouse | Existing | Food Preparation | Natural Gas | Food Prep Other | E9 | PACT BC Ratio | 0 | 0 | 0 | 0 | 0 | 0 | 0 | 0 | 0 | 0 | 0 | 0 | 0 | 0 | 0 | 0 | 0 | 0 | 0 | 0 | 0 | 0 | 0 | 0 | 0 | 0 | 0 | 0 | 0 | 0 | 0
F3_Commercial_Warehouse_Existing_Food Preparation_Natural Gas_Food Prep Other_E10 | F3 | Commercial | Warehouse | Existing | Food Preparation | Natural Gas | Food Prep Other | E10 | PACT BC Ratio | 0 | 0 | 0 | 0 | 0 | 0 | 0 | 0 | 0 | 0 | 0 | 0 | 0 | 0 | 0 | 0 | 0 | 0 | 0 | 0 | 0 | 0 | 0 | 0 | 0 | 0 | 0 | 0 | 0 | 0 | 0
F4_Commercial_Warehouse_Existing_Food Preparation_Natural Gas_Food Prep Other_E1 | F4 | Commercial | Warehouse | Existing | Food Preparation | Natural Gas | Food Prep Other | E1 | PCT BC Ratio | 0.9 | 0.9 | 0.9 | 0.9 | 0.9 | 0.9 | 0.9 | 0.9 | 0.9 | 0.9 | 0.9 | 0.9 | 0.9 | 0.9 | 0.9 | 0.9 | 0.9 | 0.9 | 0.9 | 0.9 | 0.9 | 0.9 | 0.9 | 0.9 | 0.9 | 0.9 | 0.9 | 0.9 | 0.9 | 0.9 | 0.9
F4_Commercial_Warehouse_Existing_Food Preparation_Natural Gas_Food Prep Other_E2 | F4 | Commercial | Warehouse | Existing | Food Preparation | Natural Gas | Food Prep Other | E2 | PCT BC Ratio | 0.10732 | 0.10889 | 0.11002 | 0.11124 | 0.113 | 0.10762 | 0.10342 | 0.10121 | 0.10042 | 0.0992 | 0.098378 | 0.10212 | 0.094311 | 0.098891 | 0.10477 | 0.11048 | 0.1107 | 0.11109 | 0.1095 | 0.11064 | 0.11143 | 0.1125 | 0.11385 | 0.068334 | 0.067525 | 0.066768 | 0.066056 | 0.06538 | 0.064735 | 0.064115 | 0.063515
F4_Commercial_Warehouse_Existing_Food Preparation_Natural Gas_Food Prep Other_E3 | F4 | Commercial | Warehouse | Existing | Food Preparation | Natural Gas | Food Prep Other | E3 | PCT BC Ratio | 0 | 0 | 0 | 0 | 0 | 0 | 0 | 0 | 0 | 0 | 0 | 0 | 0 | 0 | 0 | 0 | 0 | 0 | 0 | 0 | 0 | 0 | 0 | 0 | 0 | 0 | 0 | 0 | 0 | 0 | 0
F4_Commercial_Warehouse_Existing_Food Preparation_Natural Gas_Food Prep Other_E4 | F4 | Commercial | Warehouse | Existing | Food Preparation | Natural Gas | Food Prep Other | E4 | PCT BC Ratio | 0 | 0 | 0 | 0 | 0 | 0 | 0 | 0 | 0 | 0 | 0 | 0 | 0 | 0 | 0 | 0 | 0 | 0 | 0 | 0 | 0 | 0 | 0 | 0 | 0 | 0 | 0 | 0 | 0 | 0 | 0
F4_Commercial_Warehouse_Existing_Food Preparation_Natural Gas_Food Prep Other_E5 | F4 | Commercial | Warehouse | Existing | Food Preparation | Natural Gas | Food Prep Other | E5 | PCT BC Ratio | 0 | 0 | 0 | 0 | 0 | 0 | 0 | 0 | 0 | 0 | 0 | 0 | 0 | 0 | 0 | 0 | 0 | 0 | 0 | 0 | 0 | 0 | 0 | 0 | 0 | 0 | 0 | 0 | 0 | 0 | 0
F4_Commercial_Warehouse_Existing_Food Preparation_Natural Gas_Food Prep Other_E6 | F4 | Commercial | Warehouse | Existing | Food Preparation | Natural Gas | Food Prep Other | E6 | PCT BC Ratio | 0 | 0 | 0 | 0 | 0 | 0 | 0 | 0 | 0 | 0 | 0 | 0 | 0 | 0 | 0 | 0 | 0 | 0 | 0 | 0 | 0 | 0 | 0 | 0 | 0 | 0 | 0 | 0 | 0 | 0 | 0
F4_Commercial_Warehouse_Existing_Food Preparation_Natural Gas_Food Prep Other_E7 | F4 | Commercial | Warehouse | Existing | Food Preparation | Natural Gas | Food Prep Other | E7 | PCT BC Ratio | 0 | 0 | 0 | 0 | 0 | 0 | 0 | 0 | 0 | 0 | 0 | 0 | 0 | 0 | 0 | 0 | 0 | 0 | 0 | 0 | 0 | 0 | 0 | 0 | 0 | 0 | 0 | 0 | 0 | 0 | 0
F4_Commercial_Warehouse_Existing_Food Preparation_Natural Gas_Food Prep Other_E8 | F4 | Commercial | Warehouse | Existing | Food Preparation | Natural Gas | Food Prep Other | E8 | PCT BC Ratio | 0 | 0 | 0 | 0 | 0 | 0 | 0 | 0 | 0 | 0 | 0 | 0 | 0 | 0 | 0 | 0 | 0 | 0 | 0 | 0 | 0 | 0 | 0 | 0 | 0 | 0 | 0 | 0 | 0 | 0 | 0
F4_Commercial_Warehouse_Existing_Food Preparation_Natural Gas_Food Prep Other_E9 | F4 | Commercial | Warehouse | Existing | Food Preparation | Natural Gas | Food Prep Other | E9 | PCT BC Ratio | 0 | 0 | 0 | 0 | 0 | 0 | 0 | 0 | 0 | 0 | 0 | 0 | 0 | 0 | 0 | 0 | 0 | 0 | 0 | 0 | 0 | 0 | 0 | 0 | 0 | 0 | 0 | 0 | 0 | 0 | 0
F4_Commercial_Warehouse_Existing_Food Preparation_Natural Gas_Food Prep Other_E10 | F4 | Commercial | Warehouse | Existing | Food Preparation | Natural Gas | Food Prep Other | E10 | PCT BC Ratio | 0 | 0 | 0 | 0 | 0 | 0 | 0 | 0 | 0 | 0 | 0 | 0 | 0 | 0 | 0 | 0 | 0 | 0 | 0 | 0 | 0 | 0 | 0 | 0 | 0 | 0 | 0 | 0 | 0 | 0 | 0
F5_Commercial_Warehouse_Existing_Food Preparation_Natural Gas_Food Prep Other_E1 | F5 | Commercial | Warehouse | Existing | Food Preparation | Natural Gas | Food Prep Other | E1 | RIM BC Ratio | 0.9 | 0.9 | 0.9 | 0.9 | 0.9 | 0.9 | 0.9 | 0.9 | 0.9 | 0.9 | 0.9 | 0.9 | 0.9 | 0.9 | 0.9 | 0.9 | 0.9 | 0.9 | 0.9 | 0.9 | 0.9 | 0.9 | 0.9 | 0.9 | 0.9 | 0.9 | 0.9 | 0.9 | 0.9 | 0.9 | 0.9
F5_Commercial_Warehouse_Existing_Food Preparation_Natural Gas_Food Prep Other_E2 | F5 | Commercial | Warehouse | Existing | Food Preparation | Natural Gas | Food Prep Other | E2 | RIM BC Ratio | 0.48131 | 0.4853 | 0.48811 | 0.49109 | 0.49529 | 0.48209 | 0.47104 | 0.46494 | 0.4627 | 0.45921 | 0.45681 | 0.46746 | 0.44451 | 0.45831 | 0.47466 | 0.48924 | 0.48976 | 0.49072 | 0.48682 | 0.48961 | 0.49154 | 0.49412 | 0.49729 | 0.34204 | 0.33798 | 0.33412 | 0.33043 | 0.32688 | 0.32344 | 0.32009 | 0.31681
F5_Commercial_Warehouse_Existing_Food Preparation_Natural Gas_Food Prep Other_E3 | F5 | Commercial | Warehouse | Existing | Food Preparation | Natural Gas | Food Prep Other | E3 | RIM BC Ratio | 0 | 0 | 0 | 0 | 0 | 0 | 0 | 0 | 0 | 0 | 0 | 0 | 0 | 0 | 0 | 0 | 0 | 0 | 0 | 0 | 0 | 0 | 0 | 0 | 0 | 0 | 0 | 0 | 0 | 0 | 0
F5_Commercial_Warehouse_Existing_Food Preparation_Natural Gas_Food Prep Other_E4 | F5 | Commercial | Warehouse | Existing | Food Preparation | Natural Gas | Food Prep Other | E4 | RIM BC Ratio | 0 | 0 | 0 | 0 | 0 | 0 | 0 | 0 | 0 | 0 | 0 | 0 | 0 | 0 | 0 | 0 | 0 | 0 | 0 | 0 | 0 | 0 | 0 | 0 | 0 | 0 | 0 | 0 | 0 | 0 | 0
F5_Commercial_Warehouse_Existing_Food Preparation_Natural Gas_Food Prep Other_E5 | F5 | Commercial | Warehouse | Existing | Food Preparation | Natural Gas | Food Prep Other | E5 | RIM BC Ratio | 0 | 0 | 0 | 0 | 0 | 0 | 0 | 0 | 0 | 0 | 0 | 0 | 0 | 0 | 0 | 0 | 0 | 0 | 0 | 0 | 0 | 0 | 0 | 0 | 0 | 0 | 0 | 0 | 0 | 0 | 0
F5_Commercial_Warehouse_Existing_Food Preparation_Natural Gas_Food Prep Other_E6 | F5 | Commercial | Warehouse | Existing | Food Preparation | Natural Gas | Food Prep Other | E6 | RIM BC Ratio | 0 | 0 | 0 | 0 | 0 | 0 | 0 | 0 | 0 | 0 | 0 | 0 | 0 | 0 | 0 | 0 | 0 | 0 | 0 | 0 | 0 | 0 | 0 | 0 | 0 | 0 | 0 | 0 | 0 | 0 | 0
F5_Commercial_Warehouse_Existing_Food Preparation_Natural Gas_Food Prep Other_E7 | F5 | Commercial | Warehouse | Existing | Food Preparation | Natural Gas | Food Prep Other | E7 | RIM BC Ratio | 0 | 0 | 0 | 0 | 0 | 0 | 0 | 0 | 0 | 0 | 0 | 0 | 0 | 0 | 0 | 0 | 0 | 0 | 0 | 0 | 0 | 0 | 0 | 0 | 0 | 0 | 0 | 0 | 0 | 0 | 0
F5_Commercial_Warehouse_Existing_Food Preparation_Natural Gas_Food Prep Other_E8 | F5 | Commercial | Warehouse | Existing | Food Preparation | Natural Gas | Food Prep Other | E8 | RIM BC Ratio | 0 | 0 | 0 | 0 | 0 | 0 | 0 | 0 | 0 | 0 | 0 | 0 | 0 | 0 | 0 | 0 | 0 | 0 | 0 | 0 | 0 | 0 | 0 | 0 | 0 | 0 | 0 | 0 | 0 | 0 | 0
F5_Commercial_Warehouse_Existing_Food Preparation_Natural Gas_Food Prep Other_E9 | F5 | Commercial | Warehouse | Existing | Food Preparation | Natural Gas | Food Prep Other | E9 | RIM BC Ratio | 0 | 0 | 0 | 0 | 0 | 0 | 0 | 0 | 0 | 0 | 0 | 0 | 0 | 0 | 0 | 0 | 0 | 0 | 0 | 0 | 0 | 0 | 0 | 0 | 0 | 0 | 0 | 0 | 0 | 0 | 0
F5_Commercial_Warehouse_Existing_Food Preparation_Natural Gas_Food Prep Other_E10 | F5 | Commercial | Warehouse | Existing | Food Preparation | Natural Gas | Food Prep Other | E10 | RIM BC Ratio | 0 | 0 | 0 | 0 | 0 | 0 | 0 | 0 | 0 | 0 | 0 | 0 | 0 | 0 | 0 | 0 | 0 | 0 | 0 | 0 | 0 | 0 | 0 | 0 | 0 | 0 | 0 | 0 | 0 | 0 | 0
F0_Commercial_Warehouse_Existing_Miscellaneous_Natural Gas_Pool Heater_E0 | F0 | Commercial | Warehouse | Existing | Miscellaneous | Natural Gas | Pool Heater | E0 | Economic Unit | Standard (EF .78) | Standard (EF .78) | Standard (EF .78) | Standard (EF .78) | Standard (EF .78) | Standard (EF .78) | Standard (EF .78) | Standard (EF .78) | Standard (EF .78) | Standard (EF .78) | Standard (EF .78) | Standard (EF .78) | Standard (EF .78) | Standard (EF .78) | Standard (EF .78) | Standard (EF .78) | Standard (EF .78) | Standard (EF .78) | Condensing (EF .90) | Condensing (EF .90) | Condensing (EF .90) | Condensing (EF .90) | Condensing (EF .90) | Standard (EF .78) | Standard (EF .78) | Standard (EF .78) | Standard (EF .78) | Standard (EF .78) | Standard (EF .78) | Standard (EF .78) | Standard (EF .78)
F1_Commercial_Warehouse_Existing_Miscellaneous_Natural Gas_Pool Heater_E1 | F1 | Commercial | Warehouse | Existing | Miscellaneous | Natural Gas | Pool Heater | E1 | CCE | 0 | 0 | 0 | 0 | 0 | 0 | 0 | 0 | 0 | 0 | 0 | 0 | 0 | 0 | 0 | 0 | 0 | 0 | 0 | 0 | 0 | 0 | 0 | 0 | 0 | 0 | 0 | 0 | 0 | 0 | 0
F1_Commercial_Warehouse_Existing_Miscellaneous_Natural Gas_Pool Heater_E2 | F1 | Commercial | Warehouse | Existing | Miscellaneous | Natural Gas | Pool Heater | E2 | CCE | 0.017772 | 0.017086 | 0.017167 | 0.017347 | 0.017347 | 0.017347 | 0.017347 | 0.017347 | 0.017347 | 0.017347 | 0.017347 | 0.017347 | 0.017347 | 0.017347 | 0.017347 | 0.017347 | 0.017347 | 0.017347 | 0.017347 | 0.017347 | 0.017347 | 0.017347 | 0.017347 | 0.017347 | 0.017347 | 0.017347 | 0.017347 | 0.017347 | 0.017347 | 0.017347 | 0.017347
F1_Commercial_Warehouse_Existing_Miscellaneous_Natural Gas_Pool Heater_E3 | F1 | Commercial | Warehouse | Existing | Miscellaneous | Natural Gas | Pool Heater | E3 | CCE | 0 | 0 | 0 | 0 | 0 | 0 | 0 | 0 | 0 | 0 | 0 | 0 | 0 | 0 | 0 | 0 | 0 | 0 | 0 | 0 | 0 | 0 | 0 | 0 | 0 | 0 | 0 | 0 | 0 | 0 | 0
F1_Commercial_Warehouse_Existing_Miscellaneous_Natural Gas_Pool Heater_E4 | F1 | Commercial | Warehouse | Existing | Miscellaneous | Natural Gas | Pool Heater | E4 | CCE | 0 | 0 | 0 | 0 | 0 | 0 | 0 | 0 | 0 | 0 | 0 | 0 | 0 | 0 | 0 | 0 | 0 | 0 | 0 | 0 | 0 | 0 | 0 | 0 | 0 | 0 | 0 | 0 | 0 | 0 | 0
F1_Commercial_Warehouse_Existing_Miscellaneous_Natural Gas_Pool Heater_E5 | F1 | Commercial | Warehouse | Existing | Miscellaneous | Natural Gas | Pool Heater | E5 | CCE | 0 | 0 | 0 | 0 | 0 | 0 | 0 | 0 | 0 | 0 | 0 | 0 | 0 | 0 | 0 | 0 | 0 | 0 | 0 | 0 | 0 | 0 | 0 | 0 | 0 | 0 | 0 | 0 | 0 | 0 | 0
F1_Commercial_Warehouse_Existing_Miscellaneous_Natural Gas_Pool Heater_E6 | F1 | Commercial | Warehouse | Existing | Miscellaneous | Natural Gas | Pool Heater | E6 | CCE | 0 | 0 | 0 | 0 | 0 | 0 | 0 | 0 | 0 | 0 | 0 | 0 | 0 | 0 | 0 | 0 | 0 | 0 | 0 | 0 | 0 | 0 | 0 | 0 | 0 | 0 | 0 | 0 | 0 | 0 | 0
F1_Commercial_Warehouse_Existing_Miscellaneous_Natural Gas_Pool Heater_E7 | F1 | Commercial | Warehouse | Existing | Miscellaneous | Natural Gas | Pool Heater | E7 | CCE | 0 | 0 | 0 | 0 | 0 | 0 | 0 | 0 | 0 | 0 | 0 | 0 | 0 | 0 | 0 | 0 | 0 | 0 | 0 | 0 | 0 | 0 | 0 | 0 | 0 | 0 | 0 | 0 | 0 | 0 | 0
F1_Commercial_Warehouse_Existing_Miscellaneous_Natural Gas_Pool Heater_E8 | F1 | Commercial | Warehouse | Existing | Miscellaneous | Natural Gas | Pool Heater | E8 | CCE | 0 | 0 | 0 | 0 | 0 | 0 | 0 | 0 | 0 | 0 | 0 | 0 | 0 | 0 | 0 | 0 | 0 | 0 | 0 | 0 | 0 | 0 | 0 | 0 | 0 | 0 | 0 | 0 | 0 | 0 | 0
F1_Commercial_Warehouse_Existing_Miscellaneous_Natural Gas_Pool Heater_E9 | F1 | Commercial | Warehouse | Existing | Miscellaneous | Natural Gas | Pool Heater | E9 | CCE | 0 | 0 | 0 | 0 | 0 | 0 | 0 | 0 | 0 | 0 | 0 | 0 | 0 | 0 | 0 | 0 | 0 | 0 | 0 | 0 | 0 | 0 | 0 | 0 | 0 | 0 | 0 | 0 | 0 | 0 | 0
F1_Commercial_Warehouse_Existing_Miscellaneous_Natural Gas_Pool Heater_E10 | F1 | Commercial | Warehouse | Existing | Miscellaneous | Natural Gas | Pool Heater | E10 | CCE | 0 | 0 | 0 | 0 | 0 | 0 | 0 | 0 | 0 | 0 | 0 | 0 | 0 | 0 | 0 | 0 | 0 | 0 | 0 | 0 | 0 | 0 | 0 | 0 | 0 | 0 | 0 | 0 | 0 | 0 | 0
F2_Commercial_Warehouse_Existing_Miscellaneous_Natural Gas_Pool Heater_E1 | F2 | Commercial | Warehouse | Existing | Miscellaneous | Natural Gas | Pool Heater | E1 | TRC BC Ratio | 0.9 | 0.9 | 0.9 | 0.9 | 0.9 | 0.9 | 0.9 | 0.9 | 0.9 | 0.9 | 0.9 | 0.9 | 0.9 | 0.9 | 0.9 | 0.9 | 0.9 | 0.9 | 0.9 | 0.9 | 0.9 | 0.9 | 0.9 | 0.9 | 0.9 | 0.9 | 0.9 | 0.9 | 0.9 | 0.9 | 0.9
F2_Commercial_Warehouse_Existing_Miscellaneous_Natural Gas_Pool Heater_E2 | F2 | Commercial | Warehouse | Existing | Miscellaneous | Natural Gas | Pool Heater | E2 | TRC BC Ratio | 0.56913 | 0.59017 | 0.59856 | 0.60055 | 0.62327 | 0.58756 | 0.56286 | 0.56218 | 0.57879 | 0.56904 | 0.56637 | 0.56026 | 0.42036 | 0.41012 | 0.40714 | 0.46017 | 0.52551 | 0.59905 | 0.65771 | 0.754 | 0.76585 | 0.78054 | 0.79807 | 0.30114 | 0.29474 | 0.28881 | 0.28328 | 0.2781 | 0.27319 | 0.2685 | 0.264
F2_Commercial_Warehouse_Existing_Miscellaneous_Natural Gas_Pool Heater_E3 | F2 | Commercial | Warehouse | Existing | Miscellaneous | Natural Gas | Pool Heater | E3 | TRC BC Ratio | 0 | 0 | 0 | 0 | 0 | 0 | 0 | 0 | 0 | 0 | 0 | 0 | 0 | 0 | 0 | 0 | 0 | 0 | 0 | 0 | 0 | 0 | 0 | 0 | 0 | 0 | 0 | 0 | 0 | 0 | 0
F2_Commercial_Warehouse_Existing_Miscellaneous_Natural Gas_Pool Heater_E4 | F2 | Commercial | Warehouse | Existing | Miscellaneous | Natural Gas | Pool Heater | E4 | TRC BC Ratio | 0 | 0 | 0 | 0 | 0 | 0 | 0 | 0 | 0 | 0 | 0 | 0 | 0 | 0 | 0 | 0 | 0 | 0 | 0 | 0 | 0 | 0 | 0 | 0 | 0 | 0 | 0 | 0 | 0 | 0 | 0
F2_Commercial_Warehouse_Existing_Miscellaneous_Natural Gas_Pool Heater_E5 | F2 | Commercial | Warehouse | Existing | Miscellaneous | Natural Gas | Pool Heater | E5 | TRC BC Ratio | 0 | 0 | 0 | 0 | 0 | 0 | 0 | 0 | 0 | 0 | 0 | 0 | 0 | 0 | 0 | 0 | 0 | 0 | 0 | 0 | 0 | 0 | 0 | 0 | 0 | 0 | 0 | 0 | 0 | 0 | 0
F2_Commercial_Warehouse_Existing_Miscellaneous_Natural Gas_Pool Heater_E6 | F2 | Commercial | Warehouse | Existing | Miscellaneous | Natural Gas | Pool Heater | E6 | TRC BC Ratio | 0 | 0 | 0 | 0 | 0 | 0 | 0 | 0 | 0 | 0 | 0 | 0 | 0 | 0 | 0 | 0 | 0 | 0 | 0 | 0 | 0 | 0 | 0 | 0 | 0 | 0 | 0 | 0 | 0 | 0 | 0
F2_Commercial_Warehouse_Existing_Miscellaneous_Natural Gas_Pool Heater_E7 | F2 | Commercial | Warehouse | Existing | Miscellaneous | Natural Gas | Pool Heater | E7 | TRC BC Ratio | 0 | 0 | 0 | 0 | 0 | 0 | 0 | 0 | 0 | 0 | 0 | 0 | 0 | 0 | 0 | 0 | 0 | 0 | 0 | 0 | 0 | 0 | 0 | 0 | 0 | 0 | 0 | 0 | 0 | 0 | 0
F2_Commercial_Warehouse_Existing_Miscellaneous_Natural Gas_Pool Heater_E8 | F2 | Commercial | Warehouse | Existing | Miscellaneous | Natural Gas | Pool Heater | E8 | TRC BC Ratio | 0 | 0 | 0 | 0 | 0 | 0 | 0 | 0 | 0 | 0 | 0 | 0 | 0 | 0 | 0 | 0 | 0 | 0 | 0 | 0 | 0 | 0 | 0 | 0 | 0 | 0 | 0 | 0 | 0 | 0 | 0
F2_Commercial_Warehouse_Existing_Miscellaneous_Natural Gas_Pool Heater_E9 | F2 | Commercial | Warehouse | Existing | Miscellaneous | Natural Gas | Pool Heater | E9 | TRC BC Ratio | 0 | 0 | 0 | 0 | 0 | 0 | 0 | 0 | 0 | 0 | 0 | 0 | 0 | 0 | 0 | 0 | 0 | 0 | 0 | 0 | 0 | 0 | 0 | 0 | 0 | 0 | 0 | 0 | 0 | 0 | 0
F2_Commercial_Warehouse_Existing_Miscellaneous_Natural Gas_Pool Heater_E10 | F2 | Commercial | Warehouse | Existing | Miscellaneous | Natural Gas | Pool Heater | E10 | TRC BC Ratio | 0 | 0 | 0 | 0 | 0 | 0 | 0 | 0 | 0 | 0 | 0 | 0 | 0 | 0 | 0 | 0 | 0 | 0 | 0 | 0 | 0 | 0 | 0 | 0 | 0 | 0 | 0 | 0 | 0 | 0 | 0
F3_Commercial_Warehouse_Existing_Miscellaneous_Natural Gas_Pool Heater_E1 | F3 | Commercial | Warehouse | Existing | Miscellaneous | Natural Gas | Pool Heater | E1 | PACT BC Ratio | 0.9 | 0.9 | 0.9 | 0.9 | 0.9 | 0.9 | 0.9 | 0.9 | 0.9 | 0.9 | 0.9 | 0.9 | 0.9 | 0.9 | 0.9 | 0.9 | 0.9 | 0.9 | 0.9 | 0.9 | 0.9 | 0.9 | 0.9 | 0.9 | 0.9 | 0.9 | 0.9 | 0.9 | 0.9 | 0.9 | 0.9
F3_Commercial_Warehouse_Existing_Miscellaneous_Natural Gas_Pool Heater_E2 | F3 | Commercial | Warehouse | Existing | Miscellaneous | Natural Gas | Pool Heater | E2 | PACT BC Ratio | 0.80033 | 0.82991 | 0.84171 | 0.84451 | 0.87645 | 0.82624 | 0.79152 | 0.79055 | 0.81391 | 0.8002 | 0.79645 | 0.78786 | 0.59112 | 0.57672 | 0.57253 | 0.64711 | 0.73899 | 0.8424 | 0.92489 | 1.0603 | 1.077 | 1.0976 | 1.1223 | 0.42347 | 0.41447 | 0.40613 | 0.39836 | 0.39107 | 0.38417 | 0.37758 | 0.37125
F3_Commercial_Warehouse_Existing_Miscellaneous_Natural Gas_Pool Heater_E3 | F3 | Commercial | Warehouse | Existing | Miscellaneous | Natural Gas | Pool Heater | E3 | PACT BC Ratio | 0 | 0 | 0 | 0 | 0 | 0 | 0 | 0 | 0 | 0 | 0 | 0 | 0 | 0 | 0 | 0 | 0 | 0 | 0 | 0 | 0 | 0 | 0 | 0 | 0 | 0 | 0 | 0 | 0 | 0 | 0
F3_Commercial_Warehouse_Existing_Miscellaneous_Natural Gas_Pool Heater_E4 | F3 | Commercial | Warehouse | Existing | Miscellaneous | Natural Gas | Pool Heater | E4 | PACT BC Ratio | 0 | 0 | 0 | 0 | 0 | 0 | 0 | 0 | 0 | 0 | 0 | 0 | 0 | 0 | 0 | 0 | 0 | 0 | 0 | 0 | 0 | 0 | 0 | 0 | 0 | 0 | 0 | 0 | 0 | 0 | 0
F3_Commercial_Warehouse_Existing_Miscellaneous_Natural Gas_Pool Heater_E5 | F3 | Commercial | Warehouse | Existing | Miscellaneous | Natural Gas | Pool Heater | E5 | PACT BC Ratio | 0 | 0 | 0 | 0 | 0 | 0 | 0 | 0 | 0 | 0 | 0 | 0 | 0 | 0 | 0 | 0 | 0 | 0 | 0 | 0 | 0 | 0 | 0 | 0 | 0 | 0 | 0 | 0 | 0 | 0 | 0
F3_Commercial_Warehouse_Existing_Miscellaneous_Natural Gas_Pool Heater_E6 | F3 | Commercial | Warehouse | Existing | Miscellaneous | Natural Gas | Pool Heater | E6 | PACT BC Ratio | 0 | 0 | 0 | 0 | 0 | 0 | 0 | 0 | 0 | 0 | 0 | 0 | 0 | 0 | 0 | 0 | 0 | 0 | 0 | 0 | 0 | 0 | 0 | 0 | 0 | 0 | 0 | 0 | 0 | 0 | 0
F3_Commercial_Warehouse_Existing_Miscellaneous_Natural Gas_Pool Heater_E7 | F3 | Commercial | Warehouse | Existing | Miscellaneous | Natural Gas | Pool Heater | E7 | PACT BC Ratio | 0 | 0 | 0 | 0 | 0 | 0 | 0 | 0 | 0 | 0 | 0 | 0 | 0 | 0 | 0 | 0 | 0 | 0 | 0 | 0 | 0 | 0 | 0 | 0 | 0 | 0 | 0 | 0 | 0 | 0 | 0
F3_Commercial_Warehouse_Existing_Miscellaneous_Natural Gas_Pool Heater_E8 | F3 | Commercial | Warehouse | Existing | Miscellaneous | Natural Gas | Pool Heater | E8 | PACT BC Ratio | 0 | 0 | 0 | 0 | 0 | 0 | 0 | 0 | 0 | 0 | 0 | 0 | 0 | 0 | 0 | 0 | 0 | 0 | 0 | 0 | 0 | 0 | 0 | 0 | 0 | 0 | 0 | 0 | 0 | 0 | 0
F3_Commercial_Warehouse_Existing_Miscellaneous_Natural Gas_Pool Heater_E9 | F3 | Commercial | Warehouse | Existing | Miscellaneous | Natural Gas | Pool Heater | E9 | PACT BC Ratio | 0 | 0 | 0 | 0 | 0 | 0 | 0 | 0 | 0 | 0 | 0 | 0 | 0 | 0 | 0 | 0 | 0 | 0 | 0 | 0 | 0 | 0 | 0 | 0 | 0 | 0 | 0 | 0 | 0 | 0 | 0
F3_Commercial_Warehouse_Existing_Miscellaneous_Natural Gas_Pool Heater_E10 | F3 | Commercial | Warehouse | Existing | Miscellaneous | Natural Gas | Pool Heater | E10 | PACT BC Ratio | 0 | 0 | 0 | 0 | 0 | 0 | 0 | 0 | 0 | 0 | 0 | 0 | 0 | 0 | 0 | 0 | 0 | 0 | 0 | 0 | 0 | 0 | 0 | 0 | 0 | 0 | 0 | 0 | 0 | 0 | 0
F4_Commercial_Warehouse_Existing_Miscellaneous_Natural Gas_Pool Heater_E1 | F4 | Commercial | Warehouse | Existing | Miscellaneous | Natural Gas | Pool Heater | E1 | PCT BC Ratio | 0.9 | 0.9 | 0.9 | 0.9 | 0.9 | 0.9 | 0.9 | 0.9 | 0.9 | 0.9 | 0.9 | 0.9 | 0.9 | 0.9 | 0.9 | 0.9 | 0.9 | 0.9 | 0.9 | 0.9 | 0.9 | 0.9 | 0.9 | 0.9 | 0.9 | 0.9 | 0.9 | 0.9 | 0.9 | 0.9 | 0.9
F4_Commercial_Warehouse_Existing_Miscellaneous_Natural Gas_Pool Heater_E2 | F4 | Commercial | Warehouse | Existing | Miscellaneous | Natural Gas | Pool Heater | E2 | PCT BC Ratio | 1.6263 | 1.6664 | 1.6824 | 1.6862 | 1.7296 | 1.6614 | 1.6143 | 1.613 | 1.6447 | 1.6261 | 1.621 | 1.6093 | 1.3422 | 1.3227 | 1.317 | 1.4182 | 1.543 | 1.6834 | 1.7954 | 1.9792 | 2.0018 | 2.0299 | 2.0634 | 1.1146 | 1.1024 | 1.091 | 1.0805 | 1.0706 | 1.0612 | 1.0523 | 1.0437
F4_Commercial_Warehouse_Existing_Miscellaneous_Natural Gas_Pool Heater_E3 | F4 | Commercial | Warehouse | Existing | Miscellaneous | Natural Gas | Pool Heater | E3 | PCT BC Ratio | 0 | 0 | 0 | 0 | 0 | 0 | 0 | 0 | 0 | 0 | 0 | 0 | 0 | 0 | 0 | 0 | 0 | 0 | 0 | 0 | 0 | 0 | 0 | 0 | 0 | 0 | 0 | 0 | 0 | 0 | 0
F4_Commercial_Warehouse_Existing_Miscellaneous_Natural Gas_Pool Heater_E4 | F4 | Commercial | Warehouse | Existing | Miscellaneous | Natural Gas | Pool Heater | E4 | PCT BC Ratio | 0 | 0 | 0 | 0 | 0 | 0 | 0 | 0 | 0 | 0 | 0 | 0 | 0 | 0 | 0 | 0 | 0 | 0 | 0 | 0 | 0 | 0 | 0 | 0 | 0 | 0 | 0 | 0 | 0 | 0 | 0
F4_Commercial_Warehouse_Existing_Miscellaneous_Natural Gas_Pool Heater_E5 | F4 | Commercial | Warehouse | Existing | Miscellaneous | Natural Gas | Pool Heater | E5 | PCT BC Ratio | 0 | 0 | 0 | 0 | 0 | 0 | 0 | 0 | 0 | 0 | 0 | 0 | 0 | 0 | 0 | 0 | 0 | 0 | 0 | 0 | 0 | 0 | 0 | 0 | 0 | 0 | 0 | 0 | 0 | 0 | 0
F4_Commercial_Warehouse_Existing_Miscellaneous_Natural Gas_Pool Heater_E6 | F4 | Commercial | Warehouse | Existing | Miscellaneous | Natural Gas | Pool Heater | E6 | PCT BC Ratio | 0 | 0 | 0 | 0 | 0 | 0 | 0 | 0 | 0 | 0 | 0 | 0 | 0 | 0 | 0 | 0 | 0 | 0 | 0 | 0 | 0 | 0 | 0 | 0 | 0 | 0 | 0 | 0 | 0 | 0 | 0
F4_Commercial_Warehouse_Existing_Miscellaneous_Natural Gas_Pool Heater_E7 | F4 | Commercial | Warehouse | Existing | Miscellaneous | Natural Gas | Pool Heater | E7 | PCT BC Ratio | 0 | 0 | 0 | 0 | 0 | 0 | 0 | 0 | 0 | 0 | 0 | 0 | 0 | 0 | 0 | 0 | 0 | 0 | 0 | 0 | 0 | 0 | 0 | 0 | 0 | 0 | 0 | 0 | 0 | 0 | 0
F4_Commercial_Warehouse_Existing_Miscellaneous_Natural Gas_Pool Heater_E8 | F4 | Commercial | Warehouse | Existing | Miscellaneous | Natural Gas | Pool Heater | E8 | PCT BC Ratio | 0 | 0 | 0 | 0 | 0 | 0 | 0 | 0 | 0 | 0 | 0 | 0 | 0 | 0 | 0 | 0 | 0 | 0 | 0 | 0 | 0 | 0 | 0 | 0 | 0 | 0 | 0 | 0 | 0 | 0 | 0
F4_Commercial_Warehouse_Existing_Miscellaneous_Natural Gas_Pool Heater_E9 | F4 | Commercial | Warehouse | Existing | Miscellaneous | Natural Gas | Pool Heater | E9 | PCT BC Ratio | 0 | 0 | 0 | 0 | 0 | 0 | 0 | 0 | 0 | 0 | 0 | 0 | 0 | 0 | 0 | 0 | 0 | 0 | 0 | 0 | 0 | 0 | 0 | 0 | 0 | 0 | 0 | 0 | 0 | 0 | 0
F4_Commercial_Warehouse_Existing_Miscellaneous_Natural Gas_Pool Heater_E10 | F4 | Commercial | Warehouse | Existing | Miscellaneous | Natural Gas | Pool Heater | E10 | PCT BC Ratio | 0 | 0 | 0 | 0 | 0 | 0 | 0 | 0 | 0 | 0 | 0 | 0 | 0 | 0 | 0 | 0 | 0 | 0 | 0 | 0 | 0 | 0 | 0 | 0 | 0 | 0 | 0 | 0 | 0 | 0 | 0
F5_Commercial_Warehouse_Existing_Miscellaneous_Natural Gas_Pool Heater_E1 | F5 | Commercial | Warehouse | Existing | Miscellaneous | Natural Gas | Pool Heater | E1 | RIM BC Ratio | 0.9 | 0.9 | 0.9 | 0.9 | 0.9 | 0.9 | 0.9 | 0.9 | 0.9 | 0.9 | 0.9 | 0.9 | 0.9 | 0.9 | 0.9 | 0.9 | 0.9 | 0.9 | 0.9 | 0.9 | 0.9 | 0.9 | 0.9 | 0.9 | 0.9 | 0.9 | 0.9 | 0.9 | 0.9 | 0.9 | 0.9
F5_Commercial_Warehouse_Existing_Miscellaneous_Natural Gas_Pool Heater_E2 | F5 | Commercial | Warehouse | Existing | Miscellaneous | Natural Gas | Pool Heater | E2 | RIM BC Ratio | 0.40857 | 0.41614 | 0.41909 | 0.41978 | 0.42753 | 0.41522 | 0.40626 | 0.40601 | 0.41208 | 0.40854 | 0.40756 | 0.4053 | 0.34605 | 0.34106 | 0.33959 | 0.36451 | 0.39196 | 0.41926 | 0.43874 | 0.46703 | 0.47023 | 0.47413 | 0.47867 | 0.28094 | 0.27695 | 0.2732 | 0.26966 | 0.2663 | 0.26308 | 0.25997 | 0.25696
F5_Commercial_Warehouse_Existing_Miscellaneous_Natural Gas_Pool Heater_E3 | F5 | Commercial | Warehouse | Existing | Miscellaneous | Natural Gas | Pool Heater | E3 | RIM BC Ratio | 0 | 0 | 0 | 0 | 0 | 0 | 0 | 0 | 0 | 0 | 0 | 0 | 0 | 0 | 0 | 0 | 0 | 0 | 0 | 0 | 0 | 0 | 0 | 0 | 0 | 0 | 0 | 0 | 0 | 0 | 0
F5_Commercial_Warehouse_Existing_Miscellaneous_Natural Gas_Pool Heater_E4 | F5 | Commercial | Warehouse | Existing | Miscellaneous | Natural Gas | Pool Heater | E4 | RIM BC Ratio | 0 | 0 | 0 | 0 | 0 | 0 | 0 | 0 | 0 | 0 | 0 | 0 | 0 | 0 | 0 | 0 | 0 | 0 | 0 | 0 | 0 | 0 | 0 | 0 | 0 | 0 | 0 | 0 | 0 | 0 | 0
F5_Commercial_Warehouse_Existing_Miscellaneous_Natural Gas_Pool Heater_E5 | F5 | Commercial | Warehouse | Existing | Miscellaneous | Natural Gas | Pool Heater | E5 | RIM BC Ratio | 0 | 0 | 0 | 0 | 0 | 0 | 0 | 0 | 0 | 0 | 0 | 0 | 0 | 0 | 0 | 0 | 0 | 0 | 0 | 0 | 0 | 0 | 0 | 0 | 0 | 0 | 0 | 0 | 0 | 0 | 0
F5_Commercial_Warehouse_Existing_Miscellaneous_Natural Gas_Pool Heater_E6 | F5 | Commercial | Warehouse | Existing | Miscellaneous | Natural Gas | Pool Heater | E6 | RIM BC Ratio | 0 | 0 | 0 | 0 | 0 | 0 | 0 | 0 | 0 | 0 | 0 | 0 | 0 | 0 | 0 | 0 | 0 | 0 | 0 | 0 | 0 | 0 | 0 | 0 | 0 | 0 | 0 | 0 | 0 | 0 | 0
F5_Commercial_Warehouse_Existing_Miscellaneous_Natural Gas_Pool Heater_E7 | F5 | Commercial | Warehouse | Existing | Miscellaneous | Natural Gas | Pool Heater | E7 | RIM BC Ratio | 0 | 0 | 0 | 0 | 0 | 0 | 0 | 0 | 0 | 0 | 0 | 0 | 0 | 0 | 0 | 0 | 0 | 0 | 0 | 0 | 0 | 0 | 0 | 0 | 0 | 0 | 0 | 0 | 0 | 0 | 0
F5_Commercial_Warehouse_Existing_Miscellaneous_Natural Gas_Pool Heater_E8 | F5 | Commercial | Warehouse | Existing | Miscellaneous | Natural Gas | Pool Heater | E8 | RIM BC Ratio | 0 | 0 | 0 | 0 | 0 | 0 | 0 | 0 | 0 | 0 | 0 | 0 | 0 | 0 | 0 | 0 | 0 | 0 | 0 | 0 | 0 | 0 | 0 | 0 | 0 | 0 | 0 | 0 | 0 | 0 | 0
F5_Commercial_Warehouse_Existing_Miscellaneous_Natural Gas_Pool Heater_E9 | F5 | Commercial | Warehouse | Existing | Miscellaneous | Natural Gas | Pool Heater | E9 | RIM BC Ratio | 0 | 0 | 0 | 0 | 0 | 0 | 0 | 0 | 0 | 0 | 0 | 0 | 0 | 0 | 0 | 0 | 0 | 0 | 0 | 0 | 0 | 0 | 0 | 0 | 0 | 0 | 0 | 0 | 0 | 0 | 0
F5_Commercial_Warehouse_Existing_Miscellaneous_Natural Gas_Pool Heater_E10 | F5 | Commercial | Warehouse | Existing | Miscellaneous | Natural Gas | Pool Heater | E10 | RIM BC Ratio | 0 | 0 | 0 | 0 | 0 | 0 | 0 | 0 | 0 | 0 | 0 | 0 | 0 | 0 | 0 | 0 | 0 | 0 | 0 | 0 | 0 | 0 | 0 | 0 | 0 | 0 | 0 | 0 | 0 | 0 | 0
F0_Commercial_Warehouse_Existing_Miscellaneous_Natural Gas_Miscellaneous_E0 | F0 | Commercial | Warehouse | Existing | Miscellaneous | Natural Gas | Miscellaneous | E0 | Economic Unit | Miscellaneous | Miscellaneous | Miscellaneous | Miscellaneous | Miscellaneous | Miscellaneous | Miscellaneous | Miscellaneous | Miscellaneous | Miscellaneous | Miscellaneous | Miscellaneous | Miscellaneous | Miscellaneous | Miscellaneous | Miscellaneous | Miscellaneous | Miscellaneous | Miscellaneous | Miscellaneous | Miscellaneous | Miscellaneous | Miscellaneous | Miscellaneous | Miscellaneous | Miscellaneous | Miscellaneous | Miscellaneous | Miscellaneous | Miscellaneous | Miscellaneous
F1_Commercial_Warehouse_Existing_Miscellaneous_Natural Gas_Miscellaneous_E1 | F1 | Commercial | Warehouse | Existing | Miscellaneous | Natural Gas | Miscellaneous | E1 | CCE | 0 | 0 | 0 | 0 | 0 | 0 | 0 | 0 | 0 | 0 | 0 | 0 | 0 | 0 | 0 | 0 | 0 | 0 | 0 | 0 | 0 | 0 | 0 | 0 | 0 | 0 | 0 | 0 | 0 | 0 | 0
F1_Commercial_Warehouse_Existing_Miscellaneous_Natural Gas_Miscellaneous_E2 | F1 | Commercial | Warehouse | Existing | Miscellaneous | Natural Gas | Miscellaneous | E2 | CCE | 0 | 0 | 0 | 0 | 0 | 0 | 0 | 0 | 0 | 0 | 0 | 0 | 0 | 0 | 0 | 0 | 0 | 0 | 0 | 0 | 0 | 0 | 0 | 0 | 0 | 0 | 0 | 0 | 0 | 0 | 0
F1_Commercial_Warehouse_Existing_Miscellaneous_Natural Gas_Miscellaneous_E3 | F1 | Commercial | Warehouse | Existing | Miscellaneous | Natural Gas | Miscellaneous | E3 | CCE | 0 | 0 | 0 | 0 | 0 | 0 | 0 | 0 | 0 | 0 | 0 | 0 | 0 | 0 | 0 | 0 | 0 | 0 | 0 | 0 | 0 | 0 | 0 | 0 | 0 | 0 | 0 | 0 | 0 | 0 | 0
F1_Commercial_Warehouse_Existing_Miscellaneous_Natural Gas_Miscellaneous_E4 | F1 | Commercial | Warehouse | Existing | Miscellaneous | Natural Gas | Miscellaneous | E4 | CCE | 0 | 0 | 0 | 0 | 0 | 0 | 0 | 0 | 0 | 0 | 0 | 0 | 0 | 0 | 0 | 0 | 0 | 0 | 0 | 0 | 0 | 0 | 0 | 0 | 0 | 0 | 0 | 0 | 0 | 0 | 0
F1_Commercial_Warehouse_Existing_Miscellaneous_Natural Gas_Miscellaneous_E5 | F1 | Commercial | Warehouse | Existing | Miscellaneous | Natural Gas | Miscellaneous | E5 | CCE | 0 | 0 | 0 | 0 | 0 | 0 | 0 | 0 | 0 | 0 | 0 | 0 | 0 | 0 | 0 | 0 | 0 | 0 | 0 | 0 | 0 | 0 | 0 | 0 | 0 | 0 | 0 | 0 | 0 | 0 | 0
F1_Commercial_Warehouse_Existing_Miscellaneous_Natural Gas_Miscellaneous_E6 | F1 | Commercial | Warehouse | Existing | Miscellaneous | Natural Gas | Miscellaneous | E6 | CCE | 0 | 0 | 0 | 0 | 0 | 0 | 0 | 0 | 0 | 0 | 0 | 0 | 0 | 0 | 0 | 0 | 0 | 0 | 0 | 0 | 0 | 0 | 0 | 0 | 0 | 0 | 0 | 0 | 0 | 0 | 0
F1_Commercial_Warehouse_Existing_Miscellaneous_Natural Gas_Miscellaneous_E7 | F1 | Commercial | Warehouse | Existing | Miscellaneous | Natural Gas | Miscellaneous | E7 | CCE | 0 | 0 | 0 | 0 | 0 | 0 | 0 | 0 | 0 | 0 | 0 | 0 | 0 | 0 | 0 | 0 | 0 | 0 | 0 | 0 | 0 | 0 | 0 | 0 | 0 | 0 | 0 | 0 | 0 | 0 | 0
F1_Commercial_Warehouse_Existing_Miscellaneous_Natural Gas_Miscellaneous_E8 | F1 | Commercial | Warehouse | Existing | Miscellaneous | Natural Gas | Miscellaneous | E8 | CCE | 0 | 0 | 0 | 0 | 0 | 0 | 0 | 0 | 0 | 0 | 0 | 0 | 0 | 0 | 0 | 0 | 0 | 0 | 0 | 0 | 0 | 0 | 0 | 0 | 0 | 0 | 0 | 0 | 0 | 0 | 0
F1_Commercial_Warehouse_Existing_Miscellaneous_Natural Gas_Miscellaneous_E9 | F1 | Commercial | Warehouse | Existing | Miscellaneous | Natural Gas | Miscellaneous | E9 | CCE | 0 | 0 | 0 | 0 | 0 | 0 | 0 | 0 | 0 | 0 | 0 | 0 | 0 | 0 | 0 | 0 | 0 | 0 | 0 | 0 | 0 | 0 | 0 | 0 | 0 | 0 | 0 | 0 | 0 | 0 | 0
F1_Commercial_Warehouse_Existing_Miscellaneous_Natural Gas_Miscellaneous_E10 | F1 | Commercial | Warehouse | Existing | Miscellaneous | Natural Gas | Miscellaneous | E10 | CCE | 0 | 0 | 0 | 0 | 0 | 0 | 0 | 0 | 0 | 0 | 0 | 0 | 0 | 0 | 0 | 0 | 0 | 0 | 0 | 0 | 0 | 0 | 0 | 0 | 0 | 0 | 0 | 0 | 0 | 0 | 0
F2_Commercial_Warehouse_Existing_Miscellaneous_Natural Gas_Miscellaneous_E1 | F2 | Commercial | Warehouse | Existing | Miscellaneous | Natural Gas | Miscellaneous | E1 | TRC BC Ratio | 0.9 | 0.9 | 0.9 | 0.9 | 0.9 | 0.9 | 0.9 | 0.9 | 0.9 | 0.9 | 0.9 | 0.9 | 0.9 | 0.9 | 0.9 | 0.9 | 0.9 | 0.9 | 0.9 | 0.9 | 0.9 | 0.9 | 0.9 | 0.9 | 0.9 | 0.9 | 0.9 | 0.9 | 0.9 | 0.9 | 0.9
F2_Commercial_Warehouse_Existing_Miscellaneous_Natural Gas_Miscellaneous_E2 | F2 | Commercial | Warehouse | Existing | Miscellaneous | Natural Gas | Miscellaneous | E2 | TRC BC Ratio | 0 | 0 | 0 | 0 | 0 | 0 | 0 | 0 | 0 | 0 | 0 | 0 | 0 | 0 | 0 | 0 | 0 | 0 | 0 | 0 | 0 | 0 | 0 | 0 | 0 | 0 | 0 | 0 | 0 | 0 | 0
F2_Commercial_Warehouse_Existing_Miscellaneous_Natural Gas_Miscellaneous_E3 | F2 | Commercial | Warehouse | Existing | Miscellaneous | Natural Gas | Miscellaneous | E3 | TRC BC Ratio | 0 | 0 | 0 | 0 | 0 | 0 | 0 | 0 | 0 | 0 | 0 | 0 | 0 | 0 | 0 | 0 | 0 | 0 | 0 | 0 | 0 | 0 | 0 | 0 | 0 | 0 | 0 | 0 | 0 | 0 | 0
F2_Commercial_Warehouse_Existing_Miscellaneous_Natural Gas_Miscellaneous_E4 | F2 | Commercial | Warehouse | Existing | Miscellaneous | Natural Gas | Miscellaneous | E4 | TRC BC Ratio | 0 | 0 | 0 | 0 | 0 | 0 | 0 | 0 | 0 | 0 | 0 | 0 | 0 | 0 | 0 | 0 | 0 | 0 | 0 | 0 | 0 | 0 | 0 | 0 | 0 | 0 | 0 | 0 | 0 | 0 | 0
F2_Commercial_Warehouse_Existing_Miscellaneous_Natural Gas_Miscellaneous_E5 | F2 | Commercial | Warehouse | Existing | Miscellaneous | Natural Gas | Miscellaneous | E5 | TRC BC Ratio | 0 | 0 | 0 | 0 | 0 | 0 | 0 | 0 | 0 | 0 | 0 | 0 | 0 | 0 | 0 | 0 | 0 | 0 | 0 | 0 | 0 | 0 | 0 | 0 | 0 | 0 | 0 | 0 | 0 | 0 | 0
F2_Commercial_Warehouse_Existing_Miscellaneous_Natural Gas_Miscellaneous_E6 | F2 | Commercial | Warehouse | Existing | Miscellaneous | Natural Gas | Miscellaneous | E6 | TRC BC Ratio | 0 | 0 | 0 | 0 | 0 | 0 | 0 | 0 | 0 | 0 | 0 | 0 | 0 | 0 | 0 | 0 | 0 | 0 | 0 | 0 | 0 | 0 | 0 | 0 | 0 | 0 | 0 | 0 | 0 | 0 | 0
F2_Commercial_Warehouse_Existing_Miscellaneous_Natural Gas_Miscellaneous_E7 | F2 | Commercial | Warehouse | Existing | Miscellaneous | Natural Gas | Miscellaneous | E7 | TRC BC Ratio | 0 | 0 | 0 | 0 | 0 | 0 | 0 | 0 | 0 | 0 | 0 | 0 | 0 | 0 | 0 | 0 | 0 | 0 | 0 | 0 | 0 | 0 | 0 | 0 | 0 | 0 | 0 | 0 | 0 | 0 | 0
F2_Commercial_Warehouse_Existing_Miscellaneous_Natural Gas_Miscellaneous_E8 | F2 | Commercial | Warehouse | Existing | Miscellaneous | Natural Gas | Miscellaneous | E8 | TRC BC Ratio | 0 | 0 | 0 | 0 | 0 | 0 | 0 | 0 | 0 | 0 | 0 | 0 | 0 | 0 | 0 | 0 | 0 | 0 | 0 | 0 | 0 | 0 | 0 | 0 | 0 | 0 | 0 | 0 | 0 | 0 | 0
F2_Commercial_Warehouse_Existing_Miscellaneous_Natural Gas_Miscellaneous_E9 | F2 | Commercial | Warehouse | Existing | Miscellaneous | Natural Gas | Miscellaneous | E9 | TRC BC Ratio | 0 | 0 | 0 | 0 | 0 | 0 | 0 | 0 | 0 | 0 | 0 | 0 | 0 | 0 | 0 | 0 | 0 | 0 | 0 | 0 | 0 | 0 | 0 | 0 | 0 | 0 | 0 | 0 | 0 | 0 | 0
F2_Commercial_Warehouse_Existing_Miscellaneous_Natural Gas_Miscellaneous_E10 | F2 | Commercial | Warehouse | Existing | Miscellaneous | Natural Gas | Miscellaneous | E10 | TRC BC Ratio | 0 | 0 | 0 | 0 | 0 | 0 | 0 | 0 | 0 | 0 | 0 | 0 | 0 | 0 | 0 | 0 | 0 | 0 | 0 | 0 | 0 | 0 | 0 | 0 | 0 | 0 | 0 | 0 | 0 | 0 | 0
F3_Commercial_Warehouse_Existing_Miscellaneous_Natural Gas_Miscellaneous_E1 | F3 | Commercial | Warehouse | Existing | Miscellaneous | Natural Gas | Miscellaneous | E1 | PACT BC Ratio | 0.9 | 0.9 | 0.9 | 0.9 | 0.9 | 0.9 | 0.9 | 0.9 | 0.9 | 0.9 | 0.9 | 0.9 | 0.9 | 0.9 | 0.9 | 0.9 | 0.9 | 0.9 | 0.9 | 0.9 | 0.9 | 0.9 | 0.9 | 0.9 | 0.9 | 0.9 | 0.9 | 0.9 | 0.9 | 0.9 | 0.9
F3_Commercial_Warehouse_Existing_Miscellaneous_Natural Gas_Miscellaneous_E2 | F3 | Commercial | Warehouse | Existing | Miscellaneous | Natural Gas | Miscellaneous | E2 | PACT BC Ratio | 0 | 0 | 0 | 0 | 0 | 0 | 0 | 0 | 0 | 0 | 0 | 0 | 0 | 0 | 0 | 0 | 0 | 0 | 0 | 0 | 0 | 0 | 0 | 0 | 0 | 0 | 0 | 0 | 0 | 0 | 0
F3_Commercial_Warehouse_Existing_Miscellaneous_Natural Gas_Miscellaneous_E3 | F3 | Commercial | Warehouse | Existing | Miscellaneous | Natural Gas | Miscellaneous | E3 | PACT BC Ratio | 0 | 0 | 0 | 0 | 0 | 0 | 0 | 0 | 0 | 0 | 0 | 0 | 0 | 0 | 0 | 0 | 0 | 0 | 0 | 0 | 0 | 0 | 0 | 0 | 0 | 0 | 0 | 0 | 0 | 0 | 0
F3_Commercial_Warehouse_Existing_Miscellaneous_Natural Gas_Miscellaneous_E4 | F3 | Commercial | Warehouse | Existing | Miscellaneous | Natural Gas | Miscellaneous | E4 | PACT BC Ratio | 0 | 0 | 0 | 0 | 0 | 0 | 0 | 0 | 0 | 0 | 0 | 0 | 0 | 0 | 0 | 0 | 0 | 0 | 0 | 0 | 0 | 0 | 0 | 0 | 0 | 0 | 0 | 0 | 0 | 0 | 0
F3_Commercial_Warehouse_Existing_Miscellaneous_Natural Gas_Miscellaneous_E5 | F3 | Commercial | Warehouse | Existing | Miscellaneous | Natural Gas | Miscellaneous | E5 | PACT BC Ratio | 0 | 0 | 0 | 0 | 0 | 0 | 0 | 0 | 0 | 0 | 0 | 0 | 0 | 0 | 0 | 0 | 0 | 0 | 0 | 0 | 0 | 0 | 0 | 0 | 0 | 0 | 0 | 0 | 0 | 0 | 0
F3_Commercial_Warehouse_Existing_Miscellaneous_Natural Gas_Miscellaneous_E6 | F3 | Commercial | Warehouse | Existing | Miscellaneous | Natural Gas | Miscellaneous | E6 | PACT BC Ratio | 0 | 0 | 0 | 0 | 0 | 0 | 0 | 0 | 0 | 0 | 0 | 0 | 0 | 0 | 0 | 0 | 0 | 0 | 0 | 0 | 0 | 0 | 0 | 0 | 0 | 0 | 0 | 0 | 0 | 0 | 0
F3_Commercial_Warehouse_Existing_Miscellaneous_Natural Gas_Miscellaneous_E7 | F3 | Commercial | Warehouse | Existing | Miscellaneous | Natural Gas | Miscellaneous | E7 | PACT BC Ratio | 0 | 0 | 0 | 0 | 0 | 0 | 0 | 0 | 0 | 0 | 0 | 0 | 0 | 0 | 0 | 0 | 0 | 0 | 0 | 0 | 0 | 0 | 0 | 0 | 0 | 0 | 0 | 0 | 0 | 0 | 0
F3_Commercial_Warehouse_Existing_Miscellaneous_Natural Gas_Miscellaneous_E8 | F3 | Commercial | Warehouse | Existing | Miscellaneous | Natural Gas | Miscellaneous | E8 | PACT BC Ratio | 0 | 0 | 0 | 0 | 0 | 0 | 0 | 0 | 0 | 0 | 0 | 0 | 0 | 0 | 0 | 0 | 0 | 0 | 0 | 0 | 0 | 0 | 0 | 0 | 0 | 0 | 0 | 0 | 0 | 0 | 0
F3_Commercial_Warehouse_Existing_Miscellaneous_Natural Gas_Miscellaneous_E9 | F3 | Commercial | Warehouse | Existing | Miscellaneous | Natural Gas | Miscellaneous | E9 | PACT BC Ratio | 0 | 0 | 0 | 0 | 0 | 0 | 0 | 0 | 0 | 0 | 0 | 0 | 0 | 0 | 0 | 0 | 0 | 0 | 0 | 0 | 0 | 0 | 0 | 0 | 0 | 0 | 0 | 0 | 0 | 0 | 0
F3_Commercial_Warehouse_Existing_Miscellaneous_Natural Gas_Miscellaneous_E10 | F3 | Commercial | Warehouse | Existing | Miscellaneous | Natural Gas | Miscellaneous | E10 | PACT BC Ratio | 0 | 0 | 0 | 0 | 0 | 0 | 0 | 0 | 0 | 0 | 0 | 0 | 0 | 0 | 0 | 0 | 0 | 0 | 0 | 0 | 0 | 0 | 0 | 0 | 0 | 0 | 0 | 0 | 0 | 0 | 0
F4_Commercial_Warehouse_Existing_Miscellaneous_Natural Gas_Miscellaneous_E1 | F4 | Commercial | Warehouse | Existing | Miscellaneous | Natural Gas | Miscellaneous | E1 | PCT BC Ratio | 0.9 | 0.9 | 0.9 | 0.9 | 0.9 | 0.9 | 0.9 | 0.9 | 0.9 | 0.9 | 0.9 | 0.9 | 0.9 | 0.9 | 0.9 | 0.9 | 0.9 | 0.9 | 0.9 | 0.9 | 0.9 | 0.9 | 0.9 | 0.9 | 0.9 | 0.9 | 0.9 | 0.9 | 0.9 | 0.9 | 0.9
F4_Commercial_Warehouse_Existing_Miscellaneous_Natural Gas_Miscellaneous_E2 | F4 | Commercial | Warehouse | Existing | Miscellaneous | Natural Gas | Miscellaneous | E2 | PCT BC Ratio | 0 | 0 | 0 | 0 | 0 | 0 | 0 | 0 | 0 | 0 | 0 | 0 | 0 | 0 | 0 | 0 | 0 | 0 | 0 | 0 | 0 | 0 | 0 | 0 | 0 | 0 | 0 | 0 | 0 | 0 | 0
F4_Commercial_Warehouse_Existing_Miscellaneous_Natural Gas_Miscellaneous_E3 | F4 | Commercial | Warehouse | Existing | Miscellaneous | Natural Gas | Miscellaneous | E3 | PCT BC Ratio | 0 | 0 | 0 | 0 | 0 | 0 | 0 | 0 | 0 | 0 | 0 | 0 | 0 | 0 | 0 | 0 | 0 | 0 | 0 | 0 | 0 | 0 | 0 | 0 | 0 | 0 | 0 | 0 | 0 | 0 | 0
F4_Commercial_Warehouse_Existing_Miscellaneous_Natural Gas_Miscellaneous_E4 | F4 | Commercial | Warehouse | Existing | Miscellaneous | Natural Gas | Miscellaneous | E4 | PCT BC Ratio | 0 | 0 | 0 | 0 | 0 | 0 | 0 | 0 | 0 | 0 | 0 | 0 | 0 | 0 | 0 | 0 | 0 | 0 | 0 | 0 | 0 | 0 | 0 | 0 | 0 | 0 | 0 | 0 | 0 | 0 | 0
F4_Commercial_Warehouse_Existing_Miscellaneous_Natural Gas_Miscellaneous_E5 | F4 | Commercial | Warehouse | Existing | Miscellaneous | Natural Gas | Miscellaneous | E5 | PCT BC Ratio | 0 | 0 | 0 | 0 | 0 | 0 | 0 | 0 | 0 | 0 | 0 | 0 | 0 | 0 | 0 | 0 | 0 | 0 | 0 | 0 | 0 | 0 | 0 | 0 | 0 | 0 | 0 | 0 | 0 | 0 | 0
F4_Commercial_Warehouse_Existing_Miscellaneous_Natural Gas_Miscellaneous_E6 | F4 | Commercial | Warehouse | Existing | Miscellaneous | Natural Gas | Miscellaneous | E6 | PCT BC Ratio | 0 | 0 | 0 | 0 | 0 | 0 | 0 | 0 | 0 | 0 | 0 | 0 | 0 | 0 | 0 | 0 | 0 | 0 | 0 | 0 | 0 | 0 | 0 | 0 | 0 | 0 | 0 | 0 | 0 | 0 | 0
F4_Commercial_Warehouse_Existing_Miscellaneous_Natural Gas_Miscellaneous_E7 | F4 | Commercial | Warehouse | Existing | Miscellaneous | Natural Gas | Miscellaneous | E7 | PCT BC Ratio | 0 | 0 | 0 | 0 | 0 | 0 | 0 | 0 | 0 | 0 | 0 | 0 | 0 | 0 | 0 | 0 | 0 | 0 | 0 | 0 | 0 | 0 | 0 | 0 | 0 | 0 | 0 | 0 | 0 | 0 | 0
F4_Commercial_Warehouse_Existing_Miscellaneous_Natural Gas_Miscellaneous_E8 | F4 | Commercial | Warehouse | Existing | Miscellaneous | Natural Gas | Miscellaneous | E8 | PCT BC Ratio | 0 | 0 | 0 | 0 | 0 | 0 | 0 | 0 | 0 | 0 | 0 | 0 | 0 | 0 | 0 | 0 | 0 | 0 | 0 | 0 | 0 | 0 | 0 | 0 | 0 | 0 | 0 | 0 | 0 | 0 | 0
F4_Commercial_Warehouse_Existing_Miscellaneous_Natural Gas_Miscellaneous_E9 | F4 | Commercial | Warehouse | Existing | Miscellaneous | Natural Gas | Miscellaneous | E9 | PCT BC Ratio | 0 | 0 | 0 | 0 | 0 | 0 | 0 | 0 | 0 | 0 | 0 | 0 | 0 | 0 | 0 | 0 | 0 | 0 | 0 | 0 | 0 | 0 | 0 | 0 | 0 | 0 | 0 | 0 | 0 | 0 | 0
F4_Commercial_Warehouse_Existing_Miscellaneous_Natural Gas_Miscellaneous_E10 | F4 | Commercial | Warehouse | Existing | Miscellaneous | Natural Gas | Miscellaneous | E10 | PCT BC Ratio | 0 | 0 | 0 | 0 | 0 | 0 | 0 | 0 | 0 | 0 | 0 | 0 | 0 | 0 | 0 | 0 | 0 | 0 | 0 | 0 | 0 | 0 | 0 | 0 | 0 | 0 | 0 | 0 | 0 | 0 | 0
F5_Commercial_Warehouse_Existing_Miscellaneous_Natural Gas_Miscellaneous_E1 | F5 | Commercial | Warehouse | Existing | Miscellaneous | Natural Gas | Miscellaneous | E1 | RIM BC Ratio | 0.9 | 0.9 | 0.9 | 0.9 | 0.9 | 0.9 | 0.9 | 0.9 | 0.9 | 0.9 | 0.9 | 0.9 | 0.9 | 0.9 | 0.9 | 0.9 | 0.9 | 0.9 | 0.9 | 0.9 | 0.9 | 0.9 | 0.9 | 0.9 | 0.9 | 0.9 | 0.9 | 0.9 | 0.9 | 0.9 | 0.9
F5_Commercial_Warehouse_Existing_Miscellaneous_Natural Gas_Miscellaneous_E2 | F5 | Commercial | Warehouse | Existing | Miscellaneous | Natural Gas | Miscellaneous | E2 | RIM BC Ratio | 0 | 0 | 0 | 0 | 0 | 0 | 0 | 0 | 0 | 0 | 0 | 0 | 0 | 0 | 0 | 0 | 0 | 0 | 0 | 0 | 0 | 0 | 0 | 0 | 0 | 0 | 0 | 0 | 0 | 0 | 0
F5_Commercial_Warehouse_Existing_Miscellaneous_Natural Gas_Miscellaneous_E3 | F5 | Commercial | Warehouse | Existing | Miscellaneous | Natural Gas | Miscellaneous | E3 | RIM BC Ratio | 0 | 0 | 0 | 0 | 0 | 0 | 0 | 0 | 0 | 0 | 0 | 0 | 0 | 0 | 0 | 0 | 0 | 0 | 0 | 0 | 0 | 0 | 0 | 0 | 0 | 0 | 0 | 0 | 0 | 0 | 0
F5_Commercial_Warehouse_Existing_Miscellaneous_Natural Gas_Miscellaneous_E4 | F5 | Commercial | Warehouse | Existing | Miscellaneous | Natural Gas | Miscellaneous | E4 | RIM BC Ratio | 0 | 0 | 0 | 0 | 0 | 0 | 0 | 0 | 0 | 0 | 0 | 0 | 0 | 0 | 0 | 0 | 0 | 0 | 0 | 0 | 0 | 0 | 0 | 0 | 0 | 0 | 0 | 0 | 0 | 0 | 0
F5_Commercial_Warehouse_Existing_Miscellaneous_Natural Gas_Miscellaneous_E5 | F5 | Commercial | Warehouse | Existing | Miscellaneous | Natural Gas | Miscellaneous | E5 | RIM BC Ratio | 0 | 0 | 0 | 0 | 0 | 0 | 0 | 0 | 0 | 0 | 0 | 0 | 0 | 0 | 0 | 0 | 0 | 0 | 0 | 0 | 0 | 0 | 0 | 0 | 0 | 0 | 0 | 0 | 0 | 0 | 0
F5_Commercial_Warehouse_Existing_Miscellaneous_Natural Gas_Miscellaneous_E6 | F5 | Commercial | Warehouse | Existing | Miscellaneous | Natural Gas | Miscellaneous | E6 | RIM BC Ratio | 0 | 0 | 0 | 0 | 0 | 0 | 0 | 0 | 0 | 0 | 0 | 0 | 0 | 0 | 0 | 0 | 0 | 0 | 0 | 0 | 0 | 0 | 0 | 0 | 0 | 0 | 0 | 0 | 0 | 0 | 0
F5_Commercial_Warehouse_Existing_Miscellaneous_Natural Gas_Miscellaneous_E7 | F5 | Commercial | Warehouse | Existing | Miscellaneous | Natural Gas | Miscellaneous | E7 | RIM BC Ratio | 0 | 0 | 0 | 0 | 0 | 0 | 0 | 0 | 0 | 0 | 0 | 0 | 0 | 0 | 0 | 0 | 0 | 0 | 0 | 0 | 0 | 0 | 0 | 0 | 0 | 0 | 0 | 0 | 0 | 0 | 0
F5_Commercial_Warehouse_Existing_Miscellaneous_Natural Gas_Miscellaneous_E8 | F5 | Commercial | Warehouse | Existing | Miscellaneous | Natural Gas | Miscellaneous | E8 | RIM BC Ratio | 0 | 0 | 0 | 0 | 0 | 0 | 0 | 0 | 0 | 0 | 0 | 0 | 0 | 0 | 0 | 0 | 0 | 0 | 0 | 0 | 0 | 0 | 0 | 0 | 0 | 0 | 0 | 0 | 0 | 0 | 0
F5_Commercial_Warehouse_Existing_Miscellaneous_Natural Gas_Miscellaneous_E9 | F5 | Commercial | Warehouse | Existing | Miscellaneous | Natural Gas | Miscellaneous | E9 | RIM BC Ratio | 0 | 0 | 0 | 0 | 0 | 0 | 0 | 0 | 0 | 0 | 0 | 0 | 0 | 0 | 0 | 0 | 0 | 0 | 0 | 0 | 0 | 0 | 0 | 0 | 0 | 0 | 0 | 0 | 0 | 0 | 0
F5_Commercial_Warehouse_Existing_Miscellaneous_Natural Gas_Miscellaneous_E10 | F5 | Commercial | Warehouse | Existing | Miscellaneous | Natural Gas | Miscellaneous | E10 | RIM BC Ratio | 0 | 0 | 0 | 0 | 0 | 0 | 0 | 0 | 0 | 0 | 0 | 0 | 0 | 0 | 0 | 0 | 0 | 0 | 0 | 0 | 0 | 0 | 0 | 0 | 0 | 0 | 0 | 0 | 0 | 0 | 0
F0_Commercial_Warehouse_New_Space Heating_Natural Gas_Furnace_E0 | F0 | Commercial | Warehouse | New | Space Heating | Natural Gas | Furnace | E0 | Economic Unit | AFUE 96% | AFUE 96% | AFUE 96% | AFUE 96% | AFUE 96% | AFUE 96% | AFUE 96% | AFUE 96% | AFUE 96% | AFUE 96% | AFUE 96% | AFUE 96% | AFUE 96% | AFUE 96% | AFUE 96% | AFUE 96% | AFUE 96% | AFUE 96% | AFUE 96% | AFUE 96% | AFUE 96% | AFUE 96% | AFUE 96% | AFUE 96% | AFUE 96% | AFUE 96% | AFUE 96% | AFUE 96% | AFUE 96% | AFUE 96% | AFUE 96%
F1_Commercial_Warehouse_New_Space Heating_Natural Gas_Furnace_E1 | F1 | Commercial | Warehouse | New | Space Heating | Natural Gas | Furnace | E1 | CCE | 0 | 0 | 0 | 0 | 0 | 0 | 0 | 0 | 0 | 0 | 0 | 0 | 0 | 0 | 0 | 0 | 0 | 0 | 0 | 0 | 0 | 0 | 0 | 0 | 0 | 0 | 0 | 0 | 0 | 0 | 0
F1_Commercial_Warehouse_New_Space Heating_Natural Gas_Furnace_E2 | F1 | Commercial | Warehouse | New | Space Heating | Natural Gas | Furnace | E2 | CCE | 0.1187 | 0.11411 | 0.11465 | 0.11585 | 0.11585 | 0 | 0 | 0 | 0 | 0 | 0 | 0 | 0 | 0 | 0 | 0 | 0 | 0 | 0 | 0 | 0 | 0 | 0 | 0 | 0 | 0 | 0 | 0 | 0 | 0 | 0
F1_Commercial_Warehouse_New_Space Heating_Natural Gas_Furnace_E3 | F1 | Commercial | Warehouse | New | Space Heating | Natural Gas | Furnace | E3 | CCE | 0.025282 | 0.024305 | 0.024421 | 0.024676 | 0.024676 | 0 | 0 | 0 | 0 | 0 | 0 | 0 | 0 | 0 | 0 | 0 | 0 | 0 | 0 | 0 | 0 | 0 | 0 | 0 | 0 | 0 | 0 | 0 | 0 | 0 | 0
F1_Commercial_Warehouse_New_Space Heating_Natural Gas_Furnace_E4 | F1 | Commercial | Warehouse | New | Space Heating | Natural Gas | Furnace | E4 | CCE | 0.0087025 | 0.0083662 | 0.0084061 | 0.0084939 | 0.0084939 | -0.034227 | -0.034227 | -0.034227 | -0.034227 | -0.034227 | -0.034227 | -0.034227 | -0.034227 | -0.034227 | -0.034227 | -0.034227 | -0.034227 | -0.034227 | -0.034227 | -0.034227 | -0.034227 | -0.034227 | -0.034227 | -0.034227 | -0.034227 | -0.034227 | -0.034227 | -0.034227 | -0.034227 | -0.034227 | -0.034227
F1_Commercial_Warehouse_New_Space Heating_Natural Gas_Furnace_E5 | F1 | Commercial | Warehouse | New | Space Heating | Natural Gas | Furnace | E5 | CCE | 0 | 0 | 0 | 0 | 0 | 0 | 0 | 0.20237 | 0.20237 | 0.20237 | 0.20237 | 0.20237 | 0.20237 | 0.20237 | 0.20237 | 0.20237 | 0.20237 | 0.20237 | 0.20237 | 0.20237 | 0.20237 | 0.20237 | 0.20237 | 0.20237 | 0.20237 | 0.20237 | 0.20237 | 0.20237 | 0.20237 | 0.20237 | 0.20237
F1_Commercial_Warehouse_New_Space Heating_Natural Gas_Furnace_E6 | F1 | Commercial | Warehouse | New | Space Heating | Natural Gas | Furnace | E6 | CCE | 0 | 0 | 0 | 0 | 0 | 0 | 0 | 0 | 0 | 0 | 0 | 0 | 0 | 0 | 0 | 0 | 0 | 0 | 0 | 0 | 0 | 0 | 0 | 0 | 0 | 0 | 0 | 0 | 0 | 0 | 0
F1_Commercial_Warehouse_New_Space Heating_Natural Gas_Furnace_E7 | F1 | Commercial | Warehouse | New | Space Heating | Natural Gas | Furnace | E7 | CCE | 0 | 0 | 0 | 0 | 0 | 0 | 0 | 0 | 0 | 0 | 0 | 0 | 0 | 0 | 0 | 0 | 0 | 0 | 0 | 0 | 0 | 0 | 0 | 0 | 0 | 0 | 0 | 0 | 0 | 0 | 0
F1_Commercial_Warehouse_New_Space Heating_Natural Gas_Furnace_E8 | F1 | Commercial | Warehouse | New | Space Heating | Natural Gas | Furnace | E8 | CCE | 0 | 0 | 0 | 0 | 0 | 0 | 0 | 0 | 0 | 0 | 0 | 0 | 0 | 0 | 0 | 0 | 0 | 0 | 0 | 0 | 0 | 0 | 0 | 0 | 0 | 0 | 0 | 0 | 0 | 0 | 0
F1_Commercial_Warehouse_New_Space Heating_Natural Gas_Furnace_E9 | F1 | Commercial | Warehouse | New | Space Heating | Natural Gas | Furnace | E9 | CCE | 0 | 0 | 0 | 0 | 0 | 0 | 0 | 0 | 0 | 0 | 0 | 0 | 0 | 0 | 0 | 0 | 0 | 0 | 0 | 0 | 0 | 0 | 0 | 0 | 0 | 0 | 0 | 0 | 0 | 0 | 0
F1_Commercial_Warehouse_New_Space Heating_Natural Gas_Furnace_E10 | F1 | Commercial | Warehouse | New | Space Heating | Natural Gas | Furnace | E10 | CCE | 0 | 0 | 0 | 0 | 0 | 0 | 0 | 0 | 0 | 0 | 0 | 0 | 0 | 0 | 0 | 0 | 0 | 0 | 0 | 0 | 0 | 0 | 0 | 0 | 0 | 0 | 0 | 0 | 0 | 0 | 0
F2_Commercial_Warehouse_New_Space Heating_Natural Gas_Furnace_E1 | F2 | Commercial | Warehouse | New | Space Heating | Natural Gas | Furnace | E1 | TRC BC Ratio | 0.9 | 0.9 | 0.9 | 0.9 | 0.9 | 0 | 0 | 0 | 0 | 0 | 0 | 0 | 0 | 0 | 0 | 0 | 0 | 0 | 0 | 0 | 0 | 0 | 0 | 0 | 0 | 0 | 0 | 0 | 0 | 0 | 0
F2_Commercial_Warehouse_New_Space Heating_Natural Gas_Furnace_E2 | F2 | Commercial | Warehouse | New | Space Heating | Natural Gas | Furnace | E2 | TRC BC Ratio | 0.083748 | 0.084287 | 0.084586 | 0.08495 | 0.0857 | 0 | 0 | 0 | 0 | 0 | 0 | 0 | 0 | 0 | 0 | 0 | 0 | 0 | 0 | 0 | 0 | 0 | 0 | 0 | 0 | 0 | 0 | 0 | 0 | 0 | 0
F2_Commercial_Warehouse_New_Space Heating_Natural Gas_Furnace_E3 | F2 | Commercial | Warehouse | New | Space Heating | Natural Gas | Furnace | E3 | TRC BC Ratio | 0.39319 | 0.39572 | 0.39712 | 0.39883 | 0.40236 | 0.9 | 0.9 | 0.9 | 0.9 | 0.9 | 0.9 | 0.9 | 0.9 | 0.9 | 0.9 | 0.9 | 0.9 | 0.9 | 0.9 | 0.9 | 0.9 | 0.9 | 0.9 | 0.9 | 0.9 | 0.9 | 0.9 | 0.9 | 0.9 | 0.9 | 0.9
F2_Commercial_Warehouse_New_Space Heating_Natural Gas_Furnace_E4 | F2 | Commercial | Warehouse | New | Space Heating | Natural Gas | Furnace | E4 | TRC BC Ratio | 1.1423 | 1.1496 | 1.1537 | 1.1587 | 1.1689 | 0.9 | 0.9 | 0.9 | 0.9 | 0.9 | 0.9 | 0.9 | 0.9 | 0.9 | 0.9 | 0.9 | 0.9 | 0.9 | 0.9 | 0.9 | 0.9 | 0.9 | 0.9 | 0.9 | 0.9 | 0.9 | 0.9 | 0.9 | 0.9 | 0.9 | 0.9
F2_Commercial_Warehouse_New_Space Heating_Natural Gas_Furnace_E5 | F2 | Commercial | Warehouse | New | Space Heating | Natural Gas | Furnace | E5 | TRC BC Ratio | 0 | 0 | 0 | 0 | 0 | 0 | 0 | 0.045752 | 0.045477 | 0.045086 | 0.044873 | 0.044579 | 0.040014 | 0.039691 | 0.039651 | 0.039352 | 0.039247 | 0.039216 | 0.038485 | 0.03873 | 0.038835 | 0.039016 | 0.039271 | 0.022847 | 0.022276 | 0.021691 | 0.021084 | 0.020451 | 0.019785 | 0.01908 | 0.018331
F2_Commercial_Warehouse_New_Space Heating_Natural Gas_Furnace_E6 | F2 | Commercial | Warehouse | New | Space Heating | Natural Gas | Furnace | E6 | TRC BC Ratio | 0 | 0 | 0 | 0 | 0 | 0 | 0 | 0 | 0 | 0 | 0 | 0 | 0 | 0 | 0 | 0 | 0 | 0 | 0 | 0 | 0 | 0 | 0 | 0 | 0 | 0 | 0 | 0 | 0 | 0 | 0
F2_Commercial_Warehouse_New_Space Heating_Natural Gas_Furnace_E7 | F2 | Commercial | Warehouse | New | Space Heating | Natural Gas | Furnace | E7 | TRC BC Ratio | 0 | 0 | 0 | 0 | 0 | 0 | 0 | 0 | 0 | 0 | 0 | 0 | 0 | 0 | 0 | 0 | 0 | 0 | 0 | 0 | 0 | 0 | 0 | 0 | 0 | 0 | 0 | 0 | 0 | 0 | 0
F2_Commercial_Warehouse_New_Space Heating_Natural Gas_Furnace_E8 | F2 | Commercial | Warehouse | New | Space Heating | Natural Gas | Furnace | E8 | TRC BC Ratio | 0 | 0 | 0 | 0 | 0 | 0 | 0 | 0 | 0 | 0 | 0 | 0 | 0 | 0 | 0 | 0 | 0 | 0 | 0 | 0 | 0 | 0 | 0 | 0 | 0 | 0 | 0 | 0 | 0 | 0 | 0
F2_Commercial_Warehouse_New_Space Heating_Natural Gas_Furnace_E9 | F2 | Commercial | Warehouse | New | Space Heating | Natural Gas | Furnace | E9 | TRC BC Ratio | 0 | 0 | 0 | 0 | 0 | 0 | 0 | 0 | 0 | 0 | 0 | 0 | 0 | 0 | 0 | 0 | 0 | 0 | 0 | 0 | 0 | 0 | 0 | 0 | 0 | 0 | 0 | 0 | 0 | 0 | 0
F2_Commercial_Warehouse_New_Space Heating_Natural Gas_Furnace_E10 | F2 | Commercial | Warehouse | New | Space Heating | Natural Gas | Furnace | E10 | TRC BC Ratio | 0 | 0 | 0 | 0 | 0 | 0 | 0 | 0 | 0 | 0 | 0 | 0 | 0 | 0 | 0 | 0 | 0 | 0 | 0 | 0 | 0 | 0 | 0 | 0 | 0 | 0 | 0 | 0 | 0 | 0 | 0
F3_Commercial_Warehouse_New_Space Heating_Natural Gas_Furnace_E1 | F3 | Commercial | Warehouse | New | Space Heating | Natural Gas | Furnace | E1 | PACT BC Ratio | 0.9 | 0.9 | 0.9 | 0.9 | 0.9 | 0 | 0 | 0 | 0 | 0 | 0 | 0 | 0 | 0 | 0 | 0 | 0 | 0 | 0 | 0 | 0 | 0 | 0 | 0 | 0 | 0 | 0 | 0 | 0 | 0 | 0
F3_Commercial_Warehouse_New_Space Heating_Natural Gas_Furnace_E2 | F3 | Commercial | Warehouse | New | Space Heating | Natural Gas | Furnace | E2 | PACT BC Ratio | 0.083748 | 0.084287 | 0.084586 | 0.08495 | 0.0857 | 0 | 0 | 0 | 0 | 0 | 0 | 0 | 0 | 0 | 0 | 0 | 0 | 0 | 0 | 0 | 0 | 0 | 0 | 0 | 0 | 0 | 0 | 0 | 0 | 0 | 0
F3_Commercial_Warehouse_New_Space Heating_Natural Gas_Furnace_E3 | F3 | Commercial | Warehouse | New | Space Heating | Natural Gas | Furnace | E3 | PACT BC Ratio | 0.39319 | 0.39572 | 0.39712 | 0.39883 | 0.40236 | 0.9 | 0.9 | 0.9 | 0.9 | 0.9 | 0.9 | 0.9 | 0.9 | 0.9 | 0.9 | 0.9 | 0.9 | 0.9 | 0.9 | 0.9 | 0.9 | 0.9 | 0.9 | 0.9 | 0.9 | 0.9 | 0.9 | 0.9 | 0.9 | 0.9 | 0.9
F3_Commercial_Warehouse_New_Space Heating_Natural Gas_Furnace_E4 | F3 | Commercial | Warehouse | New | Space Heating | Natural Gas | Furnace | E4 | PACT BC Ratio | 1.1423 | 1.1496 | 1.1537 | 1.1587 | 1.1689 | 0.9 | 0.9 | 0.9 | 0.9 | 0.9 | 0.9 | 0.9 | 0.9 | 0.9 | 0.9 | 0.9 | 0.9 | 0.9 | 0.9 | 0.9 | 0.9 | 0.9 | 0.9 | 0.9 | 0.9 | 0.9 | 0.9 | 0.9 | 0.9 | 0.9 | 0.9
F3_Commercial_Warehouse_New_Space Heating_Natural Gas_Furnace_E5 | F3 | Commercial | Warehouse | New | Space Heating | Natural Gas | Furnace | E5 | PACT BC Ratio | 0 | 0 | 0 | 0 | 0 | 0 | 0 | 0.045752 | 0.045477 | 0.045086 | 0.044873 | 0.044579 | 0.040014 | 0.039691 | 0.039651 | 0.039352 | 0.039247 | 0.039216 | 0.038485 | 0.03873 | 0.038835 | 0.039016 | 0.039271 | 0.022847 | 0.022276 | 0.021691 | 0.021084 | 0.020451 | 0.019785 | 0.01908 | 0.018331
F3_Commercial_Warehouse_New_Space Heating_Natural Gas_Furnace_E6 | F3 | Commercial | Warehouse | New | Space Heating | Natural Gas | Furnace | E6 | PACT BC Ratio | 0 | 0 | 0 | 0 | 0 | 0 | 0 | 0 | 0 | 0 | 0 | 0 | 0 | 0 | 0 | 0 | 0 | 0 | 0 | 0 | 0 | 0 | 0 | 0 | 0 | 0 | 0 | 0 | 0 | 0 | 0
F3_Commercial_Warehouse_New_Space Heating_Natural Gas_Furnace_E7 | F3 | Commercial | Warehouse | New | Space Heating | Natural Gas | Furnace | E7 | PACT BC Ratio | 0 | 0 | 0 | 0 | 0 | 0 | 0 | 0 | 0 | 0 | 0 | 0 | 0 | 0 | 0 | 0 | 0 | 0 | 0 | 0 | 0 | 0 | 0 | 0 | 0 | 0 | 0 | 0 | 0 | 0 | 0
F3_Commercial_Warehouse_New_Space Heating_Natural Gas_Furnace_E8 | F3 | Commercial | Warehouse | New | Space Heating | Natural Gas | Furnace | E8 | PACT BC Ratio | 0 | 0 | 0 | 0 | 0 | 0 | 0 | 0 | 0 | 0 | 0 | 0 | 0 | 0 | 0 | 0 | 0 | 0 | 0 | 0 | 0 | 0 | 0 | 0 | 0 | 0 | 0 | 0 | 0 | 0 | 0
F3_Commercial_Warehouse_New_Space Heating_Natural Gas_Furnace_E9 | F3 | Commercial | Warehouse | New | Space Heating | Natural Gas | Furnace | E9 | PACT BC Ratio | 0 | 0 | 0 | 0 | 0 | 0 | 0 | 0 | 0 | 0 | 0 | 0 | 0 | 0 | 0 | 0 | 0 | 0 | 0 | 0 | 0 | 0 | 0 | 0 | 0 | 0 | 0 | 0 | 0 | 0 | 0
F3_Commercial_Warehouse_New_Space Heating_Natural Gas_Furnace_E10 | F3 | Commercial | Warehouse | New | Space Heating | Natural Gas | Furnace | E10 | PACT BC Ratio | 0 | 0 | 0 | 0 | 0 | 0 | 0 | 0 | 0 | 0 | 0 | 0 | 0 | 0 | 0 | 0 | 0 | 0 | 0 | 0 | 0 | 0 | 0 | 0 | 0 | 0 | 0 | 0 | 0 | 0 | 0
F4_Commercial_Warehouse_New_Space Heating_Natural Gas_Furnace_E1 | F4 | Commercial | Warehouse | New | Space Heating | Natural Gas | Furnace | E1 | PCT BC Ratio | 0.9 | 0.9 | 0.9 | 0.9 | 0.9 | 0 | 0 | 0 | 0 | 0 | 0 | 0 | 0 | 0 | 0 | 0 | 0 | 0 | 0 | 0 | 0 | 0 | 0 | 0 | 0 | 0 | 0 | 0 | 0 | 0 | 0
F4_Commercial_Warehouse_New_Space Heating_Natural Gas_Furnace_E2 | F4 | Commercial | Warehouse | New | Space Heating | Natural Gas | Furnace | E2 | PCT BC Ratio | 1.2107 | 1.2121 | 1.2128 | 1.2137 | 1.2156 | 0 | 0 | 0 | 0 | 0 | 0 | 0 | 0 | 0 | 0 | 0 | 0 | 0 | 0 | 0 | 0 | 0 | 0 | 0 | 0 | 0 | 0 | 0 | 0 | 0 | 0
F4_Commercial_Warehouse_New_Space Heating_Natural Gas_Furnace_E3 | F4 | Commercial | Warehouse | New | Space Heating | Natural Gas | Furnace | E3 | PCT BC Ratio | 1.9892 | 1.9956 | 1.9991 | 2.0034 | 2.0123 | 0.9 | 0.9 | 0.9 | 0.9 | 0.9 | 0.9 | 0.9 | 0.9 | 0.9 | 0.9 | 0.9 | 0.9 | 0.9 | 0.9 | 0.9 | 0.9 | 0.9 | 0.9 | 0.9 | 0.9 | 0.9 | 0.9 | 0.9 | 0.9 | 0.9 | 0.9
F4_Commercial_Warehouse_New_Space Heating_Natural Gas_Furnace_E4 | F4 | Commercial | Warehouse | New | Space Heating | Natural Gas | Furnace | E4 | PCT BC Ratio | 3.8739 | 3.8924 | 3.9027 | 3.9151 | 3.9409 | 0.9 | 0.9 | 0.9 | 0.9 | 0.9 | 0.9 | 0.9 | 0.9 | 0.9 | 0.9 | 0.9 | 0.9 | 0.9 | 0.9 | 0.9 | 0.9 | 0.9 | 0.9 | 0.9 | 0.9 | 0.9 | 0.9 | 0.9 | 0.9 | 0.9 | 0.9
F4_Commercial_Warehouse_New_Space Heating_Natural Gas_Furnace_E5 | F4 | Commercial | Warehouse | New | Space Heating | Natural Gas | Furnace | E5 | PCT BC Ratio | 0 | 0 | 0 | 0 | 0 | 0 | 0 | 1.1151 | 1.1144 | 1.1134 | 1.1129 | 1.1122 | 1.1007 | 1.0999 | 1.0998 | 1.099 | 1.0987 | 1.0987 | 1.0968 | 1.0974 | 1.0977 | 1.0982 | 1.0988 | 1.0575 | 1.056 | 1.0546 | 1.053 | 1.0515 | 1.0498 | 1.048 | 1.0461
F4_Commercial_Warehouse_New_Space Heating_Natural Gas_Furnace_E6 | F4 | Commercial | Warehouse | New | Space Heating | Natural Gas | Furnace | E6 | PCT BC Ratio | 0 | 0 | 0 | 0 | 0 | 0 | 0 | 0 | 0 | 0 | 0 | 0 | 0 | 0 | 0 | 0 | 0 | 0 | 0 | 0 | 0 | 0 | 0 | 0 | 0 | 0 | 0 | 0 | 0 | 0 | 0
F4_Commercial_Warehouse_New_Space Heating_Natural Gas_Furnace_E7 | F4 | Commercial | Warehouse | New | Space Heating | Natural Gas | Furnace | E7 | PCT BC Ratio | 0 | 0 | 0 | 0 | 0 | 0 | 0 | 0 | 0 | 0 | 0 | 0 | 0 | 0 | 0 | 0 | 0 | 0 | 0 | 0 | 0 | 0 | 0 | 0 | 0 | 0 | 0 | 0 | 0 | 0 | 0
F4_Commercial_Warehouse_New_Space Heating_Natural Gas_Furnace_E8 | F4 | Commercial | Warehouse | New | Space Heating | Natural Gas | Furnace | E8 | PCT BC Ratio | 0 | 0 | 0 | 0 | 0 | 0 | 0 | 0 | 0 | 0 | 0 | 0 | 0 | 0 | 0 | 0 | 0 | 0 | 0 | 0 | 0 | 0 | 0 | 0 | 0 | 0 | 0 | 0 | 0 | 0 | 0
F4_Commercial_Warehouse_New_Space Heating_Natural Gas_Furnace_E9 | F4 | Commercial | Warehouse | New | Space Heating | Natural Gas | Furnace | E9 | PCT BC Ratio | 0 | 0 | 0 | 0 | 0 | 0 | 0 | 0 | 0 | 0 | 0 | 0 | 0 | 0 | 0 | 0 | 0 | 0 | 0 | 0 | 0 | 0 | 0 | 0 | 0 | 0 | 0 | 0 | 0 | 0 | 0
F4_Commercial_Warehouse_New_Space Heating_Natural Gas_Furnace_E10 | F4 | Commercial | Warehouse | New | Space Heating | Natural Gas | Furnace | E10 | PCT BC Ratio | 0 | 0 | 0 | 0 | 0 | 0 | 0 | 0 | 0 | 0 | 0 | 0 | 0 | 0 | 0 | 0 | 0 | 0 | 0 | 0 | 0 | 0 | 0 | 0 | 0 | 0 | 0 | 0 | 0 | 0 | 0
F5_Commercial_Warehouse_New_Space Heating_Natural Gas_Furnace_E1 | F5 | Commercial | Warehouse | New | Space Heating | Natural Gas | Furnace | E1 | RIM BC Ratio | 0.9 | 0.9 | 0.9 | 0.9 | 0.9 | 0 | 0 | 0 | 0 | 0 | 0 | 0 | 0 | 0 | 0 | 0 | 0 | 0 | 0 | 0 | 0 | 0 | 0 | 0 | 0 | 0 | 0 | 0 | 0 | 0 | 0
F5_Commercial_Warehouse_New_Space Heating_Natural Gas_Furnace_E2 | F5 | Commercial | Warehouse | New | Space Heating | Natural Gas | Furnace | E2 | RIM BC Ratio | 0.076111 | 0.076556 | 0.076803 | 0.077103 | 0.07772 | 0 | 0 | 0 | 0 | 0 | 0 | 0 | 0 | 0 | 0 | 0 | 0 | 0 | 0 | 0 | 0 | 0 | 0 | 0 | 0 | 0 | 0 | 0 | 0 | 0 | 0
F5_Commercial_Warehouse_New_Space Heating_Natural Gas_Furnace_E3 | F5 | Commercial | Warehouse | New | Space Heating | Natural Gas | Furnace | E3 | RIM BC Ratio | 0.26728 | 0.26845 | 0.26909 | 0.26988 | 0.27149 | 0.9 | 0.9 | 0.9 | 0.9 | 0.9 | 0.9 | 0.9 | 0.9 | 0.9 | 0.9 | 0.9 | 0.9 | 0.9 | 0.9 | 0.9 | 0.9 | 0.9 | 0.9 | 0.9 | 0.9 | 0.9 | 0.9 | 0.9 | 0.9 | 0.9 | 0.9
F5_Commercial_Warehouse_New_Space Heating_Natural Gas_Furnace_E4 | F5 | Commercial | Warehouse | New | Space Heating | Natural Gas | Furnace | E4 | RIM BC Ratio | 0.48227 | 0.48358 | 0.4843 | 0.48517 | 0.48696 | 0.9 | 0.9 | 0.9 | 0.9 | 0.9 | 0.9 | 0.9 | 0.9 | 0.9 | 0.9 | 0.9 | 0.9 | 0.9 | 0.9 | 0.9 | 0.9 | 0.9 | 0.9 | 0.9 | 0.9 | 0.9 | 0.9 | 0.9 | 0.9 | 0.9 | 0.9
F5_Commercial_Warehouse_New_Space Heating_Natural Gas_Furnace_E5 | F5 | Commercial | Warehouse | New | Space Heating | Natural Gas | Furnace | E5 | RIM BC Ratio | 0 | 0 | 0 | 0 | 0 | 0 | 0 | 0.043374 | 0.043127 | 0.042775 | 0.042584 | 0.042319 | 0.038183 | 0.037889 | 0.037853 | 0.03758 | 0.037484 | 0.037456 | 0.036789 | 0.037013 | 0.037108 | 0.037274 | 0.037506 | 0.022238 | 0.021697 | 0.021142 | 0.020565 | 0.019962 | 0.019327 | 0.018653 | 0.017937
F5_Commercial_Warehouse_New_Space Heating_Natural Gas_Furnace_E6 | F5 | Commercial | Warehouse | New | Space Heating | Natural Gas | Furnace | E6 | RIM BC Ratio | 0 | 0 | 0 | 0 | 0 | 0 | 0 | 0 | 0 | 0 | 0 | 0 | 0 | 0 | 0 | 0 | 0 | 0 | 0 | 0 | 0 | 0 | 0 | 0 | 0 | 0 | 0 | 0 | 0 | 0 | 0
F5_Commercial_Warehouse_New_Space Heating_Natural Gas_Furnace_E7 | F5 | Commercial | Warehouse | New | Space Heating | Natural Gas | Furnace | E7 | RIM BC Ratio | 0 | 0 | 0 | 0 | 0 | 0 | 0 | 0 | 0 | 0 | 0 | 0 | 0 | 0 | 0 | 0 | 0 | 0 | 0 | 0 | 0 | 0 | 0 | 0 | 0 | 0 | 0 | 0 | 0 | 0 | 0
F5_Commercial_Warehouse_New_Space Heating_Natural Gas_Furnace_E8 | F5 | Commercial | Warehouse | New | Space Heating | Natural Gas | Furnace | E8 | RIM BC Ratio | 0 | 0 | 0 | 0 | 0 | 0 | 0 | 0 | 0 | 0 | 0 | 0 | 0 | 0 | 0 | 0 | 0 | 0 | 0 | 0 | 0 | 0 | 0 | 0 | 0 | 0 | 0 | 0 | 0 | 0 | 0
F5_Commercial_Warehouse_New_Space Heating_Natural Gas_Furnace_E9 | F5 | Commercial | Warehouse | New | Space Heating | Natural Gas | Furnace | E9 | RIM BC Ratio | 0 | 0 | 0 | 0 | 0 | 0 | 0 | 0 | 0 | 0 | 0 | 0 | 0 | 0 | 0 | 0 | 0 | 0 | 0 | 0 | 0 | 0 | 0 | 0 | 0 | 0 | 0 | 0 | 0 | 0 | 0
F5_Commercial_Warehouse_New_Space Heating_Natural Gas_Furnace_E10 | F5 | Commercial | Warehouse | New | Space Heating | Natural Gas | Furnace | E10 | RIM BC Ratio | 0 | 0 | 0 | 0 | 0 | 0 | 0 | 0 | 0 | 0 | 0 | 0 | 0 | 0 | 0 | 0 | 0 | 0 | 0 | 0 | 0 | 0 | 0 | 0 | 0 | 0 | 0 | 0 | 0 | 0 | 0
F0_Commercial_Warehouse_New_Space Heating_Natural Gas_Boiler_E0 | F0 | Commercial | Warehouse | New | Space Heating | Natural Gas | Boiler | E0 | Economic Unit | TE 98% | TE 98% | TE 98% | TE 98% | TE 98% | TE 98% | TE 98% | TE 98% | TE 98% | TE 98% | TE 98% | TE 98% | TE 98% | TE 98% | TE 98% | TE 98% | TE 98% | TE 98% | TE 98% | TE 98% | TE 98% | TE 98% | TE 98% | TE 94% (ENERGY STAR 1.0) | TE 94% (ENERGY STAR 1.0) | TE 94% (ENERGY STAR 1.0) | TE 94% (ENERGY STAR 1.0) | TE 94% (ENERGY STAR 1.0) | TE 94% (ENERGY STAR 1.0) | TE 94% (ENERGY STAR 1.0) | TE 94% (ENERGY STAR 1.0)
F1_Commercial_Warehouse_New_Space Heating_Natural Gas_Boiler_E1 | F1 | Commercial | Warehouse | New | Space Heating | Natural Gas | Boiler | E1 | CCE | 0 | 0 | 0 | 0 | 0 | 0 | 0 | 0 | 0 | 0 | 0 | 0 | 0 | 0 | 0 | 0 | 0 | 0 | 0 | 0 | 0 | 0 | 0 | 0 | 0 | 0 | 0 | 0 | 0 | 0 | 0
F1_Commercial_Warehouse_New_Space Heating_Natural Gas_Boiler_E2 | F1 | Commercial | Warehouse | New | Space Heating | Natural Gas | Boiler | E2 | CCE | 0.003556 | 0.0034186 | 0.0034349 | 0.0034708 | 0.0034708 | 0 | 0 | 0 | 0 | 0 | 0 | 0 | 0 | 0 | 0 | 0 | 0 | 0 | 0 | 0 | 0 | 0 | 0 | 0 | 0 | 0 | 0 | 0 | 0 | 0 | 0
F1_Commercial_Warehouse_New_Space Heating_Natural Gas_Boiler_E3 | F1 | Commercial | Warehouse | New | Space Heating | Natural Gas | Boiler | E3 | CCE | 0.021067 | 0.020253 | 0.020349 | 0.020562 | 0.020562 | 0 | 0 | 0 | 0 | 0 | 0 | 0 | 0 | 0 | 0 | 0 | 0 | 0 | 0 | 0 | 0 | 0 | 0 | 0 | 0 | 0 | 0 | 0 | 0 | 0 | 0
F1_Commercial_Warehouse_New_Space Heating_Natural Gas_Boiler_E4 | F1 | Commercial | Warehouse | New | Space Heating | Natural Gas | Boiler | E4 | CCE | 0.021243 | 0.020422 | 0.020519 | 0.020734 | 0.020734 | 0.021469 | 0.021469 | 0.021469 | 0.021469 | 0.021469 | 0.021469 | 0.021469 | 0.021469 | 0.021469 | 0.021469 | 0.021469 | 0.021469 | 0.021469 | 0.021469 | 0.021469 | 0.021469 | 0.021469 | 0.021469 | 0.021469 | 0.021469 | 0.021469 | 0.021469 | 0.021469 | 0.021469 | 0.021469 | 0.021469
F1_Commercial_Warehouse_New_Space Heating_Natural Gas_Boiler_E5 | F1 | Commercial | Warehouse | New | Space Heating | Natural Gas | Boiler | E5 | CCE | 0.063313 | 0.060867 | 0.061157 | 0.061796 | 0.061796 | 0.087853 | 0.087853 | 0.087853 | 0.087853 | 0.087853 | 0.087853 | 0.087853 | 0.087853 | 0.087853 | 0.087853 | 0.087853 | 0.087853 | 0.087853 | 0.087853 | 0.087853 | 0.087853 | 0.087853 | 0.087853 | 0.087853 | 0.087853 | 0.087853 | 0.087853 | 0.087853 | 0.087853 | 0.087853 | 0.087853
F1_Commercial_Warehouse_New_Space Heating_Natural Gas_Boiler_E6 | F1 | Commercial | Warehouse | New | Space Heating | Natural Gas | Boiler | E6 | CCE | 0 | 0 | 0 | 0 | 0 | 0 | 0 | 0 | 0 | 0 | 0 | 0 | 0 | 0 | 0 | 0 | 0 | 0 | 0 | 0 | 0 | 0 | 0 | 0 | 0 | 0 | 0 | 0 | 0 | 0 | 0
F1_Commercial_Warehouse_New_Space Heating_Natural Gas_Boiler_E7 | F1 | Commercial | Warehouse | New | Space Heating | Natural Gas | Boiler | E7 | CCE | 0 | 0 | 0 | 0 | 0 | 0 | 0 | 0 | 0 | 0 | 0 | 0 | 0 | 0 | 0 | 0 | 0 | 0 | 0 | 0 | 0 | 0 | 0 | 0 | 0 | 0 | 0 | 0 | 0 | 0 | 0
F1_Commercial_Warehouse_New_Space Heating_Natural Gas_Boiler_E8 | F1 | Commercial | Warehouse | New | Space Heating | Natural Gas | Boiler | E8 | CCE | 0 | 0 | 0 | 0 | 0 | 0 | 0 | 0 | 0 | 0 | 0 | 0 | 0 | 0 | 0 | 0 | 0 | 0 | 0 | 0 | 0 | 0 | 0 | 0 | 0 | 0 | 0 | 0 | 0 | 0 | 0
F1_Commercial_Warehouse_New_Space Heating_Natural Gas_Boiler_E9 | F1 | Commercial | Warehouse | New | Space Heating | Natural Gas | Boiler | E9 | CCE | 0 | 0 | 0 | 0 | 0 | 0 | 0 | 0 | 0 | 0 | 0 | 0 | 0 | 0 | 0 | 0 | 0 | 0 | 0 | 0 | 0 | 0 | 0 | 0 | 0 | 0 | 0 | 0 | 0 | 0 | 0
F1_Commercial_Warehouse_New_Space Heating_Natural Gas_Boiler_E10 | F1 | Commercial | Warehouse | New | Space Heating | Natural Gas | Boiler | E10 | CCE | 0 | 0 | 0 | 0 | 0 | 0 | 0 | 0 | 0 | 0 | 0 | 0 | 0 | 0 | 0 | 0 | 0 | 0 | 0 | 0 | 0 | 0 | 0 | 0 | 0 | 0 | 0 | 0 | 0 | 0 | 0
F2_Commercial_Warehouse_New_Space Heating_Natural Gas_Boiler_E1 | F2 | Commercial | Warehouse | New | Space Heating | Natural Gas | Boiler | E1 | TRC BC Ratio | 0.9 | 0.9 | 0.9 | 0.9 | 0.9 | 0 | 0 | 0 | 0 | 0 | 0 | 0 | 0 | 0 | 0 | 0 | 0 | 0 | 0 | 0 | 0 | 0 | 0 | 0 | 0 | 0 | 0 | 0 | 0 | 0 | 0
F2_Commercial_Warehouse_New_Space Heating_Natural Gas_Boiler_E2 | F2 | Commercial | Warehouse | New | Space Heating | Natural Gas | Boiler | E2 | TRC BC Ratio | 2.7938 | 2.8104 | 2.8211 | 2.8337 | 2.859 | 0 | 0 | 0 | 0 | 0 | 0 | 0 | 0 | 0 | 0 | 0 | 0 | 0 | 0 | 0 | 0 | 0 | 0 | 0 | 0 | 0 | 0 | 0 | 0 | 0 | 0
F2_Commercial_Warehouse_New_Space Heating_Natural Gas_Boiler_E3 | F2 | Commercial | Warehouse | New | Space Heating | Natural Gas | Boiler | E3 | TRC BC Ratio | 0.47157 | 0.47439 | 0.47618 | 0.47831 | 0.48259 | 0.9 | 0.9 | 0.9 | 0.9 | 0.9 | 0.9 | 0.9 | 0.9 | 0.9 | 0.9 | 0.9 | 0.9 | 0.9 | 0.9 | 0.9 | 0.9 | 0.9 | 0.9 | 0.9 | 0.9 | 0.9 | 0.9 | 0.9 | 0.9 | 0.9 | 0.9
F2_Commercial_Warehouse_New_Space Heating_Natural Gas_Boiler_E4 | F2 | Commercial | Warehouse | New | Space Heating | Natural Gas | Boiler | E4 | TRC BC Ratio | 0.46767 | 0.47046 | 0.47224 | 0.47435 | 0.4786 | 0.44459 | 0.43034 | 0.4227 | 0.42003 | 0.41633 | 0.41425 | 0.41144 | 0.37009 | 0.36703 | 0.36653 | 0.36369 | 0.36261 | 0.36219 | 0.35527 | 0.35694 | 0.35733 | 0.35839 | 0.36011 | 0.21128 | 0.20552 | 0.19961 | 0.19348 | 0.18709 | 0.18039 | 0.17331 | 0.16582
F2_Commercial_Warehouse_New_Space Heating_Natural Gas_Boiler_E5 | F2 | Commercial | Warehouse | New | Space Heating | Natural Gas | Boiler | E5 | TRC BC Ratio | 0.15691 | 0.15785 | 0.15844 | 0.15915 | 0.16058 | 0.10864 | 0.10516 | 0.10329 | 0.10264 | 0.10174 | 0.10123 | 0.10054 | 0.09044 | 0.089692 | 0.089569 | 0.088876 | 0.08861 | 0.088509 | 0.086818 | 0.087225 | 0.08732 | 0.087581 | 0.087999 | 0.051631 | 0.050223 | 0.048778 | 0.047281 | 0.04572 | 0.044081 | 0.042353 | 0.040521
F2_Commercial_Warehouse_New_Space Heating_Natural Gas_Boiler_E6 | F2 | Commercial | Warehouse | New | Space Heating | Natural Gas | Boiler | E6 | TRC BC Ratio | 0 | 0 | 0 | 0 | 0 | 0 | 0 | 0 | 0 | 0 | 0 | 0 | 0 | 0 | 0 | 0 | 0 | 0 | 0 | 0 | 0 | 0 | 0 | 0 | 0 | 0 | 0 | 0 | 0 | 0 | 0
F2_Commercial_Warehouse_New_Space Heating_Natural Gas_Boiler_E7 | F2 | Commercial | Warehouse | New | Space Heating | Natural Gas | Boiler | E7 | TRC BC Ratio | 0 | 0 | 0 | 0 | 0 | 0 | 0 | 0 | 0 | 0 | 0 | 0 | 0 | 0 | 0 | 0 | 0 | 0 | 0 | 0 | 0 | 0 | 0 | 0 | 0 | 0 | 0 | 0 | 0 | 0 | 0
F2_Commercial_Warehouse_New_Space Heating_Natural Gas_Boiler_E8 | F2 | Commercial | Warehouse | New | Space Heating | Natural Gas | Boiler | E8 | TRC BC Ratio | 0 | 0 | 0 | 0 | 0 | 0 | 0 | 0 | 0 | 0 | 0 | 0 | 0 | 0 | 0 | 0 | 0 | 0 | 0 | 0 | 0 | 0 | 0 | 0 | 0 | 0 | 0 | 0 | 0 | 0 | 0
F2_Commercial_Warehouse_New_Space Heating_Natural Gas_Boiler_E9 | F2 | Commercial | Warehouse | New | Space Heating | Natural Gas | Boiler | E9 | TRC BC Ratio | 0 | 0 | 0 | 0 | 0 | 0 | 0 | 0 | 0 | 0 | 0 | 0 | 0 | 0 | 0 | 0 | 0 | 0 | 0 | 0 | 0 | 0 | 0 | 0 | 0 | 0 | 0 | 0 | 0 | 0 | 0
F2_Commercial_Warehouse_New_Space Heating_Natural Gas_Boiler_E10 | F2 | Commercial | Warehouse | New | Space Heating | Natural Gas | Boiler | E10 | TRC BC Ratio | 0 | 0 | 0 | 0 | 0 | 0 | 0 | 0 | 0 | 0 | 0 | 0 | 0 | 0 | 0 | 0 | 0 | 0 | 0 | 0 | 0 | 0 | 0 | 0 | 0 | 0 | 0 | 0 | 0 | 0 | 0
F3_Commercial_Warehouse_New_Space Heating_Natural Gas_Boiler_E1 | F3 | Commercial | Warehouse | New | Space Heating | Natural Gas | Boiler | E1 | PACT BC Ratio | 0.9 | 0.9 | 0.9 | 0.9 | 0.9 | 0 | 0 | 0 | 0 | 0 | 0 | 0 | 0 | 0 | 0 | 0 | 0 | 0 | 0 | 0 | 0 | 0 | 0 | 0 | 0 | 0 | 0 | 0 | 0 | 0 | 0
F3_Commercial_Warehouse_New_Space Heating_Natural Gas_Boiler_E2 | F3 | Commercial | Warehouse | New | Space Heating | Natural Gas | Boiler | E2 | PACT BC Ratio | 7.1289 | 7.1714 | 7.1985 | 7.2307 | 7.2955 | 0 | 0 | 0 | 0 | 0 | 0 | 0 | 0 | 0 | 0 | 0 | 0 | 0 | 0 | 0 | 0 | 0 | 0 | 0 | 0 | 0 | 0 | 0 | 0 | 0 | 0
F3_Commercial_Warehouse_New_Space Heating_Natural Gas_Boiler_E3 | F3 | Commercial | Warehouse | New | Space Heating | Natural Gas | Boiler | E3 | PACT BC Ratio | 1.2033 | 1.2105 | 1.2151 | 1.2205 | 1.2314 | 0.9 | 0.9 | 0.9 | 0.9 | 0.9 | 0.9 | 0.9 | 0.9 | 0.9 | 0.9 | 0.9 | 0.9 | 0.9 | 0.9 | 0.9 | 0.9 | 0.9 | 0.9 | 0.9 | 0.9 | 0.9 | 0.9 | 0.9 | 0.9 | 0.9 | 0.9
F3_Commercial_Warehouse_New_Space Heating_Natural Gas_Boiler_E4 | F3 | Commercial | Warehouse | New | Space Heating | Natural Gas | Boiler | E4 | PACT BC Ratio | 1.1934 | 1.2005 | 1.205 | 1.2104 | 1.2212 | 1.1345 | 1.0981 | 1.0786 | 1.0718 | 1.0624 | 1.0571 | 1.0499 | 0.94437 | 0.93657 | 0.93528 | 0.92804 | 0.92527 | 0.92421 | 0.90655 | 0.9108 | 0.9118 | 0.91452 | 0.91889 | 0.53913 | 0.52443 | 0.50934 | 0.49371 | 0.47741 | 0.4603 | 0.44225 | 0.42312
F3_Commercial_Warehouse_New_Space Heating_Natural Gas_Boiler_E5 | F3 | Commercial | Warehouse | New | Space Heating | Natural Gas | Boiler | E5 | PACT BC Ratio | 0.40039 | 0.40278 | 0.4043 | 0.40611 | 0.40975 | 0.27723 | 0.26834 | 0.26358 | 0.26192 | 0.25961 | 0.25831 | 0.25656 | 0.23078 | 0.22887 | 0.22855 | 0.22678 | 0.22611 | 0.22585 | 0.22153 | 0.22257 | 0.22282 | 0.22348 | 0.22455 | 0.13175 | 0.12816 | 0.12447 | 0.12065 | 0.11666 | 0.11248 | 0.10807 | 0.1034
F3_Commercial_Warehouse_New_Space Heating_Natural Gas_Boiler_E6 | F3 | Commercial | Warehouse | New | Space Heating | Natural Gas | Boiler | E6 | PACT BC Ratio | 0 | 0 | 0 | 0 | 0 | 0 | 0 | 0 | 0 | 0 | 0 | 0 | 0 | 0 | 0 | 0 | 0 | 0 | 0 | 0 | 0 | 0 | 0 | 0 | 0 | 0 | 0 | 0 | 0 | 0 | 0
F3_Commercial_Warehouse_New_Space Heating_Natural Gas_Boiler_E7 | F3 | Commercial | Warehouse | New | Space Heating | Natural Gas | Boiler | E7 | PACT BC Ratio | 0 | 0 | 0 | 0 | 0 | 0 | 0 | 0 | 0 | 0 | 0 | 0 | 0 | 0 | 0 | 0 | 0 | 0 | 0 | 0 | 0 | 0 | 0 | 0 | 0 | 0 | 0 | 0 | 0 | 0 | 0
F3_Commercial_Warehouse_New_Space Heating_Natural Gas_Boiler_E8 | F3 | Commercial | Warehouse | New | Space Heating | Natural Gas | Boiler | E8 | PACT BC Ratio | 0 | 0 | 0 | 0 | 0 | 0 | 0 | 0 | 0 | 0 | 0 | 0 | 0 | 0 | 0 | 0 | 0 | 0 | 0 | 0 | 0 | 0 | 0 | 0 | 0 | 0 | 0 | 0 | 0 | 0 | 0
F3_Commercial_Warehouse_New_Space Heating_Natural Gas_Boiler_E9 | F3 | Commercial | Warehouse | New | Space Heating | Natural Gas | Boiler | E9 | PACT BC Ratio | 0 | 0 | 0 | 0 | 0 | 0 | 0 | 0 | 0 | 0 | 0 | 0 | 0 | 0 | 0 | 0 | 0 | 0 | 0 | 0 | 0 | 0 | 0 | 0 | 0 | 0 | 0 | 0 | 0 | 0 | 0
F3_Commercial_Warehouse_New_Space Heating_Natural Gas_Boiler_E10 | F3 | Commercial | Warehouse | New | Space Heating | Natural Gas | Boiler | E10 | PACT BC Ratio | 0 | 0 | 0 | 0 | 0 | 0 | 0 | 0 | 0 | 0 | 0 | 0 | 0 | 0 | 0 | 0 | 0 | 0 | 0 | 0 | 0 | 0 | 0 | 0 | 0 | 0 | 0 | 0 | 0 | 0 | 0
F4_Commercial_Warehouse_New_Space Heating_Natural Gas_Boiler_E1 | F4 | Commercial | Warehouse | New | Space Heating | Natural Gas | Boiler | E1 | PCT BC Ratio | 0.9 | 0.9 | 0.9 | 0.9 | 0.9 | 0 | 0 | 0 | 0 | 0 | 0 | 0 | 0 | 0 | 0 | 0 | 0 | 0 | 0 | 0 | 0 | 0 | 0 | 0 | 0 | 0 | 0 | 0 | 0 | 0 | 0
F4_Commercial_Warehouse_New_Space Heating_Natural Gas_Boiler_E2 | F4 | Commercial | Warehouse | New | Space Heating | Natural Gas | Boiler | E2 | PCT BC Ratio | 4.4465 | 4.4716 | 4.4876 | 4.5067 | 4.5449 | 0 | 0 | 0 | 0 | 0 | 0 | 0 | 0 | 0 | 0 | 0 | 0 | 0 | 0 | 0 | 0 | 0 | 0 | 0 | 0 | 0 | 0 | 0 | 0 | 0 | 0
F4_Commercial_Warehouse_New_Space Heating_Natural Gas_Boiler_E3 | F4 | Commercial | Warehouse | New | Space Heating | Natural Gas | Boiler | E3 | PCT BC Ratio | 0.94572 | 0.94997 | 0.95267 | 0.95588 | 0.96233 | 0.9 | 0.9 | 0.9 | 0.9 | 0.9 | 0.9 | 0.9 | 0.9 | 0.9 | 0.9 | 0.9 | 0.9 | 0.9 | 0.9 | 0.9 | 0.9 | 0.9 | 0.9 | 0.9 | 0.9 | 0.9 | 0.9 | 0.9 | 0.9 | 0.9 | 0.9
F4_Commercial_Warehouse_New_Space Heating_Natural Gas_Boiler_E4 | F4 | Commercial | Warehouse | New | Space Heating | Natural Gas | Boiler | E4 | PCT BC Ratio | 0.93985 | 0.94405 | 0.94673 | 0.94992 | 0.95632 | 0.90504 | 0.88357 | 0.87205 | 0.86803 | 0.86246 | 0.85932 | 0.85508 | 0.79274 | 0.78813 | 0.78737 | 0.7831 | 0.78146 | 0.78083 | 0.7704 | 0.77291 | 0.7735 | 0.77511 | 0.77769 | 0.55333 | 0.54465 | 0.53573 | 0.5265 | 0.51687 | 0.50676 | 0.49609 | 0.48479
F4_Commercial_Warehouse_New_Space Heating_Natural Gas_Boiler_E5 | F4 | Commercial | Warehouse | New | Space Heating | Natural Gas | Boiler | E5 | PCT BC Ratio | 0.47137 | 0.47278 | 0.47368 | 0.47475 | 0.4769 | 0.3986 | 0.39335 | 0.39054 | 0.38956 | 0.38819 | 0.38743 | 0.38639 | 0.37116 | 0.37003 | 0.36985 | 0.3688 | 0.3684 | 0.36825 | 0.3657 | 0.36631 | 0.36646 | 0.36685 | 0.36748 | 0.31265 | 0.31053 | 0.30835 | 0.3061 | 0.30374 | 0.30127 | 0.29867 | 0.29591
F4_Commercial_Warehouse_New_Space Heating_Natural Gas_Boiler_E6 | F4 | Commercial | Warehouse | New | Space Heating | Natural Gas | Boiler | E6 | PCT BC Ratio | 0 | 0 | 0 | 0 | 0 | 0 | 0 | 0 | 0 | 0 | 0 | 0 | 0 | 0 | 0 | 0 | 0 | 0 | 0 | 0 | 0 | 0 | 0 | 0 | 0 | 0 | 0 | 0 | 0 | 0 | 0
F4_Commercial_Warehouse_New_Space Heating_Natural Gas_Boiler_E7 | F4 | Commercial | Warehouse | New | Space Heating | Natural Gas | Boiler | E7 | PCT BC Ratio | 0 | 0 | 0 | 0 | 0 | 0 | 0 | 0 | 0 | 0 | 0 | 0 | 0 | 0 | 0 | 0 | 0 | 0 | 0 | 0 | 0 | 0 | 0 | 0 | 0 | 0 | 0 | 0 | 0 | 0 | 0
F4_Commercial_Warehouse_New_Space Heating_Natural Gas_Boiler_E8 | F4 | Commercial | Warehouse | New | Space Heating | Natural Gas | Boiler | E8 | PCT BC Ratio | 0 | 0 | 0 | 0 | 0 | 0 | 0 | 0 | 0 | 0 | 0 | 0 | 0 | 0 | 0 | 0 | 0 | 0 | 0 | 0 | 0 | 0 | 0 | 0 | 0 | 0 | 0 | 0 | 0 | 0 | 0
F4_Commercial_Warehouse_New_Space Heating_Natural Gas_Boiler_E9 | F4 | Commercial | Warehouse | New | Space Heating | Natural Gas | Boiler | E9 | PCT BC Ratio | 0 | 0 | 0 | 0 | 0 | 0 | 0 | 0 | 0 | 0 | 0 | 0 | 0 | 0 | 0 | 0 | 0 | 0 | 0 | 0 | 0 | 0 | 0 | 0 | 0 | 0 | 0 | 0 | 0 | 0 | 0
F4_Commercial_Warehouse_New_Space Heating_Natural Gas_Boiler_E10 | F4 | Commercial | Warehouse | New | Space Heating | Natural Gas | Boiler | E10 | PCT BC Ratio | 0 | 0 | 0 | 0 | 0 | 0 | 0 | 0 | 0 | 0 | 0 | 0 | 0 | 0 | 0 | 0 | 0 | 0 | 0 | 0 | 0 | 0 | 0 | 0 | 0 | 0 | 0 | 0 | 0 | 0 | 0
F5_Commercial_Warehouse_New_Space Heating_Natural Gas_Boiler_E1 | F5 | Commercial | Warehouse | New | Space Heating | Natural Gas | Boiler | E1 | RIM BC Ratio | 0.9 | 0.9 | 0.9 | 0.9 | 0.9 | 0 | 0 | 0 | 0 | 0 | 0 | 0 | 0 | 0 | 0 | 0 | 0 | 0 | 0 | 0 | 0 | 0 | 0 | 0 | 0 | 0 | 0 | 0 | 0 | 0 | 0
F5_Commercial_Warehouse_New_Space Heating_Natural Gas_Boiler_E2 | F5 | Commercial | Warehouse | New | Space Heating | Natural Gas | Boiler | E2 | RIM BC Ratio | 0.74719 | 0.74766 | 0.74795 | 0.7483 | 0.74899 | 0 | 0 | 0 | 0 | 0 | 0 | 0 | 0 | 0 | 0 | 0 | 0 | 0 | 0 | 0 | 0 | 0 | 0 | 0 | 0 | 0 | 0 | 0 | 0 | 0 | 0
F5_Commercial_Warehouse_New_Space Heating_Natural Gas_Boiler_E3 | F5 | Commercial | Warehouse | New | Space Heating | Natural Gas | Boiler | E3 | RIM BC Ratio | 0.49283 | 0.49403 | 0.49479 | 0.49569 | 0.49748 | 0.9 | 0.9 | 0.9 | 0.9 | 0.9 | 0.9 | 0.9 | 0.9 | 0.9 | 0.9 | 0.9 | 0.9 | 0.9 | 0.9 | 0.9 | 0.9 | 0.9 | 0.9 | 0.9 | 0.9 | 0.9 | 0.9 | 0.9 | 0.9 | 0.9 | 0.9
F5_Commercial_Warehouse_New_Space Heating_Natural Gas_Boiler_E4 | F5 | Commercial | Warehouse | New | Space Heating | Natural Gas | Boiler | E4 | RIM BC Ratio | 0.49115 | 0.49235 | 0.49311 | 0.49401 | 0.49581 | 0.48087 | 0.47422 | 0.47055 | 0.46925 | 0.46743 | 0.4664 | 0.465 | 0.44307 | 0.44135 | 0.44106 | 0.43944 | 0.43882 | 0.43858 | 0.43457 | 0.43554 | 0.43577 | 0.43639 | 0.43738 | 0.32756 | 0.32207 | 0.31632 | 0.31022 | 0.3037 | 0.29669 | 0.28908 | 0.28078
F5_Commercial_Warehouse_New_Space Heating_Natural Gas_Boiler_E5 | F5 | Commercial | Warehouse | New | Space Heating | Natural Gas | Boiler | E5 | RIM BC Ratio | 0.27059 | 0.27168 | 0.27237 | 0.27319 | 0.27483 | 0.20811 | 0.20306 | 0.20032 | 0.19936 | 0.19802 | 0.19726 | 0.19624 | 0.18079 | 0.17962 | 0.17942 | 0.17833 | 0.17791 | 0.17775 | 0.17507 | 0.17572 | 0.17587 | 0.17628 | 0.17695 | 0.11379 | 0.1111 | 0.10831 | 0.10541 | 0.10236 | 0.099125 | 0.095683 | 0.092001
F5_Commercial_Warehouse_New_Space Heating_Natural Gas_Boiler_E6 | F5 | Commercial | Warehouse | New | Space Heating | Natural Gas | Boiler | E6 | RIM BC Ratio | 0 | 0 | 0 | 0 | 0 | 0 | 0 | 0 | 0 | 0 | 0 | 0 | 0 | 0 | 0 | 0 | 0 | 0 | 0 | 0 | 0 | 0 | 0 | 0 | 0 | 0 | 0 | 0 | 0 | 0 | 0
F5_Commercial_Warehouse_New_Space Heating_Natural Gas_Boiler_E7 | F5 | Commercial | Warehouse | New | Space Heating | Natural Gas | Boiler | E7 | RIM BC Ratio | 0 | 0 | 0 | 0 | 0 | 0 | 0 | 0 | 0 | 0 | 0 | 0 | 0 | 0 | 0 | 0 | 0 | 0 | 0 | 0 | 0 | 0 | 0 | 0 | 0 | 0 | 0 | 0 | 0 | 0 | 0
F5_Commercial_Warehouse_New_Space Heating_Natural Gas_Boiler_E8 | F5 | Commercial | Warehouse | New | Space Heating | Natural Gas | Boiler | E8 | RIM BC Ratio | 0 | 0 | 0 | 0 | 0 | 0 | 0 | 0 | 0 | 0 | 0 | 0 | 0 | 0 | 0 | 0 | 0 | 0 | 0 | 0 | 0 | 0 | 0 | 0 | 0 | 0 | 0 | 0 | 0 | 0 | 0
F5_Commercial_Warehouse_New_Space Heating_Natural Gas_Boiler_E9 | F5 | Commercial | Warehouse | New | Space Heating | Natural Gas | Boiler | E9 | RIM BC Ratio | 0 | 0 | 0 | 0 | 0 | 0 | 0 | 0 | 0 | 0 | 0 | 0 | 0 | 0 | 0 | 0 | 0 | 0 | 0 | 0 | 0 | 0 | 0 | 0 | 0 | 0 | 0 | 0 | 0 | 0 | 0
F5_Commercial_Warehouse_New_Space Heating_Natural Gas_Boiler_E10 | F5 | Commercial | Warehouse | New | Space Heating | Natural Gas | Boiler | E10 | RIM BC Ratio | 0 | 0 | 0 | 0 | 0 | 0 | 0 | 0 | 0 | 0 | 0 | 0 | 0 | 0 | 0 | 0 | 0 | 0 | 0 | 0 | 0 | 0 | 0 | 0 | 0 | 0 | 0 | 0 | 0 | 0 | 0
F0_Commercial_Warehouse_New_Space Heating_Natural Gas_Unit Heater_E0 | F0 | Commercial | Warehouse | New | Space Heating | Natural Gas | Unit Heater | E0 | Economic Unit | Infrared Radiant | Infrared Radiant | Infrared Radiant | Infrared Radiant | Infrared Radiant | Infrared Radiant | Infrared Radiant | Infrared Radiant | Infrared Radiant | Infrared Radiant | Infrared Radiant | Infrared Radiant | Infrared Radiant | Infrared Radiant | Infrared Radiant | Infrared Radiant | Infrared Radiant | Infrared Radiant | Infrared Radiant | Infrared Radiant | Infrared Radiant | Infrared Radiant | Infrared Radiant | Infrared Radiant | Infrared Radiant | Infrared Radiant | Infrared Radiant | Infrared Radiant | Infrared Radiant | Infrared Radiant | Infrared Radiant
F1_Commercial_Warehouse_New_Space Heating_Natural Gas_Unit Heater_E1 | F1 | Commercial | Warehouse | New | Space Heating | Natural Gas | Unit Heater | E1 | CCE | 0 | 0 | 0 | 0 | 0 | 0 | 0 | 0 | 0 | 0 | 0 | 0 | 0 | 0 | 0 | 0 | 0 | 0 | 0 | 0 | 0 | 0 | 0 | 0 | 0 | 0 | 0 | 0 | 0 | 0 | 0
F1_Commercial_Warehouse_New_Space Heating_Natural Gas_Unit Heater_E2 | F1 | Commercial | Warehouse | New | Space Heating | Natural Gas | Unit Heater | E2 | CCE | 0.047037 | 0.045219 | 0.045435 | 0.04591 | 0.04591 | 0 | 0 | 0 | 0 | 0 | 0 | 0 | 0 | 0 | 0 | 0 | 0 | 0 | 0 | 0 | 0 | 0 | 0 | 0 | 0 | 0 | 0 | 0 | 0 | 0 | 0
F1_Commercial_Warehouse_New_Space Heating_Natural Gas_Unit Heater_E3 | F1 | Commercial | Warehouse | New | Space Heating | Natural Gas | Unit Heater | E3 | CCE | 0.0036672 | 0.0035255 | 0.0035423 | 0.0035794 | 0.0035794 | -0.030958 | -0.030958 | -0.030958 | -0.030958 | -0.030958 | -0.030958 | -0.030958 | -0.030958 | -0.030958 | -0.030958 | -0.030958 | -0.030958 | -0.030958 | -0.030958 | -0.030958 | -0.030958 | -0.030958 | -0.030958 | -0.030958 | -0.030958 | -0.030958 | -0.030958 | -0.030958 | -0.030958 | -0.030958 | -0.030958
F1_Commercial_Warehouse_New_Space Heating_Natural Gas_Unit Heater_E4 | F1 | Commercial | Warehouse | New | Space Heating | Natural Gas | Unit Heater | E4 | CCE | 0 | 0 | 0 | 0 | 0 | 0 | 0 | 0 | 0 | 0 | 0 | 0 | 0 | 0 | 0 | 0 | 0 | 0 | 0 | 0 | 0 | 0 | 0 | 0 | 0 | 0 | 0 | 0 | 0 | 0 | 0
F1_Commercial_Warehouse_New_Space Heating_Natural Gas_Unit Heater_E5 | F1 | Commercial | Warehouse | New | Space Heating | Natural Gas | Unit Heater | E5 | CCE | 0 | 0 | 0 | 0 | 0 | 0 | 0 | 0 | 0 | 0 | 0 | 0 | 0 | 0 | 0 | 0 | 0 | 0 | 0 | 0 | 0 | 0 | 0 | 0 | 0 | 0 | 0 | 0 | 0 | 0 | 0
F1_Commercial_Warehouse_New_Space Heating_Natural Gas_Unit Heater_E6 | F1 | Commercial | Warehouse | New | Space Heating | Natural Gas | Unit Heater | E6 | CCE | 0 | 0 | 0 | 0 | 0 | 0 | 0 | 0 | 0 | 0 | 0 | 0 | 0 | 0 | 0 | 0 | 0 | 0 | 0 | 0 | 0 | 0 | 0 | 0 | 0 | 0 | 0 | 0 | 0 | 0 | 0
F1_Commercial_Warehouse_New_Space Heating_Natural Gas_Unit Heater_E7 | F1 | Commercial | Warehouse | New | Space Heating | Natural Gas | Unit Heater | E7 | CCE | 0 | 0 | 0 | 0 | 0 | 0 | 0 | 0 | 0 | 0 | 0 | 0 | 0 | 0 | 0 | 0 | 0 | 0 | 0 | 0 | 0 | 0 | 0 | 0 | 0 | 0 | 0 | 0 | 0 | 0 | 0
F1_Commercial_Warehouse_New_Space Heating_Natural Gas_Unit Heater_E8 | F1 | Commercial | Warehouse | New | Space Heating | Natural Gas | Unit Heater | E8 | CCE | 0 | 0 | 0 | 0 | 0 | 0 | 0 | 0 | 0 | 0 | 0 | 0 | 0 | 0 | 0 | 0 | 0 | 0 | 0 | 0 | 0 | 0 | 0 | 0 | 0 | 0 | 0 | 0 | 0 | 0 | 0
F1_Commercial_Warehouse_New_Space Heating_Natural Gas_Unit Heater_E9 | F1 | Commercial | Warehouse | New | Space Heating | Natural Gas | Unit Heater | E9 | CCE | 0 | 0 | 0 | 0 | 0 | 0 | 0 | 0 | 0 | 0 | 0 | 0 | 0 | 0 | 0 | 0 | 0 | 0 | 0 | 0 | 0 | 0 | 0 | 0 | 0 | 0 | 0 | 0 | 0 | 0 | 0
F1_Commercial_Warehouse_New_Space Heating_Natural Gas_Unit Heater_E10 | F1 | Commercial | Warehouse | New | Space Heating | Natural Gas | Unit Heater | E10 | CCE | 0 | 0 | 0 | 0 | 0 | 0 | 0 | 0 | 0 | 0 | 0 | 0 | 0 | 0 | 0 | 0 | 0 | 0 | 0 | 0 | 0 | 0 | 0 | 0 | 0 | 0 | 0 | 0 | 0 | 0 | 0
F2_Commercial_Warehouse_New_Space Heating_Natural Gas_Unit Heater_E1 | F2 | Commercial | Warehouse | New | Space Heating | Natural Gas | Unit Heater | E1 | TRC BC Ratio | 0.9 | 0.9 | 0.9 | 0.9 | 0.9 | 0 | 0 | 0 | 0 | 0 | 0 | 0 | 0 | 0 | 0 | 0 | 0 | 0 | 0 | 0 | 0 | 0 | 0 | 0 | 0 | 0 | 0 | 0 | 0 | 0 | 0
F2_Commercial_Warehouse_New_Space Heating_Natural Gas_Unit Heater_E2 | F2 | Commercial | Warehouse | New | Space Heating | Natural Gas | Unit Heater | E2 | TRC BC Ratio | 0.2172 | 0.21953 | 0.22095 | 0.22266 | 0.22273 | 0.9 | 0.9 | 0.9 | 0.9 | 0.9 | 0.9 | 0.9 | 0.9 | 0.9 | 0.9 | 0.9 | 0.9 | 0.9 | 0.9 | 0.9 | 0.9 | 0.9 | 0.9 | 0.9 | 0.9 | 0.9 | 0.9 | 0.9 | 0.9 | 0.9 | 0.9
F2_Commercial_Warehouse_New_Space Heating_Natural Gas_Unit Heater_E3 | F2 | Commercial | Warehouse | New | Space Heating | Natural Gas | Unit Heater | E3 | TRC BC Ratio | 2.7858 | 2.8158 | 2.834 | 2.8559 | 2.8568 | 0.9 | 0.9 | 0.9 | 0.9 | 0.9 | 0.9 | 0.9 | 0.9 | 0.9 | 0.9 | 0.9 | 0.9 | 0.9 | 0.9 | 0.9 | 0.9 | 0.9 | 0.9 | 0.9 | 0.9 | 0.9 | 0.9 | 0.9 | 0.9 | 0.9 | 0.9
F2_Commercial_Warehouse_New_Space Heating_Natural Gas_Unit Heater_E4 | F2 | Commercial | Warehouse | New | Space Heating | Natural Gas | Unit Heater | E4 | TRC BC Ratio | 0 | 0 | 0 | 0 | 0 | 0 | 0 | 0 | 0 | 0 | 0 | 0 | 0 | 0 | 0 | 0 | 0 | 0 | 0 | 0 | 0 | 0 | 0 | 0 | 0 | 0 | 0 | 0 | 0 | 0 | 0
F2_Commercial_Warehouse_New_Space Heating_Natural Gas_Unit Heater_E5 | F2 | Commercial | Warehouse | New | Space Heating | Natural Gas | Unit Heater | E5 | TRC BC Ratio | 0 | 0 | 0 | 0 | 0 | 0 | 0 | 0 | 0 | 0 | 0 | 0 | 0 | 0 | 0 | 0 | 0 | 0 | 0 | 0 | 0 | 0 | 0 | 0 | 0 | 0 | 0 | 0 | 0 | 0 | 0
F2_Commercial_Warehouse_New_Space Heating_Natural Gas_Unit Heater_E6 | F2 | Commercial | Warehouse | New | Space Heating | Natural Gas | Unit Heater | E6 | TRC BC Ratio | 0 | 0 | 0 | 0 | 0 | 0 | 0 | 0 | 0 | 0 | 0 | 0 | 0 | 0 | 0 | 0 | 0 | 0 | 0 | 0 | 0 | 0 | 0 | 0 | 0 | 0 | 0 | 0 | 0 | 0 | 0
F2_Commercial_Warehouse_New_Space Heating_Natural Gas_Unit Heater_E7 | F2 | Commercial | Warehouse | New | Space Heating | Natural Gas | Unit Heater | E7 | TRC BC Ratio | 0 | 0 | 0 | 0 | 0 | 0 | 0 | 0 | 0 | 0 | 0 | 0 | 0 | 0 | 0 | 0 | 0 | 0 | 0 | 0 | 0 | 0 | 0 | 0 | 0 | 0 | 0 | 0 | 0 | 0 | 0
F2_Commercial_Warehouse_New_Space Heating_Natural Gas_Unit Heater_E8 | F2 | Commercial | Warehouse | New | Space Heating | Natural Gas | Unit Heater | E8 | TRC BC Ratio | 0 | 0 | 0 | 0 | 0 | 0 | 0 | 0 | 0 | 0 | 0 | 0 | 0 | 0 | 0 | 0 | 0 | 0 | 0 | 0 | 0 | 0 | 0 | 0 | 0 | 0 | 0 | 0 | 0 | 0 | 0
F2_Commercial_Warehouse_New_Space Heating_Natural Gas_Unit Heater_E9 | F2 | Commercial | Warehouse | New | Space Heating | Natural Gas | Unit Heater | E9 | TRC BC Ratio | 0 | 0 | 0 | 0 | 0 | 0 | 0 | 0 | 0 | 0 | 0 | 0 | 0 | 0 | 0 | 0 | 0 | 0 | 0 | 0 | 0 | 0 | 0 | 0 | 0 | 0 | 0 | 0 | 0 | 0 | 0
F2_Commercial_Warehouse_New_Space Heating_Natural Gas_Unit Heater_E10 | F2 | Commercial | Warehouse | New | Space Heating | Natural Gas | Unit Heater | E10 | TRC BC Ratio | 0 | 0 | 0 | 0 | 0 | 0 | 0 | 0 | 0 | 0 | 0 | 0 | 0 | 0 | 0 | 0 | 0 | 0 | 0 | 0 | 0 | 0 | 0 | 0 | 0 | 0 | 0 | 0 | 0 | 0 | 0
F3_Commercial_Warehouse_New_Space Heating_Natural Gas_Unit Heater_E1 | F3 | Commercial | Warehouse | New | Space Heating | Natural Gas | Unit Heater | E1 | PACT BC Ratio | 0.9 | 0.9 | 0.9 | 0.9 | 0.9 | 0 | 0 | 0 | 0 | 0 | 0 | 0 | 0 | 0 | 0 | 0 | 0 | 0 | 0 | 0 | 0 | 0 | 0 | 0 | 0 | 0 | 0 | 0 | 0 | 0 | 0
F3_Commercial_Warehouse_New_Space Heating_Natural Gas_Unit Heater_E2 | F3 | Commercial | Warehouse | New | Space Heating | Natural Gas | Unit Heater | E2 | PACT BC Ratio | 0.2172 | 0.21953 | 0.22095 | 0.22266 | 0.22273 | 0.9 | 0.9 | 0.9 | 0.9 | 0.9 | 0.9 | 0.9 | 0.9 | 0.9 | 0.9 | 0.9 | 0.9 | 0.9 | 0.9 | 0.9 | 0.9 | 0.9 | 0.9 | 0.9 | 0.9 | 0.9 | 0.9 | 0.9 | 0.9 | 0.9 | 0.9
F3_Commercial_Warehouse_New_Space Heating_Natural Gas_Unit Heater_E3 | F3 | Commercial | Warehouse | New | Space Heating | Natural Gas | Unit Heater | E3 | PACT BC Ratio | 2.7858 | 2.8158 | 2.834 | 2.8559 | 2.8568 | 0.9 | 0.9 | 0.9 | 0.9 | 0.9 | 0.9 | 0.9 | 0.9 | 0.9 | 0.9 | 0.9 | 0.9 | 0.9 | 0.9 | 0.9 | 0.9 | 0.9 | 0.9 | 0.9 | 0.9 | 0.9 | 0.9 | 0.9 | 0.9 | 0.9 | 0.9
F3_Commercial_Warehouse_New_Space Heating_Natural Gas_Unit Heater_E4 | F3 | Commercial | Warehouse | New | Space Heating | Natural Gas | Unit Heater | E4 | PACT BC Ratio | 0 | 0 | 0 | 0 | 0 | 0 | 0 | 0 | 0 | 0 | 0 | 0 | 0 | 0 | 0 | 0 | 0 | 0 | 0 | 0 | 0 | 0 | 0 | 0 | 0 | 0 | 0 | 0 | 0 | 0 | 0
F3_Commercial_Warehouse_New_Space Heating_Natural Gas_Unit Heater_E5 | F3 | Commercial | Warehouse | New | Space Heating | Natural Gas | Unit Heater | E5 | PACT BC Ratio | 0 | 0 | 0 | 0 | 0 | 0 | 0 | 0 | 0 | 0 | 0 | 0 | 0 | 0 | 0 | 0 | 0 | 0 | 0 | 0 | 0 | 0 | 0 | 0 | 0 | 0 | 0 | 0 | 0 | 0 | 0
F3_Commercial_Warehouse_New_Space Heating_Natural Gas_Unit Heater_E6 | F3 | Commercial | Warehouse | New | Space Heating | Natural Gas | Unit Heater | E6 | PACT BC Ratio | 0 | 0 | 0 | 0 | 0 | 0 | 0 | 0 | 0 | 0 | 0 | 0 | 0 | 0 | 0 | 0 | 0 | 0 | 0 | 0 | 0 | 0 | 0 | 0 | 0 | 0 | 0 | 0 | 0 | 0 | 0
F3_Commercial_Warehouse_New_Space Heating_Natural Gas_Unit Heater_E7 | F3 | Commercial | Warehouse | New | Space Heating | Natural Gas | Unit Heater | E7 | PACT BC Ratio | 0 | 0 | 0 | 0 | 0 | 0 | 0 | 0 | 0 | 0 | 0 | 0 | 0 | 0 | 0 | 0 | 0 | 0 | 0 | 0 | 0 | 0 | 0 | 0 | 0 | 0 | 0 | 0 | 0 | 0 | 0
F3_Commercial_Warehouse_New_Space Heating_Natural Gas_Unit Heater_E8 | F3 | Commercial | Warehouse | New | Space Heating | Natural Gas | Unit Heater | E8 | PACT BC Ratio | 0 | 0 | 0 | 0 | 0 | 0 | 0 | 0 | 0 | 0 | 0 | 0 | 0 | 0 | 0 | 0 | 0 | 0 | 0 | 0 | 0 | 0 | 0 | 0 | 0 | 0 | 0 | 0 | 0 | 0 | 0
F3_Commercial_Warehouse_New_Space Heating_Natural Gas_Unit Heater_E9 | F3 | Commercial | Warehouse | New | Space Heating | Natural Gas | Unit Heater | E9 | PACT BC Ratio | 0 | 0 | 0 | 0 | 0 | 0 | 0 | 0 | 0 | 0 | 0 | 0 | 0 | 0 | 0 | 0 | 0 | 0 | 0 | 0 | 0 | 0 | 0 | 0 | 0 | 0 | 0 | 0 | 0 | 0 | 0
F3_Commercial_Warehouse_New_Space Heating_Natural Gas_Unit Heater_E10 | F3 | Commercial | Warehouse | New | Space Heating | Natural Gas | Unit Heater | E10 | PACT BC Ratio | 0 | 0 | 0 | 0 | 0 | 0 | 0 | 0 | 0 | 0 | 0 | 0 | 0 | 0 | 0 | 0 | 0 | 0 | 0 | 0 | 0 | 0 | 0 | 0 | 0 | 0 | 0 | 0 | 0 | 0 | 0
F4_Commercial_Warehouse_New_Space Heating_Natural Gas_Unit Heater_E1 | F4 | Commercial | Warehouse | New | Space Heating | Natural Gas | Unit Heater | E1 | PCT BC Ratio | 0.9 | 0.9 | 0.9 | 0.9 | 0.9 | 0 | 0 | 0 | 0 | 0 | 0 | 0 | 0 | 0 | 0 | 0 | 0 | 0 | 0 | 0 | 0 | 0 | 0 | 0 | 0 | 0 | 0 | 0 | 0 | 0 | 0
F4_Commercial_Warehouse_New_Space Heating_Natural Gas_Unit Heater_E2 | F4 | Commercial | Warehouse | New | Space Heating | Natural Gas | Unit Heater | E2 | PCT BC Ratio | 1.5465 | 1.5523 | 1.5559 | 1.5602 | 1.5604 | 0.9 | 0.9 | 0.9 | 0.9 | 0.9 | 0.9 | 0.9 | 0.9 | 0.9 | 0.9 | 0.9 | 0.9 | 0.9 | 0.9 | 0.9 | 0.9 | 0.9 | 0.9 | 0.9 | 0.9 | 0.9 | 0.9 | 0.9 | 0.9 | 0.9 | 0.9
F4_Commercial_Warehouse_New_Space Heating_Natural Gas_Unit Heater_E3 | F4 | Commercial | Warehouse | New | Space Heating | Natural Gas | Unit Heater | E3 | PCT BC Ratio | 8.0089 | 8.0843 | 8.1301 | 8.1853 | 8.1875 | 0.9 | 0.9 | 0.9 | 0.9 | 0.9 | 0.9 | 0.9 | 0.9 | 0.9 | 0.9 | 0.9 | 0.9 | 0.9 | 0.9 | 0.9 | 0.9 | 0.9 | 0.9 | 0.9 | 0.9 | 0.9 | 0.9 | 0.9 | 0.9 | 0.9 | 0.9
F4_Commercial_Warehouse_New_Space Heating_Natural Gas_Unit Heater_E4 | F4 | Commercial | Warehouse | New | Space Heating | Natural Gas | Unit Heater | E4 | PCT BC Ratio | 0 | 0 | 0 | 0 | 0 | 0 | 0 | 0 | 0 | 0 | 0 | 0 | 0 | 0 | 0 | 0 | 0 | 0 | 0 | 0 | 0 | 0 | 0 | 0 | 0 | 0 | 0 | 0 | 0 | 0 | 0
F4_Commercial_Warehouse_New_Space Heating_Natural Gas_Unit Heater_E5 | F4 | Commercial | Warehouse | New | Space Heating | Natural Gas | Unit Heater | E5 | PCT BC Ratio | 0 | 0 | 0 | 0 | 0 | 0 | 0 | 0 | 0 | 0 | 0 | 0 | 0 | 0 | 0 | 0 | 0 | 0 | 0 | 0 | 0 | 0 | 0 | 0 | 0 | 0 | 0 | 0 | 0 | 0 | 0
F4_Commercial_Warehouse_New_Space Heating_Natural Gas_Unit Heater_E6 | F4 | Commercial | Warehouse | New | Space Heating | Natural Gas | Unit Heater | E6 | PCT BC Ratio | 0 | 0 | 0 | 0 | 0 | 0 | 0 | 0 | 0 | 0 | 0 | 0 | 0 | 0 | 0 | 0 | 0 | 0 | 0 | 0 | 0 | 0 | 0 | 0 | 0 | 0 | 0 | 0 | 0 | 0 | 0
F4_Commercial_Warehouse_New_Space Heating_Natural Gas_Unit Heater_E7 | F4 | Commercial | Warehouse | New | Space Heating | Natural Gas | Unit Heater | E7 | PCT BC Ratio | 0 | 0 | 0 | 0 | 0 | 0 | 0 | 0 | 0 | 0 | 0 | 0 | 0 | 0 | 0 | 0 | 0 | 0 | 0 | 0 | 0 | 0 | 0 | 0 | 0 | 0 | 0 | 0 | 0 | 0 | 0
F4_Commercial_Warehouse_New_Space Heating_Natural Gas_Unit Heater_E8 | F4 | Commercial | Warehouse | New | Space Heating | Natural Gas | Unit Heater | E8 | PCT BC Ratio | 0 | 0 | 0 | 0 | 0 | 0 | 0 | 0 | 0 | 0 | 0 | 0 | 0 | 0 | 0 | 0 | 0 | 0 | 0 | 0 | 0 | 0 | 0 | 0 | 0 | 0 | 0 | 0 | 0 | 0 | 0
F4_Commercial_Warehouse_New_Space Heating_Natural Gas_Unit Heater_E9 | F4 | Commercial | Warehouse | New | Space Heating | Natural Gas | Unit Heater | E9 | PCT BC Ratio | 0 | 0 | 0 | 0 | 0 | 0 | 0 | 0 | 0 | 0 | 0 | 0 | 0 | 0 | 0 | 0 | 0 | 0 | 0 | 0 | 0 | 0 | 0 | 0 | 0 | 0 | 0 | 0 | 0 | 0 | 0
F4_Commercial_Warehouse_New_Space Heating_Natural Gas_Unit Heater_E10 | F4 | Commercial | Warehouse | New | Space Heating | Natural Gas | Unit Heater | E10 | PCT BC Ratio | 0 | 0 | 0 | 0 | 0 | 0 | 0 | 0 | 0 | 0 | 0 | 0 | 0 | 0 | 0 | 0 | 0 | 0 | 0 | 0 | 0 | 0 | 0 | 0 | 0 | 0 | 0 | 0 | 0 | 0 | 0
F5_Commercial_Warehouse_New_Space Heating_Natural Gas_Unit Heater_E1 | F5 | Commercial | Warehouse | New | Space Heating | Natural Gas | Unit Heater | E1 | RIM BC Ratio | 0.9 | 0.9 | 0.9 | 0.9 | 0.9 | 0 | 0 | 0 | 0 | 0 | 0 | 0 | 0 | 0 | 0 | 0 | 0 | 0 | 0 | 0 | 0 | 0 | 0 | 0 | 0 | 0 | 0 | 0 | 0 | 0 | 0
F5_Commercial_Warehouse_New_Space Heating_Natural Gas_Unit Heater_E2 | F5 | Commercial | Warehouse | New | Space Heating | Natural Gas | Unit Heater | E2 | RIM BC Ratio | 0.17235 | 0.17381 | 0.1747 | 0.17577 | 0.17582 | 0.9 | 0.9 | 0.9 | 0.9 | 0.9 | 0.9 | 0.9 | 0.9 | 0.9 | 0.9 | 0.9 | 0.9 | 0.9 | 0.9 | 0.9 | 0.9 | 0.9 | 0.9 | 0.9 | 0.9 | 0.9 | 0.9 | 0.9 | 0.9 | 0.9 | 0.9
F5_Commercial_Warehouse_New_Space Heating_Natural Gas_Unit Heater_E3 | F5 | Commercial | Warehouse | New | Space Heating | Natural Gas | Unit Heater | E3 | RIM BC Ratio | 0.64225 | 0.64383 | 0.64478 | 0.6459 | 0.64595 | 0.9 | 0.9 | 0.9 | 0.9 | 0.9 | 0.9 | 0.9 | 0.9 | 0.9 | 0.9 | 0.9 | 0.9 | 0.9 | 0.9 | 0.9 | 0.9 | 0.9 | 0.9 | 0.9 | 0.9 | 0.9 | 0.9 | 0.9 | 0.9 | 0.9 | 0.9
F5_Commercial_Warehouse_New_Space Heating_Natural Gas_Unit Heater_E4 | F5 | Commercial | Warehouse | New | Space Heating | Natural Gas | Unit Heater | E4 | RIM BC Ratio | 0 | 0 | 0 | 0 | 0 | 0 | 0 | 0 | 0 | 0 | 0 | 0 | 0 | 0 | 0 | 0 | 0 | 0 | 0 | 0 | 0 | 0 | 0 | 0 | 0 | 0 | 0 | 0 | 0 | 0 | 0
F5_Commercial_Warehouse_New_Space Heating_Natural Gas_Unit Heater_E5 | F5 | Commercial | Warehouse | New | Space Heating | Natural Gas | Unit Heater | E5 | RIM BC Ratio | 0 | 0 | 0 | 0 | 0 | 0 | 0 | 0 | 0 | 0 | 0 | 0 | 0 | 0 | 0 | 0 | 0 | 0 | 0 | 0 | 0 | 0 | 0 | 0 | 0 | 0 | 0 | 0 | 0 | 0 | 0
F5_Commercial_Warehouse_New_Space Heating_Natural Gas_Unit Heater_E6 | F5 | Commercial | Warehouse | New | Space Heating | Natural Gas | Unit Heater | E6 | RIM BC Ratio | 0 | 0 | 0 | 0 | 0 | 0 | 0 | 0 | 0 | 0 | 0 | 0 | 0 | 0 | 0 | 0 | 0 | 0 | 0 | 0 | 0 | 0 | 0 | 0 | 0 | 0 | 0 | 0 | 0 | 0 | 0
F5_Commercial_Warehouse_New_Space Heating_Natural Gas_Unit Heater_E7 | F5 | Commercial | Warehouse | New | Space Heating | Natural Gas | Unit Heater | E7 | RIM BC Ratio | 0 | 0 | 0 | 0 | 0 | 0 | 0 | 0 | 0 | 0 | 0 | 0 | 0 | 0 | 0 | 0 | 0 | 0 | 0 | 0 | 0 | 0 | 0 | 0 | 0 | 0 | 0 | 0 | 0 | 0 | 0
F5_Commercial_Warehouse_New_Space Heating_Natural Gas_Unit Heater_E8 | F5 | Commercial | Warehouse | New | Space Heating | Natural Gas | Unit Heater | E8 | RIM BC Ratio | 0 | 0 | 0 | 0 | 0 | 0 | 0 | 0 | 0 | 0 | 0 | 0 | 0 | 0 | 0 | 0 | 0 | 0 | 0 | 0 | 0 | 0 | 0 | 0 | 0 | 0 | 0 | 0 | 0 | 0 | 0
F5_Commercial_Warehouse_New_Space Heating_Natural Gas_Unit Heater_E9 | F5 | Commercial | Warehouse | New | Space Heating | Natural Gas | Unit Heater | E9 | RIM BC Ratio | 0 | 0 | 0 | 0 | 0 | 0 | 0 | 0 | 0 | 0 | 0 | 0 | 0 | 0 | 0 | 0 | 0 | 0 | 0 | 0 | 0 | 0 | 0 | 0 | 0 | 0 | 0 | 0 | 0 | 0 | 0
F5_Commercial_Warehouse_New_Space Heating_Natural Gas_Unit Heater_E10 | F5 | Commercial | Warehouse | New | Space Heating | Natural Gas | Unit Heater | E10 | RIM BC Ratio | 0 | 0 | 0 | 0 | 0 | 0 | 0 | 0 | 0 | 0 | 0 | 0 | 0 | 0 | 0 | 0 | 0 | 0 | 0 | 0 | 0 | 0 | 0 | 0 | 0 | 0 | 0 | 0 | 0 | 0 | 0
F0_Commercial_Warehouse_New_Water Heating_Natural Gas_Water Heater_E0 | F0 | Commercial | Warehouse | New | Water Heating | Natural Gas | Water Heater | E0 | Economic Unit | TE 96% (Instantaneous) | TE 96% (Instantaneous) | TE 96% (Instantaneous) | TE 96% (Instantaneous) | TE 96% (Instantaneous) | TE 96% (Instantaneous) | TE 96% (Instantaneous) | UEF 1.0+ (Gas-Fired HPWH) | UEF 1.0+ (Gas-Fired HPWH) | UEF 1.0+ (Gas-Fired HPWH) | UEF 1.0+ (Gas-Fired HPWH) | UEF 1.0+ (Gas-Fired HPWH) | UEF 1.0+ (Gas-Fired HPWH) | UEF 1.0+ (Gas-Fired HPWH) | UEF 1.0+ (Gas-Fired HPWH) | UEF 1.0+ (Gas-Fired HPWH) | UEF 1.0+ (Gas-Fired HPWH) | UEF 1.0+ (Gas-Fired HPWH) | UEF 1.0+ (Gas-Fired HPWH) | UEF 1.0+ (Gas-Fired HPWH) | UEF 1.0+ (Gas-Fired HPWH) | UEF 1.0+ (Gas-Fired HPWH) | UEF 1.0+ (Gas-Fired HPWH) | UEF 1.0+ (Gas-Fired HPWH) | UEF 1.0+ (Gas-Fired HPWH) | UEF 1.0+ (Gas-Fired HPWH) | UEF 1.0+ (Gas-Fired HPWH) | UEF 1.0+ (Gas-Fired HPWH) | UEF 1.0+ (Gas-Fired HPWH) | UEF 1.0+ (Gas-Fired HPWH) | UEF 1.0+ (Gas-Fired HPWH)
F1_Commercial_Warehouse_New_Water Heating_Natural Gas_Water Heater_E1 | F1 | Commercial | Warehouse | New | Water Heating | Natural Gas | Water Heater | E1 | CCE | 0 | 0 | 0 | 0 | 0 | 0 | 0 | 0 | 0 | 0 | 0 | 0 | 0 | 0 | 0 | 0 | 0 | 0 | 0 | 0 | 0 | 0 | 0 | 0 | 0 | 0 | 0 | 0 | 0 | 0 | 0
F1_Commercial_Warehouse_New_Water Heating_Natural Gas_Water Heater_E2 | F1 | Commercial | Warehouse | New | Water Heating | Natural Gas | Water Heater | E2 | CCE | 0.00076187 | 0.00073243 | 0.00073593 | 0.00074362 | 0.00074362 | 0.00074362 | 0.00074362 | 0.00074362 | 0.00074362 | 0.00074362 | 0.00074362 | 0.00074362 | 0.00074362 | 0.00074362 | 0.00074362 | 0.00074362 | 0.00074362 | 0.00074362 | 0.00074362 | 0.00074362 | 0.00074362 | 0.00074362 | 0.00074362 | 0.00074362 | 0.00074362 | 0.00074362 | 0.00074362 | 0.00074362 | 0.00074362 | 0.00074362 | 0.00074362
F1_Commercial_Warehouse_New_Water Heating_Natural Gas_Water Heater_E3 | F1 | Commercial | Warehouse | New | Water Heating | Natural Gas | Water Heater | E3 | CCE | 0.00055845 | 0.00053687 | 0.00053943 | 0.00054506 | 0.00054506 | 0.00054506 | 0.00054506 | 0.00054506 | 0.00054506 | 0.00054506 | 0.00054506 | 0.00054506 | 0.00054506 | 0.00054506 | 0.00054506 | 0.00054506 | 0.00054506 | 0.00054506 | 0.00054506 | 0.00054506 | 0.00054506 | 0.00054506 | 0.00054506 | 0.00054506 | 0.00054506 | 0.00054506 | 0.00054506 | 0.00054506 | 0.00054506 | 0.00054506 | 0.00054506
F1_Commercial_Warehouse_New_Water Heating_Natural Gas_Water Heater_E4 | F1 | Commercial | Warehouse | New | Water Heating | Natural Gas | Water Heater | E4 | CCE | 0 | 0 | 0 | 0 | 0 | 0 | 0 | 0.0012207 | 0.0012207 | 0.0012207 | 0.0012207 | 0.0012207 | 0.0012207 | 0.0012207 | 0.0012207 | 0.0012207 | 0.0012207 | 0.0012207 | 0.0012207 | 0.0012207 | 0.0012207 | 0.0012207 | 0.0012207 | 0.0012207 | 0.0012207 | 0.0012207 | 0.0012207 | 0.0012207 | 0.0012207 | 0.0012207 | 0.0012207
F1_Commercial_Warehouse_New_Water Heating_Natural Gas_Water Heater_E5 | F1 | Commercial | Warehouse | New | Water Heating | Natural Gas | Water Heater | E5 | CCE | 0 | 0 | 0 | 0 | 0 | 0 | 0 | 0 | 0 | 0 | 0 | 0 | 0 | 0 | 0 | 0 | 0 | 0 | 0 | 0 | 0 | 0 | 0 | 0 | 0 | 0 | 0 | 0 | 0 | 0 | 0
F1_Commercial_Warehouse_New_Water Heating_Natural Gas_Water Heater_E6 | F1 | Commercial | Warehouse | New | Water Heating | Natural Gas | Water Heater | E6 | CCE | 0 | 0 | 0 | 0 | 0 | 0 | 0 | 0 | 0 | 0 | 0 | 0 | 0 | 0 | 0 | 0 | 0 | 0 | 0 | 0 | 0 | 0 | 0 | 0 | 0 | 0 | 0 | 0 | 0 | 0 | 0
F1_Commercial_Warehouse_New_Water Heating_Natural Gas_Water Heater_E7 | F1 | Commercial | Warehouse | New | Water Heating | Natural Gas | Water Heater | E7 | CCE | 0 | 0 | 0 | 0 | 0 | 0 | 0 | 0 | 0 | 0 | 0 | 0 | 0 | 0 | 0 | 0 | 0 | 0 | 0 | 0 | 0 | 0 | 0 | 0 | 0 | 0 | 0 | 0 | 0 | 0 | 0
F1_Commercial_Warehouse_New_Water Heating_Natural Gas_Water Heater_E8 | F1 | Commercial | Warehouse | New | Water Heating | Natural Gas | Water Heater | E8 | CCE | 0 | 0 | 0 | 0 | 0 | 0 | 0 | 0 | 0 | 0 | 0 | 0 | 0 | 0 | 0 | 0 | 0 | 0 | 0 | 0 | 0 | 0 | 0 | 0 | 0 | 0 | 0 | 0 | 0 | 0 | 0
F1_Commercial_Warehouse_New_Water Heating_Natural Gas_Water Heater_E9 | F1 | Commercial | Warehouse | New | Water Heating | Natural Gas | Water Heater | E9 | CCE | 0 | 0 | 0 | 0 | 0 | 0 | 0 | 0 | 0 | 0 | 0 | 0 | 0 | 0 | 0 | 0 | 0 | 0 | 0 | 0 | 0 | 0 | 0 | 0 | 0 | 0 | 0 | 0 | 0 | 0 | 0
F1_Commercial_Warehouse_New_Water Heating_Natural Gas_Water Heater_E10 | F1 | Commercial | Warehouse | New | Water Heating | Natural Gas | Water Heater | E10 | CCE | 0 | 0 | 0 | 0 | 0 | 0 | 0 | 0 | 0 | 0 | 0 | 0 | 0 | 0 | 0 | 0 | 0 | 0 | 0 | 0 | 0 | 0 | 0 | 0 | 0 | 0 | 0 | 0 | 0 | 0 | 0
F2_Commercial_Warehouse_New_Water Heating_Natural Gas_Water Heater_E1 | F2 | Commercial | Warehouse | New | Water Heating | Natural Gas | Water Heater | E1 | TRC BC Ratio | 0.9 | 0.9 | 0.9 | 0.9 | 0.9 | 0.9 | 0.9 | 0.9 | 0.9 | 0.9 | 0.9 | 0.9 | 0.9 | 0.9 | 0.9 | 0.9 | 0.9 | 0.9 | 0.9 | 0.9 | 0.9 | 0.9 | 0.9 | 0.9 | 0.9 | 0.9 | 0.9 | 0.9 | 0.9 | 0.9 | 0.9
F2_Commercial_Warehouse_New_Water Heating_Natural Gas_Water Heater_E2 | F2 | Commercial | Warehouse | New | Water Heating | Natural Gas | Water Heater | E2 | TRC BC Ratio | 13.3944 | 13.6599 | 13.8498 | 14.0556 | 14.3513 | 13.4457 | 12.738 | 12.3658 | 12.2321 | 12.027 | 11.8885 | 12.5185 | 11.2035 | 11.975 | 12.9651 | 13.9275 | 13.9634 | 14.0301 | 13.762 | 13.9533 | 14.0871 | 14.2678 | 14.4948 | 6.8278 | 6.6916 | 6.5641 | 6.4441 | 6.3302 | 6.2216 | 6.117 | 6.0161
F2_Commercial_Warehouse_New_Water Heating_Natural Gas_Water Heater_E3 | F2 | Commercial | Warehouse | New | Water Heating | Natural Gas | Water Heater | E3 | TRC BC Ratio | 18.2736 | 18.6358 | 18.8949 | 19.1757 | 19.5791 | 18.3437 | 17.3781 | 16.8704 | 16.688 | 16.4081 | 16.2192 | 17.0786 | 15.2846 | 16.3371 | 17.6879 | 19.0009 | 19.0499 | 19.1409 | 18.7751 | 19.0361 | 19.2187 | 19.4651 | 19.7749 | 9.315 | 9.1291 | 8.9552 | 8.7915 | 8.6362 | 8.4879 | 8.3453 | 8.2076
F2_Commercial_Warehouse_New_Water Heating_Natural Gas_Water Heater_E4 | F2 | Commercial | Warehouse | New | Water Heating | Natural Gas | Water Heater | E4 | TRC BC Ratio | 0 | 0 | 0 | 0 | 0 | 0 | 0 | 7.3941 | 7.0908 | 6.7028 | 6.3394 | 6.9824 | 6.1105 | 7.1776 | 8.4624 | 9.776 | 9.8279 | 9.9026 | 9.7121 | 9.8827 | 10.0072 | 10.1679 | 10.3646 | 4.3382 | 4.2477 | 4.1636 | 4.0851 | 4.0111 | 3.9409 | 3.8737 | 3.8233
F2_Commercial_Warehouse_New_Water Heating_Natural Gas_Water Heater_E5 | F2 | Commercial | Warehouse | New | Water Heating | Natural Gas | Water Heater | E5 | TRC BC Ratio | 0 | 0 | 0 | 0 | 0 | 0 | 0 | 0 | 0 | 0 | 0 | 0 | 0 | 0 | 0 | 0 | 0 | 0 | 0 | 0 | 0 | 0 | 0 | 0 | 0 | 0 | 0 | 0 | 0 | 0 | 0
F2_Commercial_Warehouse_New_Water Heating_Natural Gas_Water Heater_E6 | F2 | Commercial | Warehouse | New | Water Heating | Natural Gas | Water Heater | E6 | TRC BC Ratio | 0 | 0 | 0 | 0 | 0 | 0 | 0 | 0 | 0 | 0 | 0 | 0 | 0 | 0 | 0 | 0 | 0 | 0 | 0 | 0 | 0 | 0 | 0 | 0 | 0 | 0 | 0 | 0 | 0 | 0 | 0
F2_Commercial_Warehouse_New_Water Heating_Natural Gas_Water Heater_E7 | F2 | Commercial | Warehouse | New | Water Heating | Natural Gas | Water Heater | E7 | TRC BC Ratio | 0 | 0 | 0 | 0 | 0 | 0 | 0 | 0 | 0 | 0 | 0 | 0 | 0 | 0 | 0 | 0 | 0 | 0 | 0 | 0 | 0 | 0 | 0 | 0 | 0 | 0 | 0 | 0 | 0 | 0 | 0
F2_Commercial_Warehouse_New_Water Heating_Natural Gas_Water Heater_E8 | F2 | Commercial | Warehouse | New | Water Heating | Natural Gas | Water Heater | E8 | TRC BC Ratio | 0 | 0 | 0 | 0 | 0 | 0 | 0 | 0 | 0 | 0 | 0 | 0 | 0 | 0 | 0 | 0 | 0 | 0 | 0 | 0 | 0 | 0 | 0 | 0 | 0 | 0 | 0 | 0 | 0 | 0 | 0
F2_Commercial_Warehouse_New_Water Heating_Natural Gas_Water Heater_E9 | F2 | Commercial | Warehouse | New | Water Heating | Natural Gas | Water Heater | E9 | TRC BC Ratio | 0 | 0 | 0 | 0 | 0 | 0 | 0 | 0 | 0 | 0 | 0 | 0 | 0 | 0 | 0 | 0 | 0 | 0 | 0 | 0 | 0 | 0 | 0 | 0 | 0 | 0 | 0 | 0 | 0 | 0 | 0
F2_Commercial_Warehouse_New_Water Heating_Natural Gas_Water Heater_E10 | F2 | Commercial | Warehouse | New | Water Heating | Natural Gas | Water Heater | E10 | TRC BC Ratio | 0 | 0 | 0 | 0 | 0 | 0 | 0 | 0 | 0 | 0 | 0 | 0 | 0 | 0 | 0 | 0 | 0 | 0 | 0 | 0 | 0 | 0 | 0 | 0 | 0 | 0 | 0 | 0 | 0 | 0 | 0
F3_Commercial_Warehouse_New_Water Heating_Natural Gas_Water Heater_E1 | F3 | Commercial | Warehouse | New | Water Heating | Natural Gas | Water Heater | E1 | PACT BC Ratio | 0.9 | 0.9 | 0.9 | 0.9 | 0.9 | 0.9 | 0.9 | 0.9 | 0.9 | 0.9 | 0.9 | 0.9 | 0.9 | 0.9 | 0.9 | 0.9 | 0.9 | 0.9 | 0.9 | 0.9 | 0.9 | 0.9 | 0.9 | 0.9 | 0.9 | 0.9 | 0.9 | 0.9 | 0.9 | 0.9 | 0.9
F3_Commercial_Warehouse_New_Water Heating_Natural Gas_Water Heater_E2 | F3 | Commercial | Warehouse | New | Water Heating | Natural Gas | Water Heater | E2 | PACT BC Ratio | 21.9033 | 22.3374 | 22.6479 | 22.9846 | 23.468 | 21.9872 | 20.8299 | 20.2213 | 20.0027 | 19.6672 | 19.4408 | 20.4709 | 18.3206 | 19.5821 | 21.2012 | 22.775 | 22.8338 | 22.9428 | 22.5044 | 22.8171 | 23.036 | 23.3314 | 23.7028 | 11.1652 | 10.9424 | 10.734 | 10.5377 | 10.3516 | 10.1738 | 10.0029 | 9.8378
F3_Commercial_Warehouse_New_Water Heating_Natural Gas_Water Heater_E3 | F3 | Commercial | Warehouse | New | Water Heating | Natural Gas | Water Heater | E3 | PACT BC Ratio | 29.8821 | 30.4744 | 30.898 | 31.3573 | 32.0169 | 29.9966 | 28.4177 | 27.5874 | 27.2892 | 26.8315 | 26.5226 | 27.9279 | 24.9943 | 26.7154 | 28.9243 | 31.0714 | 31.1515 | 31.3003 | 30.7022 | 31.1289 | 31.4274 | 31.8305 | 32.3371 | 15.2323 | 14.9285 | 14.6441 | 14.3763 | 14.1224 | 13.8799 | 13.6468 | 13.4215
F3_Commercial_Warehouse_New_Water Heating_Natural Gas_Water Heater_E4 | F3 | Commercial | Warehouse | New | Water Heating | Natural Gas | Water Heater | E4 | PACT BC Ratio | 0 | 0 | 0 | 0 | 0 | 0 | 0 | 12.0913 | 11.5953 | 10.9608 | 10.3665 | 11.418 | 9.9923 | 11.7372 | 13.8382 | 15.9863 | 16.0712 | 16.1933 | 15.8818 | 16.1607 | 16.3643 | 16.6271 | 16.9488 | 7.0941 | 6.946 | 6.8086 | 6.6802 | 6.5593 | 6.4444 | 6.3345 | 6.252
F3_Commercial_Warehouse_New_Water Heating_Natural Gas_Water Heater_E5 | F3 | Commercial | Warehouse | New | Water Heating | Natural Gas | Water Heater | E5 | PACT BC Ratio | 0 | 0 | 0 | 0 | 0 | 0 | 0 | 0 | 0 | 0 | 0 | 0 | 0 | 0 | 0 | 0 | 0 | 0 | 0 | 0 | 0 | 0 | 0 | 0 | 0 | 0 | 0 | 0 | 0 | 0 | 0
F3_Commercial_Warehouse_New_Water Heating_Natural Gas_Water Heater_E6 | F3 | Commercial | Warehouse | New | Water Heating | Natural Gas | Water Heater | E6 | PACT BC Ratio | 0 | 0 | 0 | 0 | 0 | 0 | 0 | 0 | 0 | 0 | 0 | 0 | 0 | 0 | 0 | 0 | 0 | 0 | 0 | 0 | 0 | 0 | 0 | 0 | 0 | 0 | 0 | 0 | 0 | 0 | 0
F3_Commercial_Warehouse_New_Water Heating_Natural Gas_Water Heater_E7 | F3 | Commercial | Warehouse | New | Water Heating | Natural Gas | Water Heater | E7 | PACT BC Ratio | 0 | 0 | 0 | 0 | 0 | 0 | 0 | 0 | 0 | 0 | 0 | 0 | 0 | 0 | 0 | 0 | 0 | 0 | 0 | 0 | 0 | 0 | 0 | 0 | 0 | 0 | 0 | 0 | 0 | 0 | 0
F3_Commercial_Warehouse_New_Water Heating_Natural Gas_Water Heater_E8 | F3 | Commercial | Warehouse | New | Water Heating | Natural Gas | Water Heater | E8 | PACT BC Ratio | 0 | 0 | 0 | 0 | 0 | 0 | 0 | 0 | 0 | 0 | 0 | 0 | 0 | 0 | 0 | 0 | 0 | 0 | 0 | 0 | 0 | 0 | 0 | 0 | 0 | 0 | 0 | 0 | 0 | 0 | 0
F3_Commercial_Warehouse_New_Water Heating_Natural Gas_Water Heater_E9 | F3 | Commercial | Warehouse | New | Water Heating | Natural Gas | Water Heater | E9 | PACT BC Ratio | 0 | 0 | 0 | 0 | 0 | 0 | 0 | 0 | 0 | 0 | 0 | 0 | 0 | 0 | 0 | 0 | 0 | 0 | 0 | 0 | 0 | 0 | 0 | 0 | 0 | 0 | 0 | 0 | 0 | 0 | 0
F3_Commercial_Warehouse_New_Water Heating_Natural Gas_Water Heater_E10 | F3 | Commercial | Warehouse | New | Water Heating | Natural Gas | Water Heater | E10 | PACT BC Ratio | 0 | 0 | 0 | 0 | 0 | 0 | 0 | 0 | 0 | 0 | 0 | 0 | 0 | 0 | 0 | 0 | 0 | 0 | 0 | 0 | 0 | 0 | 0 | 0 | 0 | 0 | 0 | 0 | 0 | 0 | 0
F4_Commercial_Warehouse_New_Water Heating_Natural Gas_Water Heater_E1 | F4 | Commercial | Warehouse | New | Water Heating | Natural Gas | Water Heater | E1 | PCT BC Ratio | 0.9 | 0.9 | 0.9 | 0.9 | 0.9 | 0.9 | 0.9 | 0.9 | 0.9 | 0.9 | 0.9 | 0.9 | 0.9 | 0.9 | 0.9 | 0.9 | 0.9 | 0.9 | 0.9 | 0.9 | 0.9 | 0.9 | 0.9 | 0.9 | 0.9 | 0.9 | 0.9 | 0.9 | 0.9 | 0.9 | 0.9
F4_Commercial_Warehouse_New_Water Heating_Natural Gas_Water Heater_E2 | F4 | Commercial | Warehouse | New | Water Heating | Natural Gas | Water Heater | E2 | PCT BC Ratio | 24.0387 | 24.5067 | 24.8414 | 25.2042 | 25.7254 | 24.1292 | 22.8817 | 22.2256 | 21.99 | 21.6284 | 21.3843 | 22.4947 | 20.1768 | 21.5367 | 23.2819 | 24.9784 | 25.0417 | 25.1592 | 24.6866 | 25.0238 | 25.2597 | 25.5782 | 25.9784 | 12.4637 | 12.2236 | 11.9989 | 11.7874 | 11.5867 | 11.3952 | 11.2109 | 11.0329
F4_Commercial_Warehouse_New_Water Heating_Natural Gas_Water Heater_E3 | F4 | Commercial | Warehouse | New | Water Heating | Natural Gas | Water Heater | E3 | PCT BC Ratio | 32.6393 | 33.2778 | 33.7344 | 34.2294 | 34.9405 | 32.7628 | 31.0608 | 30.1658 | 29.8443 | 29.351 | 29.018 | 30.5329 | 27.3706 | 29.2258 | 31.6069 | 33.9213 | 34.0077 | 34.168 | 33.5233 | 33.9833 | 34.3051 | 34.7396 | 35.2856 | 16.8479 | 16.5203 | 16.2138 | 15.9251 | 15.6514 | 15.3901 | 15.1387 | 14.8959
F4_Commercial_Warehouse_New_Water Heating_Natural Gas_Water Heater_E4 | F4 | Commercial | Warehouse | New | Water Heating | Natural Gas | Water Heater | E4 | PCT BC Ratio | 0 | 0 | 0 | 0 | 0 | 0 | 0 | 13.4621 | 12.9274 | 12.2434 | 11.6029 | 12.7363 | 11.1994 | 13.0803 | 15.3451 | 17.6606 | 17.7521 | 17.8837 | 17.548 | 17.8486 | 18.068 | 18.3513 | 18.6981 | 8.0754 | 7.9158 | 7.7676 | 7.6292 | 7.4989 | 7.3751 | 7.2566 | 7.1677
F4_Commercial_Warehouse_New_Water Heating_Natural Gas_Water Heater_E5 | F4 | Commercial | Warehouse | New | Water Heating | Natural Gas | Water Heater | E5 | PCT BC Ratio | 0 | 0 | 0 | 0 | 0 | 0 | 0 | 0 | 0 | 0 | 0 | 0 | 0 | 0 | 0 | 0 | 0 | 0 | 0 | 0 | 0 | 0 | 0 | 0 | 0 | 0 | 0 | 0 | 0 | 0 | 0
F4_Commercial_Warehouse_New_Water Heating_Natural Gas_Water Heater_E6 | F4 | Commercial | Warehouse | New | Water Heating | Natural Gas | Water Heater | E6 | PCT BC Ratio | 0 | 0 | 0 | 0 | 0 | 0 | 0 | 0 | 0 | 0 | 0 | 0 | 0 | 0 | 0 | 0 | 0 | 0 | 0 | 0 | 0 | 0 | 0 | 0 | 0 | 0 | 0 | 0 | 0 | 0 | 0
F4_Commercial_Warehouse_New_Water Heating_Natural Gas_Water Heater_E7 | F4 | Commercial | Warehouse | New | Water Heating | Natural Gas | Water Heater | E7 | PCT BC Ratio | 0 | 0 | 0 | 0 | 0 | 0 | 0 | 0 | 0 | 0 | 0 | 0 | 0 | 0 | 0 | 0 | 0 | 0 | 0 | 0 | 0 | 0 | 0 | 0 | 0 | 0 | 0 | 0 | 0 | 0 | 0
F4_Commercial_Warehouse_New_Water Heating_Natural Gas_Water Heater_E8 | F4 | Commercial | Warehouse | New | Water Heating | Natural Gas | Water Heater | E8 | PCT BC Ratio | 0 | 0 | 0 | 0 | 0 | 0 | 0 | 0 | 0 | 0 | 0 | 0 | 0 | 0 | 0 | 0 | 0 | 0 | 0 | 0 | 0 | 0 | 0 | 0 | 0 | 0 | 0 | 0 | 0 | 0 | 0
F4_Commercial_Warehouse_New_Water Heating_Natural Gas_Water Heater_E9 | F4 | Commercial | Warehouse | New | Water Heating | Natural Gas | Water Heater | E9 | PCT BC Ratio | 0 | 0 | 0 | 0 | 0 | 0 | 0 | 0 | 0 | 0 | 0 | 0 | 0 | 0 | 0 | 0 | 0 | 0 | 0 | 0 | 0 | 0 | 0 | 0 | 0 | 0 | 0 | 0 | 0 | 0 | 0
F4_Commercial_Warehouse_New_Water Heating_Natural Gas_Water Heater_E10 | F4 | Commercial | Warehouse | New | Water Heating | Natural Gas | Water Heater | E10 | PCT BC Ratio | 0 | 0 | 0 | 0 | 0 | 0 | 0 | 0 | 0 | 0 | 0 | 0 | 0 | 0 | 0 | 0 | 0 | 0 | 0 | 0 | 0 | 0 | 0 | 0 | 0 | 0 | 0 | 0 | 0 | 0 | 0
F5_Commercial_Warehouse_New_Water Heating_Natural Gas_Water Heater_E1 | F5 | Commercial | Warehouse | New | Water Heating | Natural Gas | Water Heater | E1 | RIM BC Ratio | 0.9 | 0.9 | 0.9 | 0.9 | 0.9 | 0.9 | 0.9 | 0.9 | 0.9 | 0.9 | 0.9 | 0.9 | 0.9 | 0.9 | 0.9 | 0.9 | 0.9 | 0.9 | 0.9 | 0.9 | 0.9 | 0.9 | 0.9 | 0.9 | 0.9 | 0.9 | 0.9 | 0.9 | 0.9 | 0.9 | 0.9
F5_Commercial_Warehouse_New_Water Heating_Natural Gas_Water Heater_E2 | F5 | Commercial | Warehouse | New | Water Heating | Natural Gas | Water Heater | E2 | RIM BC Ratio | 0.80404 | 0.80461 | 0.80501 | 0.80543 | 0.80601 | 0.80415 | 0.80252 | 0.80159 | 0.80124 | 0.8007 | 0.80032 | 0.80198 | 0.79831 | 0.80056 | 0.80306 | 0.80517 | 0.80524 | 0.80538 | 0.80483 | 0.80522 | 0.80549 | 0.80585 | 0.80629 | 0.77662 | 0.77552 | 0.77446 | 0.77342 | 0.7724 | 0.77139 | 0.77039 | 0.7694
F5_Commercial_Warehouse_New_Water Heating_Natural Gas_Water Heater_E3 | F5 | Commercial | Warehouse | New | Water Heating | Natural Gas | Water Heater | E3 | RIM BC Ratio | 0.812 | 0.81243 | 0.81272 | 0.81304 | 0.81347 | 0.81208 | 0.81086 | 0.81017 | 0.80991 | 0.8095 | 0.80921 | 0.81046 | 0.80771 | 0.80939 | 0.81127 | 0.81284 | 0.8129 | 0.813 | 0.81259 | 0.81288 | 0.81308 | 0.81335 | 0.81368 | 0.79132 | 0.79048 | 0.78967 | 0.78888 | 0.7881 | 0.78733 | 0.78657 | 0.78581
F5_Commercial_Warehouse_New_Water Heating_Natural Gas_Water Heater_E4 | F5 | Commercial | Warehouse | New | Water Heating | Natural Gas | Water Heater | E4 | RIM BC Ratio | 0 | 0 | 0 | 0 | 0 | 0 | 0 | 0.78078 | 0.77863 | 0.77561 | 0.77248 | 0.77782 | 0.77033 | 0.77926 | 0.7872 | 0.79326 | 0.79347 | 0.79376 | 0.793 | 0.79369 | 0.79417 | 0.79478 | 0.7955 | 0.74681 | 0.74514 | 0.74353 | 0.74197 | 0.74045 | 0.73897 | 0.7375 | 0.73637
F5_Commercial_Warehouse_New_Water Heating_Natural Gas_Water Heater_E5 | F5 | Commercial | Warehouse | New | Water Heating | Natural Gas | Water Heater | E5 | RIM BC Ratio | 0 | 0 | 0 | 0 | 0 | 0 | 0 | 0 | 0 | 0 | 0 | 0 | 0 | 0 | 0 | 0 | 0 | 0 | 0 | 0 | 0 | 0 | 0 | 0 | 0 | 0 | 0 | 0 | 0 | 0 | 0
F5_Commercial_Warehouse_New_Water Heating_Natural Gas_Water Heater_E6 | F5 | Commercial | Warehouse | New | Water Heating | Natural Gas | Water Heater | E6 | RIM BC Ratio | 0 | 0 | 0 | 0 | 0 | 0 | 0 | 0 | 0 | 0 | 0 | 0 | 0 | 0 | 0 | 0 | 0 | 0 | 0 | 0 | 0 | 0 | 0 | 0 | 0 | 0 | 0 | 0 | 0 | 0 | 0
F5_Commercial_Warehouse_New_Water Heating_Natural Gas_Water Heater_E7 | F5 | Commercial | Warehouse | New | Water Heating | Natural Gas | Water Heater | E7 | RIM BC Ratio | 0 | 0 | 0 | 0 | 0 | 0 | 0 | 0 | 0 | 0 | 0 | 0 | 0 | 0 | 0 | 0 | 0 | 0 | 0 | 0 | 0 | 0 | 0 | 0 | 0 | 0 | 0 | 0 | 0 | 0 | 0
F5_Commercial_Warehouse_New_Water Heating_Natural Gas_Water Heater_E8 | F5 | Commercial | Warehouse | New | Water Heating | Natural Gas | Water Heater | E8 | RIM BC Ratio | 0 | 0 | 0 | 0 | 0 | 0 | 0 | 0 | 0 | 0 | 0 | 0 | 0 | 0 | 0 | 0 | 0 | 0 | 0 | 0 | 0 | 0 | 0 | 0 | 0 | 0 | 0 | 0 | 0 | 0 | 0
F5_Commercial_Warehouse_New_Water Heating_Natural Gas_Water Heater_E9 | F5 | Commercial | Warehouse | New | Water Heating | Natural Gas | Water Heater | E9 | RIM BC Ratio | 0 | 0 | 0 | 0 | 0 | 0 | 0 | 0 | 0 | 0 | 0 | 0 | 0 | 0 | 0 | 0 | 0 | 0 | 0 | 0 | 0 | 0 | 0 | 0 | 0 | 0 | 0 | 0 | 0 | 0 | 0
F5_Commercial_Warehouse_New_Water Heating_Natural Gas_Water Heater_E10 | F5 | Commercial | Warehouse | New | Water Heating | Natural Gas | Water Heater | E10 | RIM BC Ratio | 0 | 0 | 0 | 0 | 0 | 0 | 0 | 0 | 0 | 0 | 0 | 0 | 0 | 0 | 0 | 0 | 0 | 0 | 0 | 0 | 0 | 0 | 0 | 0 | 0 | 0 | 0 | 0 | 0 | 0 | 0
F0_Commercial_Warehouse_New_Food Preparation_Natural Gas_Oven_E0 | F0 | Commercial | Warehouse | New | Food Preparation | Natural Gas | Oven | E0 | Economic Unit | ENERGY STAR (3.0) | ENERGY STAR (3.0) | ENERGY STAR (3.0) | ENERGY STAR (3.0) | ENERGY STAR (3.0) | ENERGY STAR (3.0) | ENERGY STAR (3.0) | ENERGY STAR (3.0) | ENERGY STAR (3.0) | ENERGY STAR (3.0) | ENERGY STAR (3.0) | ENERGY STAR (3.0) | ENERGY STAR (3.0) | ENERGY STAR (3.0) | ENERGY STAR (3.0) | ENERGY STAR (3.0) | ENERGY STAR (3.0) | ENERGY STAR (3.0) | ENERGY STAR (3.0) | ENERGY STAR (3.0) | ENERGY STAR (3.0) | ENERGY STAR (3.0) | ENERGY STAR (3.0) | Standard | Standard | Standard | Standard | Standard | Standard | Standard | Standard
F1_Commercial_Warehouse_New_Food Preparation_Natural Gas_Oven_E1 | F1 | Commercial | Warehouse | New | Food Preparation | Natural Gas | Oven | E1 | CCE | 0 | 0 | 0 | 0 | 0 | 0 | 0 | 0 | 0 | 0 | 0 | 0 | 0 | 0 | 0 | 0 | 0 | 0 | 0 | 0 | 0 | 0 | 0 | 0 | 0 | 0 | 0 | 0 | 0 | 0 | 0
F1_Commercial_Warehouse_New_Food Preparation_Natural Gas_Oven_E2 | F1 | Commercial | Warehouse | New | Food Preparation | Natural Gas | Oven | E2 | CCE | 0.0062008 | 0.0059612 | 0.0059896 | 0.0060522 | 0.0060522 | 0.0060522 | 0.0060522 | 0.0060522 | 0.0060522 | 0.0060522 | 0.0060522 | 0.0060522 | 0.0060522 | 0.0060522 | 0.0060522 | 0.0060522 | 0.0060522 | 0.0060522 | 0.0060522 | 0.0060522 | 0.0060522 | 0.0060522 | 0.0060522 | 0.0060522 | 0.0060522 | 0.0060522 | 0.0060522 | 0.0060522 | 0.0060522 | 0.0060522 | 0.0060522
F1_Commercial_Warehouse_New_Food Preparation_Natural Gas_Oven_E3 | F1 | Commercial | Warehouse | New | Food Preparation | Natural Gas | Oven | E3 | CCE | 0 | 0 | 0 | 0 | 0 | 0 | 0 | 0 | 0 | 0 | 0 | 0 | 0 | 0 | 0 | 0 | 0 | 0 | 0 | 0 | 0 | 0 | 0 | 0 | 0 | 0 | 0 | 0 | 0 | 0 | 0
F1_Commercial_Warehouse_New_Food Preparation_Natural Gas_Oven_E4 | F1 | Commercial | Warehouse | New | Food Preparation | Natural Gas | Oven | E4 | CCE | 0 | 0 | 0 | 0 | 0 | 0 | 0 | 0 | 0 | 0 | 0 | 0 | 0 | 0 | 0 | 0 | 0 | 0 | 0 | 0 | 0 | 0 | 0 | 0 | 0 | 0 | 0 | 0 | 0 | 0 | 0
F1_Commercial_Warehouse_New_Food Preparation_Natural Gas_Oven_E5 | F1 | Commercial | Warehouse | New | Food Preparation | Natural Gas | Oven | E5 | CCE | 0 | 0 | 0 | 0 | 0 | 0 | 0 | 0 | 0 | 0 | 0 | 0 | 0 | 0 | 0 | 0 | 0 | 0 | 0 | 0 | 0 | 0 | 0 | 0 | 0 | 0 | 0 | 0 | 0 | 0 | 0
F1_Commercial_Warehouse_New_Food Preparation_Natural Gas_Oven_E6 | F1 | Commercial | Warehouse | New | Food Preparation | Natural Gas | Oven | E6 | CCE | 0 | 0 | 0 | 0 | 0 | 0 | 0 | 0 | 0 | 0 | 0 | 0 | 0 | 0 | 0 | 0 | 0 | 0 | 0 | 0 | 0 | 0 | 0 | 0 | 0 | 0 | 0 | 0 | 0 | 0 | 0
F1_Commercial_Warehouse_New_Food Preparation_Natural Gas_Oven_E7 | F1 | Commercial | Warehouse | New | Food Preparation | Natural Gas | Oven | E7 | CCE | 0 | 0 | 0 | 0 | 0 | 0 | 0 | 0 | 0 | 0 | 0 | 0 | 0 | 0 | 0 | 0 | 0 | 0 | 0 | 0 | 0 | 0 | 0 | 0 | 0 | 0 | 0 | 0 | 0 | 0 | 0
F1_Commercial_Warehouse_New_Food Preparation_Natural Gas_Oven_E8 | F1 | Commercial | Warehouse | New | Food Preparation | Natural Gas | Oven | E8 | CCE | 0 | 0 | 0 | 0 | 0 | 0 | 0 | 0 | 0 | 0 | 0 | 0 | 0 | 0 | 0 | 0 | 0 | 0 | 0 | 0 | 0 | 0 | 0 | 0 | 0 | 0 | 0 | 0 | 0 | 0 | 0
F1_Commercial_Warehouse_New_Food Preparation_Natural Gas_Oven_E9 | F1 | Commercial | Warehouse | New | Food Preparation | Natural Gas | Oven | E9 | CCE | 0 | 0 | 0 | 0 | 0 | 0 | 0 | 0 | 0 | 0 | 0 | 0 | 0 | 0 | 0 | 0 | 0 | 0 | 0 | 0 | 0 | 0 | 0 | 0 | 0 | 0 | 0 | 0 | 0 | 0 | 0
F1_Commercial_Warehouse_New_Food Preparation_Natural Gas_Oven_E10 | F1 | Commercial | Warehouse | New | Food Preparation | Natural Gas | Oven | E10 | CCE | 0 | 0 | 0 | 0 | 0 | 0 | 0 | 0 | 0 | 0 | 0 | 0 | 0 | 0 | 0 | 0 | 0 | 0 | 0 | 0 | 0 | 0 | 0 | 0 | 0 | 0 | 0 | 0 | 0 | 0 | 0
F2_Commercial_Warehouse_New_Food Preparation_Natural Gas_Oven_E1 | F2 | Commercial | Warehouse | New | Food Preparation | Natural Gas | Oven | E1 | TRC BC Ratio | 0.9 | 0.9 | 0.9 | 0.9 | 0.9 | 0.9 | 0.9 | 0.9 | 0.9 | 0.9 | 0.9 | 0.9 | 0.9 | 0.9 | 0.9 | 0.9 | 0.9 | 0.9 | 0.9 | 0.9 | 0.9 | 0.9 | 0.9 | 0.9 | 0.9 | 0.9 | 0.9 | 0.9 | 0.9 | 0.9 | 0.9
F2_Commercial_Warehouse_New_Food Preparation_Natural Gas_Oven_E2 | F2 | Commercial | Warehouse | New | Food Preparation | Natural Gas | Oven | E2 | TRC BC Ratio | 1.651 | 1.6761 | 1.6937 | 1.7118 | 1.7402 | 1.6356 | 1.5492 | 1.5033 | 1.4856 | 1.4593 | 1.5232 | 1.584 | 1.4129 | 1.4871 | 1.5856 | 1.6788 | 1.6824 | 1.6897 | 1.6574 | 1.6795 | 1.6949 | 1.7158 | 1.7422 | 0.83439 | 0.81785 | 0.80234 | 0.78773 | 0.77386 | 0.7606 | 0.74785 | 0.73552
F2_Commercial_Warehouse_New_Food Preparation_Natural Gas_Oven_E3 | F2 | Commercial | Warehouse | New | Food Preparation | Natural Gas | Oven | E3 | TRC BC Ratio | 0 | 0 | 0 | 0 | 0 | 0 | 0 | 0 | 0 | 0 | 0 | 0 | 0 | 0 | 0 | 0 | 0 | 0 | 0 | 0 | 0 | 0 | 0 | 0 | 0 | 0 | 0 | 0 | 0 | 0 | 0
F2_Commercial_Warehouse_New_Food Preparation_Natural Gas_Oven_E4 | F2 | Commercial | Warehouse | New | Food Preparation | Natural Gas | Oven | E4 | TRC BC Ratio | 0 | 0 | 0 | 0 | 0 | 0 | 0 | 0 | 0 | 0 | 0 | 0 | 0 | 0 | 0 | 0 | 0 | 0 | 0 | 0 | 0 | 0 | 0 | 0 | 0 | 0 | 0 | 0 | 0 | 0 | 0
F2_Commercial_Warehouse_New_Food Preparation_Natural Gas_Oven_E5 | F2 | Commercial | Warehouse | New | Food Preparation | Natural Gas | Oven | E5 | TRC BC Ratio | 0 | 0 | 0 | 0 | 0 | 0 | 0 | 0 | 0 | 0 | 0 | 0 | 0 | 0 | 0 | 0 | 0 | 0 | 0 | 0 | 0 | 0 | 0 | 0 | 0 | 0 | 0 | 0 | 0 | 0 | 0
F2_Commercial_Warehouse_New_Food Preparation_Natural Gas_Oven_E6 | F2 | Commercial | Warehouse | New | Food Preparation | Natural Gas | Oven | E6 | TRC BC Ratio | 0 | 0 | 0 | 0 | 0 | 0 | 0 | 0 | 0 | 0 | 0 | 0 | 0 | 0 | 0 | 0 | 0 | 0 | 0 | 0 | 0 | 0 | 0 | 0 | 0 | 0 | 0 | 0 | 0 | 0 | 0
F2_Commercial_Warehouse_New_Food Preparation_Natural Gas_Oven_E7 | F2 | Commercial | Warehouse | New | Food Preparation | Natural Gas | Oven | E7 | TRC BC Ratio | 0 | 0 | 0 | 0 | 0 | 0 | 0 | 0 | 0 | 0 | 0 | 0 | 0 | 0 | 0 | 0 | 0 | 0 | 0 | 0 | 0 | 0 | 0 | 0 | 0 | 0 | 0 | 0 | 0 | 0 | 0
F2_Commercial_Warehouse_New_Food Preparation_Natural Gas_Oven_E8 | F2 | Commercial | Warehouse | New | Food Preparation | Natural Gas | Oven | E8 | TRC BC Ratio | 0 | 0 | 0 | 0 | 0 | 0 | 0 | 0 | 0 | 0 | 0 | 0 | 0 | 0 | 0 | 0 | 0 | 0 | 0 | 0 | 0 | 0 | 0 | 0 | 0 | 0 | 0 | 0 | 0 | 0 | 0
F2_Commercial_Warehouse_New_Food Preparation_Natural Gas_Oven_E9 | F2 | Commercial | Warehouse | New | Food Preparation | Natural Gas | Oven | E9 | TRC BC Ratio | 0 | 0 | 0 | 0 | 0 | 0 | 0 | 0 | 0 | 0 | 0 | 0 | 0 | 0 | 0 | 0 | 0 | 0 | 0 | 0 | 0 | 0 | 0 | 0 | 0 | 0 | 0 | 0 | 0 | 0 | 0
F2_Commercial_Warehouse_New_Food Preparation_Natural Gas_Oven_E10 | F2 | Commercial | Warehouse | New | Food Preparation | Natural Gas | Oven | E10 | TRC BC Ratio | 0 | 0 | 0 | 0 | 0 | 0 | 0 | 0 | 0 | 0 | 0 | 0 | 0 | 0 | 0 | 0 | 0 | 0 | 0 | 0 | 0 | 0 | 0 | 0 | 0 | 0 | 0 | 0 | 0 | 0 | 0
F3_Commercial_Warehouse_New_Food Preparation_Natural Gas_Oven_E1 | F3 | Commercial | Warehouse | New | Food Preparation | Natural Gas | Oven | E1 | PACT BC Ratio | 0.9 | 0.9 | 0.9 | 0.9 | 0.9 | 0.9 | 0.9 | 0.9 | 0.9 | 0.9 | 0.9 | 0.9 | 0.9 | 0.9 | 0.9 | 0.9 | 0.9 | 0.9 | 0.9 | 0.9 | 0.9 | 0.9 | 0.9 | 0.9 | 0.9 | 0.9 | 0.9 | 0.9 | 0.9 | 0.9 | 0.9
F3_Commercial_Warehouse_New_Food Preparation_Natural Gas_Oven_E2 | F3 | Commercial | Warehouse | New | Food Preparation | Natural Gas | Oven | E2 | PACT BC Ratio | 1.651 | 1.6761 | 1.6937 | 1.7118 | 1.7402 | 1.6356 | 1.5492 | 1.5033 | 1.4856 | 1.4593 | 1.5232 | 1.584 | 1.4129 | 1.4871 | 1.5856 | 1.6788 | 1.6824 | 1.6897 | 1.6574 | 1.6795 | 1.6949 | 1.7158 | 1.7422 | 0.83439 | 0.81785 | 0.80234 | 0.78773 | 0.77386 | 0.7606 | 0.74785 | 0.73552
F3_Commercial_Warehouse_New_Food Preparation_Natural Gas_Oven_E3 | F3 | Commercial | Warehouse | New | Food Preparation | Natural Gas | Oven | E3 | PACT BC Ratio | 0 | 0 | 0 | 0 | 0 | 0 | 0 | 0 | 0 | 0 | 0 | 0 | 0 | 0 | 0 | 0 | 0 | 0 | 0 | 0 | 0 | 0 | 0 | 0 | 0 | 0 | 0 | 0 | 0 | 0 | 0
F3_Commercial_Warehouse_New_Food Preparation_Natural Gas_Oven_E4 | F3 | Commercial | Warehouse | New | Food Preparation | Natural Gas | Oven | E4 | PACT BC Ratio | 0 | 0 | 0 | 0 | 0 | 0 | 0 | 0 | 0 | 0 | 0 | 0 | 0 | 0 | 0 | 0 | 0 | 0 | 0 | 0 | 0 | 0 | 0 | 0 | 0 | 0 | 0 | 0 | 0 | 0 | 0
F3_Commercial_Warehouse_New_Food Preparation_Natural Gas_Oven_E5 | F3 | Commercial | Warehouse | New | Food Preparation | Natural Gas | Oven | E5 | PACT BC Ratio | 0 | 0 | 0 | 0 | 0 | 0 | 0 | 0 | 0 | 0 | 0 | 0 | 0 | 0 | 0 | 0 | 0 | 0 | 0 | 0 | 0 | 0 | 0 | 0 | 0 | 0 | 0 | 0 | 0 | 0 | 0
F3_Commercial_Warehouse_New_Food Preparation_Natural Gas_Oven_E6 | F3 | Commercial | Warehouse | New | Food Preparation | Natural Gas | Oven | E6 | PACT BC Ratio | 0 | 0 | 0 | 0 | 0 | 0 | 0 | 0 | 0 | 0 | 0 | 0 | 0 | 0 | 0 | 0 | 0 | 0 | 0 | 0 | 0 | 0 | 0 | 0 | 0 | 0 | 0 | 0 | 0 | 0 | 0
F3_Commercial_Warehouse_New_Food Preparation_Natural Gas_Oven_E7 | F3 | Commercial | Warehouse | New | Food Preparation | Natural Gas | Oven | E7 | PACT BC Ratio | 0 | 0 | 0 | 0 | 0 | 0 | 0 | 0 | 0 | 0 | 0 | 0 | 0 | 0 | 0 | 0 | 0 | 0 | 0 | 0 | 0 | 0 | 0 | 0 | 0 | 0 | 0 | 0 | 0 | 0 | 0
F3_Commercial_Warehouse_New_Food Preparation_Natural Gas_Oven_E8 | F3 | Commercial | Warehouse | New | Food Preparation | Natural Gas | Oven | E8 | PACT BC Ratio | 0 | 0 | 0 | 0 | 0 | 0 | 0 | 0 | 0 | 0 | 0 | 0 | 0 | 0 | 0 | 0 | 0 | 0 | 0 | 0 | 0 | 0 | 0 | 0 | 0 | 0 | 0 | 0 | 0 | 0 | 0
F3_Commercial_Warehouse_New_Food Preparation_Natural Gas_Oven_E9 | F3 | Commercial | Warehouse | New | Food Preparation | Natural Gas | Oven | E9 | PACT BC Ratio | 0 | 0 | 0 | 0 | 0 | 0 | 0 | 0 | 0 | 0 | 0 | 0 | 0 | 0 | 0 | 0 | 0 | 0 | 0 | 0 | 0 | 0 | 0 | 0 | 0 | 0 | 0 | 0 | 0 | 0 | 0
F3_Commercial_Warehouse_New_Food Preparation_Natural Gas_Oven_E10 | F3 | Commercial | Warehouse | New | Food Preparation | Natural Gas | Oven | E10 | PACT BC Ratio | 0 | 0 | 0 | 0 | 0 | 0 | 0 | 0 | 0 | 0 | 0 | 0 | 0 | 0 | 0 | 0 | 0 | 0 | 0 | 0 | 0 | 0 | 0 | 0 | 0 | 0 | 0 | 0 | 0 | 0 | 0
F4_Commercial_Warehouse_New_Food Preparation_Natural Gas_Oven_E1 | F4 | Commercial | Warehouse | New | Food Preparation | Natural Gas | Oven | E1 | PCT BC Ratio | 0.9 | 0.9 | 0.9 | 0.9 | 0.9 | 0.9 | 0.9 | 0.9 | 0.9 | 0.9 | 0.9 | 0.9 | 0.9 | 0.9 | 0.9 | 0.9 | 0.9 | 0.9 | 0.9 | 0.9 | 0.9 | 0.9 | 0.9 | 0.9 | 0.9 | 0.9 | 0.9 | 0.9 | 0.9 | 0.9 | 0.9
F4_Commercial_Warehouse_New_Food Preparation_Natural Gas_Oven_E2 | F4 | Commercial | Warehouse | New | Food Preparation | Natural Gas | Oven | E2 | PCT BC Ratio | 5.1538 | 5.2169 | 5.2611 | 5.3069 | 5.3783 | 5.115 | 4.8976 | 4.7822 | 4.7376 | 4.6715 | 4.8323 | 4.9851 | 4.5547 | 4.7415 | 4.9892 | 5.2237 | 5.2328 | 5.2512 | 5.1699 | 5.2256 | 5.2642 | 5.3168 | 5.3833 | 3.0993 | 3.0576 | 3.0186 | 2.9819 | 2.947 | 2.9136 | 2.8815 | 2.8505
F4_Commercial_Warehouse_New_Food Preparation_Natural Gas_Oven_E3 | F4 | Commercial | Warehouse | New | Food Preparation | Natural Gas | Oven | E3 | PCT BC Ratio | 0 | 0 | 0 | 0 | 0 | 0 | 0 | 0 | 0 | 0 | 0 | 0 | 0 | 0 | 0 | 0 | 0 | 0 | 0 | 0 | 0 | 0 | 0 | 0 | 0 | 0 | 0 | 0 | 0 | 0 | 0
F4_Commercial_Warehouse_New_Food Preparation_Natural Gas_Oven_E4 | F4 | Commercial | Warehouse | New | Food Preparation | Natural Gas | Oven | E4 | PCT BC Ratio | 0 | 0 | 0 | 0 | 0 | 0 | 0 | 0 | 0 | 0 | 0 | 0 | 0 | 0 | 0 | 0 | 0 | 0 | 0 | 0 | 0 | 0 | 0 | 0 | 0 | 0 | 0 | 0 | 0 | 0 | 0
F4_Commercial_Warehouse_New_Food Preparation_Natural Gas_Oven_E5 | F4 | Commercial | Warehouse | New | Food Preparation | Natural Gas | Oven | E5 | PCT BC Ratio | 0 | 0 | 0 | 0 | 0 | 0 | 0 | 0 | 0 | 0 | 0 | 0 | 0 | 0 | 0 | 0 | 0 | 0 | 0 | 0 | 0 | 0 | 0 | 0 | 0 | 0 | 0 | 0 | 0 | 0 | 0
F4_Commercial_Warehouse_New_Food Preparation_Natural Gas_Oven_E6 | F4 | Commercial | Warehouse | New | Food Preparation | Natural Gas | Oven | E6 | PCT BC Ratio | 0 | 0 | 0 | 0 | 0 | 0 | 0 | 0 | 0 | 0 | 0 | 0 | 0 | 0 | 0 | 0 | 0 | 0 | 0 | 0 | 0 | 0 | 0 | 0 | 0 | 0 | 0 | 0 | 0 | 0 | 0
F4_Commercial_Warehouse_New_Food Preparation_Natural Gas_Oven_E7 | F4 | Commercial | Warehouse | New | Food Preparation | Natural Gas | Oven | E7 | PCT BC Ratio | 0 | 0 | 0 | 0 | 0 | 0 | 0 | 0 | 0 | 0 | 0 | 0 | 0 | 0 | 0 | 0 | 0 | 0 | 0 | 0 | 0 | 0 | 0 | 0 | 0 | 0 | 0 | 0 | 0 | 0 | 0
F4_Commercial_Warehouse_New_Food Preparation_Natural Gas_Oven_E8 | F4 | Commercial | Warehouse | New | Food Preparation | Natural Gas | Oven | E8 | PCT BC Ratio | 0 | 0 | 0 | 0 | 0 | 0 | 0 | 0 | 0 | 0 | 0 | 0 | 0 | 0 | 0 | 0 | 0 | 0 | 0 | 0 | 0 | 0 | 0 | 0 | 0 | 0 | 0 | 0 | 0 | 0 | 0
F4_Commercial_Warehouse_New_Food Preparation_Natural Gas_Oven_E9 | F4 | Commercial | Warehouse | New | Food Preparation | Natural Gas | Oven | E9 | PCT BC Ratio | 0 | 0 | 0 | 0 | 0 | 0 | 0 | 0 | 0 | 0 | 0 | 0 | 0 | 0 | 0 | 0 | 0 | 0 | 0 | 0 | 0 | 0 | 0 | 0 | 0 | 0 | 0 | 0 | 0 | 0 | 0
F4_Commercial_Warehouse_New_Food Preparation_Natural Gas_Oven_E10 | F4 | Commercial | Warehouse | New | Food Preparation | Natural Gas | Oven | E10 | PCT BC Ratio | 0 | 0 | 0 | 0 | 0 | 0 | 0 | 0 | 0 | 0 | 0 | 0 | 0 | 0 | 0 | 0 | 0 | 0 | 0 | 0 | 0 | 0 | 0 | 0 | 0 | 0 | 0 | 0 | 0 | 0 | 0
F5_Commercial_Warehouse_New_Food Preparation_Natural Gas_Oven_E1 | F5 | Commercial | Warehouse | New | Food Preparation | Natural Gas | Oven | E1 | RIM BC Ratio | 0.9 | 0.9 | 0.9 | 0.9 | 0.9 | 0.9 | 0.9 | 0.9 | 0.9 | 0.9 | 0.9 | 0.9 | 0.9 | 0.9 | 0.9 | 0.9 | 0.9 | 0.9 | 0.9 | 0.9 | 0.9 | 0.9 | 0.9 | 0.9 | 0.9 | 0.9 | 0.9 | 0.9 | 0.9 | 0.9 | 0.9
F5_Commercial_Warehouse_New_Food Preparation_Natural Gas_Oven_E2 | F5 | Commercial | Warehouse | New | Food Preparation | Natural Gas | Oven | E2 | RIM BC Ratio | 0.5544 | 0.5572 | 0.55913 | 0.56109 | 0.56411 | 0.55265 | 0.54242 | 0.53669 | 0.53442 | 0.53097 | 0.53921 | 0.54663 | 0.5247 | 0.53462 | 0.54682 | 0.5575 | 0.55789 | 0.55869 | 0.55512 | 0.55758 | 0.55926 | 0.56152 | 0.56432 | 0.41727 | 0.41309 | 0.4091 | 0.40526 | 0.40156 | 0.39796 | 0.39444 | 0.39099
F5_Commercial_Warehouse_New_Food Preparation_Natural Gas_Oven_E3 | F5 | Commercial | Warehouse | New | Food Preparation | Natural Gas | Oven | E3 | RIM BC Ratio | 0 | 0 | 0 | 0 | 0 | 0 | 0 | 0 | 0 | 0 | 0 | 0 | 0 | 0 | 0 | 0 | 0 | 0 | 0 | 0 | 0 | 0 | 0 | 0 | 0 | 0 | 0 | 0 | 0 | 0 | 0
F5_Commercial_Warehouse_New_Food Preparation_Natural Gas_Oven_E4 | F5 | Commercial | Warehouse | New | Food Preparation | Natural Gas | Oven | E4 | RIM BC Ratio | 0 | 0 | 0 | 0 | 0 | 0 | 0 | 0 | 0 | 0 | 0 | 0 | 0 | 0 | 0 | 0 | 0 | 0 | 0 | 0 | 0 | 0 | 0 | 0 | 0 | 0 | 0 | 0 | 0 | 0 | 0
F5_Commercial_Warehouse_New_Food Preparation_Natural Gas_Oven_E5 | F5 | Commercial | Warehouse | New | Food Preparation | Natural Gas | Oven | E5 | RIM BC Ratio | 0 | 0 | 0 | 0 | 0 | 0 | 0 | 0 | 0 | 0 | 0 | 0 | 0 | 0 | 0 | 0 | 0 | 0 | 0 | 0 | 0 | 0 | 0 | 0 | 0 | 0 | 0 | 0 | 0 | 0 | 0
F5_Commercial_Warehouse_New_Food Preparation_Natural Gas_Oven_E6 | F5 | Commercial | Warehouse | New | Food Preparation | Natural Gas | Oven | E6 | RIM BC Ratio | 0 | 0 | 0 | 0 | 0 | 0 | 0 | 0 | 0 | 0 | 0 | 0 | 0 | 0 | 0 | 0 | 0 | 0 | 0 | 0 | 0 | 0 | 0 | 0 | 0 | 0 | 0 | 0 | 0 | 0 | 0
F5_Commercial_Warehouse_New_Food Preparation_Natural Gas_Oven_E7 | F5 | Commercial | Warehouse | New | Food Preparation | Natural Gas | Oven | E7 | RIM BC Ratio | 0 | 0 | 0 | 0 | 0 | 0 | 0 | 0 | 0 | 0 | 0 | 0 | 0 | 0 | 0 | 0 | 0 | 0 | 0 | 0 | 0 | 0 | 0 | 0 | 0 | 0 | 0 | 0 | 0 | 0 | 0
F5_Commercial_Warehouse_New_Food Preparation_Natural Gas_Oven_E8 | F5 | Commercial | Warehouse | New | Food Preparation | Natural Gas | Oven | E8 | RIM BC Ratio | 0 | 0 | 0 | 0 | 0 | 0 | 0 | 0 | 0 | 0 | 0 | 0 | 0 | 0 | 0 | 0 | 0 | 0 | 0 | 0 | 0 | 0 | 0 | 0 | 0 | 0 | 0 | 0 | 0 | 0 | 0
F5_Commercial_Warehouse_New_Food Preparation_Natural Gas_Oven_E9 | F5 | Commercial | Warehouse | New | Food Preparation | Natural Gas | Oven | E9 | RIM BC Ratio | 0 | 0 | 0 | 0 | 0 | 0 | 0 | 0 | 0 | 0 | 0 | 0 | 0 | 0 | 0 | 0 | 0 | 0 | 0 | 0 | 0 | 0 | 0 | 0 | 0 | 0 | 0 | 0 | 0 | 0 | 0
F5_Commercial_Warehouse_New_Food Preparation_Natural Gas_Oven_E10 | F5 | Commercial | Warehouse | New | Food Preparation | Natural Gas | Oven | E10 | RIM BC Ratio | 0 | 0 | 0 | 0 | 0 | 0 | 0 | 0 | 0 | 0 | 0 | 0 | 0 | 0 | 0 | 0 | 0 | 0 | 0 | 0 | 0 | 0 | 0 | 0 | 0 | 0 | 0 | 0 | 0 | 0 | 0
F0_Commercial_Warehouse_New_Food Preparation_Natural Gas_Conveyor Oven_E0 | F0 | Commercial | Warehouse | New | Food Preparation | Natural Gas | Conveyor Oven | E0 | Economic Unit | Efficient (>44% Baking Efficiency) | Efficient (>44% Baking Efficiency) | Efficient (>44% Baking Efficiency) | Efficient (>44% Baking Efficiency) | Efficient (>44% Baking Efficiency) | Efficient (>44% Baking Efficiency) | Efficient (>44% Baking Efficiency) | Efficient (>44% Baking Efficiency) | Efficient (>44% Baking Efficiency) | Efficient (>44% Baking Efficiency) | Efficient (>44% Baking Efficiency) | Efficient (>44% Baking Efficiency) | Efficient (>44% Baking Efficiency) | Efficient (>44% Baking Efficiency) | Efficient (>44% Baking Efficiency) | Efficient (>44% Baking Efficiency) | Efficient (>44% Baking Efficiency) | Efficient (>44% Baking Efficiency) | Efficient (>44% Baking Efficiency) | Efficient (>44% Baking Efficiency) | Efficient (>44% Baking Efficiency) | Efficient (>44% Baking Efficiency) | Efficient (>44% Baking Efficiency) | Efficient (>44% Baking Efficiency) | Efficient (>44% Baking Efficiency) | Efficient (>44% Baking Efficiency) | Efficient (>44% Baking Efficiency) | Efficient (>44% Baking Efficiency) | Efficient (>44% Baking Efficiency) | Efficient (>44% Baking Efficiency) | Efficient (>44% Baking Efficiency)
F1_Commercial_Warehouse_New_Food Preparation_Natural Gas_Conveyor Oven_E1 | F1 | Commercial | Warehouse | New | Food Preparation | Natural Gas | Conveyor Oven | E1 | CCE | 0 | 0 | 0 | 0 | 0 | 0 | 0 | 0 | 0 | 0 | 0 | 0 | 0 | 0 | 0 | 0 | 0 | 0 | 0 | 0 | 0 | 0 | 0 | 0 | 0 | 0 | 0 | 0 | 0 | 0 | 0
F1_Commercial_Warehouse_New_Food Preparation_Natural Gas_Conveyor Oven_E2 | F1 | Commercial | Warehouse | New | Food Preparation | Natural Gas | Conveyor Oven | E2 | CCE | 0.0038084 | 0.0036613 | 0.0036787 | 0.0037172 | 0.0037172 | 0.0037172 | 0.0037172 | 0.0037172 | 0.0037172 | 0.0037172 | 0.0037172 | 0.0037172 | 0.0037172 | 0.0037172 | 0.0037172 | 0.0037172 | 0.0037172 | 0.0037172 | 0.0037172 | 0.0037172 | 0.0037172 | 0.0037172 | 0.0037172 | 0.0037172 | 0.0037172 | 0.0037172 | 0.0037172 | 0.0037172 | 0.0037172 | 0.0037172 | 0.0037172
F1_Commercial_Warehouse_New_Food Preparation_Natural Gas_Conveyor Oven_E3 | F1 | Commercial | Warehouse | New | Food Preparation | Natural Gas | Conveyor Oven | E3 | CCE | 0 | 0 | 0 | 0 | 0 | 0 | 0 | 0 | 0 | 0 | 0 | 0 | 0 | 0 | 0 | 0 | 0 | 0 | 0 | 0 | 0 | 0 | 0 | 0 | 0 | 0 | 0 | 0 | 0 | 0 | 0
F1_Commercial_Warehouse_New_Food Preparation_Natural Gas_Conveyor Oven_E4 | F1 | Commercial | Warehouse | New | Food Preparation | Natural Gas | Conveyor Oven | E4 | CCE | 0 | 0 | 0 | 0 | 0 | 0 | 0 | 0 | 0 | 0 | 0 | 0 | 0 | 0 | 0 | 0 | 0 | 0 | 0 | 0 | 0 | 0 | 0 | 0 | 0 | 0 | 0 | 0 | 0 | 0 | 0
F1_Commercial_Warehouse_New_Food Preparation_Natural Gas_Conveyor Oven_E5 | F1 | Commercial | Warehouse | New | Food Preparation | Natural Gas | Conveyor Oven | E5 | CCE | 0 | 0 | 0 | 0 | 0 | 0 | 0 | 0 | 0 | 0 | 0 | 0 | 0 | 0 | 0 | 0 | 0 | 0 | 0 | 0 | 0 | 0 | 0 | 0 | 0 | 0 | 0 | 0 | 0 | 0 | 0
F1_Commercial_Warehouse_New_Food Preparation_Natural Gas_Conveyor Oven_E6 | F1 | Commercial | Warehouse | New | Food Preparation | Natural Gas | Conveyor Oven | E6 | CCE | 0 | 0 | 0 | 0 | 0 | 0 | 0 | 0 | 0 | 0 | 0 | 0 | 0 | 0 | 0 | 0 | 0 | 0 | 0 | 0 | 0 | 0 | 0 | 0 | 0 | 0 | 0 | 0 | 0 | 0 | 0
F1_Commercial_Warehouse_New_Food Preparation_Natural Gas_Conveyor Oven_E7 | F1 | Commercial | Warehouse | New | Food Preparation | Natural Gas | Conveyor Oven | E7 | CCE | 0 | 0 | 0 | 0 | 0 | 0 | 0 | 0 | 0 | 0 | 0 | 0 | 0 | 0 | 0 | 0 | 0 | 0 | 0 | 0 | 0 | 0 | 0 | 0 | 0 | 0 | 0 | 0 | 0 | 0 | 0
F1_Commercial_Warehouse_New_Food Preparation_Natural Gas_Conveyor Oven_E8 | F1 | Commercial | Warehouse | New | Food Preparation | Natural Gas | Conveyor Oven | E8 | CCE | 0 | 0 | 0 | 0 | 0 | 0 | 0 | 0 | 0 | 0 | 0 | 0 | 0 | 0 | 0 | 0 | 0 | 0 | 0 | 0 | 0 | 0 | 0 | 0 | 0 | 0 | 0 | 0 | 0 | 0 | 0
F1_Commercial_Warehouse_New_Food Preparation_Natural Gas_Conveyor Oven_E9 | F1 | Commercial | Warehouse | New | Food Preparation | Natural Gas | Conveyor Oven | E9 | CCE | 0 | 0 | 0 | 0 | 0 | 0 | 0 | 0 | 0 | 0 | 0 | 0 | 0 | 0 | 0 | 0 | 0 | 0 | 0 | 0 | 0 | 0 | 0 | 0 | 0 | 0 | 0 | 0 | 0 | 0 | 0
F1_Commercial_Warehouse_New_Food Preparation_Natural Gas_Conveyor Oven_E10 | F1 | Commercial | Warehouse | New | Food Preparation | Natural Gas | Conveyor Oven | E10 | CCE | 0 | 0 | 0 | 0 | 0 | 0 | 0 | 0 | 0 | 0 | 0 | 0 | 0 | 0 | 0 | 0 | 0 | 0 | 0 | 0 | 0 | 0 | 0 | 0 | 0 | 0 | 0 | 0 | 0 | 0 | 0
F2_Commercial_Warehouse_New_Food Preparation_Natural Gas_Conveyor Oven_E1 | F2 | Commercial | Warehouse | New | Food Preparation | Natural Gas | Conveyor Oven | E1 | TRC BC Ratio | 0.9 | 0.9 | 0.9 | 0.9 | 0.9 | 0.9 | 0.9 | 0.9 | 0.9 | 0.9 | 0.9 | 0.9 | 0.9 | 0.9 | 0.9 | 0.9 | 0.9 | 0.9 | 0.9 | 0.9 | 0.9 | 0.9 | 0.9 | 0.9 | 0.9 | 0.9 | 0.9 | 0.9 | 0.9 | 0.9 | 0.9
F2_Commercial_Warehouse_New_Food Preparation_Natural Gas_Conveyor Oven_E2 | F2 | Commercial | Warehouse | New | Food Preparation | Natural Gas | Conveyor Oven | E2 | TRC BC Ratio | 2.6175 | 2.6105 | 2.5926 | 2.5726 | 2.643 | 2.5958 | 2.5803 | 2.6208 | 2.7065 | 2.6859 | 2.6766 | 2.6618 | 2.3689 | 2.3519 | 2.3531 | 2.3373 | 2.3341 | 2.3356 | 2.2915 | 2.3108 | 2.3225 | 2.3409 | 2.3658 | 1.3075 | 1.2829 | 1.2596 | 1.2374 | 1.2162 | 1.1958 | 1.1761 | 1.1502
F2_Commercial_Warehouse_New_Food Preparation_Natural Gas_Conveyor Oven_E3 | F2 | Commercial | Warehouse | New | Food Preparation | Natural Gas | Conveyor Oven | E3 | TRC BC Ratio | 0 | 0 | 0 | 0 | 0 | 0 | 0 | 0 | 0 | 0 | 0 | 0 | 0 | 0 | 0 | 0 | 0 | 0 | 0 | 0 | 0 | 0 | 0 | 0 | 0 | 0 | 0 | 0 | 0 | 0 | 0
F2_Commercial_Warehouse_New_Food Preparation_Natural Gas_Conveyor Oven_E4 | F2 | Commercial | Warehouse | New | Food Preparation | Natural Gas | Conveyor Oven | E4 | TRC BC Ratio | 0 | 0 | 0 | 0 | 0 | 0 | 0 | 0 | 0 | 0 | 0 | 0 | 0 | 0 | 0 | 0 | 0 | 0 | 0 | 0 | 0 | 0 | 0 | 0 | 0 | 0 | 0 | 0 | 0 | 0 | 0
F2_Commercial_Warehouse_New_Food Preparation_Natural Gas_Conveyor Oven_E5 | F2 | Commercial | Warehouse | New | Food Preparation | Natural Gas | Conveyor Oven | E5 | TRC BC Ratio | 0 | 0 | 0 | 0 | 0 | 0 | 0 | 0 | 0 | 0 | 0 | 0 | 0 | 0 | 0 | 0 | 0 | 0 | 0 | 0 | 0 | 0 | 0 | 0 | 0 | 0 | 0 | 0 | 0 | 0 | 0
F2_Commercial_Warehouse_New_Food Preparation_Natural Gas_Conveyor Oven_E6 | F2 | Commercial | Warehouse | New | Food Preparation | Natural Gas | Conveyor Oven | E6 | TRC BC Ratio | 0 | 0 | 0 | 0 | 0 | 0 | 0 | 0 | 0 | 0 | 0 | 0 | 0 | 0 | 0 | 0 | 0 | 0 | 0 | 0 | 0 | 0 | 0 | 0 | 0 | 0 | 0 | 0 | 0 | 0 | 0
F2_Commercial_Warehouse_New_Food Preparation_Natural Gas_Conveyor Oven_E7 | F2 | Commercial | Warehouse | New | Food Preparation | Natural Gas | Conveyor Oven | E7 | TRC BC Ratio | 0 | 0 | 0 | 0 | 0 | 0 | 0 | 0 | 0 | 0 | 0 | 0 | 0 | 0 | 0 | 0 | 0 | 0 | 0 | 0 | 0 | 0 | 0 | 0 | 0 | 0 | 0 | 0 | 0 | 0 | 0
F2_Commercial_Warehouse_New_Food Preparation_Natural Gas_Conveyor Oven_E8 | F2 | Commercial | Warehouse | New | Food Preparation | Natural Gas | Conveyor Oven | E8 | TRC BC Ratio | 0 | 0 | 0 | 0 | 0 | 0 | 0 | 0 | 0 | 0 | 0 | 0 | 0 | 0 | 0 | 0 | 0 | 0 | 0 | 0 | 0 | 0 | 0 | 0 | 0 | 0 | 0 | 0 | 0 | 0 | 0
F2_Commercial_Warehouse_New_Food Preparation_Natural Gas_Conveyor Oven_E9 | F2 | Commercial | Warehouse | New | Food Preparation | Natural Gas | Conveyor Oven | E9 | TRC BC Ratio | 0 | 0 | 0 | 0 | 0 | 0 | 0 | 0 | 0 | 0 | 0 | 0 | 0 | 0 | 0 | 0 | 0 | 0 | 0 | 0 | 0 | 0 | 0 | 0 | 0 | 0 | 0 | 0 | 0 | 0 | 0
F2_Commercial_Warehouse_New_Food Preparation_Natural Gas_Conveyor Oven_E10 | F2 | Commercial | Warehouse | New | Food Preparation | Natural Gas | Conveyor Oven | E10 | TRC BC Ratio | 0 | 0 | 0 | 0 | 0 | 0 | 0 | 0 | 0 | 0 | 0 | 0 | 0 | 0 | 0 | 0 | 0 | 0 | 0 | 0 | 0 | 0 | 0 | 0 | 0 | 0 | 0 | 0 | 0 | 0 | 0
F3_Commercial_Warehouse_New_Food Preparation_Natural Gas_Conveyor Oven_E1 | F3 | Commercial | Warehouse | New | Food Preparation | Natural Gas | Conveyor Oven | E1 | PACT BC Ratio | 0.9 | 0.9 | 0.9 | 0.9 | 0.9 | 0.9 | 0.9 | 0.9 | 0.9 | 0.9 | 0.9 | 0.9 | 0.9 | 0.9 | 0.9 | 0.9 | 0.9 | 0.9 | 0.9 | 0.9 | 0.9 | 0.9 | 0.9 | 0.9 | 0.9 | 0.9 | 0.9 | 0.9 | 0.9 | 0.9 | 0.9
F3_Commercial_Warehouse_New_Food Preparation_Natural Gas_Conveyor Oven_E2 | F3 | Commercial | Warehouse | New | Food Preparation | Natural Gas | Conveyor Oven | E2 | PACT BC Ratio | 7.5479 | 7.5277 | 7.476 | 7.4185 | 7.6214 | 7.4852 | 7.4407 | 7.5574 | 7.8046 | 7.7451 | 7.7184 | 7.6756 | 6.831 | 6.7818 | 6.7853 | 6.7399 | 6.7306 | 6.7348 | 6.6078 | 6.6635 | 6.6972 | 6.7501 | 6.8219 | 3.7704 | 3.6993 | 3.6321 | 3.5682 | 3.507 | 3.4482 | 3.3914 | 3.3167
F3_Commercial_Warehouse_New_Food Preparation_Natural Gas_Conveyor Oven_E3 | F3 | Commercial | Warehouse | New | Food Preparation | Natural Gas | Conveyor Oven | E3 | PACT BC Ratio | 0 | 0 | 0 | 0 | 0 | 0 | 0 | 0 | 0 | 0 | 0 | 0 | 0 | 0 | 0 | 0 | 0 | 0 | 0 | 0 | 0 | 0 | 0 | 0 | 0 | 0 | 0 | 0 | 0 | 0 | 0
F3_Commercial_Warehouse_New_Food Preparation_Natural Gas_Conveyor Oven_E4 | F3 | Commercial | Warehouse | New | Food Preparation | Natural Gas | Conveyor Oven | E4 | PACT BC Ratio | 0 | 0 | 0 | 0 | 0 | 0 | 0 | 0 | 0 | 0 | 0 | 0 | 0 | 0 | 0 | 0 | 0 | 0 | 0 | 0 | 0 | 0 | 0 | 0 | 0 | 0 | 0 | 0 | 0 | 0 | 0
F3_Commercial_Warehouse_New_Food Preparation_Natural Gas_Conveyor Oven_E5 | F3 | Commercial | Warehouse | New | Food Preparation | Natural Gas | Conveyor Oven | E5 | PACT BC Ratio | 0 | 0 | 0 | 0 | 0 | 0 | 0 | 0 | 0 | 0 | 0 | 0 | 0 | 0 | 0 | 0 | 0 | 0 | 0 | 0 | 0 | 0 | 0 | 0 | 0 | 0 | 0 | 0 | 0 | 0 | 0
F3_Commercial_Warehouse_New_Food Preparation_Natural Gas_Conveyor Oven_E6 | F3 | Commercial | Warehouse | New | Food Preparation | Natural Gas | Conveyor Oven | E6 | PACT BC Ratio | 0 | 0 | 0 | 0 | 0 | 0 | 0 | 0 | 0 | 0 | 0 | 0 | 0 | 0 | 0 | 0 | 0 | 0 | 0 | 0 | 0 | 0 | 0 | 0 | 0 | 0 | 0 | 0 | 0 | 0 | 0
F3_Commercial_Warehouse_New_Food Preparation_Natural Gas_Conveyor Oven_E7 | F3 | Commercial | Warehouse | New | Food Preparation | Natural Gas | Conveyor Oven | E7 | PACT BC Ratio | 0 | 0 | 0 | 0 | 0 | 0 | 0 | 0 | 0 | 0 | 0 | 0 | 0 | 0 | 0 | 0 | 0 | 0 | 0 | 0 | 0 | 0 | 0 | 0 | 0 | 0 | 0 | 0 | 0 | 0 | 0
F3_Commercial_Warehouse_New_Food Preparation_Natural Gas_Conveyor Oven_E8 | F3 | Commercial | Warehouse | New | Food Preparation | Natural Gas | Conveyor Oven | E8 | PACT BC Ratio | 0 | 0 | 0 | 0 | 0 | 0 | 0 | 0 | 0 | 0 | 0 | 0 | 0 | 0 | 0 | 0 | 0 | 0 | 0 | 0 | 0 | 0 | 0 | 0 | 0 | 0 | 0 | 0 | 0 | 0 | 0
F3_Commercial_Warehouse_New_Food Preparation_Natural Gas_Conveyor Oven_E9 | F3 | Commercial | Warehouse | New | Food Preparation | Natural Gas | Conveyor Oven | E9 | PACT BC Ratio | 0 | 0 | 0 | 0 | 0 | 0 | 0 | 0 | 0 | 0 | 0 | 0 | 0 | 0 | 0 | 0 | 0 | 0 | 0 | 0 | 0 | 0 | 0 | 0 | 0 | 0 | 0 | 0 | 0 | 0 | 0
F3_Commercial_Warehouse_New_Food Preparation_Natural Gas_Conveyor Oven_E10 | F3 | Commercial | Warehouse | New | Food Preparation | Natural Gas | Conveyor Oven | E10 | PACT BC Ratio | 0 | 0 | 0 | 0 | 0 | 0 | 0 | 0 | 0 | 0 | 0 | 0 | 0 | 0 | 0 | 0 | 0 | 0 | 0 | 0 | 0 | 0 | 0 | 0 | 0 | 0 | 0 | 0 | 0 | 0 | 0
F4_Commercial_Warehouse_New_Food Preparation_Natural Gas_Conveyor Oven_E1 | F4 | Commercial | Warehouse | New | Food Preparation | Natural Gas | Conveyor Oven | E1 | PCT BC Ratio | 0.9 | 0.9 | 0.9 | 0.9 | 0.9 | 0.9 | 0.9 | 0.9 | 0.9 | 0.9 | 0.9 | 0.9 | 0.9 | 0.9 | 0.9 | 0.9 | 0.9 | 0.9 | 0.9 | 0.9 | 0.9 | 0.9 | 0.9 | 0.9 | 0.9 | 0.9 | 0.9 | 0.9 | 0.9 | 0.9 | 0.9
F4_Commercial_Warehouse_New_Food Preparation_Natural Gas_Conveyor Oven_E2 | F4 | Commercial | Warehouse | New | Food Preparation | Natural Gas | Conveyor Oven | E2 | PCT BC Ratio | 4.0339 | 4.0236 | 3.9973 | 3.9682 | 4.0712 | 4.002 | 3.9794 | 4.0387 | 4.1642 | 4.134 | 4.1204 | 4.0987 | 3.6699 | 3.6449 | 3.6467 | 3.6237 | 3.6189 | 3.6211 | 3.5566 | 3.5848 | 3.602 | 3.6288 | 3.6653 | 2.116 | 2.0799 | 2.0458 | 2.0134 | 1.9823 | 1.9525 | 1.9236 | 1.8857
F4_Commercial_Warehouse_New_Food Preparation_Natural Gas_Conveyor Oven_E3 | F4 | Commercial | Warehouse | New | Food Preparation | Natural Gas | Conveyor Oven | E3 | PCT BC Ratio | 0 | 0 | 0 | 0 | 0 | 0 | 0 | 0 | 0 | 0 | 0 | 0 | 0 | 0 | 0 | 0 | 0 | 0 | 0 | 0 | 0 | 0 | 0 | 0 | 0 | 0 | 0 | 0 | 0 | 0 | 0
F4_Commercial_Warehouse_New_Food Preparation_Natural Gas_Conveyor Oven_E4 | F4 | Commercial | Warehouse | New | Food Preparation | Natural Gas | Conveyor Oven | E4 | PCT BC Ratio | 0 | 0 | 0 | 0 | 0 | 0 | 0 | 0 | 0 | 0 | 0 | 0 | 0 | 0 | 0 | 0 | 0 | 0 | 0 | 0 | 0 | 0 | 0 | 0 | 0 | 0 | 0 | 0 | 0 | 0 | 0
F4_Commercial_Warehouse_New_Food Preparation_Natural Gas_Conveyor Oven_E5 | F4 | Commercial | Warehouse | New | Food Preparation | Natural Gas | Conveyor Oven | E5 | PCT BC Ratio | 0 | 0 | 0 | 0 | 0 | 0 | 0 | 0 | 0 | 0 | 0 | 0 | 0 | 0 | 0 | 0 | 0 | 0 | 0 | 0 | 0 | 0 | 0 | 0 | 0 | 0 | 0 | 0 | 0 | 0 | 0
F4_Commercial_Warehouse_New_Food Preparation_Natural Gas_Conveyor Oven_E6 | F4 | Commercial | Warehouse | New | Food Preparation | Natural Gas | Conveyor Oven | E6 | PCT BC Ratio | 0 | 0 | 0 | 0 | 0 | 0 | 0 | 0 | 0 | 0 | 0 | 0 | 0 | 0 | 0 | 0 | 0 | 0 | 0 | 0 | 0 | 0 | 0 | 0 | 0 | 0 | 0 | 0 | 0 | 0 | 0
F4_Commercial_Warehouse_New_Food Preparation_Natural Gas_Conveyor Oven_E7 | F4 | Commercial | Warehouse | New | Food Preparation | Natural Gas | Conveyor Oven | E7 | PCT BC Ratio | 0 | 0 | 0 | 0 | 0 | 0 | 0 | 0 | 0 | 0 | 0 | 0 | 0 | 0 | 0 | 0 | 0 | 0 | 0 | 0 | 0 | 0 | 0 | 0 | 0 | 0 | 0 | 0 | 0 | 0 | 0
F4_Commercial_Warehouse_New_Food Preparation_Natural Gas_Conveyor Oven_E8 | F4 | Commercial | Warehouse | New | Food Preparation | Natural Gas | Conveyor Oven | E8 | PCT BC Ratio | 0 | 0 | 0 | 0 | 0 | 0 | 0 | 0 | 0 | 0 | 0 | 0 | 0 | 0 | 0 | 0 | 0 | 0 | 0 | 0 | 0 | 0 | 0 | 0 | 0 | 0 | 0 | 0 | 0 | 0 | 0
F4_Commercial_Warehouse_New_Food Preparation_Natural Gas_Conveyor Oven_E9 | F4 | Commercial | Warehouse | New | Food Preparation | Natural Gas | Conveyor Oven | E9 | PCT BC Ratio | 0 | 0 | 0 | 0 | 0 | 0 | 0 | 0 | 0 | 0 | 0 | 0 | 0 | 0 | 0 | 0 | 0 | 0 | 0 | 0 | 0 | 0 | 0 | 0 | 0 | 0 | 0 | 0 | 0 | 0 | 0
F4_Commercial_Warehouse_New_Food Preparation_Natural Gas_Conveyor Oven_E10 | F4 | Commercial | Warehouse | New | Food Preparation | Natural Gas | Conveyor Oven | E10 | PCT BC Ratio | 0 | 0 | 0 | 0 | 0 | 0 | 0 | 0 | 0 | 0 | 0 | 0 | 0 | 0 | 0 | 0 | 0 | 0 | 0 | 0 | 0 | 0 | 0 | 0 | 0 | 0 | 0 | 0 | 0 | 0 | 0
F5_Commercial_Warehouse_New_Food Preparation_Natural Gas_Conveyor Oven_E1 | F5 | Commercial | Warehouse | New | Food Preparation | Natural Gas | Conveyor Oven | E1 | RIM BC Ratio | 0.9 | 0.9 | 0.9 | 0.9 | 0.9 | 0.9 | 0.9 | 0.9 | 0.9 | 0.9 | 0.9 | 0.9 | 0.9 | 0.9 | 0.9 | 0.9 | 0.9 | 0.9 | 0.9 | 0.9 | 0.9 | 0.9 | 0.9 | 0.9 | 0.9 | 0.9 | 0.9 | 0.9 | 0.9 | 0.9 | 0.9
F5_Commercial_Warehouse_New_Food Preparation_Natural Gas_Conveyor Oven_E2 | F5 | Commercial | Warehouse | New | Food Preparation | Natural Gas | Conveyor Oven | E2 | RIM BC Ratio | 0.75157 | 0.75137 | 0.75085 | 0.75026 | 0.75229 | 0.75094 | 0.75049 | 0.75166 | 0.75404 | 0.75348 | 0.75322 | 0.75281 | 0.74379 | 0.74321 | 0.74325 | 0.7427 | 0.74259 | 0.74264 | 0.74107 | 0.74176 | 0.74218 | 0.74283 | 0.74369 | 0.68339 | 0.68102 | 0.67871 | 0.67644 | 0.67421 | 0.67201 | 0.66982 | 0.66686
F5_Commercial_Warehouse_New_Food Preparation_Natural Gas_Conveyor Oven_E3 | F5 | Commercial | Warehouse | New | Food Preparation | Natural Gas | Conveyor Oven | E3 | RIM BC Ratio | 0 | 0 | 0 | 0 | 0 | 0 | 0 | 0 | 0 | 0 | 0 | 0 | 0 | 0 | 0 | 0 | 0 | 0 | 0 | 0 | 0 | 0 | 0 | 0 | 0 | 0 | 0 | 0 | 0 | 0 | 0
F5_Commercial_Warehouse_New_Food Preparation_Natural Gas_Conveyor Oven_E4 | F5 | Commercial | Warehouse | New | Food Preparation | Natural Gas | Conveyor Oven | E4 | RIM BC Ratio | 0 | 0 | 0 | 0 | 0 | 0 | 0 | 0 | 0 | 0 | 0 | 0 | 0 | 0 | 0 | 0 | 0 | 0 | 0 | 0 | 0 | 0 | 0 | 0 | 0 | 0 | 0 | 0 | 0 | 0 | 0
F5_Commercial_Warehouse_New_Food Preparation_Natural Gas_Conveyor Oven_E5 | F5 | Commercial | Warehouse | New | Food Preparation | Natural Gas | Conveyor Oven | E5 | RIM BC Ratio | 0 | 0 | 0 | 0 | 0 | 0 | 0 | 0 | 0 | 0 | 0 | 0 | 0 | 0 | 0 | 0 | 0 | 0 | 0 | 0 | 0 | 0 | 0 | 0 | 0 | 0 | 0 | 0 | 0 | 0 | 0
F5_Commercial_Warehouse_New_Food Preparation_Natural Gas_Conveyor Oven_E6 | F5 | Commercial | Warehouse | New | Food Preparation | Natural Gas | Conveyor Oven | E6 | RIM BC Ratio | 0 | 0 | 0 | 0 | 0 | 0 | 0 | 0 | 0 | 0 | 0 | 0 | 0 | 0 | 0 | 0 | 0 | 0 | 0 | 0 | 0 | 0 | 0 | 0 | 0 | 0 | 0 | 0 | 0 | 0 | 0
F5_Commercial_Warehouse_New_Food Preparation_Natural Gas_Conveyor Oven_E7 | F5 | Commercial | Warehouse | New | Food Preparation | Natural Gas | Conveyor Oven | E7 | RIM BC Ratio | 0 | 0 | 0 | 0 | 0 | 0 | 0 | 0 | 0 | 0 | 0 | 0 | 0 | 0 | 0 | 0 | 0 | 0 | 0 | 0 | 0 | 0 | 0 | 0 | 0 | 0 | 0 | 0 | 0 | 0 | 0
F5_Commercial_Warehouse_New_Food Preparation_Natural Gas_Conveyor Oven_E8 | F5 | Commercial | Warehouse | New | Food Preparation | Natural Gas | Conveyor Oven | E8 | RIM BC Ratio | 0 | 0 | 0 | 0 | 0 | 0 | 0 | 0 | 0 | 0 | 0 | 0 | 0 | 0 | 0 | 0 | 0 | 0 | 0 | 0 | 0 | 0 | 0 | 0 | 0 | 0 | 0 | 0 | 0 | 0 | 0
F5_Commercial_Warehouse_New_Food Preparation_Natural Gas_Conveyor Oven_E9 | F5 | Commercial | Warehouse | New | Food Preparation | Natural Gas | Conveyor Oven | E9 | RIM BC Ratio | 0 | 0 | 0 | 0 | 0 | 0 | 0 | 0 | 0 | 0 | 0 | 0 | 0 | 0 | 0 | 0 | 0 | 0 | 0 | 0 | 0 | 0 | 0 | 0 | 0 | 0 | 0 | 0 | 0 | 0 | 0
F5_Commercial_Warehouse_New_Food Preparation_Natural Gas_Conveyor Oven_E10 | F5 | Commercial | Warehouse | New | Food Preparation | Natural Gas | Conveyor Oven | E10 | RIM BC Ratio | 0 | 0 | 0 | 0 | 0 | 0 | 0 | 0 | 0 | 0 | 0 | 0 | 0 | 0 | 0 | 0 | 0 | 0 | 0 | 0 | 0 | 0 | 0 | 0 | 0 | 0 | 0 | 0 | 0 | 0 | 0
F0_Commercial_Warehouse_New_Food Preparation_Natural Gas_Double Rack Oven_E0 | F0 | Commercial | Warehouse | New | Food Preparation | Natural Gas | Double Rack Oven | E0 | Economic Unit | FTSC Qualified (>50% Cooking Efficiency) | FTSC Qualified (>50% Cooking Efficiency) | FTSC Qualified (>50% Cooking Efficiency) | FTSC Qualified (>50% Cooking Efficiency) | FTSC Qualified (>50% Cooking Efficiency) | FTSC Qualified (>50% Cooking Efficiency) | FTSC Qualified (>50% Cooking Efficiency) | FTSC Qualified (>50% Cooking Efficiency) | FTSC Qualified (>50% Cooking Efficiency) | FTSC Qualified (>50% Cooking Efficiency) | FTSC Qualified (>50% Cooking Efficiency) | FTSC Qualified (>50% Cooking Efficiency) | FTSC Qualified (>50% Cooking Efficiency) | FTSC Qualified (>50% Cooking Efficiency) | FTSC Qualified (>50% Cooking Efficiency) | FTSC Qualified (>50% Cooking Efficiency) | FTSC Qualified (>50% Cooking Efficiency) | FTSC Qualified (>50% Cooking Efficiency) | FTSC Qualified (>50% Cooking Efficiency) | FTSC Qualified (>50% Cooking Efficiency) | FTSC Qualified (>50% Cooking Efficiency) | FTSC Qualified (>50% Cooking Efficiency) | FTSC Qualified (>50% Cooking Efficiency) | FTSC Qualified (>50% Cooking Efficiency) | FTSC Qualified (>50% Cooking Efficiency) | FTSC Qualified (>50% Cooking Efficiency) | FTSC Qualified (>50% Cooking Efficiency) | FTSC Qualified (>50% Cooking Efficiency) | FTSC Qualified (>50% Cooking Efficiency) | FTSC Qualified (>50% Cooking Efficiency) | FTSC Qualified (>50% Cooking Efficiency)
F1_Commercial_Warehouse_New_Food Preparation_Natural Gas_Double Rack Oven_E1 | F1 | Commercial | Warehouse | New | Food Preparation | Natural Gas | Double Rack Oven | E1 | CCE | 0 | 0 | 0 | 0 | 0 | 0 | 0 | 0 | 0 | 0 | 0 | 0 | 0 | 0 | 0 | 0 | 0 | 0 | 0 | 0 | 0 | 0 | 0 | 0 | 0 | 0 | 0 | 0 | 0 | 0 | 0
F1_Commercial_Warehouse_New_Food Preparation_Natural Gas_Double Rack Oven_E2 | F1 | Commercial | Warehouse | New | Food Preparation | Natural Gas | Double Rack Oven | E2 | CCE | 0.004326 | 0.0041588 | 0.0041786 | 0.0042223 | 0.0042223 | 0.0042223 | 0.0042223 | 0.0042223 | 0.0042223 | 0.0042223 | 0.0042223 | 0.0042223 | 0.0042223 | 0.0042223 | 0.0042223 | 0.0042223 | 0.0042223 | 0.0042223 | 0.0042223 | 0.0042223 | 0.0042223 | 0.0042223 | 0.0042223 | 0.0042223 | 0.0042223 | 0.0042223 | 0.0042223 | 0.0042223 | 0.0042223 | 0.0042223 | 0.0042223
F1_Commercial_Warehouse_New_Food Preparation_Natural Gas_Double Rack Oven_E3 | F1 | Commercial | Warehouse | New | Food Preparation | Natural Gas | Double Rack Oven | E3 | CCE | 0 | 0 | 0 | 0 | 0 | 0 | 0 | 0 | 0 | 0 | 0 | 0 | 0 | 0 | 0 | 0 | 0 | 0 | 0 | 0 | 0 | 0 | 0 | 0 | 0 | 0 | 0 | 0 | 0 | 0 | 0
F1_Commercial_Warehouse_New_Food Preparation_Natural Gas_Double Rack Oven_E4 | F1 | Commercial | Warehouse | New | Food Preparation | Natural Gas | Double Rack Oven | E4 | CCE | 0 | 0 | 0 | 0 | 0 | 0 | 0 | 0 | 0 | 0 | 0 | 0 | 0 | 0 | 0 | 0 | 0 | 0 | 0 | 0 | 0 | 0 | 0 | 0 | 0 | 0 | 0 | 0 | 0 | 0 | 0
F1_Commercial_Warehouse_New_Food Preparation_Natural Gas_Double Rack Oven_E5 | F1 | Commercial | Warehouse | New | Food Preparation | Natural Gas | Double Rack Oven | E5 | CCE | 0 | 0 | 0 | 0 | 0 | 0 | 0 | 0 | 0 | 0 | 0 | 0 | 0 | 0 | 0 | 0 | 0 | 0 | 0 | 0 | 0 | 0 | 0 | 0 | 0 | 0 | 0 | 0 | 0 | 0 | 0
F1_Commercial_Warehouse_New_Food Preparation_Natural Gas_Double Rack Oven_E6 | F1 | Commercial | Warehouse | New | Food Preparation | Natural Gas | Double Rack Oven | E6 | CCE | 0 | 0 | 0 | 0 | 0 | 0 | 0 | 0 | 0 | 0 | 0 | 0 | 0 | 0 | 0 | 0 | 0 | 0 | 0 | 0 | 0 | 0 | 0 | 0 | 0 | 0 | 0 | 0 | 0 | 0 | 0
F1_Commercial_Warehouse_New_Food Preparation_Natural Gas_Double Rack Oven_E7 | F1 | Commercial | Warehouse | New | Food Preparation | Natural Gas | Double Rack Oven | E7 | CCE | 0 | 0 | 0 | 0 | 0 | 0 | 0 | 0 | 0 | 0 | 0 | 0 | 0 | 0 | 0 | 0 | 0 | 0 | 0 | 0 | 0 | 0 | 0 | 0 | 0 | 0 | 0 | 0 | 0 | 0 | 0
F1_Commercial_Warehouse_New_Food Preparation_Natural Gas_Double Rack Oven_E8 | F1 | Commercial | Warehouse | New | Food Preparation | Natural Gas | Double Rack Oven | E8 | CCE | 0 | 0 | 0 | 0 | 0 | 0 | 0 | 0 | 0 | 0 | 0 | 0 | 0 | 0 | 0 | 0 | 0 | 0 | 0 | 0 | 0 | 0 | 0 | 0 | 0 | 0 | 0 | 0 | 0 | 0 | 0
F1_Commercial_Warehouse_New_Food Preparation_Natural Gas_Double Rack Oven_E9 | F1 | Commercial | Warehouse | New | Food Preparation | Natural Gas | Double Rack Oven | E9 | CCE | 0 | 0 | 0 | 0 | 0 | 0 | 0 | 0 | 0 | 0 | 0 | 0 | 0 | 0 | 0 | 0 | 0 | 0 | 0 | 0 | 0 | 0 | 0 | 0 | 0 | 0 | 0 | 0 | 0 | 0 | 0
F1_Commercial_Warehouse_New_Food Preparation_Natural Gas_Double Rack Oven_E10 | F1 | Commercial | Warehouse | New | Food Preparation | Natural Gas | Double Rack Oven | E10 | CCE | 0 | 0 | 0 | 0 | 0 | 0 | 0 | 0 | 0 | 0 | 0 | 0 | 0 | 0 | 0 | 0 | 0 | 0 | 0 | 0 | 0 | 0 | 0 | 0 | 0 | 0 | 0 | 0 | 0 | 0 | 0
F2_Commercial_Warehouse_New_Food Preparation_Natural Gas_Double Rack Oven_E1 | F2 | Commercial | Warehouse | New | Food Preparation | Natural Gas | Double Rack Oven | E1 | TRC BC Ratio | 0.9 | 0.9 | 0.9 | 0.9 | 0.9 | 0.9 | 0.9 | 0.9 | 0.9 | 0.9 | 0.9 | 0.9 | 0.9 | 0.9 | 0.9 | 0.9 | 0.9 | 0.9 | 0.9 | 0.9 | 0.9 | 0.9 | 0.9 | 0.9 | 0.9 | 0.9 | 0.9 | 0.9 | 0.9 | 0.9 | 0.9
F2_Commercial_Warehouse_New_Food Preparation_Natural Gas_Double Rack Oven_E2 | F2 | Commercial | Warehouse | New | Food Preparation | Natural Gas | Double Rack Oven | E2 | TRC BC Ratio | 2.3756 | 2.4122 | 2.4389 | 2.4253 | 2.4277 | 2.2883 | 2.173 | 2.1086 | 2.0819 | 2.1591 | 2.2604 | 2.3663 | 2.1732 | 2.3021 | 2.3099 | 2.2984 | 2.3005 | 2.3076 | 2.2635 | 2.2901 | 2.3081 | 2.3333 | 2.3658 | 1.1865 | 1.1634 | 1.1416 | 1.121 | 1.1014 | 1.0827 | 1.0646 | 1.0472
F2_Commercial_Warehouse_New_Food Preparation_Natural Gas_Double Rack Oven_E3 | F2 | Commercial | Warehouse | New | Food Preparation | Natural Gas | Double Rack Oven | E3 | TRC BC Ratio | 0 | 0 | 0 | 0 | 0 | 0 | 0 | 0 | 0 | 0 | 0 | 0 | 0 | 0 | 0 | 0 | 0 | 0 | 0 | 0 | 0 | 0 | 0 | 0 | 0 | 0 | 0 | 0 | 0 | 0 | 0
F2_Commercial_Warehouse_New_Food Preparation_Natural Gas_Double Rack Oven_E4 | F2 | Commercial | Warehouse | New | Food Preparation | Natural Gas | Double Rack Oven | E4 | TRC BC Ratio | 0 | 0 | 0 | 0 | 0 | 0 | 0 | 0 | 0 | 0 | 0 | 0 | 0 | 0 | 0 | 0 | 0 | 0 | 0 | 0 | 0 | 0 | 0 | 0 | 0 | 0 | 0 | 0 | 0 | 0 | 0
F2_Commercial_Warehouse_New_Food Preparation_Natural Gas_Double Rack Oven_E5 | F2 | Commercial | Warehouse | New | Food Preparation | Natural Gas | Double Rack Oven | E5 | TRC BC Ratio | 0 | 0 | 0 | 0 | 0 | 0 | 0 | 0 | 0 | 0 | 0 | 0 | 0 | 0 | 0 | 0 | 0 | 0 | 0 | 0 | 0 | 0 | 0 | 0 | 0 | 0 | 0 | 0 | 0 | 0 | 0
F2_Commercial_Warehouse_New_Food Preparation_Natural Gas_Double Rack Oven_E6 | F2 | Commercial | Warehouse | New | Food Preparation | Natural Gas | Double Rack Oven | E6 | TRC BC Ratio | 0 | 0 | 0 | 0 | 0 | 0 | 0 | 0 | 0 | 0 | 0 | 0 | 0 | 0 | 0 | 0 | 0 | 0 | 0 | 0 | 0 | 0 | 0 | 0 | 0 | 0 | 0 | 0 | 0 | 0 | 0
F2_Commercial_Warehouse_New_Food Preparation_Natural Gas_Double Rack Oven_E7 | F2 | Commercial | Warehouse | New | Food Preparation | Natural Gas | Double Rack Oven | E7 | TRC BC Ratio | 0 | 0 | 0 | 0 | 0 | 0 | 0 | 0 | 0 | 0 | 0 | 0 | 0 | 0 | 0 | 0 | 0 | 0 | 0 | 0 | 0 | 0 | 0 | 0 | 0 | 0 | 0 | 0 | 0 | 0 | 0
F2_Commercial_Warehouse_New_Food Preparation_Natural Gas_Double Rack Oven_E8 | F2 | Commercial | Warehouse | New | Food Preparation | Natural Gas | Double Rack Oven | E8 | TRC BC Ratio | 0 | 0 | 0 | 0 | 0 | 0 | 0 | 0 | 0 | 0 | 0 | 0 | 0 | 0 | 0 | 0 | 0 | 0 | 0 | 0 | 0 | 0 | 0 | 0 | 0 | 0 | 0 | 0 | 0 | 0 | 0
F2_Commercial_Warehouse_New_Food Preparation_Natural Gas_Double Rack Oven_E9 | F2 | Commercial | Warehouse | New | Food Preparation | Natural Gas | Double Rack Oven | E9 | TRC BC Ratio | 0 | 0 | 0 | 0 | 0 | 0 | 0 | 0 | 0 | 0 | 0 | 0 | 0 | 0 | 0 | 0 | 0 | 0 | 0 | 0 | 0 | 0 | 0 | 0 | 0 | 0 | 0 | 0 | 0 | 0 | 0
F2_Commercial_Warehouse_New_Food Preparation_Natural Gas_Double Rack Oven_E10 | F2 | Commercial | Warehouse | New | Food Preparation | Natural Gas | Double Rack Oven | E10 | TRC BC Ratio | 0 | 0 | 0 | 0 | 0 | 0 | 0 | 0 | 0 | 0 | 0 | 0 | 0 | 0 | 0 | 0 | 0 | 0 | 0 | 0 | 0 | 0 | 0 | 0 | 0 | 0 | 0 | 0 | 0 | 0 | 0
F3_Commercial_Warehouse_New_Food Preparation_Natural Gas_Double Rack Oven_E1 | F3 | Commercial | Warehouse | New | Food Preparation | Natural Gas | Double Rack Oven | E1 | PACT BC Ratio | 0.9 | 0.9 | 0.9 | 0.9 | 0.9 | 0.9 | 0.9 | 0.9 | 0.9 | 0.9 | 0.9 | 0.9 | 0.9 | 0.9 | 0.9 | 0.9 | 0.9 | 0.9 | 0.9 | 0.9 | 0.9 | 0.9 | 0.9 | 0.9 | 0.9 | 0.9 | 0.9 | 0.9 | 0.9 | 0.9 | 0.9
F3_Commercial_Warehouse_New_Food Preparation_Natural Gas_Double Rack Oven_E2 | F3 | Commercial | Warehouse | New | Food Preparation | Natural Gas | Double Rack Oven | E2 | PACT BC Ratio | 3.1122 | 3.1603 | 3.1951 | 3.1773 | 3.1806 | 2.9979 | 2.8468 | 2.7625 | 2.7275 | 2.8286 | 2.9613 | 3.1001 | 2.8471 | 3.016 | 3.0263 | 3.0112 | 3.0139 | 3.0232 | 2.9654 | 3.0003 | 3.0238 | 3.0569 | 3.0994 | 1.5545 | 1.5241 | 1.4956 | 1.4686 | 1.443 | 1.4184 | 1.3948 | 1.3719
F3_Commercial_Warehouse_New_Food Preparation_Natural Gas_Double Rack Oven_E3 | F3 | Commercial | Warehouse | New | Food Preparation | Natural Gas | Double Rack Oven | E3 | PACT BC Ratio | 0 | 0 | 0 | 0 | 0 | 0 | 0 | 0 | 0 | 0 | 0 | 0 | 0 | 0 | 0 | 0 | 0 | 0 | 0 | 0 | 0 | 0 | 0 | 0 | 0 | 0 | 0 | 0 | 0 | 0 | 0
F3_Commercial_Warehouse_New_Food Preparation_Natural Gas_Double Rack Oven_E4 | F3 | Commercial | Warehouse | New | Food Preparation | Natural Gas | Double Rack Oven | E4 | PACT BC Ratio | 0 | 0 | 0 | 0 | 0 | 0 | 0 | 0 | 0 | 0 | 0 | 0 | 0 | 0 | 0 | 0 | 0 | 0 | 0 | 0 | 0 | 0 | 0 | 0 | 0 | 0 | 0 | 0 | 0 | 0 | 0
F3_Commercial_Warehouse_New_Food Preparation_Natural Gas_Double Rack Oven_E5 | F3 | Commercial | Warehouse | New | Food Preparation | Natural Gas | Double Rack Oven | E5 | PACT BC Ratio | 0 | 0 | 0 | 0 | 0 | 0 | 0 | 0 | 0 | 0 | 0 | 0 | 0 | 0 | 0 | 0 | 0 | 0 | 0 | 0 | 0 | 0 | 0 | 0 | 0 | 0 | 0 | 0 | 0 | 0 | 0
F3_Commercial_Warehouse_New_Food Preparation_Natural Gas_Double Rack Oven_E6 | F3 | Commercial | Warehouse | New | Food Preparation | Natural Gas | Double Rack Oven | E6 | PACT BC Ratio | 0 | 0 | 0 | 0 | 0 | 0 | 0 | 0 | 0 | 0 | 0 | 0 | 0 | 0 | 0 | 0 | 0 | 0 | 0 | 0 | 0 | 0 | 0 | 0 | 0 | 0 | 0 | 0 | 0 | 0 | 0
F3_Commercial_Warehouse_New_Food Preparation_Natural Gas_Double Rack Oven_E7 | F3 | Commercial | Warehouse | New | Food Preparation | Natural Gas | Double Rack Oven | E7 | PACT BC Ratio | 0 | 0 | 0 | 0 | 0 | 0 | 0 | 0 | 0 | 0 | 0 | 0 | 0 | 0 | 0 | 0 | 0 | 0 | 0 | 0 | 0 | 0 | 0 | 0 | 0 | 0 | 0 | 0 | 0 | 0 | 0
F3_Commercial_Warehouse_New_Food Preparation_Natural Gas_Double Rack Oven_E8 | F3 | Commercial | Warehouse | New | Food Preparation | Natural Gas | Double Rack Oven | E8 | PACT BC Ratio | 0 | 0 | 0 | 0 | 0 | 0 | 0 | 0 | 0 | 0 | 0 | 0 | 0 | 0 | 0 | 0 | 0 | 0 | 0 | 0 | 0 | 0 | 0 | 0 | 0 | 0 | 0 | 0 | 0 | 0 | 0
F3_Commercial_Warehouse_New_Food Preparation_Natural Gas_Double Rack Oven_E9 | F3 | Commercial | Warehouse | New | Food Preparation | Natural Gas | Double Rack Oven | E9 | PACT BC Ratio | 0 | 0 | 0 | 0 | 0 | 0 | 0 | 0 | 0 | 0 | 0 | 0 | 0 | 0 | 0 | 0 | 0 | 0 | 0 | 0 | 0 | 0 | 0 | 0 | 0 | 0 | 0 | 0 | 0 | 0 | 0
F3_Commercial_Warehouse_New_Food Preparation_Natural Gas_Double Rack Oven_E10 | F3 | Commercial | Warehouse | New | Food Preparation | Natural Gas | Double Rack Oven | E10 | PACT BC Ratio | 0 | 0 | 0 | 0 | 0 | 0 | 0 | 0 | 0 | 0 | 0 | 0 | 0 | 0 | 0 | 0 | 0 | 0 | 0 | 0 | 0 | 0 | 0 | 0 | 0 | 0 | 0 | 0 | 0 | 0 | 0
F4_Commercial_Warehouse_New_Food Preparation_Natural Gas_Double Rack Oven_E1 | F4 | Commercial | Warehouse | New | Food Preparation | Natural Gas | Double Rack Oven | E1 | PCT BC Ratio | 0.9 | 0.9 | 0.9 | 0.9 | 0.9 | 0.9 | 0.9 | 0.9 | 0.9 | 0.9 | 0.9 | 0.9 | 0.9 | 0.9 | 0.9 | 0.9 | 0.9 | 0.9 | 0.9 | 0.9 | 0.9 | 0.9 | 0.9 | 0.9 | 0.9 | 0.9 | 0.9 | 0.9 | 0.9 | 0.9 | 0.9
F4_Commercial_Warehouse_New_Food Preparation_Natural Gas_Double Rack Oven_E2 | F4 | Commercial | Warehouse | New | Food Preparation | Natural Gas | Double Rack Oven | E2 | PCT BC Ratio | 5.3478 | 5.4209 | 5.4741 | 5.4469 | 5.4518 | 5.1735 | 4.9433 | 4.8148 | 4.7615 | 4.9155 | 5.1178 | 5.3292 | 4.9438 | 5.201 | 5.2167 | 5.1937 | 5.1979 | 5.2121 | 5.1241 | 5.1772 | 5.213 | 5.2634 | 5.3282 | 2.9741 | 2.9279 | 2.8844 | 2.8434 | 2.8043 | 2.7669 | 2.7308 | 2.6959
F4_Commercial_Warehouse_New_Food Preparation_Natural Gas_Double Rack Oven_E3 | F4 | Commercial | Warehouse | New | Food Preparation | Natural Gas | Double Rack Oven | E3 | PCT BC Ratio | 0 | 0 | 0 | 0 | 0 | 0 | 0 | 0 | 0 | 0 | 0 | 0 | 0 | 0 | 0 | 0 | 0 | 0 | 0 | 0 | 0 | 0 | 0 | 0 | 0 | 0 | 0 | 0 | 0 | 0 | 0
F4_Commercial_Warehouse_New_Food Preparation_Natural Gas_Double Rack Oven_E4 | F4 | Commercial | Warehouse | New | Food Preparation | Natural Gas | Double Rack Oven | E4 | PCT BC Ratio | 0 | 0 | 0 | 0 | 0 | 0 | 0 | 0 | 0 | 0 | 0 | 0 | 0 | 0 | 0 | 0 | 0 | 0 | 0 | 0 | 0 | 0 | 0 | 0 | 0 | 0 | 0 | 0 | 0 | 0 | 0
F4_Commercial_Warehouse_New_Food Preparation_Natural Gas_Double Rack Oven_E5 | F4 | Commercial | Warehouse | New | Food Preparation | Natural Gas | Double Rack Oven | E5 | PCT BC Ratio | 0 | 0 | 0 | 0 | 0 | 0 | 0 | 0 | 0 | 0 | 0 | 0 | 0 | 0 | 0 | 0 | 0 | 0 | 0 | 0 | 0 | 0 | 0 | 0 | 0 | 0 | 0 | 0 | 0 | 0 | 0
F4_Commercial_Warehouse_New_Food Preparation_Natural Gas_Double Rack Oven_E6 | F4 | Commercial | Warehouse | New | Food Preparation | Natural Gas | Double Rack Oven | E6 | PCT BC Ratio | 0 | 0 | 0 | 0 | 0 | 0 | 0 | 0 | 0 | 0 | 0 | 0 | 0 | 0 | 0 | 0 | 0 | 0 | 0 | 0 | 0 | 0 | 0 | 0 | 0 | 0 | 0 | 0 | 0 | 0 | 0
F4_Commercial_Warehouse_New_Food Preparation_Natural Gas_Double Rack Oven_E7 | F4 | Commercial | Warehouse | New | Food Preparation | Natural Gas | Double Rack Oven | E7 | PCT BC Ratio | 0 | 0 | 0 | 0 | 0 | 0 | 0 | 0 | 0 | 0 | 0 | 0 | 0 | 0 | 0 | 0 | 0 | 0 | 0 | 0 | 0 | 0 | 0 | 0 | 0 | 0 | 0 | 0 | 0 | 0 | 0
F4_Commercial_Warehouse_New_Food Preparation_Natural Gas_Double Rack Oven_E8 | F4 | Commercial | Warehouse | New | Food Preparation | Natural Gas | Double Rack Oven | E8 | PCT BC Ratio | 0 | 0 | 0 | 0 | 0 | 0 | 0 | 0 | 0 | 0 | 0 | 0 | 0 | 0 | 0 | 0 | 0 | 0 | 0 | 0 | 0 | 0 | 0 | 0 | 0 | 0 | 0 | 0 | 0 | 0 | 0
F4_Commercial_Warehouse_New_Food Preparation_Natural Gas_Double Rack Oven_E9 | F4 | Commercial | Warehouse | New | Food Preparation | Natural Gas | Double Rack Oven | E9 | PCT BC Ratio | 0 | 0 | 0 | 0 | 0 | 0 | 0 | 0 | 0 | 0 | 0 | 0 | 0 | 0 | 0 | 0 | 0 | 0 | 0 | 0 | 0 | 0 | 0 | 0 | 0 | 0 | 0 | 0 | 0 | 0 | 0
F4_Commercial_Warehouse_New_Food Preparation_Natural Gas_Double Rack Oven_E10 | F4 | Commercial | Warehouse | New | Food Preparation | Natural Gas | Double Rack Oven | E10 | PCT BC Ratio | 0 | 0 | 0 | 0 | 0 | 0 | 0 | 0 | 0 | 0 | 0 | 0 | 0 | 0 | 0 | 0 | 0 | 0 | 0 | 0 | 0 | 0 | 0 | 0 | 0 | 0 | 0 | 0 | 0 | 0 | 0
F5_Commercial_Warehouse_New_Food Preparation_Natural Gas_Double Rack Oven_E1 | F5 | Commercial | Warehouse | New | Food Preparation | Natural Gas | Double Rack Oven | E1 | RIM BC Ratio | 0.9 | 0.9 | 0.9 | 0.9 | 0.9 | 0.9 | 0.9 | 0.9 | 0.9 | 0.9 | 0.9 | 0.9 | 0.9 | 0.9 | 0.9 | 0.9 | 0.9 | 0.9 | 0.9 | 0.9 | 0.9 | 0.9 | 0.9 | 0.9 | 0.9 | 0.9 | 0.9 | 0.9 | 0.9 | 0.9 | 0.9
F5_Commercial_Warehouse_New_Food Preparation_Natural Gas_Double Rack Oven_E2 | F5 | Commercial | Warehouse | New | Food Preparation | Natural Gas | Double Rack Oven | E2 | RIM BC Ratio | 0.65816 | 0.66029 | 0.6618 | 0.66103 | 0.66117 | 0.6529 | 0.64544 | 0.641 | 0.6391 | 0.6445 | 0.65115 | 0.65762 | 0.64545 | 0.65375 | 0.65423 | 0.65352 | 0.65365 | 0.65409 | 0.65135 | 0.65301 | 0.65412 | 0.65565 | 0.65759 | 0.54307 | 0.53932 | 0.5357 | 0.53221 | 0.5288 | 0.52547 | 0.52219 | 0.51894
F5_Commercial_Warehouse_New_Food Preparation_Natural Gas_Double Rack Oven_E3 | F5 | Commercial | Warehouse | New | Food Preparation | Natural Gas | Double Rack Oven | E3 | RIM BC Ratio | 0 | 0 | 0 | 0 | 0 | 0 | 0 | 0 | 0 | 0 | 0 | 0 | 0 | 0 | 0 | 0 | 0 | 0 | 0 | 0 | 0 | 0 | 0 | 0 | 0 | 0 | 0 | 0 | 0 | 0 | 0
F5_Commercial_Warehouse_New_Food Preparation_Natural Gas_Double Rack Oven_E4 | F5 | Commercial | Warehouse | New | Food Preparation | Natural Gas | Double Rack Oven | E4 | RIM BC Ratio | 0 | 0 | 0 | 0 | 0 | 0 | 0 | 0 | 0 | 0 | 0 | 0 | 0 | 0 | 0 | 0 | 0 | 0 | 0 | 0 | 0 | 0 | 0 | 0 | 0 | 0 | 0 | 0 | 0 | 0 | 0
F5_Commercial_Warehouse_New_Food Preparation_Natural Gas_Double Rack Oven_E5 | F5 | Commercial | Warehouse | New | Food Preparation | Natural Gas | Double Rack Oven | E5 | RIM BC Ratio | 0 | 0 | 0 | 0 | 0 | 0 | 0 | 0 | 0 | 0 | 0 | 0 | 0 | 0 | 0 | 0 | 0 | 0 | 0 | 0 | 0 | 0 | 0 | 0 | 0 | 0 | 0 | 0 | 0 | 0 | 0
F5_Commercial_Warehouse_New_Food Preparation_Natural Gas_Double Rack Oven_E6 | F5 | Commercial | Warehouse | New | Food Preparation | Natural Gas | Double Rack Oven | E6 | RIM BC Ratio | 0 | 0 | 0 | 0 | 0 | 0 | 0 | 0 | 0 | 0 | 0 | 0 | 0 | 0 | 0 | 0 | 0 | 0 | 0 | 0 | 0 | 0 | 0 | 0 | 0 | 0 | 0 | 0 | 0 | 0 | 0
F5_Commercial_Warehouse_New_Food Preparation_Natural Gas_Double Rack Oven_E7 | F5 | Commercial | Warehouse | New | Food Preparation | Natural Gas | Double Rack Oven | E7 | RIM BC Ratio | 0 | 0 | 0 | 0 | 0 | 0 | 0 | 0 | 0 | 0 | 0 | 0 | 0 | 0 | 0 | 0 | 0 | 0 | 0 | 0 | 0 | 0 | 0 | 0 | 0 | 0 | 0 | 0 | 0 | 0 | 0
F5_Commercial_Warehouse_New_Food Preparation_Natural Gas_Double Rack Oven_E8 | F5 | Commercial | Warehouse | New | Food Preparation | Natural Gas | Double Rack Oven | E8 | RIM BC Ratio | 0 | 0 | 0 | 0 | 0 | 0 | 0 | 0 | 0 | 0 | 0 | 0 | 0 | 0 | 0 | 0 | 0 | 0 | 0 | 0 | 0 | 0 | 0 | 0 | 0 | 0 | 0 | 0 | 0 | 0 | 0
F5_Commercial_Warehouse_New_Food Preparation_Natural Gas_Double Rack Oven_E9 | F5 | Commercial | Warehouse | New | Food Preparation | Natural Gas | Double Rack Oven | E9 | RIM BC Ratio | 0 | 0 | 0 | 0 | 0 | 0 | 0 | 0 | 0 | 0 | 0 | 0 | 0 | 0 | 0 | 0 | 0 | 0 | 0 | 0 | 0 | 0 | 0 | 0 | 0 | 0 | 0 | 0 | 0 | 0 | 0
F5_Commercial_Warehouse_New_Food Preparation_Natural Gas_Double Rack Oven_E10 | F5 | Commercial | Warehouse | New | Food Preparation | Natural Gas | Double Rack Oven | E10 | RIM BC Ratio | 0 | 0 | 0 | 0 | 0 | 0 | 0 | 0 | 0 | 0 | 0 | 0 | 0 | 0 | 0 | 0 | 0 | 0 | 0 | 0 | 0 | 0 | 0 | 0 | 0 | 0 | 0 | 0 | 0 | 0 | 0
F0_Commercial_Warehouse_New_Food Preparation_Natural Gas_Fryer_E0 | F0 | Commercial | Warehouse | New | Food Preparation | Natural Gas | Fryer | E0 | Economic Unit | ENERGY STAR (3.0) | ENERGY STAR (3.0) | ENERGY STAR (3.0) | ENERGY STAR (3.0) | ENERGY STAR (3.0) | ENERGY STAR (3.0) | ENERGY STAR (3.0) | ENERGY STAR (3.0) | ENERGY STAR (3.0) | ENERGY STAR (3.0) | ENERGY STAR (3.0) | ENERGY STAR (3.0) | ENERGY STAR (3.0) | ENERGY STAR (3.0) | ENERGY STAR (3.0) | ENERGY STAR (3.0) | ENERGY STAR (3.0) | ENERGY STAR (3.0) | ENERGY STAR (3.0) | ENERGY STAR (3.0) | ENERGY STAR (3.0) | ENERGY STAR (3.0) | ENERGY STAR (3.0) | ENERGY STAR (3.0) | ENERGY STAR (3.0) | ENERGY STAR (3.0) | ENERGY STAR (3.0) | ENERGY STAR (3.0) | ENERGY STAR (3.0) | ENERGY STAR (3.0) | ENERGY STAR (3.0)
F1_Commercial_Warehouse_New_Food Preparation_Natural Gas_Fryer_E1 | F1 | Commercial | Warehouse | New | Food Preparation | Natural Gas | Fryer | E1 | CCE | 0 | 0 | 0 | 0 | 0 | 0 | 0 | 0 | 0 | 0 | 0 | 0 | 0 | 0 | 0 | 0 | 0 | 0 | 0 | 0 | 0 | 0 | 0 | 0 | 0 | 0 | 0 | 0 | 0 | 0 | 0
F1_Commercial_Warehouse_New_Food Preparation_Natural Gas_Fryer_E2 | F1 | Commercial | Warehouse | New | Food Preparation | Natural Gas | Fryer | E2 | CCE | 0.0069821 | 0.0067123 | 0.0067443 | 0 | 0 | 0 | 0 | 0 | 0 | 0 | 0 | 0 | 0 | 0 | 0 | 0 | 0 | 0 | 0 | 0 | 0 | 0 | 0 | 0 | 0 | 0 | 0 | 0 | 0 | 0 | 0
F1_Commercial_Warehouse_New_Food Preparation_Natural Gas_Fryer_E3 | F1 | Commercial | Warehouse | New | Food Preparation | Natural Gas | Fryer | E3 | CCE | 0 | 0 | 0 | 0 | 0 | 0 | 0 | 0 | 0 | 0 | 0 | 0 | 0 | 0 | 0 | 0 | 0 | 0 | 0 | 0 | 0 | 0 | 0 | 0 | 0 | 0 | 0 | 0 | 0 | 0 | 0
F1_Commercial_Warehouse_New_Food Preparation_Natural Gas_Fryer_E4 | F1 | Commercial | Warehouse | New | Food Preparation | Natural Gas | Fryer | E4 | CCE | 0 | 0 | 0 | 0 | 0 | 0 | 0 | 0 | 0 | 0 | 0 | 0 | 0 | 0 | 0 | 0 | 0 | 0 | 0 | 0 | 0 | 0 | 0 | 0 | 0 | 0 | 0 | 0 | 0 | 0 | 0
F1_Commercial_Warehouse_New_Food Preparation_Natural Gas_Fryer_E5 | F1 | Commercial | Warehouse | New | Food Preparation | Natural Gas | Fryer | E5 | CCE | 0 | 0 | 0 | 0 | 0 | 0 | 0 | 0 | 0 | 0 | 0 | 0 | 0 | 0 | 0 | 0 | 0 | 0 | 0 | 0 | 0 | 0 | 0 | 0 | 0 | 0 | 0 | 0 | 0 | 0 | 0
F1_Commercial_Warehouse_New_Food Preparation_Natural Gas_Fryer_E6 | F1 | Commercial | Warehouse | New | Food Preparation | Natural Gas | Fryer | E6 | CCE | 0 | 0 | 0 | 0 | 0 | 0 | 0 | 0 | 0 | 0 | 0 | 0 | 0 | 0 | 0 | 0 | 0 | 0 | 0 | 0 | 0 | 0 | 0 | 0 | 0 | 0 | 0 | 0 | 0 | 0 | 0
F1_Commercial_Warehouse_New_Food Preparation_Natural Gas_Fryer_E7 | F1 | Commercial | Warehouse | New | Food Preparation | Natural Gas | Fryer | E7 | CCE | 0 | 0 | 0 | 0 | 0 | 0 | 0 | 0 | 0 | 0 | 0 | 0 | 0 | 0 | 0 | 0 | 0 | 0 | 0 | 0 | 0 | 0 | 0 | 0 | 0 | 0 | 0 | 0 | 0 | 0 | 0
F1_Commercial_Warehouse_New_Food Preparation_Natural Gas_Fryer_E8 | F1 | Commercial | Warehouse | New | Food Preparation | Natural Gas | Fryer | E8 | CCE | 0 | 0 | 0 | 0 | 0 | 0 | 0 | 0 | 0 | 0 | 0 | 0 | 0 | 0 | 0 | 0 | 0 | 0 | 0 | 0 | 0 | 0 | 0 | 0 | 0 | 0 | 0 | 0 | 0 | 0 | 0
F1_Commercial_Warehouse_New_Food Preparation_Natural Gas_Fryer_E9 | F1 | Commercial | Warehouse | New | Food Preparation | Natural Gas | Fryer | E9 | CCE | 0 | 0 | 0 | 0 | 0 | 0 | 0 | 0 | 0 | 0 | 0 | 0 | 0 | 0 | 0 | 0 | 0 | 0 | 0 | 0 | 0 | 0 | 0 | 0 | 0 | 0 | 0 | 0 | 0 | 0 | 0
F1_Commercial_Warehouse_New_Food Preparation_Natural Gas_Fryer_E10 | F1 | Commercial | Warehouse | New | Food Preparation | Natural Gas | Fryer | E10 | CCE | 0 | 0 | 0 | 0 | 0 | 0 | 0 | 0 | 0 | 0 | 0 | 0 | 0 | 0 | 0 | 0 | 0 | 0 | 0 | 0 | 0 | 0 | 0 | 0 | 0 | 0 | 0 | 0 | 0 | 0 | 0
F2_Commercial_Warehouse_New_Food Preparation_Natural Gas_Fryer_E1 | F2 | Commercial | Warehouse | New | Food Preparation | Natural Gas | Fryer | E1 | TRC BC Ratio | 0.9 | 0.9 | 0.9 | 0 | 0 | 0 | 0 | 0 | 0 | 0 | 0 | 0 | 0 | 0 | 0 | 0 | 0 | 0 | 0 | 0 | 0 | 0 | 0 | 0 | 0 | 0 | 0 | 0 | 0 | 0 | 0
F2_Commercial_Warehouse_New_Food Preparation_Natural Gas_Fryer_E2 | F2 | Commercial | Warehouse | New | Food Preparation | Natural Gas | Fryer | E2 | TRC BC Ratio | 1.4526 | 1.4846 | 1.5103 | 0.9 | 0.9 | 0.9 | 0.9 | 0.9 | 0.9 | 0.9 | 0.9 | 0.9 | 0.9 | 0.9 | 0.9 | 0.9 | 0.9 | 0.9 | 0.9 | 0.9 | 0.9 | 0.9 | 0.9 | 0.9 | 0.9 | 0.9 | 0.9 | 0.9 | 0.9 | 0.9 | 0.9
F2_Commercial_Warehouse_New_Food Preparation_Natural Gas_Fryer_E3 | F2 | Commercial | Warehouse | New | Food Preparation | Natural Gas | Fryer | E3 | TRC BC Ratio | 0 | 0 | 0 | 0 | 0 | 0 | 0 | 0 | 0 | 0 | 0 | 0 | 0 | 0 | 0 | 0 | 0 | 0 | 0 | 0 | 0 | 0 | 0 | 0 | 0 | 0 | 0 | 0 | 0 | 0 | 0
F2_Commercial_Warehouse_New_Food Preparation_Natural Gas_Fryer_E4 | F2 | Commercial | Warehouse | New | Food Preparation | Natural Gas | Fryer | E4 | TRC BC Ratio | 0 | 0 | 0 | 0 | 0 | 0 | 0 | 0 | 0 | 0 | 0 | 0 | 0 | 0 | 0 | 0 | 0 | 0 | 0 | 0 | 0 | 0 | 0 | 0 | 0 | 0 | 0 | 0 | 0 | 0 | 0
F2_Commercial_Warehouse_New_Food Preparation_Natural Gas_Fryer_E5 | F2 | Commercial | Warehouse | New | Food Preparation | Natural Gas | Fryer | E5 | TRC BC Ratio | 0 | 0 | 0 | 0 | 0 | 0 | 0 | 0 | 0 | 0 | 0 | 0 | 0 | 0 | 0 | 0 | 0 | 0 | 0 | 0 | 0 | 0 | 0 | 0 | 0 | 0 | 0 | 0 | 0 | 0 | 0
F2_Commercial_Warehouse_New_Food Preparation_Natural Gas_Fryer_E6 | F2 | Commercial | Warehouse | New | Food Preparation | Natural Gas | Fryer | E6 | TRC BC Ratio | 0 | 0 | 0 | 0 | 0 | 0 | 0 | 0 | 0 | 0 | 0 | 0 | 0 | 0 | 0 | 0 | 0 | 0 | 0 | 0 | 0 | 0 | 0 | 0 | 0 | 0 | 0 | 0 | 0 | 0 | 0
F2_Commercial_Warehouse_New_Food Preparation_Natural Gas_Fryer_E7 | F2 | Commercial | Warehouse | New | Food Preparation | Natural Gas | Fryer | E7 | TRC BC Ratio | 0 | 0 | 0 | 0 | 0 | 0 | 0 | 0 | 0 | 0 | 0 | 0 | 0 | 0 | 0 | 0 | 0 | 0 | 0 | 0 | 0 | 0 | 0 | 0 | 0 | 0 | 0 | 0 | 0 | 0 | 0
F2_Commercial_Warehouse_New_Food Preparation_Natural Gas_Fryer_E8 | F2 | Commercial | Warehouse | New | Food Preparation | Natural Gas | Fryer | E8 | TRC BC Ratio | 0 | 0 | 0 | 0 | 0 | 0 | 0 | 0 | 0 | 0 | 0 | 0 | 0 | 0 | 0 | 0 | 0 | 0 | 0 | 0 | 0 | 0 | 0 | 0 | 0 | 0 | 0 | 0 | 0 | 0 | 0
F2_Commercial_Warehouse_New_Food Preparation_Natural Gas_Fryer_E9 | F2 | Commercial | Warehouse | New | Food Preparation | Natural Gas | Fryer | E9 | TRC BC Ratio | 0 | 0 | 0 | 0 | 0 | 0 | 0 | 0 | 0 | 0 | 0 | 0 | 0 | 0 | 0 | 0 | 0 | 0 | 0 | 0 | 0 | 0 | 0 | 0 | 0 | 0 | 0 | 0 | 0 | 0 | 0
F2_Commercial_Warehouse_New_Food Preparation_Natural Gas_Fryer_E10 | F2 | Commercial | Warehouse | New | Food Preparation | Natural Gas | Fryer | E10 | TRC BC Ratio | 0 | 0 | 0 | 0 | 0 | 0 | 0 | 0 | 0 | 0 | 0 | 0 | 0 | 0 | 0 | 0 | 0 | 0 | 0 | 0 | 0 | 0 | 0 | 0 | 0 | 0 | 0 | 0 | 0 | 0 | 0
F3_Commercial_Warehouse_New_Food Preparation_Natural Gas_Fryer_E1 | F3 | Commercial | Warehouse | New | Food Preparation | Natural Gas | Fryer | E1 | PACT BC Ratio | 0.9 | 0.9 | 0.9 | 0 | 0 | 0 | 0 | 0 | 0 | 0 | 0 | 0 | 0 | 0 | 0 | 0 | 0 | 0 | 0 | 0 | 0 | 0 | 0 | 0 | 0 | 0 | 0 | 0 | 0 | 0 | 0
F3_Commercial_Warehouse_New_Food Preparation_Natural Gas_Fryer_E2 | F3 | Commercial | Warehouse | New | Food Preparation | Natural Gas | Fryer | E2 | PACT BC Ratio | 1.4526 | 1.4846 | 1.5103 | 0.9 | 0.9 | 0.9 | 0.9 | 0.9 | 0.9 | 0.9 | 0.9 | 0.9 | 0.9 | 0.9 | 0.9 | 0.9 | 0.9 | 0.9 | 0.9 | 0.9 | 0.9 | 0.9 | 0.9 | 0.9 | 0.9 | 0.9 | 0.9 | 0.9 | 0.9 | 0.9 | 0.9
F3_Commercial_Warehouse_New_Food Preparation_Natural Gas_Fryer_E3 | F3 | Commercial | Warehouse | New | Food Preparation | Natural Gas | Fryer | E3 | PACT BC Ratio | 0 | 0 | 0 | 0 | 0 | 0 | 0 | 0 | 0 | 0 | 0 | 0 | 0 | 0 | 0 | 0 | 0 | 0 | 0 | 0 | 0 | 0 | 0 | 0 | 0 | 0 | 0 | 0 | 0 | 0 | 0
F3_Commercial_Warehouse_New_Food Preparation_Natural Gas_Fryer_E4 | F3 | Commercial | Warehouse | New | Food Preparation | Natural Gas | Fryer | E4 | PACT BC Ratio | 0 | 0 | 0 | 0 | 0 | 0 | 0 | 0 | 0 | 0 | 0 | 0 | 0 | 0 | 0 | 0 | 0 | 0 | 0 | 0 | 0 | 0 | 0 | 0 | 0 | 0 | 0 | 0 | 0 | 0 | 0
F3_Commercial_Warehouse_New_Food Preparation_Natural Gas_Fryer_E5 | F3 | Commercial | Warehouse | New | Food Preparation | Natural Gas | Fryer | E5 | PACT BC Ratio | 0 | 0 | 0 | 0 | 0 | 0 | 0 | 0 | 0 | 0 | 0 | 0 | 0 | 0 | 0 | 0 | 0 | 0 | 0 | 0 | 0 | 0 | 0 | 0 | 0 | 0 | 0 | 0 | 0 | 0 | 0
F3_Commercial_Warehouse_New_Food Preparation_Natural Gas_Fryer_E6 | F3 | Commercial | Warehouse | New | Food Preparation | Natural Gas | Fryer | E6 | PACT BC Ratio | 0 | 0 | 0 | 0 | 0 | 0 | 0 | 0 | 0 | 0 | 0 | 0 | 0 | 0 | 0 | 0 | 0 | 0 | 0 | 0 | 0 | 0 | 0 | 0 | 0 | 0 | 0 | 0 | 0 | 0 | 0
F3_Commercial_Warehouse_New_Food Preparation_Natural Gas_Fryer_E7 | F3 | Commercial | Warehouse | New | Food Preparation | Natural Gas | Fryer | E7 | PACT BC Ratio | 0 | 0 | 0 | 0 | 0 | 0 | 0 | 0 | 0 | 0 | 0 | 0 | 0 | 0 | 0 | 0 | 0 | 0 | 0 | 0 | 0 | 0 | 0 | 0 | 0 | 0 | 0 | 0 | 0 | 0 | 0
F3_Commercial_Warehouse_New_Food Preparation_Natural Gas_Fryer_E8 | F3 | Commercial | Warehouse | New | Food Preparation | Natural Gas | Fryer | E8 | PACT BC Ratio | 0 | 0 | 0 | 0 | 0 | 0 | 0 | 0 | 0 | 0 | 0 | 0 | 0 | 0 | 0 | 0 | 0 | 0 | 0 | 0 | 0 | 0 | 0 | 0 | 0 | 0 | 0 | 0 | 0 | 0 | 0
F3_Commercial_Warehouse_New_Food Preparation_Natural Gas_Fryer_E9 | F3 | Commercial | Warehouse | New | Food Preparation | Natural Gas | Fryer | E9 | PACT BC Ratio | 0 | 0 | 0 | 0 | 0 | 0 | 0 | 0 | 0 | 0 | 0 | 0 | 0 | 0 | 0 | 0 | 0 | 0 | 0 | 0 | 0 | 0 | 0 | 0 | 0 | 0 | 0 | 0 | 0 | 0 | 0
F3_Commercial_Warehouse_New_Food Preparation_Natural Gas_Fryer_E10 | F3 | Commercial | Warehouse | New | Food Preparation | Natural Gas | Fryer | E10 | PACT BC Ratio | 0 | 0 | 0 | 0 | 0 | 0 | 0 | 0 | 0 | 0 | 0 | 0 | 0 | 0 | 0 | 0 | 0 | 0 | 0 | 0 | 0 | 0 | 0 | 0 | 0 | 0 | 0 | 0 | 0 | 0 | 0
F4_Commercial_Warehouse_New_Food Preparation_Natural Gas_Fryer_E1 | F4 | Commercial | Warehouse | New | Food Preparation | Natural Gas | Fryer | E1 | PCT BC Ratio | 0.9 | 0.9 | 0.9 | 0 | 0 | 0 | 0 | 0 | 0 | 0 | 0 | 0 | 0 | 0 | 0 | 0 | 0 | 0 | 0 | 0 | 0 | 0 | 0 | 0 | 0 | 0 | 0 | 0 | 0 | 0 | 0
F4_Commercial_Warehouse_New_Food Preparation_Natural Gas_Fryer_E2 | F4 | Commercial | Warehouse | New | Food Preparation | Natural Gas | Fryer | E2 | PCT BC Ratio | 4.6546 | 4.7351 | 4.7997 | 0.9 | 0.9 | 0.9 | 0.9 | 0.9 | 0.9 | 0.9 | 0.9 | 0.9 | 0.9 | 0.9 | 0.9 | 0.9 | 0.9 | 0.9 | 0.9 | 0.9 | 0.9 | 0.9 | 0.9 | 0.9 | 0.9 | 0.9 | 0.9 | 0.9 | 0.9 | 0.9 | 0.9
F4_Commercial_Warehouse_New_Food Preparation_Natural Gas_Fryer_E3 | F4 | Commercial | Warehouse | New | Food Preparation | Natural Gas | Fryer | E3 | PCT BC Ratio | 0 | 0 | 0 | 0 | 0 | 0 | 0 | 0 | 0 | 0 | 0 | 0 | 0 | 0 | 0 | 0 | 0 | 0 | 0 | 0 | 0 | 0 | 0 | 0 | 0 | 0 | 0 | 0 | 0 | 0 | 0
F4_Commercial_Warehouse_New_Food Preparation_Natural Gas_Fryer_E4 | F4 | Commercial | Warehouse | New | Food Preparation | Natural Gas | Fryer | E4 | PCT BC Ratio | 0 | 0 | 0 | 0 | 0 | 0 | 0 | 0 | 0 | 0 | 0 | 0 | 0 | 0 | 0 | 0 | 0 | 0 | 0 | 0 | 0 | 0 | 0 | 0 | 0 | 0 | 0 | 0 | 0 | 0 | 0
F4_Commercial_Warehouse_New_Food Preparation_Natural Gas_Fryer_E5 | F4 | Commercial | Warehouse | New | Food Preparation | Natural Gas | Fryer | E5 | PCT BC Ratio | 0 | 0 | 0 | 0 | 0 | 0 | 0 | 0 | 0 | 0 | 0 | 0 | 0 | 0 | 0 | 0 | 0 | 0 | 0 | 0 | 0 | 0 | 0 | 0 | 0 | 0 | 0 | 0 | 0 | 0 | 0
F4_Commercial_Warehouse_New_Food Preparation_Natural Gas_Fryer_E6 | F4 | Commercial | Warehouse | New | Food Preparation | Natural Gas | Fryer | E6 | PCT BC Ratio | 0 | 0 | 0 | 0 | 0 | 0 | 0 | 0 | 0 | 0 | 0 | 0 | 0 | 0 | 0 | 0 | 0 | 0 | 0 | 0 | 0 | 0 | 0 | 0 | 0 | 0 | 0 | 0 | 0 | 0 | 0
F4_Commercial_Warehouse_New_Food Preparation_Natural Gas_Fryer_E7 | F4 | Commercial | Warehouse | New | Food Preparation | Natural Gas | Fryer | E7 | PCT BC Ratio | 0 | 0 | 0 | 0 | 0 | 0 | 0 | 0 | 0 | 0 | 0 | 0 | 0 | 0 | 0 | 0 | 0 | 0 | 0 | 0 | 0 | 0 | 0 | 0 | 0 | 0 | 0 | 0 | 0 | 0 | 0
F4_Commercial_Warehouse_New_Food Preparation_Natural Gas_Fryer_E8 | F4 | Commercial | Warehouse | New | Food Preparation | Natural Gas | Fryer | E8 | PCT BC Ratio | 0 | 0 | 0 | 0 | 0 | 0 | 0 | 0 | 0 | 0 | 0 | 0 | 0 | 0 | 0 | 0 | 0 | 0 | 0 | 0 | 0 | 0 | 0 | 0 | 0 | 0 | 0 | 0 | 0 | 0 | 0
F4_Commercial_Warehouse_New_Food Preparation_Natural Gas_Fryer_E9 | F4 | Commercial | Warehouse | New | Food Preparation | Natural Gas | Fryer | E9 | PCT BC Ratio | 0 | 0 | 0 | 0 | 0 | 0 | 0 | 0 | 0 | 0 | 0 | 0 | 0 | 0 | 0 | 0 | 0 | 0 | 0 | 0 | 0 | 0 | 0 | 0 | 0 | 0 | 0 | 0 | 0 | 0 | 0
F4_Commercial_Warehouse_New_Food Preparation_Natural Gas_Fryer_E10 | F4 | Commercial | Warehouse | New | Food Preparation | Natural Gas | Fryer | E10 | PCT BC Ratio | 0 | 0 | 0 | 0 | 0 | 0 | 0 | 0 | 0 | 0 | 0 | 0 | 0 | 0 | 0 | 0 | 0 | 0 | 0 | 0 | 0 | 0 | 0 | 0 | 0 | 0 | 0 | 0 | 0 | 0 | 0
F5_Commercial_Warehouse_New_Food Preparation_Natural Gas_Fryer_E1 | F5 | Commercial | Warehouse | New | Food Preparation | Natural Gas | Fryer | E1 | RIM BC Ratio | 0.9 | 0.9 | 0.9 | 0 | 0 | 0 | 0 | 0 | 0 | 0 | 0 | 0 | 0 | 0 | 0 | 0 | 0 | 0 | 0 | 0 | 0 | 0 | 0 | 0 | 0 | 0 | 0 | 0 | 0 | 0 | 0
F5_Commercial_Warehouse_New_Food Preparation_Natural Gas_Fryer_E2 | F5 | Commercial | Warehouse | New | Food Preparation | Natural Gas | Fryer | E2 | RIM BC Ratio | 0.53008 | 0.53428 | 0.53758 | 0.9 | 0.9 | 0.9 | 0.9 | 0.9 | 0.9 | 0.9 | 0.9 | 0.9 | 0.9 | 0.9 | 0.9 | 0.9 | 0.9 | 0.9 | 0.9 | 0.9 | 0.9 | 0.9 | 0.9 | 0.9 | 0.9 | 0.9 | 0.9 | 0.9 | 0.9 | 0.9 | 0.9
F5_Commercial_Warehouse_New_Food Preparation_Natural Gas_Fryer_E3 | F5 | Commercial | Warehouse | New | Food Preparation | Natural Gas | Fryer | E3 | RIM BC Ratio | 0 | 0 | 0 | 0 | 0 | 0 | 0 | 0 | 0 | 0 | 0 | 0 | 0 | 0 | 0 | 0 | 0 | 0 | 0 | 0 | 0 | 0 | 0 | 0 | 0 | 0 | 0 | 0 | 0 | 0 | 0
F5_Commercial_Warehouse_New_Food Preparation_Natural Gas_Fryer_E4 | F5 | Commercial | Warehouse | New | Food Preparation | Natural Gas | Fryer | E4 | RIM BC Ratio | 0 | 0 | 0 | 0 | 0 | 0 | 0 | 0 | 0 | 0 | 0 | 0 | 0 | 0 | 0 | 0 | 0 | 0 | 0 | 0 | 0 | 0 | 0 | 0 | 0 | 0 | 0 | 0 | 0 | 0 | 0
F5_Commercial_Warehouse_New_Food Preparation_Natural Gas_Fryer_E5 | F5 | Commercial | Warehouse | New | Food Preparation | Natural Gas | Fryer | E5 | RIM BC Ratio | 0 | 0 | 0 | 0 | 0 | 0 | 0 | 0 | 0 | 0 | 0 | 0 | 0 | 0 | 0 | 0 | 0 | 0 | 0 | 0 | 0 | 0 | 0 | 0 | 0 | 0 | 0 | 0 | 0 | 0 | 0
F5_Commercial_Warehouse_New_Food Preparation_Natural Gas_Fryer_E6 | F5 | Commercial | Warehouse | New | Food Preparation | Natural Gas | Fryer | E6 | RIM BC Ratio | 0 | 0 | 0 | 0 | 0 | 0 | 0 | 0 | 0 | 0 | 0 | 0 | 0 | 0 | 0 | 0 | 0 | 0 | 0 | 0 | 0 | 0 | 0 | 0 | 0 | 0 | 0 | 0 | 0 | 0 | 0
F5_Commercial_Warehouse_New_Food Preparation_Natural Gas_Fryer_E7 | F5 | Commercial | Warehouse | New | Food Preparation | Natural Gas | Fryer | E7 | RIM BC Ratio | 0 | 0 | 0 | 0 | 0 | 0 | 0 | 0 | 0 | 0 | 0 | 0 | 0 | 0 | 0 | 0 | 0 | 0 | 0 | 0 | 0 | 0 | 0 | 0 | 0 | 0 | 0 | 0 | 0 | 0 | 0
F5_Commercial_Warehouse_New_Food Preparation_Natural Gas_Fryer_E8 | F5 | Commercial | Warehouse | New | Food Preparation | Natural Gas | Fryer | E8 | RIM BC Ratio | 0 | 0 | 0 | 0 | 0 | 0 | 0 | 0 | 0 | 0 | 0 | 0 | 0 | 0 | 0 | 0 | 0 | 0 | 0 | 0 | 0 | 0 | 0 | 0 | 0 | 0 | 0 | 0 | 0 | 0 | 0
F5_Commercial_Warehouse_New_Food Preparation_Natural Gas_Fryer_E9 | F5 | Commercial | Warehouse | New | Food Preparation | Natural Gas | Fryer | E9 | RIM BC Ratio | 0 | 0 | 0 | 0 | 0 | 0 | 0 | 0 | 0 | 0 | 0 | 0 | 0 | 0 | 0 | 0 | 0 | 0 | 0 | 0 | 0 | 0 | 0 | 0 | 0 | 0 | 0 | 0 | 0 | 0 | 0
F5_Commercial_Warehouse_New_Food Preparation_Natural Gas_Fryer_E10 | F5 | Commercial | Warehouse | New | Food Preparation | Natural Gas | Fryer | E10 | RIM BC Ratio | 0 | 0 | 0 | 0 | 0 | 0 | 0 | 0 | 0 | 0 | 0 | 0 | 0 | 0 | 0 | 0 | 0 | 0 | 0 | 0 | 0 | 0 | 0 | 0 | 0 | 0 | 0 | 0 | 0 | 0 | 0
F0_Commercial_Warehouse_New_Food Preparation_Natural Gas_Broiler_E0 | F0 | Commercial | Warehouse | New | Food Preparation | Natural Gas | Broiler | E0 | Economic Unit | Infrared Burners | Infrared Burners | Infrared Burners | Infrared Burners | Infrared Burners | Infrared Burners | Infrared Burners | Infrared Burners | Infrared Burners | Infrared Burners | Infrared Burners | Infrared Burners | Infrared Burners | Infrared Burners | Infrared Burners | Infrared Burners | Infrared Burners | Infrared Burners | Infrared Burners | Infrared Burners | Infrared Burners | Infrared Burners | Infrared Burners | Standard | Standard | Standard | Standard | Standard | Standard | Standard | Standard
F1_Commercial_Warehouse_New_Food Preparation_Natural Gas_Broiler_E1 | F1 | Commercial | Warehouse | New | Food Preparation | Natural Gas | Broiler | E1 | CCE | 0 | 0 | 0 | 0 | 0 | 0 | 0 | 0 | 0 | 0 | 0 | 0 | 0 | 0 | 0 | 0 | 0 | 0 | 0 | 0 | 0 | 0 | 0 | 0 | 0 | 0 | 0 | 0 | 0 | 0 | 0
F1_Commercial_Warehouse_New_Food Preparation_Natural Gas_Broiler_E2 | F1 | Commercial | Warehouse | New | Food Preparation | Natural Gas | Broiler | E2 | CCE | 0.0095007 | 0.0091336 | 0.0091772 | 0.0092731 | 0.0092731 | 0.0092731 | 0.0092731 | 0.0092731 | 0.0092731 | 0.0092731 | 0.0092731 | 0.0092731 | 0.0092731 | 0.0092731 | 0.0092731 | 0.0092731 | 0.0092731 | 0.0092731 | 0.0092731 | 0.0092731 | 0.0092731 | 0.0092731 | 0.0092731 | 0.0092731 | 0.0092731 | 0.0092731 | 0.0092731 | 0.0092731 | 0.0092731 | 0.0092731 | 0.0092731
F1_Commercial_Warehouse_New_Food Preparation_Natural Gas_Broiler_E3 | F1 | Commercial | Warehouse | New | Food Preparation | Natural Gas | Broiler | E3 | CCE | 0 | 0 | 0 | 0 | 0 | 0 | 0 | 0 | 0 | 0 | 0 | 0 | 0 | 0 | 0 | 0 | 0 | 0 | 0 | 0 | 0 | 0 | 0 | 0 | 0 | 0 | 0 | 0 | 0 | 0 | 0
F1_Commercial_Warehouse_New_Food Preparation_Natural Gas_Broiler_E4 | F1 | Commercial | Warehouse | New | Food Preparation | Natural Gas | Broiler | E4 | CCE | 0 | 0 | 0 | 0 | 0 | 0 | 0 | 0 | 0 | 0 | 0 | 0 | 0 | 0 | 0 | 0 | 0 | 0 | 0 | 0 | 0 | 0 | 0 | 0 | 0 | 0 | 0 | 0 | 0 | 0 | 0
F1_Commercial_Warehouse_New_Food Preparation_Natural Gas_Broiler_E5 | F1 | Commercial | Warehouse | New | Food Preparation | Natural Gas | Broiler | E5 | CCE | 0 | 0 | 0 | 0 | 0 | 0 | 0 | 0 | 0 | 0 | 0 | 0 | 0 | 0 | 0 | 0 | 0 | 0 | 0 | 0 | 0 | 0 | 0 | 0 | 0 | 0 | 0 | 0 | 0 | 0 | 0
F1_Commercial_Warehouse_New_Food Preparation_Natural Gas_Broiler_E6 | F1 | Commercial | Warehouse | New | Food Preparation | Natural Gas | Broiler | E6 | CCE | 0 | 0 | 0 | 0 | 0 | 0 | 0 | 0 | 0 | 0 | 0 | 0 | 0 | 0 | 0 | 0 | 0 | 0 | 0 | 0 | 0 | 0 | 0 | 0 | 0 | 0 | 0 | 0 | 0 | 0 | 0
F1_Commercial_Warehouse_New_Food Preparation_Natural Gas_Broiler_E7 | F1 | Commercial | Warehouse | New | Food Preparation | Natural Gas | Broiler | E7 | CCE | 0 | 0 | 0 | 0 | 0 | 0 | 0 | 0 | 0 | 0 | 0 | 0 | 0 | 0 | 0 | 0 | 0 | 0 | 0 | 0 | 0 | 0 | 0 | 0 | 0 | 0 | 0 | 0 | 0 | 0 | 0
F1_Commercial_Warehouse_New_Food Preparation_Natural Gas_Broiler_E8 | F1 | Commercial | Warehouse | New | Food Preparation | Natural Gas | Broiler | E8 | CCE | 0 | 0 | 0 | 0 | 0 | 0 | 0 | 0 | 0 | 0 | 0 | 0 | 0 | 0 | 0 | 0 | 0 | 0 | 0 | 0 | 0 | 0 | 0 | 0 | 0 | 0 | 0 | 0 | 0 | 0 | 0
F1_Commercial_Warehouse_New_Food Preparation_Natural Gas_Broiler_E9 | F1 | Commercial | Warehouse | New | Food Preparation | Natural Gas | Broiler | E9 | CCE | 0 | 0 | 0 | 0 | 0 | 0 | 0 | 0 | 0 | 0 | 0 | 0 | 0 | 0 | 0 | 0 | 0 | 0 | 0 | 0 | 0 | 0 | 0 | 0 | 0 | 0 | 0 | 0 | 0 | 0 | 0
F1_Commercial_Warehouse_New_Food Preparation_Natural Gas_Broiler_E10 | F1 | Commercial | Warehouse | New | Food Preparation | Natural Gas | Broiler | E10 | CCE | 0 | 0 | 0 | 0 | 0 | 0 | 0 | 0 | 0 | 0 | 0 | 0 | 0 | 0 | 0 | 0 | 0 | 0 | 0 | 0 | 0 | 0 | 0 | 0 | 0 | 0 | 0 | 0 | 0 | 0 | 0
F2_Commercial_Warehouse_New_Food Preparation_Natural Gas_Broiler_E1 | F2 | Commercial | Warehouse | New | Food Preparation | Natural Gas | Broiler | E1 | TRC BC Ratio | 0.9 | 0.9 | 0.9 | 0.9 | 0.9 | 0.9 | 0.9 | 0.9 | 0.9 | 0.9 | 0.9 | 0.9 | 0.9 | 0.9 | 0.9 | 0.9 | 0.9 | 0.9 | 0.9 | 0.9 | 0.9 | 0.9 | 0.9 | 0.9 | 0.9 | 0.9 | 0.9 | 0.9 | 0.9 | 0.9 | 0.9
F2_Commercial_Warehouse_New_Food Preparation_Natural Gas_Broiler_E2 | F2 | Commercial | Warehouse | New | Food Preparation | Natural Gas | Broiler | E2 | TRC BC Ratio | 1.0817 | 1.0984 | 1.1105 | 1.1043 | 1.1054 | 1.0419 | 0.98943 | 0.96011 | 0.94795 | 0.98308 | 1.0292 | 1.0775 | 0.98953 | 1.0482 | 1.0518 | 1.0465 | 1.0475 | 1.0507 | 1.0307 | 1.0428 | 1.0509 | 1.0624 | 1.0772 | 0.54026 | 0.52971 | 0.5198 | 0.51043 | 0.50152 | 0.49298 | 0.48476 | 0.4768
F2_Commercial_Warehouse_New_Food Preparation_Natural Gas_Broiler_E3 | F2 | Commercial | Warehouse | New | Food Preparation | Natural Gas | Broiler | E3 | TRC BC Ratio | 0 | 0 | 0 | 0 | 0 | 0 | 0 | 0 | 0 | 0 | 0 | 0 | 0 | 0 | 0 | 0 | 0 | 0 | 0 | 0 | 0 | 0 | 0 | 0 | 0 | 0 | 0 | 0 | 0 | 0 | 0
F2_Commercial_Warehouse_New_Food Preparation_Natural Gas_Broiler_E4 | F2 | Commercial | Warehouse | New | Food Preparation | Natural Gas | Broiler | E4 | TRC BC Ratio | 0 | 0 | 0 | 0 | 0 | 0 | 0 | 0 | 0 | 0 | 0 | 0 | 0 | 0 | 0 | 0 | 0 | 0 | 0 | 0 | 0 | 0 | 0 | 0 | 0 | 0 | 0 | 0 | 0 | 0 | 0
F2_Commercial_Warehouse_New_Food Preparation_Natural Gas_Broiler_E5 | F2 | Commercial | Warehouse | New | Food Preparation | Natural Gas | Broiler | E5 | TRC BC Ratio | 0 | 0 | 0 | 0 | 0 | 0 | 0 | 0 | 0 | 0 | 0 | 0 | 0 | 0 | 0 | 0 | 0 | 0 | 0 | 0 | 0 | 0 | 0 | 0 | 0 | 0 | 0 | 0 | 0 | 0 | 0
F2_Commercial_Warehouse_New_Food Preparation_Natural Gas_Broiler_E6 | F2 | Commercial | Warehouse | New | Food Preparation | Natural Gas | Broiler | E6 | TRC BC Ratio | 0 | 0 | 0 | 0 | 0 | 0 | 0 | 0 | 0 | 0 | 0 | 0 | 0 | 0 | 0 | 0 | 0 | 0 | 0 | 0 | 0 | 0 | 0 | 0 | 0 | 0 | 0 | 0 | 0 | 0 | 0
F2_Commercial_Warehouse_New_Food Preparation_Natural Gas_Broiler_E7 | F2 | Commercial | Warehouse | New | Food Preparation | Natural Gas | Broiler | E7 | TRC BC Ratio | 0 | 0 | 0 | 0 | 0 | 0 | 0 | 0 | 0 | 0 | 0 | 0 | 0 | 0 | 0 | 0 | 0 | 0 | 0 | 0 | 0 | 0 | 0 | 0 | 0 | 0 | 0 | 0 | 0 | 0 | 0
F2_Commercial_Warehouse_New_Food Preparation_Natural Gas_Broiler_E8 | F2 | Commercial | Warehouse | New | Food Preparation | Natural Gas | Broiler | E8 | TRC BC Ratio | 0 | 0 | 0 | 0 | 0 | 0 | 0 | 0 | 0 | 0 | 0 | 0 | 0 | 0 | 0 | 0 | 0 | 0 | 0 | 0 | 0 | 0 | 0 | 0 | 0 | 0 | 0 | 0 | 0 | 0 | 0
F2_Commercial_Warehouse_New_Food Preparation_Natural Gas_Broiler_E9 | F2 | Commercial | Warehouse | New | Food Preparation | Natural Gas | Broiler | E9 | TRC BC Ratio | 0 | 0 | 0 | 0 | 0 | 0 | 0 | 0 | 0 | 0 | 0 | 0 | 0 | 0 | 0 | 0 | 0 | 0 | 0 | 0 | 0 | 0 | 0 | 0 | 0 | 0 | 0 | 0 | 0 | 0 | 0
F2_Commercial_Warehouse_New_Food Preparation_Natural Gas_Broiler_E10 | F2 | Commercial | Warehouse | New | Food Preparation | Natural Gas | Broiler | E10 | TRC BC Ratio | 0 | 0 | 0 | 0 | 0 | 0 | 0 | 0 | 0 | 0 | 0 | 0 | 0 | 0 | 0 | 0 | 0 | 0 | 0 | 0 | 0 | 0 | 0 | 0 | 0 | 0 | 0 | 0 | 0 | 0 | 0
F3_Commercial_Warehouse_New_Food Preparation_Natural Gas_Broiler_E1 | F3 | Commercial | Warehouse | New | Food Preparation | Natural Gas | Broiler | E1 | PACT BC Ratio | 0.9 | 0.9 | 0.9 | 0.9 | 0.9 | 0.9 | 0.9 | 0.9 | 0.9 | 0.9 | 0.9 | 0.9 | 0.9 | 0.9 | 0.9 | 0.9 | 0.9 | 0.9 | 0.9 | 0.9 | 0.9 | 0.9 | 0.9 | 0.9 | 0.9 | 0.9 | 0.9 | 0.9 | 0.9 | 0.9 | 0.9
F3_Commercial_Warehouse_New_Food Preparation_Natural Gas_Broiler_E2 | F3 | Commercial | Warehouse | New | Food Preparation | Natural Gas | Broiler | E2 | PACT BC Ratio | 1.3418 | 1.3625 | 1.3776 | 1.3699 | 1.3713 | 1.2925 | 1.2274 | 1.191 | 1.1759 | 1.2195 | 1.2768 | 1.3366 | 1.2275 | 1.3003 | 1.3048 | 1.2982 | 1.2994 | 1.3034 | 1.2785 | 1.2936 | 1.3037 | 1.318 | 1.3363 | 0.6702 | 0.65711 | 0.64482 | 0.6332 | 0.62214 | 0.61155 | 0.60135 | 0.59148
F3_Commercial_Warehouse_New_Food Preparation_Natural Gas_Broiler_E3 | F3 | Commercial | Warehouse | New | Food Preparation | Natural Gas | Broiler | E3 | PACT BC Ratio | 0 | 0 | 0 | 0 | 0 | 0 | 0 | 0 | 0 | 0 | 0 | 0 | 0 | 0 | 0 | 0 | 0 | 0 | 0 | 0 | 0 | 0 | 0 | 0 | 0 | 0 | 0 | 0 | 0 | 0 | 0
F3_Commercial_Warehouse_New_Food Preparation_Natural Gas_Broiler_E4 | F3 | Commercial | Warehouse | New | Food Preparation | Natural Gas | Broiler | E4 | PACT BC Ratio | 0 | 0 | 0 | 0 | 0 | 0 | 0 | 0 | 0 | 0 | 0 | 0 | 0 | 0 | 0 | 0 | 0 | 0 | 0 | 0 | 0 | 0 | 0 | 0 | 0 | 0 | 0 | 0 | 0 | 0 | 0
F3_Commercial_Warehouse_New_Food Preparation_Natural Gas_Broiler_E5 | F3 | Commercial | Warehouse | New | Food Preparation | Natural Gas | Broiler | E5 | PACT BC Ratio | 0 | 0 | 0 | 0 | 0 | 0 | 0 | 0 | 0 | 0 | 0 | 0 | 0 | 0 | 0 | 0 | 0 | 0 | 0 | 0 | 0 | 0 | 0 | 0 | 0 | 0 | 0 | 0 | 0 | 0 | 0
F3_Commercial_Warehouse_New_Food Preparation_Natural Gas_Broiler_E6 | F3 | Commercial | Warehouse | New | Food Preparation | Natural Gas | Broiler | E6 | PACT BC Ratio | 0 | 0 | 0 | 0 | 0 | 0 | 0 | 0 | 0 | 0 | 0 | 0 | 0 | 0 | 0 | 0 | 0 | 0 | 0 | 0 | 0 | 0 | 0 | 0 | 0 | 0 | 0 | 0 | 0 | 0 | 0
F3_Commercial_Warehouse_New_Food Preparation_Natural Gas_Broiler_E7 | F3 | Commercial | Warehouse | New | Food Preparation | Natural Gas | Broiler | E7 | PACT BC Ratio | 0 | 0 | 0 | 0 | 0 | 0 | 0 | 0 | 0 | 0 | 0 | 0 | 0 | 0 | 0 | 0 | 0 | 0 | 0 | 0 | 0 | 0 | 0 | 0 | 0 | 0 | 0 | 0 | 0 | 0 | 0
F3_Commercial_Warehouse_New_Food Preparation_Natural Gas_Broiler_E8 | F3 | Commercial | Warehouse | New | Food Preparation | Natural Gas | Broiler | E8 | PACT BC Ratio | 0 | 0 | 0 | 0 | 0 | 0 | 0 | 0 | 0 | 0 | 0 | 0 | 0 | 0 | 0 | 0 | 0 | 0 | 0 | 0 | 0 | 0 | 0 | 0 | 0 | 0 | 0 | 0 | 0 | 0 | 0
F3_Commercial_Warehouse_New_Food Preparation_Natural Gas_Broiler_E9 | F3 | Commercial | Warehouse | New | Food Preparation | Natural Gas | Broiler | E9 | PACT BC Ratio | 0 | 0 | 0 | 0 | 0 | 0 | 0 | 0 | 0 | 0 | 0 | 0 | 0 | 0 | 0 | 0 | 0 | 0 | 0 | 0 | 0 | 0 | 0 | 0 | 0 | 0 | 0 | 0 | 0 | 0 | 0
F3_Commercial_Warehouse_New_Food Preparation_Natural Gas_Broiler_E10 | F3 | Commercial | Warehouse | New | Food Preparation | Natural Gas | Broiler | E10 | PACT BC Ratio | 0 | 0 | 0 | 0 | 0 | 0 | 0 | 0 | 0 | 0 | 0 | 0 | 0 | 0 | 0 | 0 | 0 | 0 | 0 | 0 | 0 | 0 | 0 | 0 | 0 | 0 | 0 | 0 | 0 | 0 | 0
F4_Commercial_Warehouse_New_Food Preparation_Natural Gas_Broiler_E1 | F4 | Commercial | Warehouse | New | Food Preparation | Natural Gas | Broiler | E1 | PCT BC Ratio | 0.9 | 0.9 | 0.9 | 0.9 | 0.9 | 0.9 | 0.9 | 0.9 | 0.9 | 0.9 | 0.9 | 0.9 | 0.9 | 0.9 | 0.9 | 0.9 | 0.9 | 0.9 | 0.9 | 0.9 | 0.9 | 0.9 | 0.9 | 0.9 | 0.9 | 0.9 | 0.9 | 0.9 | 0.9 | 0.9 | 0.9
F4_Commercial_Warehouse_New_Food Preparation_Natural Gas_Broiler_E2 | F4 | Commercial | Warehouse | New | Food Preparation | Natural Gas | Broiler | E2 | PCT BC Ratio | 2.9075 | 2.9421 | 2.9672 | 2.9544 | 2.9567 | 2.8251 | 2.7162 | 2.6554 | 2.6302 | 2.703 | 2.7987 | 2.8987 | 2.7164 | 2.8381 | 2.8455 | 2.8346 | 2.8366 | 2.8433 | 2.8017 | 2.8268 | 2.8437 | 2.8676 | 2.8982 | 1.7847 | 1.7629 | 1.7423 | 1.7229 | 1.7044 | 1.6867 | 1.6697 | 1.6532
F4_Commercial_Warehouse_New_Food Preparation_Natural Gas_Broiler_E3 | F4 | Commercial | Warehouse | New | Food Preparation | Natural Gas | Broiler | E3 | PCT BC Ratio | 0 | 0 | 0 | 0 | 0 | 0 | 0 | 0 | 0 | 0 | 0 | 0 | 0 | 0 | 0 | 0 | 0 | 0 | 0 | 0 | 0 | 0 | 0 | 0 | 0 | 0 | 0 | 0 | 0 | 0 | 0
F4_Commercial_Warehouse_New_Food Preparation_Natural Gas_Broiler_E4 | F4 | Commercial | Warehouse | New | Food Preparation | Natural Gas | Broiler | E4 | PCT BC Ratio | 0 | 0 | 0 | 0 | 0 | 0 | 0 | 0 | 0 | 0 | 0 | 0 | 0 | 0 | 0 | 0 | 0 | 0 | 0 | 0 | 0 | 0 | 0 | 0 | 0 | 0 | 0 | 0 | 0 | 0 | 0
F4_Commercial_Warehouse_New_Food Preparation_Natural Gas_Broiler_E5 | F4 | Commercial | Warehouse | New | Food Preparation | Natural Gas | Broiler | E5 | PCT BC Ratio | 0 | 0 | 0 | 0 | 0 | 0 | 0 | 0 | 0 | 0 | 0 | 0 | 0 | 0 | 0 | 0 | 0 | 0 | 0 | 0 | 0 | 0 | 0 | 0 | 0 | 0 | 0 | 0 | 0 | 0 | 0
F4_Commercial_Warehouse_New_Food Preparation_Natural Gas_Broiler_E6 | F4 | Commercial | Warehouse | New | Food Preparation | Natural Gas | Broiler | E6 | PCT BC Ratio | 0 | 0 | 0 | 0 | 0 | 0 | 0 | 0 | 0 | 0 | 0 | 0 | 0 | 0 | 0 | 0 | 0 | 0 | 0 | 0 | 0 | 0 | 0 | 0 | 0 | 0 | 0 | 0 | 0 | 0 | 0
F4_Commercial_Warehouse_New_Food Preparation_Natural Gas_Broiler_E7 | F4 | Commercial | Warehouse | New | Food Preparation | Natural Gas | Broiler | E7 | PCT BC Ratio | 0 | 0 | 0 | 0 | 0 | 0 | 0 | 0 | 0 | 0 | 0 | 0 | 0 | 0 | 0 | 0 | 0 | 0 | 0 | 0 | 0 | 0 | 0 | 0 | 0 | 0 | 0 | 0 | 0 | 0 | 0
F4_Commercial_Warehouse_New_Food Preparation_Natural Gas_Broiler_E8 | F4 | Commercial | Warehouse | New | Food Preparation | Natural Gas | Broiler | E8 | PCT BC Ratio | 0 | 0 | 0 | 0 | 0 | 0 | 0 | 0 | 0 | 0 | 0 | 0 | 0 | 0 | 0 | 0 | 0 | 0 | 0 | 0 | 0 | 0 | 0 | 0 | 0 | 0 | 0 | 0 | 0 | 0 | 0
F4_Commercial_Warehouse_New_Food Preparation_Natural Gas_Broiler_E9 | F4 | Commercial | Warehouse | New | Food Preparation | Natural Gas | Broiler | E9 | PCT BC Ratio | 0 | 0 | 0 | 0 | 0 | 0 | 0 | 0 | 0 | 0 | 0 | 0 | 0 | 0 | 0 | 0 | 0 | 0 | 0 | 0 | 0 | 0 | 0 | 0 | 0 | 0 | 0 | 0 | 0 | 0 | 0
F4_Commercial_Warehouse_New_Food Preparation_Natural Gas_Broiler_E10 | F4 | Commercial | Warehouse | New | Food Preparation | Natural Gas | Broiler | E10 | PCT BC Ratio | 0 | 0 | 0 | 0 | 0 | 0 | 0 | 0 | 0 | 0 | 0 | 0 | 0 | 0 | 0 | 0 | 0 | 0 | 0 | 0 | 0 | 0 | 0 | 0 | 0 | 0 | 0 | 0 | 0 | 0 | 0
F5_Commercial_Warehouse_New_Food Preparation_Natural Gas_Broiler_E1 | F5 | Commercial | Warehouse | New | Food Preparation | Natural Gas | Broiler | E1 | RIM BC Ratio | 0.9 | 0.9 | 0.9 | 0.9 | 0.9 | 0.9 | 0.9 | 0.9 | 0.9 | 0.9 | 0.9 | 0.9 | 0.9 | 0.9 | 0.9 | 0.9 | 0.9 | 0.9 | 0.9 | 0.9 | 0.9 | 0.9 | 0.9 | 0.9 | 0.9 | 0.9 | 0.9 | 0.9 | 0.9 | 0.9 | 0.9
F5_Commercial_Warehouse_New_Food Preparation_Natural Gas_Broiler_E2 | F5 | Commercial | Warehouse | New | Food Preparation | Natural Gas | Broiler | E2 | RIM BC Ratio | 0.51458 | 0.5176 | 0.51976 | 0.51866 | 0.51886 | 0.50717 | 0.49682 | 0.49075 | 0.48817 | 0.49553 | 0.50472 | 0.51381 | 0.49684 | 0.50836 | 0.50904 | 0.50804 | 0.50823 | 0.50884 | 0.505 | 0.50733 | 0.50888 | 0.51103 | 0.51377 | 0.37172 | 0.36766 | 0.36378 | 0.36005 | 0.35645 | 0.35295 | 0.34953 | 0.34617
F5_Commercial_Warehouse_New_Food Preparation_Natural Gas_Broiler_E3 | F5 | Commercial | Warehouse | New | Food Preparation | Natural Gas | Broiler | E3 | RIM BC Ratio | 0 | 0 | 0 | 0 | 0 | 0 | 0 | 0 | 0 | 0 | 0 | 0 | 0 | 0 | 0 | 0 | 0 | 0 | 0 | 0 | 0 | 0 | 0 | 0 | 0 | 0 | 0 | 0 | 0 | 0 | 0
F5_Commercial_Warehouse_New_Food Preparation_Natural Gas_Broiler_E4 | F5 | Commercial | Warehouse | New | Food Preparation | Natural Gas | Broiler | E4 | RIM BC Ratio | 0 | 0 | 0 | 0 | 0 | 0 | 0 | 0 | 0 | 0 | 0 | 0 | 0 | 0 | 0 | 0 | 0 | 0 | 0 | 0 | 0 | 0 | 0 | 0 | 0 | 0 | 0 | 0 | 0 | 0 | 0
F5_Commercial_Warehouse_New_Food Preparation_Natural Gas_Broiler_E5 | F5 | Commercial | Warehouse | New | Food Preparation | Natural Gas | Broiler | E5 | RIM BC Ratio | 0 | 0 | 0 | 0 | 0 | 0 | 0 | 0 | 0 | 0 | 0 | 0 | 0 | 0 | 0 | 0 | 0 | 0 | 0 | 0 | 0 | 0 | 0 | 0 | 0 | 0 | 0 | 0 | 0 | 0 | 0
F5_Commercial_Warehouse_New_Food Preparation_Natural Gas_Broiler_E6 | F5 | Commercial | Warehouse | New | Food Preparation | Natural Gas | Broiler | E6 | RIM BC Ratio | 0 | 0 | 0 | 0 | 0 | 0 | 0 | 0 | 0 | 0 | 0 | 0 | 0 | 0 | 0 | 0 | 0 | 0 | 0 | 0 | 0 | 0 | 0 | 0 | 0 | 0 | 0 | 0 | 0 | 0 | 0
F5_Commercial_Warehouse_New_Food Preparation_Natural Gas_Broiler_E7 | F5 | Commercial | Warehouse | New | Food Preparation | Natural Gas | Broiler | E7 | RIM BC Ratio | 0 | 0 | 0 | 0 | 0 | 0 | 0 | 0 | 0 | 0 | 0 | 0 | 0 | 0 | 0 | 0 | 0 | 0 | 0 | 0 | 0 | 0 | 0 | 0 | 0 | 0 | 0 | 0 | 0 | 0 | 0
F5_Commercial_Warehouse_New_Food Preparation_Natural Gas_Broiler_E8 | F5 | Commercial | Warehouse | New | Food Preparation | Natural Gas | Broiler | E8 | RIM BC Ratio | 0 | 0 | 0 | 0 | 0 | 0 | 0 | 0 | 0 | 0 | 0 | 0 | 0 | 0 | 0 | 0 | 0 | 0 | 0 | 0 | 0 | 0 | 0 | 0 | 0 | 0 | 0 | 0 | 0 | 0 | 0
F5_Commercial_Warehouse_New_Food Preparation_Natural Gas_Broiler_E9 | F5 | Commercial | Warehouse | New | Food Preparation | Natural Gas | Broiler | E9 | RIM BC Ratio | 0 | 0 | 0 | 0 | 0 | 0 | 0 | 0 | 0 | 0 | 0 | 0 | 0 | 0 | 0 | 0 | 0 | 0 | 0 | 0 | 0 | 0 | 0 | 0 | 0 | 0 | 0 | 0 | 0 | 0 | 0
F5_Commercial_Warehouse_New_Food Preparation_Natural Gas_Broiler_E10 | F5 | Commercial | Warehouse | New | Food Preparation | Natural Gas | Broiler | E10 | RIM BC Ratio | 0 | 0 | 0 | 0 | 0 | 0 | 0 | 0 | 0 | 0 | 0 | 0 | 0 | 0 | 0 | 0 | 0 | 0 | 0 | 0 | 0 | 0 | 0 | 0 | 0 | 0 | 0 | 0 | 0 | 0 | 0
F0_Commercial_Warehouse_New_Food Preparation_Natural Gas_Griddle_E0 | F0 | Commercial | Warehouse | New | Food Preparation | Natural Gas | Griddle | E0 | Economic Unit | ENERGY STAR | ENERGY STAR | ENERGY STAR | ENERGY STAR | ENERGY STAR | ENERGY STAR | ENERGY STAR | ENERGY STAR | ENERGY STAR | ENERGY STAR | ENERGY STAR | ENERGY STAR | ENERGY STAR | ENERGY STAR | ENERGY STAR | ENERGY STAR | ENERGY STAR | ENERGY STAR | ENERGY STAR | ENERGY STAR | ENERGY STAR | ENERGY STAR | ENERGY STAR | Standard | Standard | Standard | Standard | Standard | Standard | Standard | Standard
F1_Commercial_Warehouse_New_Food Preparation_Natural Gas_Griddle_E1 | F1 | Commercial | Warehouse | New | Food Preparation | Natural Gas | Griddle | E1 | CCE | 0 | 0 | 0 | 0 | 0 | 0 | 0 | 0 | 0 | 0 | 0 | 0 | 0 | 0 | 0 | 0 | 0 | 0 | 0 | 0 | 0 | 0 | 0 | 0 | 0 | 0 | 0 | 0 | 0 | 0 | 0
F1_Commercial_Warehouse_New_Food Preparation_Natural Gas_Griddle_E2 | F1 | Commercial | Warehouse | New | Food Preparation | Natural Gas | Griddle | E2 | CCE | 0.005722 | 0.0055009 | 0.0055271 | 0.0055849 | 0.0055849 | 0.0055849 | 0.0055849 | 0.0055849 | 0.0055849 | 0.0055849 | 0.0055849 | 0.0055849 | 0.0055849 | 0.0055849 | 0.0055849 | 0.0055849 | 0.0055849 | 0.0055849 | 0.0055849 | 0.0055849 | 0.0055849 | 0.0055849 | 0.0055849 | 0.0055849 | 0.0055849 | 0.0055849 | 0.0055849 | 0.0055849 | 0.0055849 | 0.0055849 | 0.0055849
F1_Commercial_Warehouse_New_Food Preparation_Natural Gas_Griddle_E3 | F1 | Commercial | Warehouse | New | Food Preparation | Natural Gas | Griddle | E3 | CCE | 0 | 0 | 0 | 0 | 0 | 0 | 0 | 0 | 0 | 0 | 0 | 0 | 0 | 0 | 0 | 0 | 0 | 0 | 0 | 0 | 0 | 0 | 0 | 0 | 0 | 0 | 0 | 0 | 0 | 0 | 0
F1_Commercial_Warehouse_New_Food Preparation_Natural Gas_Griddle_E4 | F1 | Commercial | Warehouse | New | Food Preparation | Natural Gas | Griddle | E4 | CCE | 0 | 0 | 0 | 0 | 0 | 0 | 0 | 0 | 0 | 0 | 0 | 0 | 0 | 0 | 0 | 0 | 0 | 0 | 0 | 0 | 0 | 0 | 0 | 0 | 0 | 0 | 0 | 0 | 0 | 0 | 0
F1_Commercial_Warehouse_New_Food Preparation_Natural Gas_Griddle_E5 | F1 | Commercial | Warehouse | New | Food Preparation | Natural Gas | Griddle | E5 | CCE | 0 | 0 | 0 | 0 | 0 | 0 | 0 | 0 | 0 | 0 | 0 | 0 | 0 | 0 | 0 | 0 | 0 | 0 | 0 | 0 | 0 | 0 | 0 | 0 | 0 | 0 | 0 | 0 | 0 | 0 | 0
F1_Commercial_Warehouse_New_Food Preparation_Natural Gas_Griddle_E6 | F1 | Commercial | Warehouse | New | Food Preparation | Natural Gas | Griddle | E6 | CCE | 0 | 0 | 0 | 0 | 0 | 0 | 0 | 0 | 0 | 0 | 0 | 0 | 0 | 0 | 0 | 0 | 0 | 0 | 0 | 0 | 0 | 0 | 0 | 0 | 0 | 0 | 0 | 0 | 0 | 0 | 0
F1_Commercial_Warehouse_New_Food Preparation_Natural Gas_Griddle_E7 | F1 | Commercial | Warehouse | New | Food Preparation | Natural Gas | Griddle | E7 | CCE | 0 | 0 | 0 | 0 | 0 | 0 | 0 | 0 | 0 | 0 | 0 | 0 | 0 | 0 | 0 | 0 | 0 | 0 | 0 | 0 | 0 | 0 | 0 | 0 | 0 | 0 | 0 | 0 | 0 | 0 | 0
F1_Commercial_Warehouse_New_Food Preparation_Natural Gas_Griddle_E8 | F1 | Commercial | Warehouse | New | Food Preparation | Natural Gas | Griddle | E8 | CCE | 0 | 0 | 0 | 0 | 0 | 0 | 0 | 0 | 0 | 0 | 0 | 0 | 0 | 0 | 0 | 0 | 0 | 0 | 0 | 0 | 0 | 0 | 0 | 0 | 0 | 0 | 0 | 0 | 0 | 0 | 0
F1_Commercial_Warehouse_New_Food Preparation_Natural Gas_Griddle_E9 | F1 | Commercial | Warehouse | New | Food Preparation | Natural Gas | Griddle | E9 | CCE | 0 | 0 | 0 | 0 | 0 | 0 | 0 | 0 | 0 | 0 | 0 | 0 | 0 | 0 | 0 | 0 | 0 | 0 | 0 | 0 | 0 | 0 | 0 | 0 | 0 | 0 | 0 | 0 | 0 | 0 | 0
F1_Commercial_Warehouse_New_Food Preparation_Natural Gas_Griddle_E10 | F1 | Commercial | Warehouse | New | Food Preparation | Natural Gas | Griddle | E10 | CCE | 0 | 0 | 0 | 0 | 0 | 0 | 0 | 0 | 0 | 0 | 0 | 0 | 0 | 0 | 0 | 0 | 0 | 0 | 0 | 0 | 0 | 0 | 0 | 0 | 0 | 0 | 0 | 0 | 0 | 0 | 0
F2_Commercial_Warehouse_New_Food Preparation_Natural Gas_Griddle_E1 | F2 | Commercial | Warehouse | New | Food Preparation | Natural Gas | Griddle | E1 | TRC BC Ratio | 0.9 | 0.9 | 0.9 | 0.9 | 0.9 | 0.9 | 0.9 | 0.9 | 0.9 | 0.9 | 0.9 | 0.9 | 0.9 | 0.9 | 0.9 | 0.9 | 0.9 | 0.9 | 0.9 | 0.9 | 0.9 | 0.9 | 0.9 | 0.9 | 0.9 | 0.9 | 0.9 | 0.9 | 0.9 | 0.9 | 0.9
F2_Commercial_Warehouse_New_Food Preparation_Natural Gas_Griddle_E2 | F2 | Commercial | Warehouse | New | Food Preparation | Natural Gas | Griddle | E2 | TRC BC Ratio | 1.796 | 1.8237 | 1.8438 | 1.8336 | 1.8354 | 1.73 | 1.6428 | 1.5942 | 1.574 | 1.6323 | 1.7089 | 1.789 | 1.643 | 1.7404 | 1.7464 | 1.7377 | 1.7393 | 1.7446 | 1.7113 | 1.7314 | 1.745 | 1.764 | 1.7886 | 0.89704 | 0.87953 | 0.86307 | 0.84752 | 0.83272 | 0.81854 | 0.80489 | 0.79167
F2_Commercial_Warehouse_New_Food Preparation_Natural Gas_Griddle_E3 | F2 | Commercial | Warehouse | New | Food Preparation | Natural Gas | Griddle | E3 | TRC BC Ratio | 0 | 0 | 0 | 0 | 0 | 0 | 0 | 0 | 0 | 0 | 0 | 0 | 0 | 0 | 0 | 0 | 0 | 0 | 0 | 0 | 0 | 0 | 0 | 0 | 0 | 0 | 0 | 0 | 0 | 0 | 0
F2_Commercial_Warehouse_New_Food Preparation_Natural Gas_Griddle_E4 | F2 | Commercial | Warehouse | New | Food Preparation | Natural Gas | Griddle | E4 | TRC BC Ratio | 0 | 0 | 0 | 0 | 0 | 0 | 0 | 0 | 0 | 0 | 0 | 0 | 0 | 0 | 0 | 0 | 0 | 0 | 0 | 0 | 0 | 0 | 0 | 0 | 0 | 0 | 0 | 0 | 0 | 0 | 0
F2_Commercial_Warehouse_New_Food Preparation_Natural Gas_Griddle_E5 | F2 | Commercial | Warehouse | New | Food Preparation | Natural Gas | Griddle | E5 | TRC BC Ratio | 0 | 0 | 0 | 0 | 0 | 0 | 0 | 0 | 0 | 0 | 0 | 0 | 0 | 0 | 0 | 0 | 0 | 0 | 0 | 0 | 0 | 0 | 0 | 0 | 0 | 0 | 0 | 0 | 0 | 0 | 0
F2_Commercial_Warehouse_New_Food Preparation_Natural Gas_Griddle_E6 | F2 | Commercial | Warehouse | New | Food Preparation | Natural Gas | Griddle | E6 | TRC BC Ratio | 0 | 0 | 0 | 0 | 0 | 0 | 0 | 0 | 0 | 0 | 0 | 0 | 0 | 0 | 0 | 0 | 0 | 0 | 0 | 0 | 0 | 0 | 0 | 0 | 0 | 0 | 0 | 0 | 0 | 0 | 0
F2_Commercial_Warehouse_New_Food Preparation_Natural Gas_Griddle_E7 | F2 | Commercial | Warehouse | New | Food Preparation | Natural Gas | Griddle | E7 | TRC BC Ratio | 0 | 0 | 0 | 0 | 0 | 0 | 0 | 0 | 0 | 0 | 0 | 0 | 0 | 0 | 0 | 0 | 0 | 0 | 0 | 0 | 0 | 0 | 0 | 0 | 0 | 0 | 0 | 0 | 0 | 0 | 0
F2_Commercial_Warehouse_New_Food Preparation_Natural Gas_Griddle_E8 | F2 | Commercial | Warehouse | New | Food Preparation | Natural Gas | Griddle | E8 | TRC BC Ratio | 0 | 0 | 0 | 0 | 0 | 0 | 0 | 0 | 0 | 0 | 0 | 0 | 0 | 0 | 0 | 0 | 0 | 0 | 0 | 0 | 0 | 0 | 0 | 0 | 0 | 0 | 0 | 0 | 0 | 0 | 0
F2_Commercial_Warehouse_New_Food Preparation_Natural Gas_Griddle_E9 | F2 | Commercial | Warehouse | New | Food Preparation | Natural Gas | Griddle | E9 | TRC BC Ratio | 0 | 0 | 0 | 0 | 0 | 0 | 0 | 0 | 0 | 0 | 0 | 0 | 0 | 0 | 0 | 0 | 0 | 0 | 0 | 0 | 0 | 0 | 0 | 0 | 0 | 0 | 0 | 0 | 0 | 0 | 0
F2_Commercial_Warehouse_New_Food Preparation_Natural Gas_Griddle_E10 | F2 | Commercial | Warehouse | New | Food Preparation | Natural Gas | Griddle | E10 | TRC BC Ratio | 0 | 0 | 0 | 0 | 0 | 0 | 0 | 0 | 0 | 0 | 0 | 0 | 0 | 0 | 0 | 0 | 0 | 0 | 0 | 0 | 0 | 0 | 0 | 0 | 0 | 0 | 0 | 0 | 0 | 0 | 0
F3_Commercial_Warehouse_New_Food Preparation_Natural Gas_Griddle_E1 | F3 | Commercial | Warehouse | New | Food Preparation | Natural Gas | Griddle | E1 | PACT BC Ratio | 0.9 | 0.9 | 0.9 | 0.9 | 0.9 | 0.9 | 0.9 | 0.9 | 0.9 | 0.9 | 0.9 | 0.9 | 0.9 | 0.9 | 0.9 | 0.9 | 0.9 | 0.9 | 0.9 | 0.9 | 0.9 | 0.9 | 0.9 | 0.9 | 0.9 | 0.9 | 0.9 | 0.9 | 0.9 | 0.9 | 0.9
F3_Commercial_Warehouse_New_Food Preparation_Natural Gas_Griddle_E2 | F3 | Commercial | Warehouse | New | Food Preparation | Natural Gas | Griddle | E2 | PACT BC Ratio | 1.796 | 1.8237 | 1.8438 | 1.8336 | 1.8354 | 1.73 | 1.6428 | 1.5942 | 1.574 | 1.6323 | 1.7089 | 1.789 | 1.643 | 1.7404 | 1.7464 | 1.7377 | 1.7393 | 1.7446 | 1.7113 | 1.7314 | 1.745 | 1.764 | 1.7886 | 0.89704 | 0.87953 | 0.86307 | 0.84752 | 0.83272 | 0.81854 | 0.80489 | 0.79167
F3_Commercial_Warehouse_New_Food Preparation_Natural Gas_Griddle_E3 | F3 | Commercial | Warehouse | New | Food Preparation | Natural Gas | Griddle | E3 | PACT BC Ratio | 0 | 0 | 0 | 0 | 0 | 0 | 0 | 0 | 0 | 0 | 0 | 0 | 0 | 0 | 0 | 0 | 0 | 0 | 0 | 0 | 0 | 0 | 0 | 0 | 0 | 0 | 0 | 0 | 0 | 0 | 0
F3_Commercial_Warehouse_New_Food Preparation_Natural Gas_Griddle_E4 | F3 | Commercial | Warehouse | New | Food Preparation | Natural Gas | Griddle | E4 | PACT BC Ratio | 0 | 0 | 0 | 0 | 0 | 0 | 0 | 0 | 0 | 0 | 0 | 0 | 0 | 0 | 0 | 0 | 0 | 0 | 0 | 0 | 0 | 0 | 0 | 0 | 0 | 0 | 0 | 0 | 0 | 0 | 0
F3_Commercial_Warehouse_New_Food Preparation_Natural Gas_Griddle_E5 | F3 | Commercial | Warehouse | New | Food Preparation | Natural Gas | Griddle | E5 | PACT BC Ratio | 0 | 0 | 0 | 0 | 0 | 0 | 0 | 0 | 0 | 0 | 0 | 0 | 0 | 0 | 0 | 0 | 0 | 0 | 0 | 0 | 0 | 0 | 0 | 0 | 0 | 0 | 0 | 0 | 0 | 0 | 0
F3_Commercial_Warehouse_New_Food Preparation_Natural Gas_Griddle_E6 | F3 | Commercial | Warehouse | New | Food Preparation | Natural Gas | Griddle | E6 | PACT BC Ratio | 0 | 0 | 0 | 0 | 0 | 0 | 0 | 0 | 0 | 0 | 0 | 0 | 0 | 0 | 0 | 0 | 0 | 0 | 0 | 0 | 0 | 0 | 0 | 0 | 0 | 0 | 0 | 0 | 0 | 0 | 0
F3_Commercial_Warehouse_New_Food Preparation_Natural Gas_Griddle_E7 | F3 | Commercial | Warehouse | New | Food Preparation | Natural Gas | Griddle | E7 | PACT BC Ratio | 0 | 0 | 0 | 0 | 0 | 0 | 0 | 0 | 0 | 0 | 0 | 0 | 0 | 0 | 0 | 0 | 0 | 0 | 0 | 0 | 0 | 0 | 0 | 0 | 0 | 0 | 0 | 0 | 0 | 0 | 0
F3_Commercial_Warehouse_New_Food Preparation_Natural Gas_Griddle_E8 | F3 | Commercial | Warehouse | New | Food Preparation | Natural Gas | Griddle | E8 | PACT BC Ratio | 0 | 0 | 0 | 0 | 0 | 0 | 0 | 0 | 0 | 0 | 0 | 0 | 0 | 0 | 0 | 0 | 0 | 0 | 0 | 0 | 0 | 0 | 0 | 0 | 0 | 0 | 0 | 0 | 0 | 0 | 0
F3_Commercial_Warehouse_New_Food Preparation_Natural Gas_Griddle_E9 | F3 | Commercial | Warehouse | New | Food Preparation | Natural Gas | Griddle | E9 | PACT BC Ratio | 0 | 0 | 0 | 0 | 0 | 0 | 0 | 0 | 0 | 0 | 0 | 0 | 0 | 0 | 0 | 0 | 0 | 0 | 0 | 0 | 0 | 0 | 0 | 0 | 0 | 0 | 0 | 0 | 0 | 0 | 0
F3_Commercial_Warehouse_New_Food Preparation_Natural Gas_Griddle_E10 | F3 | Commercial | Warehouse | New | Food Preparation | Natural Gas | Griddle | E10 | PACT BC Ratio | 0 | 0 | 0 | 0 | 0 | 0 | 0 | 0 | 0 | 0 | 0 | 0 | 0 | 0 | 0 | 0 | 0 | 0 | 0 | 0 | 0 | 0 | 0 | 0 | 0 | 0 | 0 | 0 | 0 | 0 | 0
F4_Commercial_Warehouse_New_Food Preparation_Natural Gas_Griddle_E1 | F4 | Commercial | Warehouse | New | Food Preparation | Natural Gas | Griddle | E1 | PCT BC Ratio | 0.9 | 0.9 | 0.9 | 0.9 | 0.9 | 0.9 | 0.9 | 0.9 | 0.9 | 0.9 | 0.9 | 0.9 | 0.9 | 0.9 | 0.9 | 0.9 | 0.9 | 0.9 | 0.9 | 0.9 | 0.9 | 0.9 | 0.9 | 0.9 | 0.9 | 0.9 | 0.9 | 0.9 | 0.9 | 0.9 | 0.9
F4_Commercial_Warehouse_New_Food Preparation_Natural Gas_Griddle_E2 | F4 | Commercial | Warehouse | New | Food Preparation | Natural Gas | Griddle | E2 | PCT BC Ratio | 5.5186 | 5.5883 | 5.639 | 5.6131 | 5.6178 | 5.3526 | 5.1333 | 5.0108 | 4.96 | 5.1068 | 5.2995 | 5.501 | 5.1337 | 5.3789 | 5.3938 | 5.3719 | 5.3759 | 5.3893 | 5.3055 | 5.3561 | 5.3902 | 5.4382 | 5.5 | 3.2569 | 3.2128 | 3.1714 | 3.1323 | 3.0951 | 3.0594 | 3.0251 | 2.9918
F4_Commercial_Warehouse_New_Food Preparation_Natural Gas_Griddle_E3 | F4 | Commercial | Warehouse | New | Food Preparation | Natural Gas | Griddle | E3 | PCT BC Ratio | 0 | 0 | 0 | 0 | 0 | 0 | 0 | 0 | 0 | 0 | 0 | 0 | 0 | 0 | 0 | 0 | 0 | 0 | 0 | 0 | 0 | 0 | 0 | 0 | 0 | 0 | 0 | 0 | 0 | 0 | 0
F4_Commercial_Warehouse_New_Food Preparation_Natural Gas_Griddle_E4 | F4 | Commercial | Warehouse | New | Food Preparation | Natural Gas | Griddle | E4 | PCT BC Ratio | 0 | 0 | 0 | 0 | 0 | 0 | 0 | 0 | 0 | 0 | 0 | 0 | 0 | 0 | 0 | 0 | 0 | 0 | 0 | 0 | 0 | 0 | 0 | 0 | 0 | 0 | 0 | 0 | 0 | 0 | 0
F4_Commercial_Warehouse_New_Food Preparation_Natural Gas_Griddle_E5 | F4 | Commercial | Warehouse | New | Food Preparation | Natural Gas | Griddle | E5 | PCT BC Ratio | 0 | 0 | 0 | 0 | 0 | 0 | 0 | 0 | 0 | 0 | 0 | 0 | 0 | 0 | 0 | 0 | 0 | 0 | 0 | 0 | 0 | 0 | 0 | 0 | 0 | 0 | 0 | 0 | 0 | 0 | 0
F4_Commercial_Warehouse_New_Food Preparation_Natural Gas_Griddle_E6 | F4 | Commercial | Warehouse | New | Food Preparation | Natural Gas | Griddle | E6 | PCT BC Ratio | 0 | 0 | 0 | 0 | 0 | 0 | 0 | 0 | 0 | 0 | 0 | 0 | 0 | 0 | 0 | 0 | 0 | 0 | 0 | 0 | 0 | 0 | 0 | 0 | 0 | 0 | 0 | 0 | 0 | 0 | 0
F4_Commercial_Warehouse_New_Food Preparation_Natural Gas_Griddle_E7 | F4 | Commercial | Warehouse | New | Food Preparation | Natural Gas | Griddle | E7 | PCT BC Ratio | 0 | 0 | 0 | 0 | 0 | 0 | 0 | 0 | 0 | 0 | 0 | 0 | 0 | 0 | 0 | 0 | 0 | 0 | 0 | 0 | 0 | 0 | 0 | 0 | 0 | 0 | 0 | 0 | 0 | 0 | 0
F4_Commercial_Warehouse_New_Food Preparation_Natural Gas_Griddle_E8 | F4 | Commercial | Warehouse | New | Food Preparation | Natural Gas | Griddle | E8 | PCT BC Ratio | 0 | 0 | 0 | 0 | 0 | 0 | 0 | 0 | 0 | 0 | 0 | 0 | 0 | 0 | 0 | 0 | 0 | 0 | 0 | 0 | 0 | 0 | 0 | 0 | 0 | 0 | 0 | 0 | 0 | 0 | 0
F4_Commercial_Warehouse_New_Food Preparation_Natural Gas_Griddle_E9 | F4 | Commercial | Warehouse | New | Food Preparation | Natural Gas | Griddle | E9 | PCT BC Ratio | 0 | 0 | 0 | 0 | 0 | 0 | 0 | 0 | 0 | 0 | 0 | 0 | 0 | 0 | 0 | 0 | 0 | 0 | 0 | 0 | 0 | 0 | 0 | 0 | 0 | 0 | 0 | 0 | 0 | 0 | 0
F4_Commercial_Warehouse_New_Food Preparation_Natural Gas_Griddle_E10 | F4 | Commercial | Warehouse | New | Food Preparation | Natural Gas | Griddle | E10 | PCT BC Ratio | 0 | 0 | 0 | 0 | 0 | 0 | 0 | 0 | 0 | 0 | 0 | 0 | 0 | 0 | 0 | 0 | 0 | 0 | 0 | 0 | 0 | 0 | 0 | 0 | 0 | 0 | 0 | 0 | 0 | 0 | 0
F5_Commercial_Warehouse_New_Food Preparation_Natural Gas_Griddle_E1 | F5 | Commercial | Warehouse | New | Food Preparation | Natural Gas | Griddle | E1 | RIM BC Ratio | 0.9 | 0.9 | 0.9 | 0.9 | 0.9 | 0.9 | 0.9 | 0.9 | 0.9 | 0.9 | 0.9 | 0.9 | 0.9 | 0.9 | 0.9 | 0.9 | 0.9 | 0.9 | 0.9 | 0.9 | 0.9 | 0.9 | 0.9 | 0.9 | 0.9 | 0.9 | 0.9 | 0.9 | 0.9 | 0.9 | 0.9
F5_Commercial_Warehouse_New_Food Preparation_Natural Gas_Griddle_E2 | F5 | Commercial | Warehouse | New | Food Preparation | Natural Gas | Griddle | E2 | RIM BC Ratio | 0.56985 | 0.57261 | 0.57458 | 0.57358 | 0.57376 | 0.56303 | 0.55347 | 0.54784 | 0.54543 | 0.55227 | 0.56078 | 0.56914 | 0.55349 | 0.56413 | 0.56476 | 0.56384 | 0.56401 | 0.56457 | 0.56103 | 0.56318 | 0.56461 | 0.56659 | 0.5691 | 0.43237 | 0.42826 | 0.42432 | 0.42052 | 0.41685 | 0.41327 | 0.40976 | 0.4063
F5_Commercial_Warehouse_New_Food Preparation_Natural Gas_Griddle_E3 | F5 | Commercial | Warehouse | New | Food Preparation | Natural Gas | Griddle | E3 | RIM BC Ratio | 0 | 0 | 0 | 0 | 0 | 0 | 0 | 0 | 0 | 0 | 0 | 0 | 0 | 0 | 0 | 0 | 0 | 0 | 0 | 0 | 0 | 0 | 0 | 0 | 0 | 0 | 0 | 0 | 0 | 0 | 0
F5_Commercial_Warehouse_New_Food Preparation_Natural Gas_Griddle_E4 | F5 | Commercial | Warehouse | New | Food Preparation | Natural Gas | Griddle | E4 | RIM BC Ratio | 0 | 0 | 0 | 0 | 0 | 0 | 0 | 0 | 0 | 0 | 0 | 0 | 0 | 0 | 0 | 0 | 0 | 0 | 0 | 0 | 0 | 0 | 0 | 0 | 0 | 0 | 0 | 0 | 0 | 0 | 0
F5_Commercial_Warehouse_New_Food Preparation_Natural Gas_Griddle_E5 | F5 | Commercial | Warehouse | New | Food Preparation | Natural Gas | Griddle | E5 | RIM BC Ratio | 0 | 0 | 0 | 0 | 0 | 0 | 0 | 0 | 0 | 0 | 0 | 0 | 0 | 0 | 0 | 0 | 0 | 0 | 0 | 0 | 0 | 0 | 0 | 0 | 0 | 0 | 0 | 0 | 0 | 0 | 0
F5_Commercial_Warehouse_New_Food Preparation_Natural Gas_Griddle_E6 | F5 | Commercial | Warehouse | New | Food Preparation | Natural Gas | Griddle | E6 | RIM BC Ratio | 0 | 0 | 0 | 0 | 0 | 0 | 0 | 0 | 0 | 0 | 0 | 0 | 0 | 0 | 0 | 0 | 0 | 0 | 0 | 0 | 0 | 0 | 0 | 0 | 0 | 0 | 0 | 0 | 0 | 0 | 0
F5_Commercial_Warehouse_New_Food Preparation_Natural Gas_Griddle_E7 | F5 | Commercial | Warehouse | New | Food Preparation | Natural Gas | Griddle | E7 | RIM BC Ratio | 0 | 0 | 0 | 0 | 0 | 0 | 0 | 0 | 0 | 0 | 0 | 0 | 0 | 0 | 0 | 0 | 0 | 0 | 0 | 0 | 0 | 0 | 0 | 0 | 0 | 0 | 0 | 0 | 0 | 0 | 0
F5_Commercial_Warehouse_New_Food Preparation_Natural Gas_Griddle_E8 | F5 | Commercial | Warehouse | New | Food Preparation | Natural Gas | Griddle | E8 | RIM BC Ratio | 0 | 0 | 0 | 0 | 0 | 0 | 0 | 0 | 0 | 0 | 0 | 0 | 0 | 0 | 0 | 0 | 0 | 0 | 0 | 0 | 0 | 0 | 0 | 0 | 0 | 0 | 0 | 0 | 0 | 0 | 0
F5_Commercial_Warehouse_New_Food Preparation_Natural Gas_Griddle_E9 | F5 | Commercial | Warehouse | New | Food Preparation | Natural Gas | Griddle | E9 | RIM BC Ratio | 0 | 0 | 0 | 0 | 0 | 0 | 0 | 0 | 0 | 0 | 0 | 0 | 0 | 0 | 0 | 0 | 0 | 0 | 0 | 0 | 0 | 0 | 0 | 0 | 0 | 0 | 0 | 0 | 0 | 0 | 0
F5_Commercial_Warehouse_New_Food Preparation_Natural Gas_Griddle_E10 | F5 | Commercial | Warehouse | New | Food Preparation | Natural Gas | Griddle | E10 | RIM BC Ratio | 0 | 0 | 0 | 0 | 0 | 0 | 0 | 0 | 0 | 0 | 0 | 0 | 0 | 0 | 0 | 0 | 0 | 0 | 0 | 0 | 0 | 0 | 0 | 0 | 0 | 0 | 0 | 0 | 0 | 0 | 0
F0_Commercial_Warehouse_New_Food Preparation_Natural Gas_Range_E0 | F0 | Commercial | Warehouse | New | Food Preparation | Natural Gas | Range | E0 | Economic Unit | High Efficiency | High Efficiency | High Efficiency | High Efficiency | High Efficiency | High Efficiency | High Efficiency | High Efficiency | High Efficiency | High Efficiency | High Efficiency | High Efficiency | High Efficiency | High Efficiency | High Efficiency | High Efficiency | High Efficiency | High Efficiency | High Efficiency | High Efficiency | High Efficiency | High Efficiency | High Efficiency | High Efficiency | High Efficiency | High Efficiency | High Efficiency | High Efficiency | High Efficiency | High Efficiency | High Efficiency
F1_Commercial_Warehouse_New_Food Preparation_Natural Gas_Range_E1 | F1 | Commercial | Warehouse | New | Food Preparation | Natural Gas | Range | E1 | CCE | 0 | 0 | 0 | 0 | 0 | 0 | 0 | 0 | 0 | 0 | 0 | 0 | 0 | 0 | 0 | 0 | 0 | 0 | 0 | 0 | 0 | 0 | 0 | 0 | 0 | 0 | 0 | 0 | 0 | 0 | 0
F1_Commercial_Warehouse_New_Food Preparation_Natural Gas_Range_E2 | F1 | Commercial | Warehouse | New | Food Preparation | Natural Gas | Range | E2 | CCE | 9.6499e-06 | 9.277e-06 | 9.3212e-06 | 9.4186e-06 | 9.4186e-06 | 9.4186e-06 | 9.4186e-06 | 9.4186e-06 | 9.4186e-06 | 9.4186e-06 | 9.4186e-06 | 9.4186e-06 | 9.4186e-06 | 9.4186e-06 | 9.4186e-06 | 9.4186e-06 | 9.4186e-06 | 9.4186e-06 | 9.4186e-06 | 9.4186e-06 | 9.4186e-06 | 9.4186e-06 | 9.4186e-06 | 9.4186e-06 | 9.4186e-06 | 9.4186e-06 | 9.4186e-06 | 9.4186e-06 | 9.4186e-06 | 9.4186e-06 | 9.4186e-06
F1_Commercial_Warehouse_New_Food Preparation_Natural Gas_Range_E3 | F1 | Commercial | Warehouse | New | Food Preparation | Natural Gas | Range | E3 | CCE | 0 | 0 | 0 | 0 | 0 | 0 | 0 | 0 | 0 | 0 | 0 | 0 | 0 | 0 | 0 | 0 | 0 | 0 | 0 | 0 | 0 | 0 | 0 | 0 | 0 | 0 | 0 | 0 | 0 | 0 | 0
F1_Commercial_Warehouse_New_Food Preparation_Natural Gas_Range_E4 | F1 | Commercial | Warehouse | New | Food Preparation | Natural Gas | Range | E4 | CCE | 0 | 0 | 0 | 0 | 0 | 0 | 0 | 0 | 0 | 0 | 0 | 0 | 0 | 0 | 0 | 0 | 0 | 0 | 0 | 0 | 0 | 0 | 0 | 0 | 0 | 0 | 0 | 0 | 0 | 0 | 0
F1_Commercial_Warehouse_New_Food Preparation_Natural Gas_Range_E5 | F1 | Commercial | Warehouse | New | Food Preparation | Natural Gas | Range | E5 | CCE | 0 | 0 | 0 | 0 | 0 | 0 | 0 | 0 | 0 | 0 | 0 | 0 | 0 | 0 | 0 | 0 | 0 | 0 | 0 | 0 | 0 | 0 | 0 | 0 | 0 | 0 | 0 | 0 | 0 | 0 | 0
F1_Commercial_Warehouse_New_Food Preparation_Natural Gas_Range_E6 | F1 | Commercial | Warehouse | New | Food Preparation | Natural Gas | Range | E6 | CCE | 0 | 0 | 0 | 0 | 0 | 0 | 0 | 0 | 0 | 0 | 0 | 0 | 0 | 0 | 0 | 0 | 0 | 0 | 0 | 0 | 0 | 0 | 0 | 0 | 0 | 0 | 0 | 0 | 0 | 0 | 0
F1_Commercial_Warehouse_New_Food Preparation_Natural Gas_Range_E7 | F1 | Commercial | Warehouse | New | Food Preparation | Natural Gas | Range | E7 | CCE | 0 | 0 | 0 | 0 | 0 | 0 | 0 | 0 | 0 | 0 | 0 | 0 | 0 | 0 | 0 | 0 | 0 | 0 | 0 | 0 | 0 | 0 | 0 | 0 | 0 | 0 | 0 | 0 | 0 | 0 | 0
F1_Commercial_Warehouse_New_Food Preparation_Natural Gas_Range_E8 | F1 | Commercial | Warehouse | New | Food Preparation | Natural Gas | Range | E8 | CCE | 0 | 0 | 0 | 0 | 0 | 0 | 0 | 0 | 0 | 0 | 0 | 0 | 0 | 0 | 0 | 0 | 0 | 0 | 0 | 0 | 0 | 0 | 0 | 0 | 0 | 0 | 0 | 0 | 0 | 0 | 0
F1_Commercial_Warehouse_New_Food Preparation_Natural Gas_Range_E9 | F1 | Commercial | Warehouse | New | Food Preparation | Natural Gas | Range | E9 | CCE | 0 | 0 | 0 | 0 | 0 | 0 | 0 | 0 | 0 | 0 | 0 | 0 | 0 | 0 | 0 | 0 | 0 | 0 | 0 | 0 | 0 | 0 | 0 | 0 | 0 | 0 | 0 | 0 | 0 | 0 | 0
F1_Commercial_Warehouse_New_Food Preparation_Natural Gas_Range_E10 | F1 | Commercial | Warehouse | New | Food Preparation | Natural Gas | Range | E10 | CCE | 0 | 0 | 0 | 0 | 0 | 0 | 0 | 0 | 0 | 0 | 0 | 0 | 0 | 0 | 0 | 0 | 0 | 0 | 0 | 0 | 0 | 0 | 0 | 0 | 0 | 0 | 0 | 0 | 0 | 0 | 0
F2_Commercial_Warehouse_New_Food Preparation_Natural Gas_Range_E1 | F2 | Commercial | Warehouse | New | Food Preparation | Natural Gas | Range | E1 | TRC BC Ratio | 0.9 | 0.9 | 0.9 | 0.9 | 0.9 | 0.9 | 0.9 | 0.9 | 0.9 | 0.9 | 0.9 | 0.9 | 0.9 | 0.9 | 0.9 | 0.9 | 0.9 | 0.9 | 0.9 | 0.9 | 0.9 | 0.9 | 0.9 | 0.9 | 0.9 | 0.9 | 0.9 | 0.9 | 0.9 | 0.9 | 0.9
F2_Commercial_Warehouse_New_Food Preparation_Natural Gas_Range_E2 | F2 | Commercial | Warehouse | New | Food Preparation | Natural Gas | Range | E2 | TRC BC Ratio | 1057.5122 | 1078.4736 | 1093.4653 | 1109.7176 | 1133.061 | 1061.5651 | 1005.6887 | 976.305 | 965.7499 | 949.553 | 938.6219 | 988.3561 | 884.5366 | 945.4449 | 1023.6163 | 1099.6016 | 1102.4375 | 1107.7013 | 1086.5344 | 1101.6349 | 1112.2016 | 1126.4659 | 1144.3937 | 539.0652 | 528.311 | 518.2462 | 508.7709 | 499.7846 | 491.2032 | 482.9519 | 474.9797
F2_Commercial_Warehouse_New_Food Preparation_Natural Gas_Range_E3 | F2 | Commercial | Warehouse | New | Food Preparation | Natural Gas | Range | E3 | TRC BC Ratio | 0 | 0 | 0 | 0 | 0 | 0 | 0 | 0 | 0 | 0 | 0 | 0 | 0 | 0 | 0 | 0 | 0 | 0 | 0 | 0 | 0 | 0 | 0 | 0 | 0 | 0 | 0 | 0 | 0 | 0 | 0
F2_Commercial_Warehouse_New_Food Preparation_Natural Gas_Range_E4 | F2 | Commercial | Warehouse | New | Food Preparation | Natural Gas | Range | E4 | TRC BC Ratio | 0 | 0 | 0 | 0 | 0 | 0 | 0 | 0 | 0 | 0 | 0 | 0 | 0 | 0 | 0 | 0 | 0 | 0 | 0 | 0 | 0 | 0 | 0 | 0 | 0 | 0 | 0 | 0 | 0 | 0 | 0
F2_Commercial_Warehouse_New_Food Preparation_Natural Gas_Range_E5 | F2 | Commercial | Warehouse | New | Food Preparation | Natural Gas | Range | E5 | TRC BC Ratio | 0 | 0 | 0 | 0 | 0 | 0 | 0 | 0 | 0 | 0 | 0 | 0 | 0 | 0 | 0 | 0 | 0 | 0 | 0 | 0 | 0 | 0 | 0 | 0 | 0 | 0 | 0 | 0 | 0 | 0 | 0
F2_Commercial_Warehouse_New_Food Preparation_Natural Gas_Range_E6 | F2 | Commercial | Warehouse | New | Food Preparation | Natural Gas | Range | E6 | TRC BC Ratio | 0 | 0 | 0 | 0 | 0 | 0 | 0 | 0 | 0 | 0 | 0 | 0 | 0 | 0 | 0 | 0 | 0 | 0 | 0 | 0 | 0 | 0 | 0 | 0 | 0 | 0 | 0 | 0 | 0 | 0 | 0
F2_Commercial_Warehouse_New_Food Preparation_Natural Gas_Range_E7 | F2 | Commercial | Warehouse | New | Food Preparation | Natural Gas | Range | E7 | TRC BC Ratio | 0 | 0 | 0 | 0 | 0 | 0 | 0 | 0 | 0 | 0 | 0 | 0 | 0 | 0 | 0 | 0 | 0 | 0 | 0 | 0 | 0 | 0 | 0 | 0 | 0 | 0 | 0 | 0 | 0 | 0 | 0
F2_Commercial_Warehouse_New_Food Preparation_Natural Gas_Range_E8 | F2 | Commercial | Warehouse | New | Food Preparation | Natural Gas | Range | E8 | TRC BC Ratio | 0 | 0 | 0 | 0 | 0 | 0 | 0 | 0 | 0 | 0 | 0 | 0 | 0 | 0 | 0 | 0 | 0 | 0 | 0 | 0 | 0 | 0 | 0 | 0 | 0 | 0 | 0 | 0 | 0 | 0 | 0
F2_Commercial_Warehouse_New_Food Preparation_Natural Gas_Range_E9 | F2 | Commercial | Warehouse | New | Food Preparation | Natural Gas | Range | E9 | TRC BC Ratio | 0 | 0 | 0 | 0 | 0 | 0 | 0 | 0 | 0 | 0 | 0 | 0 | 0 | 0 | 0 | 0 | 0 | 0 | 0 | 0 | 0 | 0 | 0 | 0 | 0 | 0 | 0 | 0 | 0 | 0 | 0
F2_Commercial_Warehouse_New_Food Preparation_Natural Gas_Range_E10 | F2 | Commercial | Warehouse | New | Food Preparation | Natural Gas | Range | E10 | TRC BC Ratio | 0 | 0 | 0 | 0 | 0 | 0 | 0 | 0 | 0 | 0 | 0 | 0 | 0 | 0 | 0 | 0 | 0 | 0 | 0 | 0 | 0 | 0 | 0 | 0 | 0 | 0 | 0 | 0 | 0 | 0 | 0
F3_Commercial_Warehouse_New_Food Preparation_Natural Gas_Range_E1 | F3 | Commercial | Warehouse | New | Food Preparation | Natural Gas | Range | E1 | PACT BC Ratio | 0.9 | 0.9 | 0.9 | 0.9 | 0.9 | 0.9 | 0.9 | 0.9 | 0.9 | 0.9 | 0.9 | 0.9 | 0.9 | 0.9 | 0.9 | 0.9 | 0.9 | 0.9 | 0.9 | 0.9 | 0.9 | 0.9 | 0.9 | 0.9 | 0.9 | 0.9 | 0.9 | 0.9 | 0.9 | 0.9 | 0.9
F3_Commercial_Warehouse_New_Food Preparation_Natural Gas_Range_E2 | F3 | Commercial | Warehouse | New | Food Preparation | Natural Gas | Range | E2 | PACT BC Ratio | 1057.5122 | 1078.4736 | 1093.4653 | 1109.7176 | 1133.061 | 1061.5651 | 1005.6887 | 976.305 | 965.7499 | 949.553 | 938.6219 | 988.3561 | 884.5366 | 945.4449 | 1023.6163 | 1099.6016 | 1102.4375 | 1107.7013 | 1086.5344 | 1101.6349 | 1112.2016 | 1126.4659 | 1144.3937 | 539.0652 | 528.311 | 518.2462 | 508.7709 | 499.7846 | 491.2032 | 482.9519 | 474.9797
F3_Commercial_Warehouse_New_Food Preparation_Natural Gas_Range_E3 | F3 | Commercial | Warehouse | New | Food Preparation | Natural Gas | Range | E3 | PACT BC Ratio | 0 | 0 | 0 | 0 | 0 | 0 | 0 | 0 | 0 | 0 | 0 | 0 | 0 | 0 | 0 | 0 | 0 | 0 | 0 | 0 | 0 | 0 | 0 | 0 | 0 | 0 | 0 | 0 | 0 | 0 | 0
F3_Commercial_Warehouse_New_Food Preparation_Natural Gas_Range_E4 | F3 | Commercial | Warehouse | New | Food Preparation | Natural Gas | Range | E4 | PACT BC Ratio | 0 | 0 | 0 | 0 | 0 | 0 | 0 | 0 | 0 | 0 | 0 | 0 | 0 | 0 | 0 | 0 | 0 | 0 | 0 | 0 | 0 | 0 | 0 | 0 | 0 | 0 | 0 | 0 | 0 | 0 | 0
F3_Commercial_Warehouse_New_Food Preparation_Natural Gas_Range_E5 | F3 | Commercial | Warehouse | New | Food Preparation | Natural Gas | Range | E5 | PACT BC Ratio | 0 | 0 | 0 | 0 | 0 | 0 | 0 | 0 | 0 | 0 | 0 | 0 | 0 | 0 | 0 | 0 | 0 | 0 | 0 | 0 | 0 | 0 | 0 | 0 | 0 | 0 | 0 | 0 | 0 | 0 | 0
F3_Commercial_Warehouse_New_Food Preparation_Natural Gas_Range_E6 | F3 | Commercial | Warehouse | New | Food Preparation | Natural Gas | Range | E6 | PACT BC Ratio | 0 | 0 | 0 | 0 | 0 | 0 | 0 | 0 | 0 | 0 | 0 | 0 | 0 | 0 | 0 | 0 | 0 | 0 | 0 | 0 | 0 | 0 | 0 | 0 | 0 | 0 | 0 | 0 | 0 | 0 | 0
F3_Commercial_Warehouse_New_Food Preparation_Natural Gas_Range_E7 | F3 | Commercial | Warehouse | New | Food Preparation | Natural Gas | Range | E7 | PACT BC Ratio | 0 | 0 | 0 | 0 | 0 | 0 | 0 | 0 | 0 | 0 | 0 | 0 | 0 | 0 | 0 | 0 | 0 | 0 | 0 | 0 | 0 | 0 | 0 | 0 | 0 | 0 | 0 | 0 | 0 | 0 | 0
F3_Commercial_Warehouse_New_Food Preparation_Natural Gas_Range_E8 | F3 | Commercial | Warehouse | New | Food Preparation | Natural Gas | Range | E8 | PACT BC Ratio | 0 | 0 | 0 | 0 | 0 | 0 | 0 | 0 | 0 | 0 | 0 | 0 | 0 | 0 | 0 | 0 | 0 | 0 | 0 | 0 | 0 | 0 | 0 | 0 | 0 | 0 | 0 | 0 | 0 | 0 | 0
F3_Commercial_Warehouse_New_Food Preparation_Natural Gas_Range_E9 | F3 | Commercial | Warehouse | New | Food Preparation | Natural Gas | Range | E9 | PACT BC Ratio | 0 | 0 | 0 | 0 | 0 | 0 | 0 | 0 | 0 | 0 | 0 | 0 | 0 | 0 | 0 | 0 | 0 | 0 | 0 | 0 | 0 | 0 | 0 | 0 | 0 | 0 | 0 | 0 | 0 | 0 | 0
F3_Commercial_Warehouse_New_Food Preparation_Natural Gas_Range_E10 | F3 | Commercial | Warehouse | New | Food Preparation | Natural Gas | Range | E10 | PACT BC Ratio | 0 | 0 | 0 | 0 | 0 | 0 | 0 | 0 | 0 | 0 | 0 | 0 | 0 | 0 | 0 | 0 | 0 | 0 | 0 | 0 | 0 | 0 | 0 | 0 | 0 | 0 | 0 | 0 | 0 | 0 | 0
F4_Commercial_Warehouse_New_Food Preparation_Natural Gas_Range_E1 | F4 | Commercial | Warehouse | New | Food Preparation | Natural Gas | Range | E1 | PCT BC Ratio | 0.9 | 0.9 | 0.9 | 0.9 | 0.9 | 0.9 | 0.9 | 0.9 | 0.9 | 0.9 | 0.9 | 0.9 | 0.9 | 0.9 | 0.9 | 0.9 | 0.9 | 0.9 | 0.9 | 0.9 | 0.9 | 0.9 | 0.9 | 0.9 | 0.9 | 0.9 | 0.9 | 0.9 | 0.9 | 0.9 | 0.9
F4_Commercial_Warehouse_New_Food Preparation_Natural Gas_Range_E2 | F4 | Commercial | Warehouse | New | Food Preparation | Natural Gas | Range | E2 | PCT BC Ratio | 2661.6339 | 2714.3714 | 2752.0895 | 2792.9794 | 2851.7097 | 2671.8307 | 2531.2492 | 2457.3217 | 2430.7657 | 2390.0152 | 2362.5134 | 2487.6415 | 2226.4381 | 2379.6796 | 2576.3539 | 2767.528 | 2774.663 | 2787.9063 | 2734.6519 | 2772.6439 | 2799.2289 | 2835.117 | 2880.2223 | 1357.254 | 1330.197 | 1304.8747 | 1281.0353 | 1258.4265 | 1236.8363 | 1216.0765 | 1196.0188
F4_Commercial_Warehouse_New_Food Preparation_Natural Gas_Range_E3 | F4 | Commercial | Warehouse | New | Food Preparation | Natural Gas | Range | E3 | PCT BC Ratio | 0 | 0 | 0 | 0 | 0 | 0 | 0 | 0 | 0 | 0 | 0 | 0 | 0 | 0 | 0 | 0 | 0 | 0 | 0 | 0 | 0 | 0 | 0 | 0 | 0 | 0 | 0 | 0 | 0 | 0 | 0
F4_Commercial_Warehouse_New_Food Preparation_Natural Gas_Range_E4 | F4 | Commercial | Warehouse | New | Food Preparation | Natural Gas | Range | E4 | PCT BC Ratio | 0 | 0 | 0 | 0 | 0 | 0 | 0 | 0 | 0 | 0 | 0 | 0 | 0 | 0 | 0 | 0 | 0 | 0 | 0 | 0 | 0 | 0 | 0 | 0 | 0 | 0 | 0 | 0 | 0 | 0 | 0
F4_Commercial_Warehouse_New_Food Preparation_Natural Gas_Range_E5 | F4 | Commercial | Warehouse | New | Food Preparation | Natural Gas | Range | E5 | PCT BC Ratio | 0 | 0 | 0 | 0 | 0 | 0 | 0 | 0 | 0 | 0 | 0 | 0 | 0 | 0 | 0 | 0 | 0 | 0 | 0 | 0 | 0 | 0 | 0 | 0 | 0 | 0 | 0 | 0 | 0 | 0 | 0
F4_Commercial_Warehouse_New_Food Preparation_Natural Gas_Range_E6 | F4 | Commercial | Warehouse | New | Food Preparation | Natural Gas | Range | E6 | PCT BC Ratio | 0 | 0 | 0 | 0 | 0 | 0 | 0 | 0 | 0 | 0 | 0 | 0 | 0 | 0 | 0 | 0 | 0 | 0 | 0 | 0 | 0 | 0 | 0 | 0 | 0 | 0 | 0 | 0 | 0 | 0 | 0
F4_Commercial_Warehouse_New_Food Preparation_Natural Gas_Range_E7 | F4 | Commercial | Warehouse | New | Food Preparation | Natural Gas | Range | E7 | PCT BC Ratio | 0 | 0 | 0 | 0 | 0 | 0 | 0 | 0 | 0 | 0 | 0 | 0 | 0 | 0 | 0 | 0 | 0 | 0 | 0 | 0 | 0 | 0 | 0 | 0 | 0 | 0 | 0 | 0 | 0 | 0 | 0
F4_Commercial_Warehouse_New_Food Preparation_Natural Gas_Range_E8 | F4 | Commercial | Warehouse | New | Food Preparation | Natural Gas | Range | E8 | PCT BC Ratio | 0 | 0 | 0 | 0 | 0 | 0 | 0 | 0 | 0 | 0 | 0 | 0 | 0 | 0 | 0 | 0 | 0 | 0 | 0 | 0 | 0 | 0 | 0 | 0 | 0 | 0 | 0 | 0 | 0 | 0 | 0
F4_Commercial_Warehouse_New_Food Preparation_Natural Gas_Range_E9 | F4 | Commercial | Warehouse | New | Food Preparation | Natural Gas | Range | E9 | PCT BC Ratio | 0 | 0 | 0 | 0 | 0 | 0 | 0 | 0 | 0 | 0 | 0 | 0 | 0 | 0 | 0 | 0 | 0 | 0 | 0 | 0 | 0 | 0 | 0 | 0 | 0 | 0 | 0 | 0 | 0 | 0 | 0
F4_Commercial_Warehouse_New_Food Preparation_Natural Gas_Range_E10 | F4 | Commercial | Warehouse | New | Food Preparation | Natural Gas | Range | E10 | PCT BC Ratio | 0 | 0 | 0 | 0 | 0 | 0 | 0 | 0 | 0 | 0 | 0 | 0 | 0 | 0 | 0 | 0 | 0 | 0 | 0 | 0 | 0 | 0 | 0 | 0 | 0 | 0 | 0 | 0 | 0 | 0 | 0
F5_Commercial_Warehouse_New_Food Preparation_Natural Gas_Range_E1 | F5 | Commercial | Warehouse | New | Food Preparation | Natural Gas | Range | E1 | RIM BC Ratio | 0.9 | 0.9 | 0.9 | 0.9 | 0.9 | 0.9 | 0.9 | 0.9 | 0.9 | 0.9 | 0.9 | 0.9 | 0.9 | 0.9 | 0.9 | 0.9 | 0.9 | 0.9 | 0.9 | 0.9 | 0.9 | 0.9 | 0.9 | 0.9 | 0.9 | 0.9 | 0.9 | 0.9 | 0.9 | 0.9 | 0.9
F5_Commercial_Warehouse_New_Food Preparation_Natural Gas_Range_E2 | F5 | Commercial | Warehouse | New | Food Preparation | Natural Gas | Range | E2 | RIM BC Ratio | 0.83402 | 0.83403 | 0.83404 | 0.83405 | 0.83406 | 0.83402 | 0.83399 | 0.83397 | 0.83396 | 0.83395 | 0.83394 | 0.83397 | 0.83389 | 0.83394 | 0.834 | 0.83405 | 0.83405 | 0.83405 | 0.83404 | 0.83405 | 0.83405 | 0.83406 | 0.83407 | 0.83339 | 0.83336 | 0.83334 | 0.83331 | 0.83329 | 0.83326 | 0.83324 | 0.83321
F5_Commercial_Warehouse_New_Food Preparation_Natural Gas_Range_E3 | F5 | Commercial | Warehouse | New | Food Preparation | Natural Gas | Range | E3 | RIM BC Ratio | 0 | 0 | 0 | 0 | 0 | 0 | 0 | 0 | 0 | 0 | 0 | 0 | 0 | 0 | 0 | 0 | 0 | 0 | 0 | 0 | 0 | 0 | 0 | 0 | 0 | 0 | 0 | 0 | 0 | 0 | 0
F5_Commercial_Warehouse_New_Food Preparation_Natural Gas_Range_E4 | F5 | Commercial | Warehouse | New | Food Preparation | Natural Gas | Range | E4 | RIM BC Ratio | 0 | 0 | 0 | 0 | 0 | 0 | 0 | 0 | 0 | 0 | 0 | 0 | 0 | 0 | 0 | 0 | 0 | 0 | 0 | 0 | 0 | 0 | 0 | 0 | 0 | 0 | 0 | 0 | 0 | 0 | 0
F5_Commercial_Warehouse_New_Food Preparation_Natural Gas_Range_E5 | F5 | Commercial | Warehouse | New | Food Preparation | Natural Gas | Range | E5 | RIM BC Ratio | 0 | 0 | 0 | 0 | 0 | 0 | 0 | 0 | 0 | 0 | 0 | 0 | 0 | 0 | 0 | 0 | 0 | 0 | 0 | 0 | 0 | 0 | 0 | 0 | 0 | 0 | 0 | 0 | 0 | 0 | 0
F5_Commercial_Warehouse_New_Food Preparation_Natural Gas_Range_E6 | F5 | Commercial | Warehouse | New | Food Preparation | Natural Gas | Range | E6 | RIM BC Ratio | 0 | 0 | 0 | 0 | 0 | 0 | 0 | 0 | 0 | 0 | 0 | 0 | 0 | 0 | 0 | 0 | 0 | 0 | 0 | 0 | 0 | 0 | 0 | 0 | 0 | 0 | 0 | 0 | 0 | 0 | 0
F5_Commercial_Warehouse_New_Food Preparation_Natural Gas_Range_E7 | F5 | Commercial | Warehouse | New | Food Preparation | Natural Gas | Range | E7 | RIM BC Ratio | 0 | 0 | 0 | 0 | 0 | 0 | 0 | 0 | 0 | 0 | 0 | 0 | 0 | 0 | 0 | 0 | 0 | 0 | 0 | 0 | 0 | 0 | 0 | 0 | 0 | 0 | 0 | 0 | 0 | 0 | 0
F5_Commercial_Warehouse_New_Food Preparation_Natural Gas_Range_E8 | F5 | Commercial | Warehouse | New | Food Preparation | Natural Gas | Range | E8 | RIM BC Ratio | 0 | 0 | 0 | 0 | 0 | 0 | 0 | 0 | 0 | 0 | 0 | 0 | 0 | 0 | 0 | 0 | 0 | 0 | 0 | 0 | 0 | 0 | 0 | 0 | 0 | 0 | 0 | 0 | 0 | 0 | 0
F5_Commercial_Warehouse_New_Food Preparation_Natural Gas_Range_E9 | F5 | Commercial | Warehouse | New | Food Preparation | Natural Gas | Range | E9 | RIM BC Ratio | 0 | 0 | 0 | 0 | 0 | 0 | 0 | 0 | 0 | 0 | 0 | 0 | 0 | 0 | 0 | 0 | 0 | 0 | 0 | 0 | 0 | 0 | 0 | 0 | 0 | 0 | 0 | 0 | 0 | 0 | 0
F5_Commercial_Warehouse_New_Food Preparation_Natural Gas_Range_E10 | F5 | Commercial | Warehouse | New | Food Preparation | Natural Gas | Range | E10 | RIM BC Ratio | 0 | 0 | 0 | 0 | 0 | 0 | 0 | 0 | 0 | 0 | 0 | 0 | 0 | 0 | 0 | 0 | 0 | 0 | 0 | 0 | 0 | 0 | 0 | 0 | 0 | 0 | 0 | 0 | 0 | 0 | 0
F0_Commercial_Warehouse_New_Food Preparation_Natural Gas_Steamer_E0 | F0 | Commercial | Warehouse | New | Food Preparation | Natural Gas | Steamer | E0 | Economic Unit | ENERGY STAR | ENERGY STAR | ENERGY STAR | ENERGY STAR | ENERGY STAR | ENERGY STAR | ENERGY STAR | ENERGY STAR | ENERGY STAR | ENERGY STAR | ENERGY STAR | ENERGY STAR | ENERGY STAR | ENERGY STAR | ENERGY STAR | ENERGY STAR | ENERGY STAR | ENERGY STAR | ENERGY STAR | ENERGY STAR | ENERGY STAR | ENERGY STAR | ENERGY STAR | ENERGY STAR | ENERGY STAR | ENERGY STAR | ENERGY STAR | ENERGY STAR | ENERGY STAR | ENERGY STAR | ENERGY STAR
F1_Commercial_Warehouse_New_Food Preparation_Natural Gas_Steamer_E1 | F1 | Commercial | Warehouse | New | Food Preparation | Natural Gas | Steamer | E1 | CCE | 0 | 0 | 0 | 0 | 0 | 0 | 0 | 0 | 0 | 0 | 0 | 0 | 0 | 0 | 0 | 0 | 0 | 0 | 0 | 0 | 0 | 0 | 0 | 0 | 0 | 0 | 0 | 0 | 0 | 0 | 0
F1_Commercial_Warehouse_New_Food Preparation_Natural Gas_Steamer_E2 | F1 | Commercial | Warehouse | New | Food Preparation | Natural Gas | Steamer | E2 | CCE | 0.0020223 | 0.0019441 | 0.0019534 | 0 | 0 | 0 | 0 | 0 | 0 | 0 | 0 | 0 | 0 | 0 | 0 | 0 | 0 | 0 | 0 | 0 | 0 | 0 | 0 | 0 | 0 | 0 | 0 | 0 | 0 | 0 | 0
F1_Commercial_Warehouse_New_Food Preparation_Natural Gas_Steamer_E3 | F1 | Commercial | Warehouse | New | Food Preparation | Natural Gas | Steamer | E3 | CCE | 0 | 0 | 0 | 0 | 0 | 0 | 0 | 0 | 0 | 0 | 0 | 0 | 0 | 0 | 0 | 0 | 0 | 0 | 0 | 0 | 0 | 0 | 0 | 0 | 0 | 0 | 0 | 0 | 0 | 0 | 0
F1_Commercial_Warehouse_New_Food Preparation_Natural Gas_Steamer_E4 | F1 | Commercial | Warehouse | New | Food Preparation | Natural Gas | Steamer | E4 | CCE | 0 | 0 | 0 | 0 | 0 | 0 | 0 | 0 | 0 | 0 | 0 | 0 | 0 | 0 | 0 | 0 | 0 | 0 | 0 | 0 | 0 | 0 | 0 | 0 | 0 | 0 | 0 | 0 | 0 | 0 | 0
F1_Commercial_Warehouse_New_Food Preparation_Natural Gas_Steamer_E5 | F1 | Commercial | Warehouse | New | Food Preparation | Natural Gas | Steamer | E5 | CCE | 0 | 0 | 0 | 0 | 0 | 0 | 0 | 0 | 0 | 0 | 0 | 0 | 0 | 0 | 0 | 0 | 0 | 0 | 0 | 0 | 0 | 0 | 0 | 0 | 0 | 0 | 0 | 0 | 0 | 0 | 0
F1_Commercial_Warehouse_New_Food Preparation_Natural Gas_Steamer_E6 | F1 | Commercial | Warehouse | New | Food Preparation | Natural Gas | Steamer | E6 | CCE | 0 | 0 | 0 | 0 | 0 | 0 | 0 | 0 | 0 | 0 | 0 | 0 | 0 | 0 | 0 | 0 | 0 | 0 | 0 | 0 | 0 | 0 | 0 | 0 | 0 | 0 | 0 | 0 | 0 | 0 | 0
F1_Commercial_Warehouse_New_Food Preparation_Natural Gas_Steamer_E7 | F1 | Commercial | Warehouse | New | Food Preparation | Natural Gas | Steamer | E7 | CCE | 0 | 0 | 0 | 0 | 0 | 0 | 0 | 0 | 0 | 0 | 0 | 0 | 0 | 0 | 0 | 0 | 0 | 0 | 0 | 0 | 0 | 0 | 0 | 0 | 0 | 0 | 0 | 0 | 0 | 0 | 0
F1_Commercial_Warehouse_New_Food Preparation_Natural Gas_Steamer_E8 | F1 | Commercial | Warehouse | New | Food Preparation | Natural Gas | Steamer | E8 | CCE | 0 | 0 | 0 | 0 | 0 | 0 | 0 | 0 | 0 | 0 | 0 | 0 | 0 | 0 | 0 | 0 | 0 | 0 | 0 | 0 | 0 | 0 | 0 | 0 | 0 | 0 | 0 | 0 | 0 | 0 | 0
F1_Commercial_Warehouse_New_Food Preparation_Natural Gas_Steamer_E9 | F1 | Commercial | Warehouse | New | Food Preparation | Natural Gas | Steamer | E9 | CCE | 0 | 0 | 0 | 0 | 0 | 0 | 0 | 0 | 0 | 0 | 0 | 0 | 0 | 0 | 0 | 0 | 0 | 0 | 0 | 0 | 0 | 0 | 0 | 0 | 0 | 0 | 0 | 0 | 0 | 0 | 0
F1_Commercial_Warehouse_New_Food Preparation_Natural Gas_Steamer_E10 | F1 | Commercial | Warehouse | New | Food Preparation | Natural Gas | Steamer | E10 | CCE | 0 | 0 | 0 | 0 | 0 | 0 | 0 | 0 | 0 | 0 | 0 | 0 | 0 | 0 | 0 | 0 | 0 | 0 | 0 | 0 | 0 | 0 | 0 | 0 | 0 | 0 | 0 | 0 | 0 | 0 | 0
F2_Commercial_Warehouse_New_Food Preparation_Natural Gas_Steamer_E1 | F2 | Commercial | Warehouse | New | Food Preparation | Natural Gas | Steamer | E1 | TRC BC Ratio | 0.9 | 0.9 | 0.9 | 0 | 0 | 0 | 0 | 0 | 0 | 0 | 0 | 0 | 0 | 0 | 0 | 0 | 0 | 0 | 0 | 0 | 0 | 0 | 0 | 0 | 0 | 0 | 0 | 0 | 0 | 0 | 0
F2_Commercial_Warehouse_New_Food Preparation_Natural Gas_Steamer_E2 | F2 | Commercial | Warehouse | New | Food Preparation | Natural Gas | Steamer | E2 | TRC BC Ratio | 5.0195 | 5.062 | 5.0865 | 0.9 | 0.9 | 0.9 | 0.9 | 0.9 | 0.9 | 0.9 | 0.9 | 0.9 | 0.9 | 0.9 | 0.9 | 0.9 | 0.9 | 0.9 | 0.9 | 0.9 | 0.9 | 0.9 | 0.9 | 0.9 | 0.9 | 0.9 | 0.9 | 0.9 | 0.9 | 0.9 | 0.9
F2_Commercial_Warehouse_New_Food Preparation_Natural Gas_Steamer_E3 | F2 | Commercial | Warehouse | New | Food Preparation | Natural Gas | Steamer | E3 | TRC BC Ratio | 0 | 0 | 0 | 0 | 0 | 0 | 0 | 0 | 0 | 0 | 0 | 0 | 0 | 0 | 0 | 0 | 0 | 0 | 0 | 0 | 0 | 0 | 0 | 0 | 0 | 0 | 0 | 0 | 0 | 0 | 0
F2_Commercial_Warehouse_New_Food Preparation_Natural Gas_Steamer_E4 | F2 | Commercial | Warehouse | New | Food Preparation | Natural Gas | Steamer | E4 | TRC BC Ratio | 0 | 0 | 0 | 0 | 0 | 0 | 0 | 0 | 0 | 0 | 0 | 0 | 0 | 0 | 0 | 0 | 0 | 0 | 0 | 0 | 0 | 0 | 0 | 0 | 0 | 0 | 0 | 0 | 0 | 0 | 0
F2_Commercial_Warehouse_New_Food Preparation_Natural Gas_Steamer_E5 | F2 | Commercial | Warehouse | New | Food Preparation | Natural Gas | Steamer | E5 | TRC BC Ratio | 0 | 0 | 0 | 0 | 0 | 0 | 0 | 0 | 0 | 0 | 0 | 0 | 0 | 0 | 0 | 0 | 0 | 0 | 0 | 0 | 0 | 0 | 0 | 0 | 0 | 0 | 0 | 0 | 0 | 0 | 0
F2_Commercial_Warehouse_New_Food Preparation_Natural Gas_Steamer_E6 | F2 | Commercial | Warehouse | New | Food Preparation | Natural Gas | Steamer | E6 | TRC BC Ratio | 0 | 0 | 0 | 0 | 0 | 0 | 0 | 0 | 0 | 0 | 0 | 0 | 0 | 0 | 0 | 0 | 0 | 0 | 0 | 0 | 0 | 0 | 0 | 0 | 0 | 0 | 0 | 0 | 0 | 0 | 0
F2_Commercial_Warehouse_New_Food Preparation_Natural Gas_Steamer_E7 | F2 | Commercial | Warehouse | New | Food Preparation | Natural Gas | Steamer | E7 | TRC BC Ratio | 0 | 0 | 0 | 0 | 0 | 0 | 0 | 0 | 0 | 0 | 0 | 0 | 0 | 0 | 0 | 0 | 0 | 0 | 0 | 0 | 0 | 0 | 0 | 0 | 0 | 0 | 0 | 0 | 0 | 0 | 0
F2_Commercial_Warehouse_New_Food Preparation_Natural Gas_Steamer_E8 | F2 | Commercial | Warehouse | New | Food Preparation | Natural Gas | Steamer | E8 | TRC BC Ratio | 0 | 0 | 0 | 0 | 0 | 0 | 0 | 0 | 0 | 0 | 0 | 0 | 0 | 0 | 0 | 0 | 0 | 0 | 0 | 0 | 0 | 0 | 0 | 0 | 0 | 0 | 0 | 0 | 0 | 0 | 0
F2_Commercial_Warehouse_New_Food Preparation_Natural Gas_Steamer_E9 | F2 | Commercial | Warehouse | New | Food Preparation | Natural Gas | Steamer | E9 | TRC BC Ratio | 0 | 0 | 0 | 0 | 0 | 0 | 0 | 0 | 0 | 0 | 0 | 0 | 0 | 0 | 0 | 0 | 0 | 0 | 0 | 0 | 0 | 0 | 0 | 0 | 0 | 0 | 0 | 0 | 0 | 0 | 0
F2_Commercial_Warehouse_New_Food Preparation_Natural Gas_Steamer_E10 | F2 | Commercial | Warehouse | New | Food Preparation | Natural Gas | Steamer | E10 | TRC BC Ratio | 0 | 0 | 0 | 0 | 0 | 0 | 0 | 0 | 0 | 0 | 0 | 0 | 0 | 0 | 0 | 0 | 0 | 0 | 0 | 0 | 0 | 0 | 0 | 0 | 0 | 0 | 0 | 0 | 0 | 0 | 0
F3_Commercial_Warehouse_New_Food Preparation_Natural Gas_Steamer_E1 | F3 | Commercial | Warehouse | New | Food Preparation | Natural Gas | Steamer | E1 | PACT BC Ratio | 0.9 | 0.9 | 0.9 | 0 | 0 | 0 | 0 | 0 | 0 | 0 | 0 | 0 | 0 | 0 | 0 | 0 | 0 | 0 | 0 | 0 | 0 | 0 | 0 | 0 | 0 | 0 | 0 | 0 | 0 | 0 | 0
F3_Commercial_Warehouse_New_Food Preparation_Natural Gas_Steamer_E2 | F3 | Commercial | Warehouse | New | Food Preparation | Natural Gas | Steamer | E2 | PACT BC Ratio | 5.4356 | 5.4817 | 5.5082 | 0.9 | 0.9 | 0.9 | 0.9 | 0.9 | 0.9 | 0.9 | 0.9 | 0.9 | 0.9 | 0.9 | 0.9 | 0.9 | 0.9 | 0.9 | 0.9 | 0.9 | 0.9 | 0.9 | 0.9 | 0.9 | 0.9 | 0.9 | 0.9 | 0.9 | 0.9 | 0.9 | 0.9
F3_Commercial_Warehouse_New_Food Preparation_Natural Gas_Steamer_E3 | F3 | Commercial | Warehouse | New | Food Preparation | Natural Gas | Steamer | E3 | PACT BC Ratio | 0 | 0 | 0 | 0 | 0 | 0 | 0 | 0 | 0 | 0 | 0 | 0 | 0 | 0 | 0 | 0 | 0 | 0 | 0 | 0 | 0 | 0 | 0 | 0 | 0 | 0 | 0 | 0 | 0 | 0 | 0
F3_Commercial_Warehouse_New_Food Preparation_Natural Gas_Steamer_E4 | F3 | Commercial | Warehouse | New | Food Preparation | Natural Gas | Steamer | E4 | PACT BC Ratio | 0 | 0 | 0 | 0 | 0 | 0 | 0 | 0 | 0 | 0 | 0 | 0 | 0 | 0 | 0 | 0 | 0 | 0 | 0 | 0 | 0 | 0 | 0 | 0 | 0 | 0 | 0 | 0 | 0 | 0 | 0
F3_Commercial_Warehouse_New_Food Preparation_Natural Gas_Steamer_E5 | F3 | Commercial | Warehouse | New | Food Preparation | Natural Gas | Steamer | E5 | PACT BC Ratio | 0 | 0 | 0 | 0 | 0 | 0 | 0 | 0 | 0 | 0 | 0 | 0 | 0 | 0 | 0 | 0 | 0 | 0 | 0 | 0 | 0 | 0 | 0 | 0 | 0 | 0 | 0 | 0 | 0 | 0 | 0
F3_Commercial_Warehouse_New_Food Preparation_Natural Gas_Steamer_E6 | F3 | Commercial | Warehouse | New | Food Preparation | Natural Gas | Steamer | E6 | PACT BC Ratio | 0 | 0 | 0 | 0 | 0 | 0 | 0 | 0 | 0 | 0 | 0 | 0 | 0 | 0 | 0 | 0 | 0 | 0 | 0 | 0 | 0 | 0 | 0 | 0 | 0 | 0 | 0 | 0 | 0 | 0 | 0
F3_Commercial_Warehouse_New_Food Preparation_Natural Gas_Steamer_E7 | F3 | Commercial | Warehouse | New | Food Preparation | Natural Gas | Steamer | E7 | PACT BC Ratio | 0 | 0 | 0 | 0 | 0 | 0 | 0 | 0 | 0 | 0 | 0 | 0 | 0 | 0 | 0 | 0 | 0 | 0 | 0 | 0 | 0 | 0 | 0 | 0 | 0 | 0 | 0 | 0 | 0 | 0 | 0
F3_Commercial_Warehouse_New_Food Preparation_Natural Gas_Steamer_E8 | F3 | Commercial | Warehouse | New | Food Preparation | Natural Gas | Steamer | E8 | PACT BC Ratio | 0 | 0 | 0 | 0 | 0 | 0 | 0 | 0 | 0 | 0 | 0 | 0 | 0 | 0 | 0 | 0 | 0 | 0 | 0 | 0 | 0 | 0 | 0 | 0 | 0 | 0 | 0 | 0 | 0 | 0 | 0
F3_Commercial_Warehouse_New_Food Preparation_Natural Gas_Steamer_E9 | F3 | Commercial | Warehouse | New | Food Preparation | Natural Gas | Steamer | E9 | PACT BC Ratio | 0 | 0 | 0 | 0 | 0 | 0 | 0 | 0 | 0 | 0 | 0 | 0 | 0 | 0 | 0 | 0 | 0 | 0 | 0 | 0 | 0 | 0 | 0 | 0 | 0 | 0 | 0 | 0 | 0 | 0 | 0
F3_Commercial_Warehouse_New_Food Preparation_Natural Gas_Steamer_E10 | F3 | Commercial | Warehouse | New | Food Preparation | Natural Gas | Steamer | E10 | PACT BC Ratio | 0 | 0 | 0 | 0 | 0 | 0 | 0 | 0 | 0 | 0 | 0 | 0 | 0 | 0 | 0 | 0 | 0 | 0 | 0 | 0 | 0 | 0 | 0 | 0 | 0 | 0 | 0 | 0 | 0 | 0 | 0
F4_Commercial_Warehouse_New_Food Preparation_Natural Gas_Steamer_E1 | F4 | Commercial | Warehouse | New | Food Preparation | Natural Gas | Steamer | E1 | PCT BC Ratio | 0.9 | 0.9 | 0.9 | 0 | 0 | 0 | 0 | 0 | 0 | 0 | 0 | 0 | 0 | 0 | 0 | 0 | 0 | 0 | 0 | 0 | 0 | 0 | 0 | 0 | 0 | 0 | 0 | 0 | 0 | 0 | 0
F4_Commercial_Warehouse_New_Food Preparation_Natural Gas_Steamer_E2 | F4 | Commercial | Warehouse | New | Food Preparation | Natural Gas | Steamer | E2 | PCT BC Ratio | 12.4994 | 12.5981 | 12.6548 | 0.9 | 0.9 | 0.9 | 0.9 | 0.9 | 0.9 | 0.9 | 0.9 | 0.9 | 0.9 | 0.9 | 0.9 | 0.9 | 0.9 | 0.9 | 0.9 | 0.9 | 0.9 | 0.9 | 0.9 | 0.9 | 0.9 | 0.9 | 0.9 | 0.9 | 0.9 | 0.9 | 0.9
F4_Commercial_Warehouse_New_Food Preparation_Natural Gas_Steamer_E3 | F4 | Commercial | Warehouse | New | Food Preparation | Natural Gas | Steamer | E3 | PCT BC Ratio | 0 | 0 | 0 | 0 | 0 | 0 | 0 | 0 | 0 | 0 | 0 | 0 | 0 | 0 | 0 | 0 | 0 | 0 | 0 | 0 | 0 | 0 | 0 | 0 | 0 | 0 | 0 | 0 | 0 | 0 | 0
F4_Commercial_Warehouse_New_Food Preparation_Natural Gas_Steamer_E4 | F4 | Commercial | Warehouse | New | Food Preparation | Natural Gas | Steamer | E4 | PCT BC Ratio | 0 | 0 | 0 | 0 | 0 | 0 | 0 | 0 | 0 | 0 | 0 | 0 | 0 | 0 | 0 | 0 | 0 | 0 | 0 | 0 | 0 | 0 | 0 | 0 | 0 | 0 | 0 | 0 | 0 | 0 | 0
F4_Commercial_Warehouse_New_Food Preparation_Natural Gas_Steamer_E5 | F4 | Commercial | Warehouse | New | Food Preparation | Natural Gas | Steamer | E5 | PCT BC Ratio | 0 | 0 | 0 | 0 | 0 | 0 | 0 | 0 | 0 | 0 | 0 | 0 | 0 | 0 | 0 | 0 | 0 | 0 | 0 | 0 | 0 | 0 | 0 | 0 | 0 | 0 | 0 | 0 | 0 | 0 | 0
F4_Commercial_Warehouse_New_Food Preparation_Natural Gas_Steamer_E6 | F4 | Commercial | Warehouse | New | Food Preparation | Natural Gas | Steamer | E6 | PCT BC Ratio | 0 | 0 | 0 | 0 | 0 | 0 | 0 | 0 | 0 | 0 | 0 | 0 | 0 | 0 | 0 | 0 | 0 | 0 | 0 | 0 | 0 | 0 | 0 | 0 | 0 | 0 | 0 | 0 | 0 | 0 | 0
F4_Commercial_Warehouse_New_Food Preparation_Natural Gas_Steamer_E7 | F4 | Commercial | Warehouse | New | Food Preparation | Natural Gas | Steamer | E7 | PCT BC Ratio | 0 | 0 | 0 | 0 | 0 | 0 | 0 | 0 | 0 | 0 | 0 | 0 | 0 | 0 | 0 | 0 | 0 | 0 | 0 | 0 | 0 | 0 | 0 | 0 | 0 | 0 | 0 | 0 | 0 | 0 | 0
F4_Commercial_Warehouse_New_Food Preparation_Natural Gas_Steamer_E8 | F4 | Commercial | Warehouse | New | Food Preparation | Natural Gas | Steamer | E8 | PCT BC Ratio | 0 | 0 | 0 | 0 | 0 | 0 | 0 | 0 | 0 | 0 | 0 | 0 | 0 | 0 | 0 | 0 | 0 | 0 | 0 | 0 | 0 | 0 | 0 | 0 | 0 | 0 | 0 | 0 | 0 | 0 | 0
F4_Commercial_Warehouse_New_Food Preparation_Natural Gas_Steamer_E9 | F4 | Commercial | Warehouse | New | Food Preparation | Natural Gas | Steamer | E9 | PCT BC Ratio | 0 | 0 | 0 | 0 | 0 | 0 | 0 | 0 | 0 | 0 | 0 | 0 | 0 | 0 | 0 | 0 | 0 | 0 | 0 | 0 | 0 | 0 | 0 | 0 | 0 | 0 | 0 | 0 | 0 | 0 | 0
F4_Commercial_Warehouse_New_Food Preparation_Natural Gas_Steamer_E10 | F4 | Commercial | Warehouse | New | Food Preparation | Natural Gas | Steamer | E10 | PCT BC Ratio | 0 | 0 | 0 | 0 | 0 | 0 | 0 | 0 | 0 | 0 | 0 | 0 | 0 | 0 | 0 | 0 | 0 | 0 | 0 | 0 | 0 | 0 | 0 | 0 | 0 | 0 | 0 | 0 | 0 | 0 | 0
F5_Commercial_Warehouse_New_Food Preparation_Natural Gas_Steamer_E1 | F5 | Commercial | Warehouse | New | Food Preparation | Natural Gas | Steamer | E1 | RIM BC Ratio | 0.9 | 0.9 | 0.9 | 0 | 0 | 0 | 0 | 0 | 0 | 0 | 0 | 0 | 0 | 0 | 0 | 0 | 0 | 0 | 0 | 0 | 0 | 0 | 0 | 0 | 0 | 0 | 0 | 0 | 0 | 0 | 0
F5_Commercial_Warehouse_New_Food Preparation_Natural Gas_Steamer_E2 | F5 | Commercial | Warehouse | New | Food Preparation | Natural Gas | Steamer | E2 | RIM BC Ratio | 0.72357 | 0.72438 | 0.72484 | 0.9 | 0.9 | 0.9 | 0.9 | 0.9 | 0.9 | 0.9 | 0.9 | 0.9 | 0.9 | 0.9 | 0.9 | 0.9 | 0.9 | 0.9 | 0.9 | 0.9 | 0.9 | 0.9 | 0.9 | 0.9 | 0.9 | 0.9 | 0.9 | 0.9 | 0.9 | 0.9 | 0.9
F5_Commercial_Warehouse_New_Food Preparation_Natural Gas_Steamer_E3 | F5 | Commercial | Warehouse | New | Food Preparation | Natural Gas | Steamer | E3 | RIM BC Ratio | 0 | 0 | 0 | 0 | 0 | 0 | 0 | 0 | 0 | 0 | 0 | 0 | 0 | 0 | 0 | 0 | 0 | 0 | 0 | 0 | 0 | 0 | 0 | 0 | 0 | 0 | 0 | 0 | 0 | 0 | 0
F5_Commercial_Warehouse_New_Food Preparation_Natural Gas_Steamer_E4 | F5 | Commercial | Warehouse | New | Food Preparation | Natural Gas | Steamer | E4 | RIM BC Ratio | 0 | 0 | 0 | 0 | 0 | 0 | 0 | 0 | 0 | 0 | 0 | 0 | 0 | 0 | 0 | 0 | 0 | 0 | 0 | 0 | 0 | 0 | 0 | 0 | 0 | 0 | 0 | 0 | 0 | 0 | 0
F5_Commercial_Warehouse_New_Food Preparation_Natural Gas_Steamer_E5 | F5 | Commercial | Warehouse | New | Food Preparation | Natural Gas | Steamer | E5 | RIM BC Ratio | 0 | 0 | 0 | 0 | 0 | 0 | 0 | 0 | 0 | 0 | 0 | 0 | 0 | 0 | 0 | 0 | 0 | 0 | 0 | 0 | 0 | 0 | 0 | 0 | 0 | 0 | 0 | 0 | 0 | 0 | 0
F5_Commercial_Warehouse_New_Food Preparation_Natural Gas_Steamer_E6 | F5 | Commercial | Warehouse | New | Food Preparation | Natural Gas | Steamer | E6 | RIM BC Ratio | 0 | 0 | 0 | 0 | 0 | 0 | 0 | 0 | 0 | 0 | 0 | 0 | 0 | 0 | 0 | 0 | 0 | 0 | 0 | 0 | 0 | 0 | 0 | 0 | 0 | 0 | 0 | 0 | 0 | 0 | 0
F5_Commercial_Warehouse_New_Food Preparation_Natural Gas_Steamer_E7 | F5 | Commercial | Warehouse | New | Food Preparation | Natural Gas | Steamer | E7 | RIM BC Ratio | 0 | 0 | 0 | 0 | 0 | 0 | 0 | 0 | 0 | 0 | 0 | 0 | 0 | 0 | 0 | 0 | 0 | 0 | 0 | 0 | 0 | 0 | 0 | 0 | 0 | 0 | 0 | 0 | 0 | 0 | 0
F5_Commercial_Warehouse_New_Food Preparation_Natural Gas_Steamer_E8 | F5 | Commercial | Warehouse | New | Food Preparation | Natural Gas | Steamer | E8 | RIM BC Ratio | 0 | 0 | 0 | 0 | 0 | 0 | 0 | 0 | 0 | 0 | 0 | 0 | 0 | 0 | 0 | 0 | 0 | 0 | 0 | 0 | 0 | 0 | 0 | 0 | 0 | 0 | 0 | 0 | 0 | 0 | 0
F5_Commercial_Warehouse_New_Food Preparation_Natural Gas_Steamer_E9 | F5 | Commercial | Warehouse | New | Food Preparation | Natural Gas | Steamer | E9 | RIM BC Ratio | 0 | 0 | 0 | 0 | 0 | 0 | 0 | 0 | 0 | 0 | 0 | 0 | 0 | 0 | 0 | 0 | 0 | 0 | 0 | 0 | 0 | 0 | 0 | 0 | 0 | 0 | 0 | 0 | 0 | 0 | 0
F5_Commercial_Warehouse_New_Food Preparation_Natural Gas_Steamer_E10 | F5 | Commercial | Warehouse | New | Food Preparation | Natural Gas | Steamer | E10 | RIM BC Ratio | 0 | 0 | 0 | 0 | 0 | 0 | 0 | 0 | 0 | 0 | 0 | 0 | 0 | 0 | 0 | 0 | 0 | 0 | 0 | 0 | 0 | 0 | 0 | 0 | 0 | 0 | 0 | 0 | 0 | 0 | 0
F0_Commercial_Warehouse_New_Food Preparation_Natural Gas_Food Prep Other_E0 | F0 | Commercial | Warehouse | New | Food Preparation | Natural Gas | Food Prep Other | E0 | Economic Unit | ENERGY STAR | ENERGY STAR | ENERGY STAR | ENERGY STAR | ENERGY STAR | ENERGY STAR | ENERGY STAR | ENERGY STAR | ENERGY STAR | ENERGY STAR | ENERGY STAR | ENERGY STAR | ENERGY STAR | ENERGY STAR | ENERGY STAR | ENERGY STAR | ENERGY STAR | ENERGY STAR | ENERGY STAR | ENERGY STAR | ENERGY STAR | ENERGY STAR | ENERGY STAR | Standard | Standard | Standard | Standard | Standard | Standard | Standard | Standard
F1_Commercial_Warehouse_New_Food Preparation_Natural Gas_Food Prep Other_E1 | F1 | Commercial | Warehouse | New | Food Preparation | Natural Gas | Food Prep Other | E1 | CCE | 0 | 0 | 0 | 0 | 0 | 0 | 0 | 0 | 0 | 0 | 0 | 0 | 0 | 0 | 0 | 0 | 0 | 0 | 0 | 0 | 0 | 0 | 0 | 0 | 0 | 0 | 0 | 0 | 0 | 0 | 0
F1_Commercial_Warehouse_New_Food Preparation_Natural Gas_Food Prep Other_E2 | F1 | Commercial | Warehouse | New | Food Preparation | Natural Gas | Food Prep Other | E2 | CCE | 0.15845 | 0.15233 | 0.15306 | 0.15466 | 0.15466 | 0.15466 | 0.15466 | 0.15466 | 0.15466 | 0.15466 | 0.15466 | 0.15466 | 0.15466 | 0.15466 | 0.15466 | 0.15466 | 0.15466 | 0.15466 | 0.15466 | 0.15466 | 0.15466 | 0.15466 | 0.15466 | 0.15466 | 0.15466 | 0.15466 | 0.15466 | 0.15466 | 0.15466 | 0.15466 | 0.15466
F1_Commercial_Warehouse_New_Food Preparation_Natural Gas_Food Prep Other_E3 | F1 | Commercial | Warehouse | New | Food Preparation | Natural Gas | Food Prep Other | E3 | CCE | 0 | 0 | 0 | 0 | 0 | 0 | 0 | 0 | 0 | 0 | 0 | 0 | 0 | 0 | 0 | 0 | 0 | 0 | 0 | 0 | 0 | 0 | 0 | 0 | 0 | 0 | 0 | 0 | 0 | 0 | 0
F1_Commercial_Warehouse_New_Food Preparation_Natural Gas_Food Prep Other_E4 | F1 | Commercial | Warehouse | New | Food Preparation | Natural Gas | Food Prep Other | E4 | CCE | 0 | 0 | 0 | 0 | 0 | 0 | 0 | 0 | 0 | 0 | 0 | 0 | 0 | 0 | 0 | 0 | 0 | 0 | 0 | 0 | 0 | 0 | 0 | 0 | 0 | 0 | 0 | 0 | 0 | 0 | 0
F1_Commercial_Warehouse_New_Food Preparation_Natural Gas_Food Prep Other_E5 | F1 | Commercial | Warehouse | New | Food Preparation | Natural Gas | Food Prep Other | E5 | CCE | 0 | 0 | 0 | 0 | 0 | 0 | 0 | 0 | 0 | 0 | 0 | 0 | 0 | 0 | 0 | 0 | 0 | 0 | 0 | 0 | 0 | 0 | 0 | 0 | 0 | 0 | 0 | 0 | 0 | 0 | 0
F1_Commercial_Warehouse_New_Food Preparation_Natural Gas_Food Prep Other_E6 | F1 | Commercial | Warehouse | New | Food Preparation | Natural Gas | Food Prep Other | E6 | CCE | 0 | 0 | 0 | 0 | 0 | 0 | 0 | 0 | 0 | 0 | 0 | 0 | 0 | 0 | 0 | 0 | 0 | 0 | 0 | 0 | 0 | 0 | 0 | 0 | 0 | 0 | 0 | 0 | 0 | 0 | 0
F1_Commercial_Warehouse_New_Food Preparation_Natural Gas_Food Prep Other_E7 | F1 | Commercial | Warehouse | New | Food Preparation | Natural Gas | Food Prep Other | E7 | CCE | 0 | 0 | 0 | 0 | 0 | 0 | 0 | 0 | 0 | 0 | 0 | 0 | 0 | 0 | 0 | 0 | 0 | 0 | 0 | 0 | 0 | 0 | 0 | 0 | 0 | 0 | 0 | 0 | 0 | 0 | 0
F1_Commercial_Warehouse_New_Food Preparation_Natural Gas_Food Prep Other_E8 | F1 | Commercial | Warehouse | New | Food Preparation | Natural Gas | Food Prep Other | E8 | CCE | 0 | 0 | 0 | 0 | 0 | 0 | 0 | 0 | 0 | 0 | 0 | 0 | 0 | 0 | 0 | 0 | 0 | 0 | 0 | 0 | 0 | 0 | 0 | 0 | 0 | 0 | 0 | 0 | 0 | 0 | 0
F1_Commercial_Warehouse_New_Food Preparation_Natural Gas_Food Prep Other_E9 | F1 | Commercial | Warehouse | New | Food Preparation | Natural Gas | Food Prep Other | E9 | CCE | 0 | 0 | 0 | 0 | 0 | 0 | 0 | 0 | 0 | 0 | 0 | 0 | 0 | 0 | 0 | 0 | 0 | 0 | 0 | 0 | 0 | 0 | 0 | 0 | 0 | 0 | 0 | 0 | 0 | 0 | 0
F1_Commercial_Warehouse_New_Food Preparation_Natural Gas_Food Prep Other_E10 | F1 | Commercial | Warehouse | New | Food Preparation | Natural Gas | Food Prep Other | E10 | CCE | 0 | 0 | 0 | 0 | 0 | 0 | 0 | 0 | 0 | 0 | 0 | 0 | 0 | 0 | 0 | 0 | 0 | 0 | 0 | 0 | 0 | 0 | 0 | 0 | 0 | 0 | 0 | 0 | 0 | 0 | 0
F2_Commercial_Warehouse_New_Food Preparation_Natural Gas_Food Prep Other_E1 | F2 | Commercial | Warehouse | New | Food Preparation | Natural Gas | Food Prep Other | E1 | TRC BC Ratio | 0.9 | 0.9 | 0.9 | 0.9 | 0.9 | 0.9 | 0.9 | 0.9 | 0.9 | 0.9 | 0.9 | 0.9 | 0.9 | 0.9 | 0.9 | 0.9 | 0.9 | 0.9 | 0.9 | 0.9 | 0.9 | 0.9 | 0.9 | 0.9 | 0.9 | 0.9 | 0.9 | 0.9 | 0.9 | 0.9 | 0.9
F2_Commercial_Warehouse_New_Food Preparation_Natural Gas_Food Prep Other_E2 | F2 | Commercial | Warehouse | New | Food Preparation | Natural Gas | Food Prep Other | E2 | TRC BC Ratio | 0.064402 | 0.065679 | 0.066592 | 0.067581 | 0.069003 | 0.064649 | 0.061246 | 0.059457 | 0.058814 | 0.057827 | 0.057162 | 0.060191 | 0.053868 | 0.057577 | 0.062338 | 0.066965 | 0.067138 | 0.067459 | 0.06617 | 0.067089 | 0.067733 | 0.068601 | 0.069693 | 0.032829 | 0.032174 | 0.031561 | 0.030984 | 0.030437 | 0.029914 | 0.029412 | 0.028926
F2_Commercial_Warehouse_New_Food Preparation_Natural Gas_Food Prep Other_E3 | F2 | Commercial | Warehouse | New | Food Preparation | Natural Gas | Food Prep Other | E3 | TRC BC Ratio | 0 | 0 | 0 | 0 | 0 | 0 | 0 | 0 | 0 | 0 | 0 | 0 | 0 | 0 | 0 | 0 | 0 | 0 | 0 | 0 | 0 | 0 | 0 | 0 | 0 | 0 | 0 | 0 | 0 | 0 | 0
F2_Commercial_Warehouse_New_Food Preparation_Natural Gas_Food Prep Other_E4 | F2 | Commercial | Warehouse | New | Food Preparation | Natural Gas | Food Prep Other | E4 | TRC BC Ratio | 0 | 0 | 0 | 0 | 0 | 0 | 0 | 0 | 0 | 0 | 0 | 0 | 0 | 0 | 0 | 0 | 0 | 0 | 0 | 0 | 0 | 0 | 0 | 0 | 0 | 0 | 0 | 0 | 0 | 0 | 0
F2_Commercial_Warehouse_New_Food Preparation_Natural Gas_Food Prep Other_E5 | F2 | Commercial | Warehouse | New | Food Preparation | Natural Gas | Food Prep Other | E5 | TRC BC Ratio | 0 | 0 | 0 | 0 | 0 | 0 | 0 | 0 | 0 | 0 | 0 | 0 | 0 | 0 | 0 | 0 | 0 | 0 | 0 | 0 | 0 | 0 | 0 | 0 | 0 | 0 | 0 | 0 | 0 | 0 | 0
F2_Commercial_Warehouse_New_Food Preparation_Natural Gas_Food Prep Other_E6 | F2 | Commercial | Warehouse | New | Food Preparation | Natural Gas | Food Prep Other | E6 | TRC BC Ratio | 0 | 0 | 0 | 0 | 0 | 0 | 0 | 0 | 0 | 0 | 0 | 0 | 0 | 0 | 0 | 0 | 0 | 0 | 0 | 0 | 0 | 0 | 0 | 0 | 0 | 0 | 0 | 0 | 0 | 0 | 0
F2_Commercial_Warehouse_New_Food Preparation_Natural Gas_Food Prep Other_E7 | F2 | Commercial | Warehouse | New | Food Preparation | Natural Gas | Food Prep Other | E7 | TRC BC Ratio | 0 | 0 | 0 | 0 | 0 | 0 | 0 | 0 | 0 | 0 | 0 | 0 | 0 | 0 | 0 | 0 | 0 | 0 | 0 | 0 | 0 | 0 | 0 | 0 | 0 | 0 | 0 | 0 | 0 | 0 | 0
F2_Commercial_Warehouse_New_Food Preparation_Natural Gas_Food Prep Other_E8 | F2 | Commercial | Warehouse | New | Food Preparation | Natural Gas | Food Prep Other | E8 | TRC BC Ratio | 0 | 0 | 0 | 0 | 0 | 0 | 0 | 0 | 0 | 0 | 0 | 0 | 0 | 0 | 0 | 0 | 0 | 0 | 0 | 0 | 0 | 0 | 0 | 0 | 0 | 0 | 0 | 0 | 0 | 0 | 0
F2_Commercial_Warehouse_New_Food Preparation_Natural Gas_Food Prep Other_E9 | F2 | Commercial | Warehouse | New | Food Preparation | Natural Gas | Food Prep Other | E9 | TRC BC Ratio | 0 | 0 | 0 | 0 | 0 | 0 | 0 | 0 | 0 | 0 | 0 | 0 | 0 | 0 | 0 | 0 | 0 | 0 | 0 | 0 | 0 | 0 | 0 | 0 | 0 | 0 | 0 | 0 | 0 | 0 | 0
F2_Commercial_Warehouse_New_Food Preparation_Natural Gas_Food Prep Other_E10 | F2 | Commercial | Warehouse | New | Food Preparation | Natural Gas | Food Prep Other | E10 | TRC BC Ratio | 0 | 0 | 0 | 0 | 0 | 0 | 0 | 0 | 0 | 0 | 0 | 0 | 0 | 0 | 0 | 0 | 0 | 0 | 0 | 0 | 0 | 0 | 0 | 0 | 0 | 0 | 0 | 0 | 0 | 0 | 0
F3_Commercial_Warehouse_New_Food Preparation_Natural Gas_Food Prep Other_E1 | F3 | Commercial | Warehouse | New | Food Preparation | Natural Gas | Food Prep Other | E1 | PACT BC Ratio | 0.9 | 0.9 | 0.9 | 0.9 | 0.9 | 0.9 | 0.9 | 0.9 | 0.9 | 0.9 | 0.9 | 0.9 | 0.9 | 0.9 | 0.9 | 0.9 | 0.9 | 0.9 | 0.9 | 0.9 | 0.9 | 0.9 | 0.9 | 0.9 | 0.9 | 0.9 | 0.9 | 0.9 | 0.9 | 0.9 | 0.9
F3_Commercial_Warehouse_New_Food Preparation_Natural Gas_Food Prep Other_E2 | F3 | Commercial | Warehouse | New | Food Preparation | Natural Gas | Food Prep Other | E2 | PACT BC Ratio | 1.1369 | 1.1594 | 1.1755 | 1.193 | 1.2181 | 1.1412 | 1.0812 | 1.0496 | 1.0382 | 1.0208 | 1.0091 | 1.0625 | 0.95093 | 1.0164 | 1.1004 | 1.1821 | 1.1852 | 1.1908 | 1.1681 | 1.1843 | 1.1957 | 1.211 | 1.2303 | 0.57953 | 0.56797 | 0.55715 | 0.54696 | 0.5373 | 0.52807 | 0.5192 | 0.51063
F3_Commercial_Warehouse_New_Food Preparation_Natural Gas_Food Prep Other_E3 | F3 | Commercial | Warehouse | New | Food Preparation | Natural Gas | Food Prep Other | E3 | PACT BC Ratio | 0 | 0 | 0 | 0 | 0 | 0 | 0 | 0 | 0 | 0 | 0 | 0 | 0 | 0 | 0 | 0 | 0 | 0 | 0 | 0 | 0 | 0 | 0 | 0 | 0 | 0 | 0 | 0 | 0 | 0 | 0
F3_Commercial_Warehouse_New_Food Preparation_Natural Gas_Food Prep Other_E4 | F3 | Commercial | Warehouse | New | Food Preparation | Natural Gas | Food Prep Other | E4 | PACT BC Ratio | 0 | 0 | 0 | 0 | 0 | 0 | 0 | 0 | 0 | 0 | 0 | 0 | 0 | 0 | 0 | 0 | 0 | 0 | 0 | 0 | 0 | 0 | 0 | 0 | 0 | 0 | 0 | 0 | 0 | 0 | 0
F3_Commercial_Warehouse_New_Food Preparation_Natural Gas_Food Prep Other_E5 | F3 | Commercial | Warehouse | New | Food Preparation | Natural Gas | Food Prep Other | E5 | PACT BC Ratio | 0 | 0 | 0 | 0 | 0 | 0 | 0 | 0 | 0 | 0 | 0 | 0 | 0 | 0 | 0 | 0 | 0 | 0 | 0 | 0 | 0 | 0 | 0 | 0 | 0 | 0 | 0 | 0 | 0 | 0 | 0
F3_Commercial_Warehouse_New_Food Preparation_Natural Gas_Food Prep Other_E6 | F3 | Commercial | Warehouse | New | Food Preparation | Natural Gas | Food Prep Other | E6 | PACT BC Ratio | 0 | 0 | 0 | 0 | 0 | 0 | 0 | 0 | 0 | 0 | 0 | 0 | 0 | 0 | 0 | 0 | 0 | 0 | 0 | 0 | 0 | 0 | 0 | 0 | 0 | 0 | 0 | 0 | 0 | 0 | 0
F3_Commercial_Warehouse_New_Food Preparation_Natural Gas_Food Prep Other_E7 | F3 | Commercial | Warehouse | New | Food Preparation | Natural Gas | Food Prep Other | E7 | PACT BC Ratio | 0 | 0 | 0 | 0 | 0 | 0 | 0 | 0 | 0 | 0 | 0 | 0 | 0 | 0 | 0 | 0 | 0 | 0 | 0 | 0 | 0 | 0 | 0 | 0 | 0 | 0 | 0 | 0 | 0 | 0 | 0
F3_Commercial_Warehouse_New_Food Preparation_Natural Gas_Food Prep Other_E8 | F3 | Commercial | Warehouse | New | Food Preparation | Natural Gas | Food Prep Other | E8 | PACT BC Ratio | 0 | 0 | 0 | 0 | 0 | 0 | 0 | 0 | 0 | 0 | 0 | 0 | 0 | 0 | 0 | 0 | 0 | 0 | 0 | 0 | 0 | 0 | 0 | 0 | 0 | 0 | 0 | 0 | 0 | 0 | 0
F3_Commercial_Warehouse_New_Food Preparation_Natural Gas_Food Prep Other_E9 | F3 | Commercial | Warehouse | New | Food Preparation | Natural Gas | Food Prep Other | E9 | PACT BC Ratio | 0 | 0 | 0 | 0 | 0 | 0 | 0 | 0 | 0 | 0 | 0 | 0 | 0 | 0 | 0 | 0 | 0 | 0 | 0 | 0 | 0 | 0 | 0 | 0 | 0 | 0 | 0 | 0 | 0 | 0 | 0
F3_Commercial_Warehouse_New_Food Preparation_Natural Gas_Food Prep Other_E10 | F3 | Commercial | Warehouse | New | Food Preparation | Natural Gas | Food Prep Other | E10 | PACT BC Ratio | 0 | 0 | 0 | 0 | 0 | 0 | 0 | 0 | 0 | 0 | 0 | 0 | 0 | 0 | 0 | 0 | 0 | 0 | 0 | 0 | 0 | 0 | 0 | 0 | 0 | 0 | 0 | 0 | 0 | 0 | 0
F4_Commercial_Warehouse_New_Food Preparation_Natural Gas_Food Prep Other_E1 | F4 | Commercial | Warehouse | New | Food Preparation | Natural Gas | Food Prep Other | E1 | PCT BC Ratio | 0.9 | 0.9 | 0.9 | 0.9 | 0.9 | 0.9 | 0.9 | 0.9 | 0.9 | 0.9 | 0.9 | 0.9 | 0.9 | 0.9 | 0.9 | 0.9 | 0.9 | 0.9 | 0.9 | 0.9 | 0.9 | 0.9 | 0.9 | 0.9 | 0.9 | 0.9 | 0.9 | 0.9 | 0.9 | 0.9 | 0.9
F4_Commercial_Warehouse_New_Food Preparation_Natural Gas_Food Prep Other_E2 | F4 | Commercial | Warehouse | New | Food Preparation | Natural Gas | Food Prep Other | E2 | PCT BC Ratio | 0.10732 | 0.10889 | 0.11002 | 0.11124 | 0.113 | 0.10762 | 0.10342 | 0.10121 | 0.10042 | 0.0992 | 0.098378 | 0.10212 | 0.094311 | 0.098891 | 0.10477 | 0.11048 | 0.1107 | 0.11109 | 0.1095 | 0.11064 | 0.11143 | 0.1125 | 0.11385 | 0.068334 | 0.067525 | 0.066768 | 0.066056 | 0.06538 | 0.064735 | 0.064115 | 0.063515
F4_Commercial_Warehouse_New_Food Preparation_Natural Gas_Food Prep Other_E3 | F4 | Commercial | Warehouse | New | Food Preparation | Natural Gas | Food Prep Other | E3 | PCT BC Ratio | 0 | 0 | 0 | 0 | 0 | 0 | 0 | 0 | 0 | 0 | 0 | 0 | 0 | 0 | 0 | 0 | 0 | 0 | 0 | 0 | 0 | 0 | 0 | 0 | 0 | 0 | 0 | 0 | 0 | 0 | 0
F4_Commercial_Warehouse_New_Food Preparation_Natural Gas_Food Prep Other_E4 | F4 | Commercial | Warehouse | New | Food Preparation | Natural Gas | Food Prep Other | E4 | PCT BC Ratio | 0 | 0 | 0 | 0 | 0 | 0 | 0 | 0 | 0 | 0 | 0 | 0 | 0 | 0 | 0 | 0 | 0 | 0 | 0 | 0 | 0 | 0 | 0 | 0 | 0 | 0 | 0 | 0 | 0 | 0 | 0
F4_Commercial_Warehouse_New_Food Preparation_Natural Gas_Food Prep Other_E5 | F4 | Commercial | Warehouse | New | Food Preparation | Natural Gas | Food Prep Other | E5 | PCT BC Ratio | 0 | 0 | 0 | 0 | 0 | 0 | 0 | 0 | 0 | 0 | 0 | 0 | 0 | 0 | 0 | 0 | 0 | 0 | 0 | 0 | 0 | 0 | 0 | 0 | 0 | 0 | 0 | 0 | 0 | 0 | 0
F4_Commercial_Warehouse_New_Food Preparation_Natural Gas_Food Prep Other_E6 | F4 | Commercial | Warehouse | New | Food Preparation | Natural Gas | Food Prep Other | E6 | PCT BC Ratio | 0 | 0 | 0 | 0 | 0 | 0 | 0 | 0 | 0 | 0 | 0 | 0 | 0 | 0 | 0 | 0 | 0 | 0 | 0 | 0 | 0 | 0 | 0 | 0 | 0 | 0 | 0 | 0 | 0 | 0 | 0
F4_Commercial_Warehouse_New_Food Preparation_Natural Gas_Food Prep Other_E7 | F4 | Commercial | Warehouse | New | Food Preparation | Natural Gas | Food Prep Other | E7 | PCT BC Ratio | 0 | 0 | 0 | 0 | 0 | 0 | 0 | 0 | 0 | 0 | 0 | 0 | 0 | 0 | 0 | 0 | 0 | 0 | 0 | 0 | 0 | 0 | 0 | 0 | 0 | 0 | 0 | 0 | 0 | 0 | 0
F4_Commercial_Warehouse_New_Food Preparation_Natural Gas_Food Prep Other_E8 | F4 | Commercial | Warehouse | New | Food Preparation | Natural Gas | Food Prep Other | E8 | PCT BC Ratio | 0 | 0 | 0 | 0 | 0 | 0 | 0 | 0 | 0 | 0 | 0 | 0 | 0 | 0 | 0 | 0 | 0 | 0 | 0 | 0 | 0 | 0 | 0 | 0 | 0 | 0 | 0 | 0 | 0 | 0 | 0
F4_Commercial_Warehouse_New_Food Preparation_Natural Gas_Food Prep Other_E9 | F4 | Commercial | Warehouse | New | Food Preparation | Natural Gas | Food Prep Other | E9 | PCT BC Ratio | 0 | 0 | 0 | 0 | 0 | 0 | 0 | 0 | 0 | 0 | 0 | 0 | 0 | 0 | 0 | 0 | 0 | 0 | 0 | 0 | 0 | 0 | 0 | 0 | 0 | 0 | 0 | 0 | 0 | 0 | 0
F4_Commercial_Warehouse_New_Food Preparation_Natural Gas_Food Prep Other_E10 | F4 | Commercial | Warehouse | New | Food Preparation | Natural Gas | Food Prep Other | E10 | PCT BC Ratio | 0 | 0 | 0 | 0 | 0 | 0 | 0 | 0 | 0 | 0 | 0 | 0 | 0 | 0 | 0 | 0 | 0 | 0 | 0 | 0 | 0 | 0 | 0 | 0 | 0 | 0 | 0 | 0 | 0 | 0 | 0
F5_Commercial_Warehouse_New_Food Preparation_Natural Gas_Food Prep Other_E1 | F5 | Commercial | Warehouse | New | Food Preparation | Natural Gas | Food Prep Other | E1 | RIM BC Ratio | 0.9 | 0.9 | 0.9 | 0.9 | 0.9 | 0.9 | 0.9 | 0.9 | 0.9 | 0.9 | 0.9 | 0.9 | 0.9 | 0.9 | 0.9 | 0.9 | 0.9 | 0.9 | 0.9 | 0.9 | 0.9 | 0.9 | 0.9 | 0.9 | 0.9 | 0.9 | 0.9 | 0.9 | 0.9 | 0.9 | 0.9
F5_Commercial_Warehouse_New_Food Preparation_Natural Gas_Food Prep Other_E2 | F5 | Commercial | Warehouse | New | Food Preparation | Natural Gas | Food Prep Other | E2 | RIM BC Ratio | 0.48131 | 0.4853 | 0.48811 | 0.49109 | 0.49529 | 0.48209 | 0.47104 | 0.46494 | 0.4627 | 0.45921 | 0.45681 | 0.46746 | 0.44451 | 0.45831 | 0.47466 | 0.48924 | 0.48976 | 0.49072 | 0.48682 | 0.48961 | 0.49154 | 0.49412 | 0.49729 | 0.34204 | 0.33798 | 0.33412 | 0.33043 | 0.32688 | 0.32344 | 0.32009 | 0.31681
F5_Commercial_Warehouse_New_Food Preparation_Natural Gas_Food Prep Other_E3 | F5 | Commercial | Warehouse | New | Food Preparation | Natural Gas | Food Prep Other | E3 | RIM BC Ratio | 0 | 0 | 0 | 0 | 0 | 0 | 0 | 0 | 0 | 0 | 0 | 0 | 0 | 0 | 0 | 0 | 0 | 0 | 0 | 0 | 0 | 0 | 0 | 0 | 0 | 0 | 0 | 0 | 0 | 0 | 0
F5_Commercial_Warehouse_New_Food Preparation_Natural Gas_Food Prep Other_E4 | F5 | Commercial | Warehouse | New | Food Preparation | Natural Gas | Food Prep Other | E4 | RIM BC Ratio | 0 | 0 | 0 | 0 | 0 | 0 | 0 | 0 | 0 | 0 | 0 | 0 | 0 | 0 | 0 | 0 | 0 | 0 | 0 | 0 | 0 | 0 | 0 | 0 | 0 | 0 | 0 | 0 | 0 | 0 | 0
F5_Commercial_Warehouse_New_Food Preparation_Natural Gas_Food Prep Other_E5 | F5 | Commercial | Warehouse | New | Food Preparation | Natural Gas | Food Prep Other | E5 | RIM BC Ratio | 0 | 0 | 0 | 0 | 0 | 0 | 0 | 0 | 0 | 0 | 0 | 0 | 0 | 0 | 0 | 0 | 0 | 0 | 0 | 0 | 0 | 0 | 0 | 0 | 0 | 0 | 0 | 0 | 0 | 0 | 0
F5_Commercial_Warehouse_New_Food Preparation_Natural Gas_Food Prep Other_E6 | F5 | Commercial | Warehouse | New | Food Preparation | Natural Gas | Food Prep Other | E6 | RIM BC Ratio | 0 | 0 | 0 | 0 | 0 | 0 | 0 | 0 | 0 | 0 | 0 | 0 | 0 | 0 | 0 | 0 | 0 | 0 | 0 | 0 | 0 | 0 | 0 | 0 | 0 | 0 | 0 | 0 | 0 | 0 | 0
F5_Commercial_Warehouse_New_Food Preparation_Natural Gas_Food Prep Other_E7 | F5 | Commercial | Warehouse | New | Food Preparation | Natural Gas | Food Prep Other | E7 | RIM BC Ratio | 0 | 0 | 0 | 0 | 0 | 0 | 0 | 0 | 0 | 0 | 0 | 0 | 0 | 0 | 0 | 0 | 0 | 0 | 0 | 0 | 0 | 0 | 0 | 0 | 0 | 0 | 0 | 0 | 0 | 0 | 0
F5_Commercial_Warehouse_New_Food Preparation_Natural Gas_Food Prep Other_E8 | F5 | Commercial | Warehouse | New | Food Preparation | Natural Gas | Food Prep Other | E8 | RIM BC Ratio | 0 | 0 | 0 | 0 | 0 | 0 | 0 | 0 | 0 | 0 | 0 | 0 | 0 | 0 | 0 | 0 | 0 | 0 | 0 | 0 | 0 | 0 | 0 | 0 | 0 | 0 | 0 | 0 | 0 | 0 | 0
F5_Commercial_Warehouse_New_Food Preparation_Natural Gas_Food Prep Other_E9 | F5 | Commercial | Warehouse | New | Food Preparation | Natural Gas | Food Prep Other | E9 | RIM BC Ratio | 0 | 0 | 0 | 0 | 0 | 0 | 0 | 0 | 0 | 0 | 0 | 0 | 0 | 0 | 0 | 0 | 0 | 0 | 0 | 0 | 0 | 0 | 0 | 0 | 0 | 0 | 0 | 0 | 0 | 0 | 0
F5_Commercial_Warehouse_New_Food Preparation_Natural Gas_Food Prep Other_E10 | F5 | Commercial | Warehouse | New | Food Preparation | Natural Gas | Food Prep Other | E10 | RIM BC Ratio | 0 | 0 | 0 | 0 | 0 | 0 | 0 | 0 | 0 | 0 | 0 | 0 | 0 | 0 | 0 | 0 | 0 | 0 | 0 | 0 | 0 | 0 | 0 | 0 | 0 | 0 | 0 | 0 | 0 | 0 | 0
F0_Commercial_Warehouse_New_Miscellaneous_Natural Gas_Pool Heater_E0 | F0 | Commercial | Warehouse | New | Miscellaneous | Natural Gas | Pool Heater | E0 | Economic Unit | Standard (EF .78) | Standard (EF .78) | Standard (EF .78) | Standard (EF .78) | Standard (EF .78) | Standard (EF .78) | Standard (EF .78) | Standard (EF .78) | Standard (EF .78) | Standard (EF .78) | Standard (EF .78) | Standard (EF .78) | Standard (EF .78) | Standard (EF .78) | Standard (EF .78) | Standard (EF .78) | Standard (EF .78) | Standard (EF .78) | Condensing (EF .90) | Condensing (EF .90) | Condensing (EF .90) | Condensing (EF .90) | Condensing (EF .90) | Standard (EF .78) | Standard (EF .78) | Standard (EF .78) | Standard (EF .78) | Standard (EF .78) | Standard (EF .78) | Standard (EF .78) | Standard (EF .78)
F1_Commercial_Warehouse_New_Miscellaneous_Natural Gas_Pool Heater_E1 | F1 | Commercial | Warehouse | New | Miscellaneous | Natural Gas | Pool Heater | E1 | CCE | 0 | 0 | 0 | 0 | 0 | 0 | 0 | 0 | 0 | 0 | 0 | 0 | 0 | 0 | 0 | 0 | 0 | 0 | 0 | 0 | 0 | 0 | 0 | 0 | 0 | 0 | 0 | 0 | 0 | 0 | 0
F1_Commercial_Warehouse_New_Miscellaneous_Natural Gas_Pool Heater_E2 | F1 | Commercial | Warehouse | New | Miscellaneous | Natural Gas | Pool Heater | E2 | CCE | 0.017772 | 0.017086 | 0.017167 | 0.017347 | 0.017347 | 0.017347 | 0.017347 | 0.017347 | 0.017347 | 0.017347 | 0.017347 | 0.017347 | 0.017347 | 0.017347 | 0.017347 | 0.017347 | 0.017347 | 0.017347 | 0.017347 | 0.017347 | 0.017347 | 0.017347 | 0.017347 | 0.017347 | 0.017347 | 0.017347 | 0.017347 | 0.017347 | 0.017347 | 0.017347 | 0.017347
F1_Commercial_Warehouse_New_Miscellaneous_Natural Gas_Pool Heater_E3 | F1 | Commercial | Warehouse | New | Miscellaneous | Natural Gas | Pool Heater | E3 | CCE | 0 | 0 | 0 | 0 | 0 | 0 | 0 | 0 | 0 | 0 | 0 | 0 | 0 | 0 | 0 | 0 | 0 | 0 | 0 | 0 | 0 | 0 | 0 | 0 | 0 | 0 | 0 | 0 | 0 | 0 | 0
F1_Commercial_Warehouse_New_Miscellaneous_Natural Gas_Pool Heater_E4 | F1 | Commercial | Warehouse | New | Miscellaneous | Natural Gas | Pool Heater | E4 | CCE | 0 | 0 | 0 | 0 | 0 | 0 | 0 | 0 | 0 | 0 | 0 | 0 | 0 | 0 | 0 | 0 | 0 | 0 | 0 | 0 | 0 | 0 | 0 | 0 | 0 | 0 | 0 | 0 | 0 | 0 | 0
F1_Commercial_Warehouse_New_Miscellaneous_Natural Gas_Pool Heater_E5 | F1 | Commercial | Warehouse | New | Miscellaneous | Natural Gas | Pool Heater | E5 | CCE | 0 | 0 | 0 | 0 | 0 | 0 | 0 | 0 | 0 | 0 | 0 | 0 | 0 | 0 | 0 | 0 | 0 | 0 | 0 | 0 | 0 | 0 | 0 | 0 | 0 | 0 | 0 | 0 | 0 | 0 | 0
F1_Commercial_Warehouse_New_Miscellaneous_Natural Gas_Pool Heater_E6 | F1 | Commercial | Warehouse | New | Miscellaneous | Natural Gas | Pool Heater | E6 | CCE | 0 | 0 | 0 | 0 | 0 | 0 | 0 | 0 | 0 | 0 | 0 | 0 | 0 | 0 | 0 | 0 | 0 | 0 | 0 | 0 | 0 | 0 | 0 | 0 | 0 | 0 | 0 | 0 | 0 | 0 | 0
F1_Commercial_Warehouse_New_Miscellaneous_Natural Gas_Pool Heater_E7 | F1 | Commercial | Warehouse | New | Miscellaneous | Natural Gas | Pool Heater | E7 | CCE | 0 | 0 | 0 | 0 | 0 | 0 | 0 | 0 | 0 | 0 | 0 | 0 | 0 | 0 | 0 | 0 | 0 | 0 | 0 | 0 | 0 | 0 | 0 | 0 | 0 | 0 | 0 | 0 | 0 | 0 | 0
F1_Commercial_Warehouse_New_Miscellaneous_Natural Gas_Pool Heater_E8 | F1 | Commercial | Warehouse | New | Miscellaneous | Natural Gas | Pool Heater | E8 | CCE | 0 | 0 | 0 | 0 | 0 | 0 | 0 | 0 | 0 | 0 | 0 | 0 | 0 | 0 | 0 | 0 | 0 | 0 | 0 | 0 | 0 | 0 | 0 | 0 | 0 | 0 | 0 | 0 | 0 | 0 | 0
F1_Commercial_Warehouse_New_Miscellaneous_Natural Gas_Pool Heater_E9 | F1 | Commercial | Warehouse | New | Miscellaneous | Natural Gas | Pool Heater | E9 | CCE | 0 | 0 | 0 | 0 | 0 | 0 | 0 | 0 | 0 | 0 | 0 | 0 | 0 | 0 | 0 | 0 | 0 | 0 | 0 | 0 | 0 | 0 | 0 | 0 | 0 | 0 | 0 | 0 | 0 | 0 | 0
F1_Commercial_Warehouse_New_Miscellaneous_Natural Gas_Pool Heater_E10 | F1 | Commercial | Warehouse | New | Miscellaneous | Natural Gas | Pool Heater | E10 | CCE | 0 | 0 | 0 | 0 | 0 | 0 | 0 | 0 | 0 | 0 | 0 | 0 | 0 | 0 | 0 | 0 | 0 | 0 | 0 | 0 | 0 | 0 | 0 | 0 | 0 | 0 | 0 | 0 | 0 | 0 | 0
F2_Commercial_Warehouse_New_Miscellaneous_Natural Gas_Pool Heater_E1 | F2 | Commercial | Warehouse | New | Miscellaneous | Natural Gas | Pool Heater | E1 | TRC BC Ratio | 0.9 | 0.9 | 0.9 | 0.9 | 0.9 | 0.9 | 0.9 | 0.9 | 0.9 | 0.9 | 0.9 | 0.9 | 0.9 | 0.9 | 0.9 | 0.9 | 0.9 | 0.9 | 0.9 | 0.9 | 0.9 | 0.9 | 0.9 | 0.9 | 0.9 | 0.9 | 0.9 | 0.9 | 0.9 | 0.9 | 0.9
F2_Commercial_Warehouse_New_Miscellaneous_Natural Gas_Pool Heater_E2 | F2 | Commercial | Warehouse | New | Miscellaneous | Natural Gas | Pool Heater | E2 | TRC BC Ratio | 0.56913 | 0.59017 | 0.59856 | 0.60055 | 0.62327 | 0.58756 | 0.56286 | 0.56218 | 0.57879 | 0.56904 | 0.56637 | 0.56026 | 0.42036 | 0.41012 | 0.40714 | 0.46017 | 0.52551 | 0.59905 | 0.65771 | 0.754 | 0.76585 | 0.78054 | 0.79807 | 0.30114 | 0.29474 | 0.28881 | 0.28328 | 0.2781 | 0.27319 | 0.2685 | 0.264
F2_Commercial_Warehouse_New_Miscellaneous_Natural Gas_Pool Heater_E3 | F2 | Commercial | Warehouse | New | Miscellaneous | Natural Gas | Pool Heater | E3 | TRC BC Ratio | 0 | 0 | 0 | 0 | 0 | 0 | 0 | 0 | 0 | 0 | 0 | 0 | 0 | 0 | 0 | 0 | 0 | 0 | 0 | 0 | 0 | 0 | 0 | 0 | 0 | 0 | 0 | 0 | 0 | 0 | 0
F2_Commercial_Warehouse_New_Miscellaneous_Natural Gas_Pool Heater_E4 | F2 | Commercial | Warehouse | New | Miscellaneous | Natural Gas | Pool Heater | E4 | TRC BC Ratio | 0 | 0 | 0 | 0 | 0 | 0 | 0 | 0 | 0 | 0 | 0 | 0 | 0 | 0 | 0 | 0 | 0 | 0 | 0 | 0 | 0 | 0 | 0 | 0 | 0 | 0 | 0 | 0 | 0 | 0 | 0
F2_Commercial_Warehouse_New_Miscellaneous_Natural Gas_Pool Heater_E5 | F2 | Commercial | Warehouse | New | Miscellaneous | Natural Gas | Pool Heater | E5 | TRC BC Ratio | 0 | 0 | 0 | 0 | 0 | 0 | 0 | 0 | 0 | 0 | 0 | 0 | 0 | 0 | 0 | 0 | 0 | 0 | 0 | 0 | 0 | 0 | 0 | 0 | 0 | 0 | 0 | 0 | 0 | 0 | 0
F2_Commercial_Warehouse_New_Miscellaneous_Natural Gas_Pool Heater_E6 | F2 | Commercial | Warehouse | New | Miscellaneous | Natural Gas | Pool Heater | E6 | TRC BC Ratio | 0 | 0 | 0 | 0 | 0 | 0 | 0 | 0 | 0 | 0 | 0 | 0 | 0 | 0 | 0 | 0 | 0 | 0 | 0 | 0 | 0 | 0 | 0 | 0 | 0 | 0 | 0 | 0 | 0 | 0 | 0
F2_Commercial_Warehouse_New_Miscellaneous_Natural Gas_Pool Heater_E7 | F2 | Commercial | Warehouse | New | Miscellaneous | Natural Gas | Pool Heater | E7 | TRC BC Ratio | 0 | 0 | 0 | 0 | 0 | 0 | 0 | 0 | 0 | 0 | 0 | 0 | 0 | 0 | 0 | 0 | 0 | 0 | 0 | 0 | 0 | 0 | 0 | 0 | 0 | 0 | 0 | 0 | 0 | 0 | 0
F2_Commercial_Warehouse_New_Miscellaneous_Natural Gas_Pool Heater_E8 | F2 | Commercial | Warehouse | New | Miscellaneous | Natural Gas | Pool Heater | E8 | TRC BC Ratio | 0 | 0 | 0 | 0 | 0 | 0 | 0 | 0 | 0 | 0 | 0 | 0 | 0 | 0 | 0 | 0 | 0 | 0 | 0 | 0 | 0 | 0 | 0 | 0 | 0 | 0 | 0 | 0 | 0 | 0 | 0
F2_Commercial_Warehouse_New_Miscellaneous_Natural Gas_Pool Heater_E9 | F2 | Commercial | Warehouse | New | Miscellaneous | Natural Gas | Pool Heater | E9 | TRC BC Ratio | 0 | 0 | 0 | 0 | 0 | 0 | 0 | 0 | 0 | 0 | 0 | 0 | 0 | 0 | 0 | 0 | 0 | 0 | 0 | 0 | 0 | 0 | 0 | 0 | 0 | 0 | 0 | 0 | 0 | 0 | 0
F2_Commercial_Warehouse_New_Miscellaneous_Natural Gas_Pool Heater_E10 | F2 | Commercial | Warehouse | New | Miscellaneous | Natural Gas | Pool Heater | E10 | TRC BC Ratio | 0 | 0 | 0 | 0 | 0 | 0 | 0 | 0 | 0 | 0 | 0 | 0 | 0 | 0 | 0 | 0 | 0 | 0 | 0 | 0 | 0 | 0 | 0 | 0 | 0 | 0 | 0 | 0 | 0 | 0 | 0
F3_Commercial_Warehouse_New_Miscellaneous_Natural Gas_Pool Heater_E1 | F3 | Commercial | Warehouse | New | Miscellaneous | Natural Gas | Pool Heater | E1 | PACT BC Ratio | 0.9 | 0.9 | 0.9 | 0.9 | 0.9 | 0.9 | 0.9 | 0.9 | 0.9 | 0.9 | 0.9 | 0.9 | 0.9 | 0.9 | 0.9 | 0.9 | 0.9 | 0.9 | 0.9 | 0.9 | 0.9 | 0.9 | 0.9 | 0.9 | 0.9 | 0.9 | 0.9 | 0.9 | 0.9 | 0.9 | 0.9
F3_Commercial_Warehouse_New_Miscellaneous_Natural Gas_Pool Heater_E2 | F3 | Commercial | Warehouse | New | Miscellaneous | Natural Gas | Pool Heater | E2 | PACT BC Ratio | 0.80033 | 0.82991 | 0.84171 | 0.84451 | 0.87645 | 0.82624 | 0.79152 | 0.79055 | 0.81391 | 0.8002 | 0.79645 | 0.78786 | 0.59112 | 0.57672 | 0.57253 | 0.64711 | 0.73899 | 0.8424 | 0.92489 | 1.0603 | 1.077 | 1.0976 | 1.1223 | 0.42347 | 0.41447 | 0.40613 | 0.39836 | 0.39107 | 0.38417 | 0.37758 | 0.37125
F3_Commercial_Warehouse_New_Miscellaneous_Natural Gas_Pool Heater_E3 | F3 | Commercial | Warehouse | New | Miscellaneous | Natural Gas | Pool Heater | E3 | PACT BC Ratio | 0 | 0 | 0 | 0 | 0 | 0 | 0 | 0 | 0 | 0 | 0 | 0 | 0 | 0 | 0 | 0 | 0 | 0 | 0 | 0 | 0 | 0 | 0 | 0 | 0 | 0 | 0 | 0 | 0 | 0 | 0
F3_Commercial_Warehouse_New_Miscellaneous_Natural Gas_Pool Heater_E4 | F3 | Commercial | Warehouse | New | Miscellaneous | Natural Gas | Pool Heater | E4 | PACT BC Ratio | 0 | 0 | 0 | 0 | 0 | 0 | 0 | 0 | 0 | 0 | 0 | 0 | 0 | 0 | 0 | 0 | 0 | 0 | 0 | 0 | 0 | 0 | 0 | 0 | 0 | 0 | 0 | 0 | 0 | 0 | 0
F3_Commercial_Warehouse_New_Miscellaneous_Natural Gas_Pool Heater_E5 | F3 | Commercial | Warehouse | New | Miscellaneous | Natural Gas | Pool Heater | E5 | PACT BC Ratio | 0 | 0 | 0 | 0 | 0 | 0 | 0 | 0 | 0 | 0 | 0 | 0 | 0 | 0 | 0 | 0 | 0 | 0 | 0 | 0 | 0 | 0 | 0 | 0 | 0 | 0 | 0 | 0 | 0 | 0 | 0
F3_Commercial_Warehouse_New_Miscellaneous_Natural Gas_Pool Heater_E6 | F3 | Commercial | Warehouse | New | Miscellaneous | Natural Gas | Pool Heater | E6 | PACT BC Ratio | 0 | 0 | 0 | 0 | 0 | 0 | 0 | 0 | 0 | 0 | 0 | 0 | 0 | 0 | 0 | 0 | 0 | 0 | 0 | 0 | 0 | 0 | 0 | 0 | 0 | 0 | 0 | 0 | 0 | 0 | 0
F3_Commercial_Warehouse_New_Miscellaneous_Natural Gas_Pool Heater_E7 | F3 | Commercial | Warehouse | New | Miscellaneous | Natural Gas | Pool Heater | E7 | PACT BC Ratio | 0 | 0 | 0 | 0 | 0 | 0 | 0 | 0 | 0 | 0 | 0 | 0 | 0 | 0 | 0 | 0 | 0 | 0 | 0 | 0 | 0 | 0 | 0 | 0 | 0 | 0 | 0 | 0 | 0 | 0 | 0
F3_Commercial_Warehouse_New_Miscellaneous_Natural Gas_Pool Heater_E8 | F3 | Commercial | Warehouse | New | Miscellaneous | Natural Gas | Pool Heater | E8 | PACT BC Ratio | 0 | 0 | 0 | 0 | 0 | 0 | 0 | 0 | 0 | 0 | 0 | 0 | 0 | 0 | 0 | 0 | 0 | 0 | 0 | 0 | 0 | 0 | 0 | 0 | 0 | 0 | 0 | 0 | 0 | 0 | 0
F3_Commercial_Warehouse_New_Miscellaneous_Natural Gas_Pool Heater_E9 | F3 | Commercial | Warehouse | New | Miscellaneous | Natural Gas | Pool Heater | E9 | PACT BC Ratio | 0 | 0 | 0 | 0 | 0 | 0 | 0 | 0 | 0 | 0 | 0 | 0 | 0 | 0 | 0 | 0 | 0 | 0 | 0 | 0 | 0 | 0 | 0 | 0 | 0 | 0 | 0 | 0 | 0 | 0 | 0
F3_Commercial_Warehouse_New_Miscellaneous_Natural Gas_Pool Heater_E10 | F3 | Commercial | Warehouse | New | Miscellaneous | Natural Gas | Pool Heater | E10 | PACT BC Ratio | 0 | 0 | 0 | 0 | 0 | 0 | 0 | 0 | 0 | 0 | 0 | 0 | 0 | 0 | 0 | 0 | 0 | 0 | 0 | 0 | 0 | 0 | 0 | 0 | 0 | 0 | 0 | 0 | 0 | 0 | 0
F4_Commercial_Warehouse_New_Miscellaneous_Natural Gas_Pool Heater_E1 | F4 | Commercial | Warehouse | New | Miscellaneous | Natural Gas | Pool Heater | E1 | PCT BC Ratio | 0.9 | 0.9 | 0.9 | 0.9 | 0.9 | 0.9 | 0.9 | 0.9 | 0.9 | 0.9 | 0.9 | 0.9 | 0.9 | 0.9 | 0.9 | 0.9 | 0.9 | 0.9 | 0.9 | 0.9 | 0.9 | 0.9 | 0.9 | 0.9 | 0.9 | 0.9 | 0.9 | 0.9 | 0.9 | 0.9 | 0.9
F4_Commercial_Warehouse_New_Miscellaneous_Natural Gas_Pool Heater_E2 | F4 | Commercial | Warehouse | New | Miscellaneous | Natural Gas | Pool Heater | E2 | PCT BC Ratio | 1.6263 | 1.6664 | 1.6824 | 1.6862 | 1.7296 | 1.6614 | 1.6143 | 1.613 | 1.6447 | 1.6261 | 1.621 | 1.6093 | 1.3422 | 1.3227 | 1.317 | 1.4182 | 1.543 | 1.6834 | 1.7954 | 1.9792 | 2.0018 | 2.0299 | 2.0634 | 1.1146 | 1.1024 | 1.091 | 1.0805 | 1.0706 | 1.0612 | 1.0523 | 1.0437
F4_Commercial_Warehouse_New_Miscellaneous_Natural Gas_Pool Heater_E3 | F4 | Commercial | Warehouse | New | Miscellaneous | Natural Gas | Pool Heater | E3 | PCT BC Ratio | 0 | 0 | 0 | 0 | 0 | 0 | 0 | 0 | 0 | 0 | 0 | 0 | 0 | 0 | 0 | 0 | 0 | 0 | 0 | 0 | 0 | 0 | 0 | 0 | 0 | 0 | 0 | 0 | 0 | 0 | 0
F4_Commercial_Warehouse_New_Miscellaneous_Natural Gas_Pool Heater_E4 | F4 | Commercial | Warehouse | New | Miscellaneous | Natural Gas | Pool Heater | E4 | PCT BC Ratio | 0 | 0 | 0 | 0 | 0 | 0 | 0 | 0 | 0 | 0 | 0 | 0 | 0 | 0 | 0 | 0 | 0 | 0 | 0 | 0 | 0 | 0 | 0 | 0 | 0 | 0 | 0 | 0 | 0 | 0 | 0
F4_Commercial_Warehouse_New_Miscellaneous_Natural Gas_Pool Heater_E5 | F4 | Commercial | Warehouse | New | Miscellaneous | Natural Gas | Pool Heater | E5 | PCT BC Ratio | 0 | 0 | 0 | 0 | 0 | 0 | 0 | 0 | 0 | 0 | 0 | 0 | 0 | 0 | 0 | 0 | 0 | 0 | 0 | 0 | 0 | 0 | 0 | 0 | 0 | 0 | 0 | 0 | 0 | 0 | 0
F4_Commercial_Warehouse_New_Miscellaneous_Natural Gas_Pool Heater_E6 | F4 | Commercial | Warehouse | New | Miscellaneous | Natural Gas | Pool Heater | E6 | PCT BC Ratio | 0 | 0 | 0 | 0 | 0 | 0 | 0 | 0 | 0 | 0 | 0 | 0 | 0 | 0 | 0 | 0 | 0 | 0 | 0 | 0 | 0 | 0 | 0 | 0 | 0 | 0 | 0 | 0 | 0 | 0 | 0
F4_Commercial_Warehouse_New_Miscellaneous_Natural Gas_Pool Heater_E7 | F4 | Commercial | Warehouse | New | Miscellaneous | Natural Gas | Pool Heater | E7 | PCT BC Ratio | 0 | 0 | 0 | 0 | 0 | 0 | 0 | 0 | 0 | 0 | 0 | 0 | 0 | 0 | 0 | 0 | 0 | 0 | 0 | 0 | 0 | 0 | 0 | 0 | 0 | 0 | 0 | 0 | 0 | 0 | 0
F4_Commercial_Warehouse_New_Miscellaneous_Natural Gas_Pool Heater_E8 | F4 | Commercial | Warehouse | New | Miscellaneous | Natural Gas | Pool Heater | E8 | PCT BC Ratio | 0 | 0 | 0 | 0 | 0 | 0 | 0 | 0 | 0 | 0 | 0 | 0 | 0 | 0 | 0 | 0 | 0 | 0 | 0 | 0 | 0 | 0 | 0 | 0 | 0 | 0 | 0 | 0 | 0 | 0 | 0
F4_Commercial_Warehouse_New_Miscellaneous_Natural Gas_Pool Heater_E9 | F4 | Commercial | Warehouse | New | Miscellaneous | Natural Gas | Pool Heater | E9 | PCT BC Ratio | 0 | 0 | 0 | 0 | 0 | 0 | 0 | 0 | 0 | 0 | 0 | 0 | 0 | 0 | 0 | 0 | 0 | 0 | 0 | 0 | 0 | 0 | 0 | 0 | 0 | 0 | 0 | 0 | 0 | 0 | 0
F4_Commercial_Warehouse_New_Miscellaneous_Natural Gas_Pool Heater_E10 | F4 | Commercial | Warehouse | New | Miscellaneous | Natural Gas | Pool Heater | E10 | PCT BC Ratio | 0 | 0 | 0 | 0 | 0 | 0 | 0 | 0 | 0 | 0 | 0 | 0 | 0 | 0 | 0 | 0 | 0 | 0 | 0 | 0 | 0 | 0 | 0 | 0 | 0 | 0 | 0 | 0 | 0 | 0 | 0
F5_Commercial_Warehouse_New_Miscellaneous_Natural Gas_Pool Heater_E1 | F5 | Commercial | Warehouse | New | Miscellaneous | Natural Gas | Pool Heater | E1 | RIM BC Ratio | 0.9 | 0.9 | 0.9 | 0.9 | 0.9 | 0.9 | 0.9 | 0.9 | 0.9 | 0.9 | 0.9 | 0.9 | 0.9 | 0.9 | 0.9 | 0.9 | 0.9 | 0.9 | 0.9 | 0.9 | 0.9 | 0.9 | 0.9 | 0.9 | 0.9 | 0.9 | 0.9 | 0.9 | 0.9 | 0.9 | 0.9
F5_Commercial_Warehouse_New_Miscellaneous_Natural Gas_Pool Heater_E2 | F5 | Commercial | Warehouse | New | Miscellaneous | Natural Gas | Pool Heater | E2 | RIM BC Ratio | 0.40857 | 0.41614 | 0.41909 | 0.41978 | 0.42753 | 0.41522 | 0.40626 | 0.40601 | 0.41208 | 0.40854 | 0.40756 | 0.4053 | 0.34605 | 0.34106 | 0.33959 | 0.36451 | 0.39196 | 0.41926 | 0.43874 | 0.46703 | 0.47023 | 0.47413 | 0.47867 | 0.28094 | 0.27695 | 0.2732 | 0.26966 | 0.2663 | 0.26308 | 0.25997 | 0.25696
F5_Commercial_Warehouse_New_Miscellaneous_Natural Gas_Pool Heater_E3 | F5 | Commercial | Warehouse | New | Miscellaneous | Natural Gas | Pool Heater | E3 | RIM BC Ratio | 0 | 0 | 0 | 0 | 0 | 0 | 0 | 0 | 0 | 0 | 0 | 0 | 0 | 0 | 0 | 0 | 0 | 0 | 0 | 0 | 0 | 0 | 0 | 0 | 0 | 0 | 0 | 0 | 0 | 0 | 0
F5_Commercial_Warehouse_New_Miscellaneous_Natural Gas_Pool Heater_E4 | F5 | Commercial | Warehouse | New | Miscellaneous | Natural Gas | Pool Heater | E4 | RIM BC Ratio | 0 | 0 | 0 | 0 | 0 | 0 | 0 | 0 | 0 | 0 | 0 | 0 | 0 | 0 | 0 | 0 | 0 | 0 | 0 | 0 | 0 | 0 | 0 | 0 | 0 | 0 | 0 | 0 | 0 | 0 | 0
F5_Commercial_Warehouse_New_Miscellaneous_Natural Gas_Pool Heater_E5 | F5 | Commercial | Warehouse | New | Miscellaneous | Natural Gas | Pool Heater | E5 | RIM BC Ratio | 0 | 0 | 0 | 0 | 0 | 0 | 0 | 0 | 0 | 0 | 0 | 0 | 0 | 0 | 0 | 0 | 0 | 0 | 0 | 0 | 0 | 0 | 0 | 0 | 0 | 0 | 0 | 0 | 0 | 0 | 0
F5_Commercial_Warehouse_New_Miscellaneous_Natural Gas_Pool Heater_E6 | F5 | Commercial | Warehouse | New | Miscellaneous | Natural Gas | Pool Heater | E6 | RIM BC Ratio | 0 | 0 | 0 | 0 | 0 | 0 | 0 | 0 | 0 | 0 | 0 | 0 | 0 | 0 | 0 | 0 | 0 | 0 | 0 | 0 | 0 | 0 | 0 | 0 | 0 | 0 | 0 | 0 | 0 | 0 | 0
F5_Commercial_Warehouse_New_Miscellaneous_Natural Gas_Pool Heater_E7 | F5 | Commercial | Warehouse | New | Miscellaneous | Natural Gas | Pool Heater | E7 | RIM BC Ratio | 0 | 0 | 0 | 0 | 0 | 0 | 0 | 0 | 0 | 0 | 0 | 0 | 0 | 0 | 0 | 0 | 0 | 0 | 0 | 0 | 0 | 0 | 0 | 0 | 0 | 0 | 0 | 0 | 0 | 0 | 0
F5_Commercial_Warehouse_New_Miscellaneous_Natural Gas_Pool Heater_E8 | F5 | Commercial | Warehouse | New | Miscellaneous | Natural Gas | Pool Heater | E8 | RIM BC Ratio | 0 | 0 | 0 | 0 | 0 | 0 | 0 | 0 | 0 | 0 | 0 | 0 | 0 | 0 | 0 | 0 | 0 | 0 | 0 | 0 | 0 | 0 | 0 | 0 | 0 | 0 | 0 | 0 | 0 | 0 | 0
F5_Commercial_Warehouse_New_Miscellaneous_Natural Gas_Pool Heater_E9 | F5 | Commercial | Warehouse | New | Miscellaneous | Natural Gas | Pool Heater | E9 | RIM BC Ratio | 0 | 0 | 0 | 0 | 0 | 0 | 0 | 0 | 0 | 0 | 0 | 0 | 0 | 0 | 0 | 0 | 0 | 0 | 0 | 0 | 0 | 0 | 0 | 0 | 0 | 0 | 0 | 0 | 0 | 0 | 0
F5_Commercial_Warehouse_New_Miscellaneous_Natural Gas_Pool Heater_E10 | F5 | Commercial | Warehouse | New | Miscellaneous | Natural Gas | Pool Heater | E10 | RIM BC Ratio | 0 | 0 | 0 | 0 | 0 | 0 | 0 | 0 | 0 | 0 | 0 | 0 | 0 | 0 | 0 | 0 | 0 | 0 | 0 | 0 | 0 | 0 | 0 | 0 | 0 | 0 | 0 | 0 | 0 | 0 | 0
F0_Commercial_Warehouse_New_Miscellaneous_Natural Gas_Miscellaneous_E0 | F0 | Commercial | Warehouse | New | Miscellaneous | Natural Gas | Miscellaneous | E0 | Economic Unit | Miscellaneous | Miscellaneous | Miscellaneous | Miscellaneous | Miscellaneous | Miscellaneous | Miscellaneous | Miscellaneous | Miscellaneous | Miscellaneous | Miscellaneous | Miscellaneous | Miscellaneous | Miscellaneous | Miscellaneous | Miscellaneous | Miscellaneous | Miscellaneous | Miscellaneous | Miscellaneous | Miscellaneous | Miscellaneous | Miscellaneous | Miscellaneous | Miscellaneous | Miscellaneous | Miscellaneous | Miscellaneous | Miscellaneous | Miscellaneous | Miscellaneous
F1_Commercial_Warehouse_New_Miscellaneous_Natural Gas_Miscellaneous_E1 | F1 | Commercial | Warehouse | New | Miscellaneous | Natural Gas | Miscellaneous | E1 | CCE | 0 | 0 | 0 | 0 | 0 | 0 | 0 | 0 | 0 | 0 | 0 | 0 | 0 | 0 | 0 | 0 | 0 | 0 | 0 | 0 | 0 | 0 | 0 | 0 | 0 | 0 | 0 | 0 | 0 | 0 | 0
F1_Commercial_Warehouse_New_Miscellaneous_Natural Gas_Miscellaneous_E2 | F1 | Commercial | Warehouse | New | Miscellaneous | Natural Gas | Miscellaneous | E2 | CCE | 0 | 0 | 0 | 0 | 0 | 0 | 0 | 0 | 0 | 0 | 0 | 0 | 0 | 0 | 0 | 0 | 0 | 0 | 0 | 0 | 0 | 0 | 0 | 0 | 0 | 0 | 0 | 0 | 0 | 0 | 0
F1_Commercial_Warehouse_New_Miscellaneous_Natural Gas_Miscellaneous_E3 | F1 | Commercial | Warehouse | New | Miscellaneous | Natural Gas | Miscellaneous | E3 | CCE | 0 | 0 | 0 | 0 | 0 | 0 | 0 | 0 | 0 | 0 | 0 | 0 | 0 | 0 | 0 | 0 | 0 | 0 | 0 | 0 | 0 | 0 | 0 | 0 | 0 | 0 | 0 | 0 | 0 | 0 | 0
F1_Commercial_Warehouse_New_Miscellaneous_Natural Gas_Miscellaneous_E4 | F1 | Commercial | Warehouse | New | Miscellaneous | Natural Gas | Miscellaneous | E4 | CCE | 0 | 0 | 0 | 0 | 0 | 0 | 0 | 0 | 0 | 0 | 0 | 0 | 0 | 0 | 0 | 0 | 0 | 0 | 0 | 0 | 0 | 0 | 0 | 0 | 0 | 0 | 0 | 0 | 0 | 0 | 0
F1_Commercial_Warehouse_New_Miscellaneous_Natural Gas_Miscellaneous_E5 | F1 | Commercial | Warehouse | New | Miscellaneous | Natural Gas | Miscellaneous | E5 | CCE | 0 | 0 | 0 | 0 | 0 | 0 | 0 | 0 | 0 | 0 | 0 | 0 | 0 | 0 | 0 | 0 | 0 | 0 | 0 | 0 | 0 | 0 | 0 | 0 | 0 | 0 | 0 | 0 | 0 | 0 | 0
F1_Commercial_Warehouse_New_Miscellaneous_Natural Gas_Miscellaneous_E6 | F1 | Commercial | Warehouse | New | Miscellaneous | Natural Gas | Miscellaneous | E6 | CCE | 0 | 0 | 0 | 0 | 0 | 0 | 0 | 0 | 0 | 0 | 0 | 0 | 0 | 0 | 0 | 0 | 0 | 0 | 0 | 0 | 0 | 0 | 0 | 0 | 0 | 0 | 0 | 0 | 0 | 0 | 0
F1_Commercial_Warehouse_New_Miscellaneous_Natural Gas_Miscellaneous_E7 | F1 | Commercial | Warehouse | New | Miscellaneous | Natural Gas | Miscellaneous | E7 | CCE | 0 | 0 | 0 | 0 | 0 | 0 | 0 | 0 | 0 | 0 | 0 | 0 | 0 | 0 | 0 | 0 | 0 | 0 | 0 | 0 | 0 | 0 | 0 | 0 | 0 | 0 | 0 | 0 | 0 | 0 | 0
F1_Commercial_Warehouse_New_Miscellaneous_Natural Gas_Miscellaneous_E8 | F1 | Commercial | Warehouse | New | Miscellaneous | Natural Gas | Miscellaneous | E8 | CCE | 0 | 0 | 0 | 0 | 0 | 0 | 0 | 0 | 0 | 0 | 0 | 0 | 0 | 0 | 0 | 0 | 0 | 0 | 0 | 0 | 0 | 0 | 0 | 0 | 0 | 0 | 0 | 0 | 0 | 0 | 0
F1_Commercial_Warehouse_New_Miscellaneous_Natural Gas_Miscellaneous_E9 | F1 | Commercial | Warehouse | New | Miscellaneous | Natural Gas | Miscellaneous | E9 | CCE | 0 | 0 | 0 | 0 | 0 | 0 | 0 | 0 | 0 | 0 | 0 | 0 | 0 | 0 | 0 | 0 | 0 | 0 | 0 | 0 | 0 | 0 | 0 | 0 | 0 | 0 | 0 | 0 | 0 | 0 | 0
F1_Commercial_Warehouse_New_Miscellaneous_Natural Gas_Miscellaneous_E10 | F1 | Commercial | Warehouse | New | Miscellaneous | Natural Gas | Miscellaneous | E10 | CCE | 0 | 0 | 0 | 0 | 0 | 0 | 0 | 0 | 0 | 0 | 0 | 0 | 0 | 0 | 0 | 0 | 0 | 0 | 0 | 0 | 0 | 0 | 0 | 0 | 0 | 0 | 0 | 0 | 0 | 0 | 0
F2_Commercial_Warehouse_New_Miscellaneous_Natural Gas_Miscellaneous_E1 | F2 | Commercial | Warehouse | New | Miscellaneous | Natural Gas | Miscellaneous | E1 | TRC BC Ratio | 0.9 | 0.9 | 0.9 | 0.9 | 0.9 | 0.9 | 0.9 | 0.9 | 0.9 | 0.9 | 0.9 | 0.9 | 0.9 | 0.9 | 0.9 | 0.9 | 0.9 | 0.9 | 0.9 | 0.9 | 0.9 | 0.9 | 0.9 | 0.9 | 0.9 | 0.9 | 0.9 | 0.9 | 0.9 | 0.9 | 0.9
F2_Commercial_Warehouse_New_Miscellaneous_Natural Gas_Miscellaneous_E2 | F2 | Commercial | Warehouse | New | Miscellaneous | Natural Gas | Miscellaneous | E2 | TRC BC Ratio | 0 | 0 | 0 | 0 | 0 | 0 | 0 | 0 | 0 | 0 | 0 | 0 | 0 | 0 | 0 | 0 | 0 | 0 | 0 | 0 | 0 | 0 | 0 | 0 | 0 | 0 | 0 | 0 | 0 | 0 | 0
F2_Commercial_Warehouse_New_Miscellaneous_Natural Gas_Miscellaneous_E3 | F2 | Commercial | Warehouse | New | Miscellaneous | Natural Gas | Miscellaneous | E3 | TRC BC Ratio | 0 | 0 | 0 | 0 | 0 | 0 | 0 | 0 | 0 | 0 | 0 | 0 | 0 | 0 | 0 | 0 | 0 | 0 | 0 | 0 | 0 | 0 | 0 | 0 | 0 | 0 | 0 | 0 | 0 | 0 | 0
F2_Commercial_Warehouse_New_Miscellaneous_Natural Gas_Miscellaneous_E4 | F2 | Commercial | Warehouse | New | Miscellaneous | Natural Gas | Miscellaneous | E4 | TRC BC Ratio | 0 | 0 | 0 | 0 | 0 | 0 | 0 | 0 | 0 | 0 | 0 | 0 | 0 | 0 | 0 | 0 | 0 | 0 | 0 | 0 | 0 | 0 | 0 | 0 | 0 | 0 | 0 | 0 | 0 | 0 | 0
F2_Commercial_Warehouse_New_Miscellaneous_Natural Gas_Miscellaneous_E5 | F2 | Commercial | Warehouse | New | Miscellaneous | Natural Gas | Miscellaneous | E5 | TRC BC Ratio | 0 | 0 | 0 | 0 | 0 | 0 | 0 | 0 | 0 | 0 | 0 | 0 | 0 | 0 | 0 | 0 | 0 | 0 | 0 | 0 | 0 | 0 | 0 | 0 | 0 | 0 | 0 | 0 | 0 | 0 | 0
F2_Commercial_Warehouse_New_Miscellaneous_Natural Gas_Miscellaneous_E6 | F2 | Commercial | Warehouse | New | Miscellaneous | Natural Gas | Miscellaneous | E6 | TRC BC Ratio | 0 | 0 | 0 | 0 | 0 | 0 | 0 | 0 | 0 | 0 | 0 | 0 | 0 | 0 | 0 | 0 | 0 | 0 | 0 | 0 | 0 | 0 | 0 | 0 | 0 | 0 | 0 | 0 | 0 | 0 | 0
F2_Commercial_Warehouse_New_Miscellaneous_Natural Gas_Miscellaneous_E7 | F2 | Commercial | Warehouse | New | Miscellaneous | Natural Gas | Miscellaneous | E7 | TRC BC Ratio | 0 | 0 | 0 | 0 | 0 | 0 | 0 | 0 | 0 | 0 | 0 | 0 | 0 | 0 | 0 | 0 | 0 | 0 | 0 | 0 | 0 | 0 | 0 | 0 | 0 | 0 | 0 | 0 | 0 | 0 | 0
F2_Commercial_Warehouse_New_Miscellaneous_Natural Gas_Miscellaneous_E8 | F2 | Commercial | Warehouse | New | Miscellaneous | Natural Gas | Miscellaneous | E8 | TRC BC Ratio | 0 | 0 | 0 | 0 | 0 | 0 | 0 | 0 | 0 | 0 | 0 | 0 | 0 | 0 | 0 | 0 | 0 | 0 | 0 | 0 | 0 | 0 | 0 | 0 | 0 | 0 | 0 | 0 | 0 | 0 | 0
F2_Commercial_Warehouse_New_Miscellaneous_Natural Gas_Miscellaneous_E9 | F2 | Commercial | Warehouse | New | Miscellaneous | Natural Gas | Miscellaneous | E9 | TRC BC Ratio | 0 | 0 | 0 | 0 | 0 | 0 | 0 | 0 | 0 | 0 | 0 | 0 | 0 | 0 | 0 | 0 | 0 | 0 | 0 | 0 | 0 | 0 | 0 | 0 | 0 | 0 | 0 | 0 | 0 | 0 | 0
F2_Commercial_Warehouse_New_Miscellaneous_Natural Gas_Miscellaneous_E10 | F2 | Commercial | Warehouse | New | Miscellaneous | Natural Gas | Miscellaneous | E10 | TRC BC Ratio | 0 | 0 | 0 | 0 | 0 | 0 | 0 | 0 | 0 | 0 | 0 | 0 | 0 | 0 | 0 | 0 | 0 | 0 | 0 | 0 | 0 | 0 | 0 | 0 | 0 | 0 | 0 | 0 | 0 | 0 | 0
F3_Commercial_Warehouse_New_Miscellaneous_Natural Gas_Miscellaneous_E1 | F3 | Commercial | Warehouse | New | Miscellaneous | Natural Gas | Miscellaneous | E1 | PACT BC Ratio | 0.9 | 0.9 | 0.9 | 0.9 | 0.9 | 0.9 | 0.9 | 0.9 | 0.9 | 0.9 | 0.9 | 0.9 | 0.9 | 0.9 | 0.9 | 0.9 | 0.9 | 0.9 | 0.9 | 0.9 | 0.9 | 0.9 | 0.9 | 0.9 | 0.9 | 0.9 | 0.9 | 0.9 | 0.9 | 0.9 | 0.9
F3_Commercial_Warehouse_New_Miscellaneous_Natural Gas_Miscellaneous_E2 | F3 | Commercial | Warehouse | New | Miscellaneous | Natural Gas | Miscellaneous | E2 | PACT BC Ratio | 0 | 0 | 0 | 0 | 0 | 0 | 0 | 0 | 0 | 0 | 0 | 0 | 0 | 0 | 0 | 0 | 0 | 0 | 0 | 0 | 0 | 0 | 0 | 0 | 0 | 0 | 0 | 0 | 0 | 0 | 0
F3_Commercial_Warehouse_New_Miscellaneous_Natural Gas_Miscellaneous_E3 | F3 | Commercial | Warehouse | New | Miscellaneous | Natural Gas | Miscellaneous | E3 | PACT BC Ratio | 0 | 0 | 0 | 0 | 0 | 0 | 0 | 0 | 0 | 0 | 0 | 0 | 0 | 0 | 0 | 0 | 0 | 0 | 0 | 0 | 0 | 0 | 0 | 0 | 0 | 0 | 0 | 0 | 0 | 0 | 0
F3_Commercial_Warehouse_New_Miscellaneous_Natural Gas_Miscellaneous_E4 | F3 | Commercial | Warehouse | New | Miscellaneous | Natural Gas | Miscellaneous | E4 | PACT BC Ratio | 0 | 0 | 0 | 0 | 0 | 0 | 0 | 0 | 0 | 0 | 0 | 0 | 0 | 0 | 0 | 0 | 0 | 0 | 0 | 0 | 0 | 0 | 0 | 0 | 0 | 0 | 0 | 0 | 0 | 0 | 0
F3_Commercial_Warehouse_New_Miscellaneous_Natural Gas_Miscellaneous_E5 | F3 | Commercial | Warehouse | New | Miscellaneous | Natural Gas | Miscellaneous | E5 | PACT BC Ratio | 0 | 0 | 0 | 0 | 0 | 0 | 0 | 0 | 0 | 0 | 0 | 0 | 0 | 0 | 0 | 0 | 0 | 0 | 0 | 0 | 0 | 0 | 0 | 0 | 0 | 0 | 0 | 0 | 0 | 0 | 0
F3_Commercial_Warehouse_New_Miscellaneous_Natural Gas_Miscellaneous_E6 | F3 | Commercial | Warehouse | New | Miscellaneous | Natural Gas | Miscellaneous | E6 | PACT BC Ratio | 0 | 0 | 0 | 0 | 0 | 0 | 0 | 0 | 0 | 0 | 0 | 0 | 0 | 0 | 0 | 0 | 0 | 0 | 0 | 0 | 0 | 0 | 0 | 0 | 0 | 0 | 0 | 0 | 0 | 0 | 0
F3_Commercial_Warehouse_New_Miscellaneous_Natural Gas_Miscellaneous_E7 | F3 | Commercial | Warehouse | New | Miscellaneous | Natural Gas | Miscellaneous | E7 | PACT BC Ratio | 0 | 0 | 0 | 0 | 0 | 0 | 0 | 0 | 0 | 0 | 0 | 0 | 0 | 0 | 0 | 0 | 0 | 0 | 0 | 0 | 0 | 0 | 0 | 0 | 0 | 0 | 0 | 0 | 0 | 0 | 0
F3_Commercial_Warehouse_New_Miscellaneous_Natural Gas_Miscellaneous_E8 | F3 | Commercial | Warehouse | New | Miscellaneous | Natural Gas | Miscellaneous | E8 | PACT BC Ratio | 0 | 0 | 0 | 0 | 0 | 0 | 0 | 0 | 0 | 0 | 0 | 0 | 0 | 0 | 0 | 0 | 0 | 0 | 0 | 0 | 0 | 0 | 0 | 0 | 0 | 0 | 0 | 0 | 0 | 0 | 0
F3_Commercial_Warehouse_New_Miscellaneous_Natural Gas_Miscellaneous_E9 | F3 | Commercial | Warehouse | New | Miscellaneous | Natural Gas | Miscellaneous | E9 | PACT BC Ratio | 0 | 0 | 0 | 0 | 0 | 0 | 0 | 0 | 0 | 0 | 0 | 0 | 0 | 0 | 0 | 0 | 0 | 0 | 0 | 0 | 0 | 0 | 0 | 0 | 0 | 0 | 0 | 0 | 0 | 0 | 0
F3_Commercial_Warehouse_New_Miscellaneous_Natural Gas_Miscellaneous_E10 | F3 | Commercial | Warehouse | New | Miscellaneous | Natural Gas | Miscellaneous | E10 | PACT BC Ratio | 0 | 0 | 0 | 0 | 0 | 0 | 0 | 0 | 0 | 0 | 0 | 0 | 0 | 0 | 0 | 0 | 0 | 0 | 0 | 0 | 0 | 0 | 0 | 0 | 0 | 0 | 0 | 0 | 0 | 0 | 0
F4_Commercial_Warehouse_New_Miscellaneous_Natural Gas_Miscellaneous_E1 | F4 | Commercial | Warehouse | New | Miscellaneous | Natural Gas | Miscellaneous | E1 | PCT BC Ratio | 0.9 | 0.9 | 0.9 | 0.9 | 0.9 | 0.9 | 0.9 | 0.9 | 0.9 | 0.9 | 0.9 | 0.9 | 0.9 | 0.9 | 0.9 | 0.9 | 0.9 | 0.9 | 0.9 | 0.9 | 0.9 | 0.9 | 0.9 | 0.9 | 0.9 | 0.9 | 0.9 | 0.9 | 0.9 | 0.9 | 0.9
F4_Commercial_Warehouse_New_Miscellaneous_Natural Gas_Miscellaneous_E2 | F4 | Commercial | Warehouse | New | Miscellaneous | Natural Gas | Miscellaneous | E2 | PCT BC Ratio | 0 | 0 | 0 | 0 | 0 | 0 | 0 | 0 | 0 | 0 | 0 | 0 | 0 | 0 | 0 | 0 | 0 | 0 | 0 | 0 | 0 | 0 | 0 | 0 | 0 | 0 | 0 | 0 | 0 | 0 | 0
F4_Commercial_Warehouse_New_Miscellaneous_Natural Gas_Miscellaneous_E3 | F4 | Commercial | Warehouse | New | Miscellaneous | Natural Gas | Miscellaneous | E3 | PCT BC Ratio | 0 | 0 | 0 | 0 | 0 | 0 | 0 | 0 | 0 | 0 | 0 | 0 | 0 | 0 | 0 | 0 | 0 | 0 | 0 | 0 | 0 | 0 | 0 | 0 | 0 | 0 | 0 | 0 | 0 | 0 | 0
F4_Commercial_Warehouse_New_Miscellaneous_Natural Gas_Miscellaneous_E4 | F4 | Commercial | Warehouse | New | Miscellaneous | Natural Gas | Miscellaneous | E4 | PCT BC Ratio | 0 | 0 | 0 | 0 | 0 | 0 | 0 | 0 | 0 | 0 | 0 | 0 | 0 | 0 | 0 | 0 | 0 | 0 | 0 | 0 | 0 | 0 | 0 | 0 | 0 | 0 | 0 | 0 | 0 | 0 | 0
F4_Commercial_Warehouse_New_Miscellaneous_Natural Gas_Miscellaneous_E5 | F4 | Commercial | Warehouse | New | Miscellaneous | Natural Gas | Miscellaneous | E5 | PCT BC Ratio | 0 | 0 | 0 | 0 | 0 | 0 | 0 | 0 | 0 | 0 | 0 | 0 | 0 | 0 | 0 | 0 | 0 | 0 | 0 | 0 | 0 | 0 | 0 | 0 | 0 | 0 | 0 | 0 | 0 | 0 | 0
F4_Commercial_Warehouse_New_Miscellaneous_Natural Gas_Miscellaneous_E6 | F4 | Commercial | Warehouse | New | Miscellaneous | Natural Gas | Miscellaneous | E6 | PCT BC Ratio | 0 | 0 | 0 | 0 | 0 | 0 | 0 | 0 | 0 | 0 | 0 | 0 | 0 | 0 | 0 | 0 | 0 | 0 | 0 | 0 | 0 | 0 | 0 | 0 | 0 | 0 | 0 | 0 | 0 | 0 | 0
F4_Commercial_Warehouse_New_Miscellaneous_Natural Gas_Miscellaneous_E7 | F4 | Commercial | Warehouse | New | Miscellaneous | Natural Gas | Miscellaneous | E7 | PCT BC Ratio | 0 | 0 | 0 | 0 | 0 | 0 | 0 | 0 | 0 | 0 | 0 | 0 | 0 | 0 | 0 | 0 | 0 | 0 | 0 | 0 | 0 | 0 | 0 | 0 | 0 | 0 | 0 | 0 | 0 | 0 | 0
F4_Commercial_Warehouse_New_Miscellaneous_Natural Gas_Miscellaneous_E8 | F4 | Commercial | Warehouse | New | Miscellaneous | Natural Gas | Miscellaneous | E8 | PCT BC Ratio | 0 | 0 | 0 | 0 | 0 | 0 | 0 | 0 | 0 | 0 | 0 | 0 | 0 | 0 | 0 | 0 | 0 | 0 | 0 | 0 | 0 | 0 | 0 | 0 | 0 | 0 | 0 | 0 | 0 | 0 | 0
F4_Commercial_Warehouse_New_Miscellaneous_Natural Gas_Miscellaneous_E9 | F4 | Commercial | Warehouse | New | Miscellaneous | Natural Gas | Miscellaneous | E9 | PCT BC Ratio | 0 | 0 | 0 | 0 | 0 | 0 | 0 | 0 | 0 | 0 | 0 | 0 | 0 | 0 | 0 | 0 | 0 | 0 | 0 | 0 | 0 | 0 | 0 | 0 | 0 | 0 | 0 | 0 | 0 | 0 | 0
F4_Commercial_Warehouse_New_Miscellaneous_Natural Gas_Miscellaneous_E10 | F4 | Commercial | Warehouse | New | Miscellaneous | Natural Gas | Miscellaneous | E10 | PCT BC Ratio | 0 | 0 | 0 | 0 | 0 | 0 | 0 | 0 | 0 | 0 | 0 | 0 | 0 | 0 | 0 | 0 | 0 | 0 | 0 | 0 | 0 | 0 | 0 | 0 | 0 | 0 | 0 | 0 | 0 | 0 | 0
F5_Commercial_Warehouse_New_Miscellaneous_Natural Gas_Miscellaneous_E1 | F5 | Commercial | Warehouse | New | Miscellaneous | Natural Gas | Miscellaneous | E1 | RIM BC Ratio | 0.9 | 0.9 | 0.9 | 0.9 | 0.9 | 0.9 | 0.9 | 0.9 | 0.9 | 0.9 | 0.9 | 0.9 | 0.9 | 0.9 | 0.9 | 0.9 | 0.9 | 0.9 | 0.9 | 0.9 | 0.9 | 0.9 | 0.9 | 0.9 | 0.9 | 0.9 | 0.9 | 0.9 | 0.9 | 0.9 | 0.9
F5_Commercial_Warehouse_New_Miscellaneous_Natural Gas_Miscellaneous_E2 | F5 | Commercial | Warehouse | New | Miscellaneous | Natural Gas | Miscellaneous | E2 | RIM BC Ratio | 0 | 0 | 0 | 0 | 0 | 0 | 0 | 0 | 0 | 0 | 0 | 0 | 0 | 0 | 0 | 0 | 0 | 0 | 0 | 0 | 0 | 0 | 0 | 0 | 0 | 0 | 0 | 0 | 0 | 0 | 0
F5_Commercial_Warehouse_New_Miscellaneous_Natural Gas_Miscellaneous_E3 | F5 | Commercial | Warehouse | New | Miscellaneous | Natural Gas | Miscellaneous | E3 | RIM BC Ratio | 0 | 0 | 0 | 0 | 0 | 0 | 0 | 0 | 0 | 0 | 0 | 0 | 0 | 0 | 0 | 0 | 0 | 0 | 0 | 0 | 0 | 0 | 0 | 0 | 0 | 0 | 0 | 0 | 0 | 0 | 0
F5_Commercial_Warehouse_New_Miscellaneous_Natural Gas_Miscellaneous_E4 | F5 | Commercial | Warehouse | New | Miscellaneous | Natural Gas | Miscellaneous | E4 | RIM BC Ratio | 0 | 0 | 0 | 0 | 0 | 0 | 0 | 0 | 0 | 0 | 0 | 0 | 0 | 0 | 0 | 0 | 0 | 0 | 0 | 0 | 0 | 0 | 0 | 0 | 0 | 0 | 0 | 0 | 0 | 0 | 0
F5_Commercial_Warehouse_New_Miscellaneous_Natural Gas_Miscellaneous_E5 | F5 | Commercial | Warehouse | New | Miscellaneous | Natural Gas | Miscellaneous | E5 | RIM BC Ratio | 0 | 0 | 0 | 0 | 0 | 0 | 0 | 0 | 0 | 0 | 0 | 0 | 0 | 0 | 0 | 0 | 0 | 0 | 0 | 0 | 0 | 0 | 0 | 0 | 0 | 0 | 0 | 0 | 0 | 0 | 0
F5_Commercial_Warehouse_New_Miscellaneous_Natural Gas_Miscellaneous_E6 | F5 | Commercial | Warehouse | New | Miscellaneous | Natural Gas | Miscellaneous | E6 | RIM BC Ratio | 0 | 0 | 0 | 0 | 0 | 0 | 0 | 0 | 0 | 0 | 0 | 0 | 0 | 0 | 0 | 0 | 0 | 0 | 0 | 0 | 0 | 0 | 0 | 0 | 0 | 0 | 0 | 0 | 0 | 0 | 0
F5_Commercial_Warehouse_New_Miscellaneous_Natural Gas_Miscellaneous_E7 | F5 | Commercial | Warehouse | New | Miscellaneous | Natural Gas | Miscellaneous | E7 | RIM BC Ratio | 0 | 0 | 0 | 0 | 0 | 0 | 0 | 0 | 0 | 0 | 0 | 0 | 0 | 0 | 0 | 0 | 0 | 0 | 0 | 0 | 0 | 0 | 0 | 0 | 0 | 0 | 0 | 0 | 0 | 0 | 0
F5_Commercial_Warehouse_New_Miscellaneous_Natural Gas_Miscellaneous_E8 | F5 | Commercial | Warehouse | New | Miscellaneous | Natural Gas | Miscellaneous | E8 | RIM BC Ratio | 0 | 0 | 0 | 0 | 0 | 0 | 0 | 0 | 0 | 0 | 0 | 0 | 0 | 0 | 0 | 0 | 0 | 0 | 0 | 0 | 0 | 0 | 0 | 0 | 0 | 0 | 0 | 0 | 0 | 0 | 0
F5_Commercial_Warehouse_New_Miscellaneous_Natural Gas_Miscellaneous_E9 | F5 | Commercial | Warehouse | New | Miscellaneous | Natural Gas | Miscellaneous | E9 | RIM BC Ratio | 0 | 0 | 0 | 0 | 0 | 0 | 0 | 0 | 0 | 0 | 0 | 0 | 0 | 0 | 0 | 0 | 0 | 0 | 0 | 0 | 0 | 0 | 0 | 0 | 0 | 0 | 0 | 0 | 0 | 0 | 0
F5_Commercial_Warehouse_New_Miscellaneous_Natural Gas_Miscellaneous_E10 | F5 | Commercial | Warehouse | New | Miscellaneous | Natural Gas | Miscellaneous | E10 | RIM BC Ratio | 0 | 0 | 0 | 0 | 0 | 0 | 0 | 0 | 0 | 0 | 0 | 0 | 0 | 0 | 0 | 0 | 0 | 0 | 0 | 0 | 0 | 0 | 0 | 0 | 0 | 0 | 0 | 0 | 0 | 0 | 0
F0_Commercial_Miscellaneous_Existing_Space Heating_Natural Gas_Furnace_E0 | F0 | Commercial | Miscellaneous | Existing | Space Heating | Natural Gas | Furnace | E0 | Economic Unit | AFUE 80% (Standard) | AFUE 80% (Standard) | AFUE 80% (Standard) | AFUE 80% (Standard) | AFUE 80% (Standard) | AFUE 96% | AFUE 96% | AFUE 96% | AFUE 96% | AFUE 96% | AFUE 96% | AFUE 96% | AFUE 96% | AFUE 96% | AFUE 96% | AFUE 96% | AFUE 96% | AFUE 96% | AFUE 96% | AFUE 96% | AFUE 96% | AFUE 96% | AFUE 96% | AFUE 96% | AFUE 96% | AFUE 96% | AFUE 96% | AFUE 96% | AFUE 96% | AFUE 96% | AFUE 96%
F1_Commercial_Miscellaneous_Existing_Space Heating_Natural Gas_Furnace_E1 | F1 | Commercial | Miscellaneous | Existing | Space Heating | Natural Gas | Furnace | E1 | CCE | 0 | 0 | 0 | 0 | 0 | 0 | 0 | 0 | 0 | 0 | 0 | 0 | 0 | 0 | 0 | 0 | 0 | 0 | 0 | 0 | 0 | 0 | 0 | 0 | 0 | 0 | 0 | 0 | 0 | 0 | 0
F1_Commercial_Miscellaneous_Existing_Space Heating_Natural Gas_Furnace_E2 | F1 | Commercial | Miscellaneous | Existing | Space Heating | Natural Gas | Furnace | E2 | CCE | 0.22539 | 0.21669 | 0.21772 | 0.21999 | 0.21999 | 0 | 0 | 0 | 0 | 0 | 0 | 0 | 0 | 0 | 0 | 0 | 0 | 0 | 0 | 0 | 0 | 0 | 0 | 0 | 0 | 0 | 0 | 0 | 0 | 0 | 0
F1_Commercial_Miscellaneous_Existing_Space Heating_Natural Gas_Furnace_E3 | F1 | Commercial | Miscellaneous | Existing | Space Heating | Natural Gas | Furnace | E3 | CCE | 0.048008 | 0.046153 | 0.046373 | 0.046858 | 0.046858 | 0 | 0 | 0 | 0 | 0 | 0 | 0 | 0 | 0 | 0 | 0 | 0 | 0 | 0 | 0 | 0 | 0 | 0 | 0 | 0 | 0 | 0 | 0 | 0 | 0 | 0
F1_Commercial_Miscellaneous_Existing_Space Heating_Natural Gas_Furnace_E4 | F1 | Commercial | Miscellaneous | Existing | Space Heating | Natural Gas | Furnace | E4 | CCE | 0.016525 | 0.015887 | 0.015962 | 0.016129 | 0.016129 | -0.064995 | -0.064995 | -0.064995 | -0.064995 | -0.064995 | -0.064995 | -0.064995 | -0.064995 | -0.064995 | -0.064995 | -0.064995 | -0.064995 | -0.064995 | -0.064995 | -0.064995 | -0.064995 | -0.064995 | -0.064995 | -0.064995 | -0.064995 | -0.064995 | -0.064995 | -0.064995 | -0.064995 | -0.064995 | -0.064995
F1_Commercial_Miscellaneous_Existing_Space Heating_Natural Gas_Furnace_E5 | F1 | Commercial | Miscellaneous | Existing | Space Heating | Natural Gas | Furnace | E5 | CCE | 0 | 0 | 0 | 0 | 0 | 0 | 0 | 0.38429 | 0.38429 | 0.38429 | 0.38429 | 0.38429 | 0.38429 | 0.38429 | 0.38429 | 0.38429 | 0.38429 | 0.38429 | 0.38429 | 0.38429 | 0.38429 | 0.38429 | 0.38429 | 0.38429 | 0.38429 | 0.38429 | 0.38429 | 0.38429 | 0.38429 | 0.38429 | 0.38429
F1_Commercial_Miscellaneous_Existing_Space Heating_Natural Gas_Furnace_E6 | F1 | Commercial | Miscellaneous | Existing | Space Heating | Natural Gas | Furnace | E6 | CCE | 0 | 0 | 0 | 0 | 0 | 0 | 0 | 0 | 0 | 0 | 0 | 0 | 0 | 0 | 0 | 0 | 0 | 0 | 0 | 0 | 0 | 0 | 0 | 0 | 0 | 0 | 0 | 0 | 0 | 0 | 0
F1_Commercial_Miscellaneous_Existing_Space Heating_Natural Gas_Furnace_E7 | F1 | Commercial | Miscellaneous | Existing | Space Heating | Natural Gas | Furnace | E7 | CCE | 0 | 0 | 0 | 0 | 0 | 0 | 0 | 0 | 0 | 0 | 0 | 0 | 0 | 0 | 0 | 0 | 0 | 0 | 0 | 0 | 0 | 0 | 0 | 0 | 0 | 0 | 0 | 0 | 0 | 0 | 0
F1_Commercial_Miscellaneous_Existing_Space Heating_Natural Gas_Furnace_E8 | F1 | Commercial | Miscellaneous | Existing | Space Heating | Natural Gas | Furnace | E8 | CCE | 0 | 0 | 0 | 0 | 0 | 0 | 0 | 0 | 0 | 0 | 0 | 0 | 0 | 0 | 0 | 0 | 0 | 0 | 0 | 0 | 0 | 0 | 0 | 0 | 0 | 0 | 0 | 0 | 0 | 0 | 0
F1_Commercial_Miscellaneous_Existing_Space Heating_Natural Gas_Furnace_E9 | F1 | Commercial | Miscellaneous | Existing | Space Heating | Natural Gas | Furnace | E9 | CCE | 0 | 0 | 0 | 0 | 0 | 0 | 0 | 0 | 0 | 0 | 0 | 0 | 0 | 0 | 0 | 0 | 0 | 0 | 0 | 0 | 0 | 0 | 0 | 0 | 0 | 0 | 0 | 0 | 0 | 0 | 0
F1_Commercial_Miscellaneous_Existing_Space Heating_Natural Gas_Furnace_E10 | F1 | Commercial | Miscellaneous | Existing | Space Heating | Natural Gas | Furnace | E10 | CCE | 0 | 0 | 0 | 0 | 0 | 0 | 0 | 0 | 0 | 0 | 0 | 0 | 0 | 0 | 0 | 0 | 0 | 0 | 0 | 0 | 0 | 0 | 0 | 0 | 0 | 0 | 0 | 0 | 0 | 0 | 0
F2_Commercial_Miscellaneous_Existing_Space Heating_Natural Gas_Furnace_E1 | F2 | Commercial | Miscellaneous | Existing | Space Heating | Natural Gas | Furnace | E1 | TRC BC Ratio | 0.9 | 0.9 | 0.9 | 0.9 | 0.9 | 0 | 0 | 0 | 0 | 0 | 0 | 0 | 0 | 0 | 0 | 0 | 0 | 0 | 0 | 0 | 0 | 0 | 0 | 0 | 0 | 0 | 0 | 0 | 0 | 0 | 0
F2_Commercial_Miscellaneous_Existing_Space Heating_Natural Gas_Furnace_E2 | F2 | Commercial | Miscellaneous | Existing | Space Heating | Natural Gas | Furnace | E2 | TRC BC Ratio | 0.044103 | 0.044387 | 0.044545 | 0.044736 | 0.045131 | 0 | 0 | 0 | 0 | 0 | 0 | 0 | 0 | 0 | 0 | 0 | 0 | 0 | 0 | 0 | 0 | 0 | 0 | 0 | 0 | 0 | 0 | 0 | 0 | 0 | 0
F2_Commercial_Miscellaneous_Existing_Space Heating_Natural Gas_Furnace_E3 | F2 | Commercial | Miscellaneous | Existing | Space Heating | Natural Gas | Furnace | E3 | TRC BC Ratio | 0.20706 | 0.20839 | 0.20913 | 0.21003 | 0.21189 | 0.9 | 0.9 | 0.9 | 0.9 | 0.9 | 0.9 | 0.9 | 0.9 | 0.9 | 0.9 | 0.9 | 0.9 | 0.9 | 0.9 | 0.9 | 0.9 | 0.9 | 0.9 | 0.9 | 0.9 | 0.9 | 0.9 | 0.9 | 0.9 | 0.9 | 0.9
F2_Commercial_Miscellaneous_Existing_Space Heating_Natural Gas_Furnace_E4 | F2 | Commercial | Miscellaneous | Existing | Space Heating | Natural Gas | Furnace | E4 | TRC BC Ratio | 0.60155 | 0.60542 | 0.60756 | 0.61018 | 0.61557 | 0.9 | 0.9 | 0.9 | 0.9 | 0.9 | 0.9 | 0.9 | 0.9 | 0.9 | 0.9 | 0.9 | 0.9 | 0.9 | 0.9 | 0.9 | 0.9 | 0.9 | 0.9 | 0.9 | 0.9 | 0.9 | 0.9 | 0.9 | 0.9 | 0.9 | 0.9
F2_Commercial_Miscellaneous_Existing_Space Heating_Natural Gas_Furnace_E5 | F2 | Commercial | Miscellaneous | Existing | Space Heating | Natural Gas | Furnace | E5 | TRC BC Ratio | 0 | 0 | 0 | 0 | 0 | 0 | 0 | 0.024094 | 0.023949 | 0.023743 | 0.023631 | 0.023476 | 0.021072 | 0.020902 | 0.020881 | 0.020724 | 0.020668 | 0.020652 | 0.020267 | 0.020396 | 0.020451 | 0.020547 | 0.020681 | 0.012031 | 0.011731 | 0.011423 | 0.011103 | 0.01077 | 0.010419 | 0.010048 | 0.0096535
F2_Commercial_Miscellaneous_Existing_Space Heating_Natural Gas_Furnace_E6 | F2 | Commercial | Miscellaneous | Existing | Space Heating | Natural Gas | Furnace | E6 | TRC BC Ratio | 0 | 0 | 0 | 0 | 0 | 0 | 0 | 0 | 0 | 0 | 0 | 0 | 0 | 0 | 0 | 0 | 0 | 0 | 0 | 0 | 0 | 0 | 0 | 0 | 0 | 0 | 0 | 0 | 0 | 0 | 0
F2_Commercial_Miscellaneous_Existing_Space Heating_Natural Gas_Furnace_E7 | F2 | Commercial | Miscellaneous | Existing | Space Heating | Natural Gas | Furnace | E7 | TRC BC Ratio | 0 | 0 | 0 | 0 | 0 | 0 | 0 | 0 | 0 | 0 | 0 | 0 | 0 | 0 | 0 | 0 | 0 | 0 | 0 | 0 | 0 | 0 | 0 | 0 | 0 | 0 | 0 | 0 | 0 | 0 | 0
F2_Commercial_Miscellaneous_Existing_Space Heating_Natural Gas_Furnace_E8 | F2 | Commercial | Miscellaneous | Existing | Space Heating | Natural Gas | Furnace | E8 | TRC BC Ratio | 0 | 0 | 0 | 0 | 0 | 0 | 0 | 0 | 0 | 0 | 0 | 0 | 0 | 0 | 0 | 0 | 0 | 0 | 0 | 0 | 0 | 0 | 0 | 0 | 0 | 0 | 0 | 0 | 0 | 0 | 0
F2_Commercial_Miscellaneous_Existing_Space Heating_Natural Gas_Furnace_E9 | F2 | Commercial | Miscellaneous | Existing | Space Heating | Natural Gas | Furnace | E9 | TRC BC Ratio | 0 | 0 | 0 | 0 | 0 | 0 | 0 | 0 | 0 | 0 | 0 | 0 | 0 | 0 | 0 | 0 | 0 | 0 | 0 | 0 | 0 | 0 | 0 | 0 | 0 | 0 | 0 | 0 | 0 | 0 | 0
F2_Commercial_Miscellaneous_Existing_Space Heating_Natural Gas_Furnace_E10 | F2 | Commercial | Miscellaneous | Existing | Space Heating | Natural Gas | Furnace | E10 | TRC BC Ratio | 0 | 0 | 0 | 0 | 0 | 0 | 0 | 0 | 0 | 0 | 0 | 0 | 0 | 0 | 0 | 0 | 0 | 0 | 0 | 0 | 0 | 0 | 0 | 0 | 0 | 0 | 0 | 0 | 0 | 0 | 0
F3_Commercial_Miscellaneous_Existing_Space Heating_Natural Gas_Furnace_E1 | F3 | Commercial | Miscellaneous | Existing | Space Heating | Natural Gas | Furnace | E1 | PACT BC Ratio | 0.9 | 0.9 | 0.9 | 0.9 | 0.9 | 0 | 0 | 0 | 0 | 0 | 0 | 0 | 0 | 0 | 0 | 0 | 0 | 0 | 0 | 0 | 0 | 0 | 0 | 0 | 0 | 0 | 0 | 0 | 0 | 0 | 0
F3_Commercial_Miscellaneous_Existing_Space Heating_Natural Gas_Furnace_E2 | F3 | Commercial | Miscellaneous | Existing | Space Heating | Natural Gas | Furnace | E2 | PACT BC Ratio | 0.044103 | 0.044387 | 0.044545 | 0.044736 | 0.045131 | 0 | 0 | 0 | 0 | 0 | 0 | 0 | 0 | 0 | 0 | 0 | 0 | 0 | 0 | 0 | 0 | 0 | 0 | 0 | 0 | 0 | 0 | 0 | 0 | 0 | 0
F3_Commercial_Miscellaneous_Existing_Space Heating_Natural Gas_Furnace_E3 | F3 | Commercial | Miscellaneous | Existing | Space Heating | Natural Gas | Furnace | E3 | PACT BC Ratio | 0.20706 | 0.20839 | 0.20913 | 0.21003 | 0.21189 | 0.9 | 0.9 | 0.9 | 0.9 | 0.9 | 0.9 | 0.9 | 0.9 | 0.9 | 0.9 | 0.9 | 0.9 | 0.9 | 0.9 | 0.9 | 0.9 | 0.9 | 0.9 | 0.9 | 0.9 | 0.9 | 0.9 | 0.9 | 0.9 | 0.9 | 0.9
F3_Commercial_Miscellaneous_Existing_Space Heating_Natural Gas_Furnace_E4 | F3 | Commercial | Miscellaneous | Existing | Space Heating | Natural Gas | Furnace | E4 | PACT BC Ratio | 0.60155 | 0.60542 | 0.60756 | 0.61018 | 0.61557 | 0.9 | 0.9 | 0.9 | 0.9 | 0.9 | 0.9 | 0.9 | 0.9 | 0.9 | 0.9 | 0.9 | 0.9 | 0.9 | 0.9 | 0.9 | 0.9 | 0.9 | 0.9 | 0.9 | 0.9 | 0.9 | 0.9 | 0.9 | 0.9 | 0.9 | 0.9
F3_Commercial_Miscellaneous_Existing_Space Heating_Natural Gas_Furnace_E5 | F3 | Commercial | Miscellaneous | Existing | Space Heating | Natural Gas | Furnace | E5 | PACT BC Ratio | 0 | 0 | 0 | 0 | 0 | 0 | 0 | 0.024094 | 0.023949 | 0.023743 | 0.023631 | 0.023476 | 0.021072 | 0.020902 | 0.020881 | 0.020724 | 0.020668 | 0.020652 | 0.020267 | 0.020396 | 0.020451 | 0.020547 | 0.020681 | 0.012031 | 0.011731 | 0.011423 | 0.011103 | 0.01077 | 0.010419 | 0.010048 | 0.0096535
F3_Commercial_Miscellaneous_Existing_Space Heating_Natural Gas_Furnace_E6 | F3 | Commercial | Miscellaneous | Existing | Space Heating | Natural Gas | Furnace | E6 | PACT BC Ratio | 0 | 0 | 0 | 0 | 0 | 0 | 0 | 0 | 0 | 0 | 0 | 0 | 0 | 0 | 0 | 0 | 0 | 0 | 0 | 0 | 0 | 0 | 0 | 0 | 0 | 0 | 0 | 0 | 0 | 0 | 0
F3_Commercial_Miscellaneous_Existing_Space Heating_Natural Gas_Furnace_E7 | F3 | Commercial | Miscellaneous | Existing | Space Heating | Natural Gas | Furnace | E7 | PACT BC Ratio | 0 | 0 | 0 | 0 | 0 | 0 | 0 | 0 | 0 | 0 | 0 | 0 | 0 | 0 | 0 | 0 | 0 | 0 | 0 | 0 | 0 | 0 | 0 | 0 | 0 | 0 | 0 | 0 | 0 | 0 | 0
F3_Commercial_Miscellaneous_Existing_Space Heating_Natural Gas_Furnace_E8 | F3 | Commercial | Miscellaneous | Existing | Space Heating | Natural Gas | Furnace | E8 | PACT BC Ratio | 0 | 0 | 0 | 0 | 0 | 0 | 0 | 0 | 0 | 0 | 0 | 0 | 0 | 0 | 0 | 0 | 0 | 0 | 0 | 0 | 0 | 0 | 0 | 0 | 0 | 0 | 0 | 0 | 0 | 0 | 0
F3_Commercial_Miscellaneous_Existing_Space Heating_Natural Gas_Furnace_E9 | F3 | Commercial | Miscellaneous | Existing | Space Heating | Natural Gas | Furnace | E9 | PACT BC Ratio | 0 | 0 | 0 | 0 | 0 | 0 | 0 | 0 | 0 | 0 | 0 | 0 | 0 | 0 | 0 | 0 | 0 | 0 | 0 | 0 | 0 | 0 | 0 | 0 | 0 | 0 | 0 | 0 | 0 | 0 | 0
F3_Commercial_Miscellaneous_Existing_Space Heating_Natural Gas_Furnace_E10 | F3 | Commercial | Miscellaneous | Existing | Space Heating | Natural Gas | Furnace | E10 | PACT BC Ratio | 0 | 0 | 0 | 0 | 0 | 0 | 0 | 0 | 0 | 0 | 0 | 0 | 0 | 0 | 0 | 0 | 0 | 0 | 0 | 0 | 0 | 0 | 0 | 0 | 0 | 0 | 0 | 0 | 0 | 0 | 0
F4_Commercial_Miscellaneous_Existing_Space Heating_Natural Gas_Furnace_E1 | F4 | Commercial | Miscellaneous | Existing | Space Heating | Natural Gas | Furnace | E1 | PCT BC Ratio | 0.9 | 0.9 | 0.9 | 0.9 | 0.9 | 0 | 0 | 0 | 0 | 0 | 0 | 0 | 0 | 0 | 0 | 0 | 0 | 0 | 0 | 0 | 0 | 0 | 0 | 0 | 0 | 0 | 0 | 0 | 0 | 0 | 0
F4_Commercial_Miscellaneous_Existing_Space Heating_Natural Gas_Furnace_E2 | F4 | Commercial | Miscellaneous | Existing | Space Heating | Natural Gas | Furnace | E2 | PCT BC Ratio | 1.111 | 1.1117 | 1.1121 | 1.1126 | 1.1135 | 0 | 0 | 0 | 0 | 0 | 0 | 0 | 0 | 0 | 0 | 0 | 0 | 0 | 0 | 0 | 0 | 0 | 0 | 0 | 0 | 0 | 0 | 0 | 0 | 0 | 0
F4_Commercial_Miscellaneous_Existing_Space Heating_Natural Gas_Furnace_E3 | F4 | Commercial | Miscellaneous | Existing | Space Heating | Natural Gas | Furnace | E3 | PCT BC Ratio | 1.521 | 1.5243 | 1.5262 | 1.5284 | 1.5331 | 0.9 | 0.9 | 0.9 | 0.9 | 0.9 | 0.9 | 0.9 | 0.9 | 0.9 | 0.9 | 0.9 | 0.9 | 0.9 | 0.9 | 0.9 | 0.9 | 0.9 | 0.9 | 0.9 | 0.9 | 0.9 | 0.9 | 0.9 | 0.9 | 0.9 | 0.9
F4_Commercial_Miscellaneous_Existing_Space Heating_Natural Gas_Furnace_E4 | F4 | Commercial | Miscellaneous | Existing | Space Heating | Natural Gas | Furnace | E4 | PCT BC Ratio | 2.5135 | 2.5232 | 2.5286 | 2.5352 | 2.5487 | 0.9 | 0.9 | 0.9 | 0.9 | 0.9 | 0.9 | 0.9 | 0.9 | 0.9 | 0.9 | 0.9 | 0.9 | 0.9 | 0.9 | 0.9 | 0.9 | 0.9 | 0.9 | 0.9 | 0.9 | 0.9 | 0.9 | 0.9 | 0.9 | 0.9 | 0.9
F4_Commercial_Miscellaneous_Existing_Space Heating_Natural Gas_Furnace_E5 | F4 | Commercial | Miscellaneous | Existing | Space Heating | Natural Gas | Furnace | E5 | PCT BC Ratio | 0 | 0 | 0 | 0 | 0 | 0 | 0 | 1.0606 | 1.0603 | 1.0597 | 1.0595 | 1.0591 | 1.053 | 1.0526 | 1.0525 | 1.0521 | 1.052 | 1.052 | 1.051 | 1.0513 | 1.0515 | 1.0517 | 1.052 | 1.0303 | 1.0295 | 1.0287 | 1.0279 | 1.0271 | 1.0262 | 1.0253 | 1.0243
F4_Commercial_Miscellaneous_Existing_Space Heating_Natural Gas_Furnace_E6 | F4 | Commercial | Miscellaneous | Existing | Space Heating | Natural Gas | Furnace | E6 | PCT BC Ratio | 0 | 0 | 0 | 0 | 0 | 0 | 0 | 0 | 0 | 0 | 0 | 0 | 0 | 0 | 0 | 0 | 0 | 0 | 0 | 0 | 0 | 0 | 0 | 0 | 0 | 0 | 0 | 0 | 0 | 0 | 0
F4_Commercial_Miscellaneous_Existing_Space Heating_Natural Gas_Furnace_E7 | F4 | Commercial | Miscellaneous | Existing | Space Heating | Natural Gas | Furnace | E7 | PCT BC Ratio | 0 | 0 | 0 | 0 | 0 | 0 | 0 | 0 | 0 | 0 | 0 | 0 | 0 | 0 | 0 | 0 | 0 | 0 | 0 | 0 | 0 | 0 | 0 | 0 | 0 | 0 | 0 | 0 | 0 | 0 | 0
F4_Commercial_Miscellaneous_Existing_Space Heating_Natural Gas_Furnace_E8 | F4 | Commercial | Miscellaneous | Existing | Space Heating | Natural Gas | Furnace | E8 | PCT BC Ratio | 0 | 0 | 0 | 0 | 0 | 0 | 0 | 0 | 0 | 0 | 0 | 0 | 0 | 0 | 0 | 0 | 0 | 0 | 0 | 0 | 0 | 0 | 0 | 0 | 0 | 0 | 0 | 0 | 0 | 0 | 0
F4_Commercial_Miscellaneous_Existing_Space Heating_Natural Gas_Furnace_E9 | F4 | Commercial | Miscellaneous | Existing | Space Heating | Natural Gas | Furnace | E9 | PCT BC Ratio | 0 | 0 | 0 | 0 | 0 | 0 | 0 | 0 | 0 | 0 | 0 | 0 | 0 | 0 | 0 | 0 | 0 | 0 | 0 | 0 | 0 | 0 | 0 | 0 | 0 | 0 | 0 | 0 | 0 | 0 | 0
F4_Commercial_Miscellaneous_Existing_Space Heating_Natural Gas_Furnace_E10 | F4 | Commercial | Miscellaneous | Existing | Space Heating | Natural Gas | Furnace | E10 | PCT BC Ratio | 0 | 0 | 0 | 0 | 0 | 0 | 0 | 0 | 0 | 0 | 0 | 0 | 0 | 0 | 0 | 0 | 0 | 0 | 0 | 0 | 0 | 0 | 0 | 0 | 0 | 0 | 0 | 0 | 0 | 0 | 0
F5_Commercial_Miscellaneous_Existing_Space Heating_Natural Gas_Furnace_E1 | F5 | Commercial | Miscellaneous | Existing | Space Heating | Natural Gas | Furnace | E1 | RIM BC Ratio | 0.9 | 0.9 | 0.9 | 0.9 | 0.9 | 0 | 0 | 0 | 0 | 0 | 0 | 0 | 0 | 0 | 0 | 0 | 0 | 0 | 0 | 0 | 0 | 0 | 0 | 0 | 0 | 0 | 0 | 0 | 0 | 0 | 0
F5_Commercial_Miscellaneous_Existing_Space Heating_Natural Gas_Furnace_E2 | F5 | Commercial | Miscellaneous | Existing | Space Heating | Natural Gas | Furnace | E2 | RIM BC Ratio | 0.04189 | 0.042146 | 0.042288 | 0.04246 | 0.042816 | 0 | 0 | 0 | 0 | 0 | 0 | 0 | 0 | 0 | 0 | 0 | 0 | 0 | 0 | 0 | 0 | 0 | 0 | 0 | 0 | 0 | 0 | 0 | 0 | 0 | 0
F5_Commercial_Miscellaneous_Existing_Space Heating_Natural Gas_Furnace_E3 | F5 | Commercial | Miscellaneous | Existing | Space Heating | Natural Gas | Furnace | E3 | RIM BC Ratio | 0.1659 | 0.16676 | 0.16723 | 0.16781 | 0.16899 | 0.9 | 0.9 | 0.9 | 0.9 | 0.9 | 0.9 | 0.9 | 0.9 | 0.9 | 0.9 | 0.9 | 0.9 | 0.9 | 0.9 | 0.9 | 0.9 | 0.9 | 0.9 | 0.9 | 0.9 | 0.9 | 0.9 | 0.9 | 0.9 | 0.9 | 0.9
F5_Commercial_Miscellaneous_Existing_Space Heating_Natural Gas_Furnace_E4 | F5 | Commercial | Miscellaneous | Existing | Space Heating | Natural Gas | Furnace | E4 | RIM BC Ratio | 0.3496 | 0.3509 | 0.35162 | 0.35249 | 0.35429 | 0.9 | 0.9 | 0.9 | 0.9 | 0.9 | 0.9 | 0.9 | 0.9 | 0.9 | 0.9 | 0.9 | 0.9 | 0.9 | 0.9 | 0.9 | 0.9 | 0.9 | 0.9 | 0.9 | 0.9 | 0.9 | 0.9 | 0.9 | 0.9 | 0.9 | 0.9
F5_Commercial_Miscellaneous_Existing_Space Heating_Natural Gas_Furnace_E5 | F5 | Commercial | Miscellaneous | Existing | Space Heating | Natural Gas | Furnace | E5 | RIM BC Ratio | 0 | 0 | 0 | 0 | 0 | 0 | 0 | 0.023418 | 0.023281 | 0.023086 | 0.02298 | 0.022834 | 0.020553 | 0.020391 | 0.020371 | 0.020221 | 0.020169 | 0.020153 | 0.019787 | 0.01991 | 0.019962 | 0.020053 | 0.020181 | 0.01186 | 0.011569 | 0.011269 | 0.010958 | 0.010633 | 0.010291 | 0.0099283 | 0.0095431
F5_Commercial_Miscellaneous_Existing_Space Heating_Natural Gas_Furnace_E6 | F5 | Commercial | Miscellaneous | Existing | Space Heating | Natural Gas | Furnace | E6 | RIM BC Ratio | 0 | 0 | 0 | 0 | 0 | 0 | 0 | 0 | 0 | 0 | 0 | 0 | 0 | 0 | 0 | 0 | 0 | 0 | 0 | 0 | 0 | 0 | 0 | 0 | 0 | 0 | 0 | 0 | 0 | 0 | 0
F5_Commercial_Miscellaneous_Existing_Space Heating_Natural Gas_Furnace_E7 | F5 | Commercial | Miscellaneous | Existing | Space Heating | Natural Gas | Furnace | E7 | RIM BC Ratio | 0 | 0 | 0 | 0 | 0 | 0 | 0 | 0 | 0 | 0 | 0 | 0 | 0 | 0 | 0 | 0 | 0 | 0 | 0 | 0 | 0 | 0 | 0 | 0 | 0 | 0 | 0 | 0 | 0 | 0 | 0
F5_Commercial_Miscellaneous_Existing_Space Heating_Natural Gas_Furnace_E8 | F5 | Commercial | Miscellaneous | Existing | Space Heating | Natural Gas | Furnace | E8 | RIM BC Ratio | 0 | 0 | 0 | 0 | 0 | 0 | 0 | 0 | 0 | 0 | 0 | 0 | 0 | 0 | 0 | 0 | 0 | 0 | 0 | 0 | 0 | 0 | 0 | 0 | 0 | 0 | 0 | 0 | 0 | 0 | 0
F5_Commercial_Miscellaneous_Existing_Space Heating_Natural Gas_Furnace_E9 | F5 | Commercial | Miscellaneous | Existing | Space Heating | Natural Gas | Furnace | E9 | RIM BC Ratio | 0 | 0 | 0 | 0 | 0 | 0 | 0 | 0 | 0 | 0 | 0 | 0 | 0 | 0 | 0 | 0 | 0 | 0 | 0 | 0 | 0 | 0 | 0 | 0 | 0 | 0 | 0 | 0 | 0 | 0 | 0
F5_Commercial_Miscellaneous_Existing_Space Heating_Natural Gas_Furnace_E10 | F5 | Commercial | Miscellaneous | Existing | Space Heating | Natural Gas | Furnace | E10 | RIM BC Ratio | 0 | 0 | 0 | 0 | 0 | 0 | 0 | 0 | 0 | 0 | 0 | 0 | 0 | 0 | 0 | 0 | 0 | 0 | 0 | 0 | 0 | 0 | 0 | 0 | 0 | 0 | 0 | 0 | 0 | 0 | 0
F0_Commercial_Miscellaneous_Existing_Space Heating_Natural Gas_Boiler_E0 | F0 | Commercial | Miscellaneous | Existing | Space Heating | Natural Gas | Boiler | E0 | Economic Unit | TE 98% | TE 98% | TE 98% | TE 98% | TE 98% | TE 98% | TE 98% | TE 98% | TE 98% | TE 98% | TE 98% | TE 98% | TE 98% | TE 98% | TE 98% | TE 98% | TE 98% | TE 98% | TE 98% | TE 98% | TE 98% | TE 98% | TE 98% | TE 94% (ENERGY STAR 1.0) | TE 94% (ENERGY STAR 1.0) | TE 94% (ENERGY STAR 1.0) | TE 94% (ENERGY STAR 1.0) | TE 94% (ENERGY STAR 1.0) | TE 94% (ENERGY STAR 1.0) | TE 94% (ENERGY STAR 1.0) | TE 94% (ENERGY STAR 1.0)
F1_Commercial_Miscellaneous_Existing_Space Heating_Natural Gas_Boiler_E1 | F1 | Commercial | Miscellaneous | Existing | Space Heating | Natural Gas | Boiler | E1 | CCE | 0 | 0 | 0 | 0 | 0 | 0 | 0 | 0 | 0 | 0 | 0 | 0 | 0 | 0 | 0 | 0 | 0 | 0 | 0 | 0 | 0 | 0 | 0 | 0 | 0 | 0 | 0 | 0 | 0 | 0 | 0
F1_Commercial_Miscellaneous_Existing_Space Heating_Natural Gas_Boiler_E2 | F1 | Commercial | Miscellaneous | Existing | Space Heating | Natural Gas | Boiler | E2 | CCE | 0.0025605 | 0.0024616 | 0.0024733 | 0.0024992 | 0.0024992 | 0 | 0 | 0 | 0 | 0 | 0 | 0 | 0 | 0 | 0 | 0 | 0 | 0 | 0 | 0 | 0 | 0 | 0 | 0 | 0 | 0 | 0 | 0 | 0 | 0 | 0
F1_Commercial_Miscellaneous_Existing_Space Heating_Natural Gas_Boiler_E3 | F1 | Commercial | Miscellaneous | Existing | Space Heating | Natural Gas | Boiler | E3 | CCE | 0.01517 | 0.014583 | 0.014653 | 0.014806 | 0.014806 | 0 | 0 | 0 | 0 | 0 | 0 | 0 | 0 | 0 | 0 | 0 | 0 | 0 | 0 | 0 | 0 | 0 | 0 | 0 | 0 | 0 | 0 | 0 | 0 | 0 | 0
F1_Commercial_Miscellaneous_Existing_Space Heating_Natural Gas_Boiler_E4 | F1 | Commercial | Miscellaneous | Existing | Space Heating | Natural Gas | Boiler | E4 | CCE | 0.015296 | 0.014705 | 0.014775 | 0.01493 | 0.01493 | 0.015459 | 0.015459 | 0.015459 | 0.015459 | 0.015459 | 0.015459 | 0.015459 | 0.015459 | 0.015459 | 0.015459 | 0.015459 | 0.015459 | 0.015459 | 0.015459 | 0.015459 | 0.015459 | 0.015459 | 0.015459 | 0.015459 | 0.015459 | 0.015459 | 0.015459 | 0.015459 | 0.015459 | 0.015459 | 0.015459
F1_Commercial_Miscellaneous_Existing_Space Heating_Natural Gas_Boiler_E5 | F1 | Commercial | Miscellaneous | Existing | Space Heating | Natural Gas | Boiler | E5 | CCE | 0.04559 | 0.043828 | 0.044037 | 0.044497 | 0.044497 | 0.06326 | 0.06326 | 0.06326 | 0.06326 | 0.06326 | 0.06326 | 0.06326 | 0.06326 | 0.06326 | 0.06326 | 0.06326 | 0.06326 | 0.06326 | 0.06326 | 0.06326 | 0.06326 | 0.06326 | 0.06326 | 0.06326 | 0.06326 | 0.06326 | 0.06326 | 0.06326 | 0.06326 | 0.06326 | 0.06326
F1_Commercial_Miscellaneous_Existing_Space Heating_Natural Gas_Boiler_E6 | F1 | Commercial | Miscellaneous | Existing | Space Heating | Natural Gas | Boiler | E6 | CCE | 0 | 0 | 0 | 0 | 0 | 0 | 0 | 0 | 0 | 0 | 0 | 0 | 0 | 0 | 0 | 0 | 0 | 0 | 0 | 0 | 0 | 0 | 0 | 0 | 0 | 0 | 0 | 0 | 0 | 0 | 0
F1_Commercial_Miscellaneous_Existing_Space Heating_Natural Gas_Boiler_E7 | F1 | Commercial | Miscellaneous | Existing | Space Heating | Natural Gas | Boiler | E7 | CCE | 0 | 0 | 0 | 0 | 0 | 0 | 0 | 0 | 0 | 0 | 0 | 0 | 0 | 0 | 0 | 0 | 0 | 0 | 0 | 0 | 0 | 0 | 0 | 0 | 0 | 0 | 0 | 0 | 0 | 0 | 0
F1_Commercial_Miscellaneous_Existing_Space Heating_Natural Gas_Boiler_E8 | F1 | Commercial | Miscellaneous | Existing | Space Heating | Natural Gas | Boiler | E8 | CCE | 0 | 0 | 0 | 0 | 0 | 0 | 0 | 0 | 0 | 0 | 0 | 0 | 0 | 0 | 0 | 0 | 0 | 0 | 0 | 0 | 0 | 0 | 0 | 0 | 0 | 0 | 0 | 0 | 0 | 0 | 0
F1_Commercial_Miscellaneous_Existing_Space Heating_Natural Gas_Boiler_E9 | F1 | Commercial | Miscellaneous | Existing | Space Heating | Natural Gas | Boiler | E9 | CCE | 0 | 0 | 0 | 0 | 0 | 0 | 0 | 0 | 0 | 0 | 0 | 0 | 0 | 0 | 0 | 0 | 0 | 0 | 0 | 0 | 0 | 0 | 0 | 0 | 0 | 0 | 0 | 0 | 0 | 0 | 0
F1_Commercial_Miscellaneous_Existing_Space Heating_Natural Gas_Boiler_E10 | F1 | Commercial | Miscellaneous | Existing | Space Heating | Natural Gas | Boiler | E10 | CCE | 0 | 0 | 0 | 0 | 0 | 0 | 0 | 0 | 0 | 0 | 0 | 0 | 0 | 0 | 0 | 0 | 0 | 0 | 0 | 0 | 0 | 0 | 0 | 0 | 0 | 0 | 0 | 0 | 0 | 0 | 0
F2_Commercial_Miscellaneous_Existing_Space Heating_Natural Gas_Boiler_E1 | F2 | Commercial | Miscellaneous | Existing | Space Heating | Natural Gas | Boiler | E1 | TRC BC Ratio | 0.9 | 0.9 | 0.9 | 0.9 | 0.9 | 0 | 0 | 0 | 0 | 0 | 0 | 0 | 0 | 0 | 0 | 0 | 0 | 0 | 0 | 0 | 0 | 0 | 0 | 0 | 0 | 0 | 0 | 0 | 0 | 0 | 0
F2_Commercial_Miscellaneous_Existing_Space Heating_Natural Gas_Boiler_E2 | F2 | Commercial | Miscellaneous | Existing | Space Heating | Natural Gas | Boiler | E2 | TRC BC Ratio | 3.8799 | 3.903 | 3.9178 | 3.9353 | 3.9705 | 0 | 0 | 0 | 0 | 0 | 0 | 0 | 0 | 0 | 0 | 0 | 0 | 0 | 0 | 0 | 0 | 0 | 0 | 0 | 0 | 0 | 0 | 0 | 0 | 0 | 0
F2_Commercial_Miscellaneous_Existing_Space Heating_Natural Gas_Boiler_E3 | F2 | Commercial | Miscellaneous | Existing | Space Heating | Natural Gas | Boiler | E3 | TRC BC Ratio | 0.6549 | 0.65881 | 0.66129 | 0.66426 | 0.6702 | 0.9 | 0.9 | 0.9 | 0.9 | 0.9 | 0.9 | 0.9 | 0.9 | 0.9 | 0.9 | 0.9 | 0.9 | 0.9 | 0.9 | 0.9 | 0.9 | 0.9 | 0.9 | 0.9 | 0.9 | 0.9 | 0.9 | 0.9 | 0.9 | 0.9 | 0.9
F2_Commercial_Miscellaneous_Existing_Space Heating_Natural Gas_Boiler_E4 | F2 | Commercial | Miscellaneous | Existing | Space Heating | Natural Gas | Boiler | E4 | TRC BC Ratio | 0.64948 | 0.65336 | 0.65583 | 0.65876 | 0.66466 | 0.61742 | 0.59764 | 0.58702 | 0.58333 | 0.57819 | 0.5753 | 0.5714 | 0.51397 | 0.50972 | 0.50902 | 0.50508 | 0.50358 | 0.503 | 0.49339 | 0.4957 | 0.49624 | 0.49772 | 0.5001 | 0.29342 | 0.28542 | 0.2772 | 0.2687 | 0.25983 | 0.25052 | 0.24069 | 0.23028
F2_Commercial_Miscellaneous_Existing_Space Heating_Natural Gas_Boiler_E5 | F2 | Commercial | Miscellaneous | Existing | Space Heating | Natural Gas | Boiler | E5 | TRC BC Ratio | 0.21791 | 0.21921 | 0.22004 | 0.22103 | 0.223 | 0.15088 | 0.14605 | 0.14345 | 0.14255 | 0.14129 | 0.14059 | 0.13963 | 0.1256 | 0.12456 | 0.12439 | 0.12343 | 0.12306 | 0.12292 | 0.12057 | 0.12113 | 0.12127 | 0.12163 | 0.12221 | 0.071703 | 0.069748 | 0.06774 | 0.065662 | 0.063494 | 0.061219 | 0.058817 | 0.056274
F2_Commercial_Miscellaneous_Existing_Space Heating_Natural Gas_Boiler_E6 | F2 | Commercial | Miscellaneous | Existing | Space Heating | Natural Gas | Boiler | E6 | TRC BC Ratio | 0 | 0 | 0 | 0 | 0 | 0 | 0 | 0 | 0 | 0 | 0 | 0 | 0 | 0 | 0 | 0 | 0 | 0 | 0 | 0 | 0 | 0 | 0 | 0 | 0 | 0 | 0 | 0 | 0 | 0 | 0
F2_Commercial_Miscellaneous_Existing_Space Heating_Natural Gas_Boiler_E7 | F2 | Commercial | Miscellaneous | Existing | Space Heating | Natural Gas | Boiler | E7 | TRC BC Ratio | 0 | 0 | 0 | 0 | 0 | 0 | 0 | 0 | 0 | 0 | 0 | 0 | 0 | 0 | 0 | 0 | 0 | 0 | 0 | 0 | 0 | 0 | 0 | 0 | 0 | 0 | 0 | 0 | 0 | 0 | 0
F2_Commercial_Miscellaneous_Existing_Space Heating_Natural Gas_Boiler_E8 | F2 | Commercial | Miscellaneous | Existing | Space Heating | Natural Gas | Boiler | E8 | TRC BC Ratio | 0 | 0 | 0 | 0 | 0 | 0 | 0 | 0 | 0 | 0 | 0 | 0 | 0 | 0 | 0 | 0 | 0 | 0 | 0 | 0 | 0 | 0 | 0 | 0 | 0 | 0 | 0 | 0 | 0 | 0 | 0
F2_Commercial_Miscellaneous_Existing_Space Heating_Natural Gas_Boiler_E9 | F2 | Commercial | Miscellaneous | Existing | Space Heating | Natural Gas | Boiler | E9 | TRC BC Ratio | 0 | 0 | 0 | 0 | 0 | 0 | 0 | 0 | 0 | 0 | 0 | 0 | 0 | 0 | 0 | 0 | 0 | 0 | 0 | 0 | 0 | 0 | 0 | 0 | 0 | 0 | 0 | 0 | 0 | 0 | 0
F2_Commercial_Miscellaneous_Existing_Space Heating_Natural Gas_Boiler_E10 | F2 | Commercial | Miscellaneous | Existing | Space Heating | Natural Gas | Boiler | E10 | TRC BC Ratio | 0 | 0 | 0 | 0 | 0 | 0 | 0 | 0 | 0 | 0 | 0 | 0 | 0 | 0 | 0 | 0 | 0 | 0 | 0 | 0 | 0 | 0 | 0 | 0 | 0 | 0 | 0 | 0 | 0 | 0 | 0
F3_Commercial_Miscellaneous_Existing_Space Heating_Natural Gas_Boiler_E1 | F3 | Commercial | Miscellaneous | Existing | Space Heating | Natural Gas | Boiler | E1 | PACT BC Ratio | 0.9 | 0.9 | 0.9 | 0.9 | 0.9 | 0 | 0 | 0 | 0 | 0 | 0 | 0 | 0 | 0 | 0 | 0 | 0 | 0 | 0 | 0 | 0 | 0 | 0 | 0 | 0 | 0 | 0 | 0 | 0 | 0 | 0
F3_Commercial_Miscellaneous_Existing_Space Heating_Natural Gas_Boiler_E2 | F3 | Commercial | Miscellaneous | Existing | Space Heating | Natural Gas | Boiler | E2 | PACT BC Ratio | 9.9003 | 9.9594 | 9.997 | 10.0418 | 10.1316 | 0 | 0 | 0 | 0 | 0 | 0 | 0 | 0 | 0 | 0 | 0 | 0 | 0 | 0 | 0 | 0 | 0 | 0 | 0 | 0 | 0 | 0 | 0 | 0 | 0 | 0
F3_Commercial_Miscellaneous_Existing_Space Heating_Natural Gas_Boiler_E3 | F3 | Commercial | Miscellaneous | Existing | Space Heating | Natural Gas | Boiler | E3 | PACT BC Ratio | 1.6711 | 1.6811 | 1.6874 | 1.695 | 1.7102 | 0.9 | 0.9 | 0.9 | 0.9 | 0.9 | 0.9 | 0.9 | 0.9 | 0.9 | 0.9 | 0.9 | 0.9 | 0.9 | 0.9 | 0.9 | 0.9 | 0.9 | 0.9 | 0.9 | 0.9 | 0.9 | 0.9 | 0.9 | 0.9 | 0.9 | 0.9
F3_Commercial_Miscellaneous_Existing_Space Heating_Natural Gas_Boiler_E4 | F3 | Commercial | Miscellaneous | Existing | Space Heating | Natural Gas | Boiler | E4 | PACT BC Ratio | 1.6573 | 1.6672 | 1.6735 | 1.681 | 1.696 | 1.5755 | 1.525 | 1.4979 | 1.4885 | 1.4754 | 1.468 | 1.458 | 1.3115 | 1.3007 | 1.2989 | 1.2888 | 1.285 | 1.2835 | 1.259 | 1.2649 | 1.2663 | 1.27 | 1.2761 | 0.74873 | 0.72831 | 0.70735 | 0.68564 | 0.66301 | 0.63924 | 0.61417 | 0.58761
F3_Commercial_Miscellaneous_Existing_Space Heating_Natural Gas_Boiler_E5 | F3 | Commercial | Miscellaneous | Existing | Space Heating | Natural Gas | Boiler | E5 | PACT BC Ratio | 0.55605 | 0.55937 | 0.56148 | 0.56399 | 0.56904 | 0.385 | 0.37266 | 0.36604 | 0.36374 | 0.36054 | 0.35873 | 0.3563 | 0.32049 | 0.31784 | 0.31741 | 0.31495 | 0.31401 | 0.31365 | 0.30766 | 0.3091 | 0.30944 | 0.31036 | 0.31184 | 0.18297 | 0.17798 | 0.17285 | 0.16755 | 0.16202 | 0.15621 | 0.15009 | 0.14359
F3_Commercial_Miscellaneous_Existing_Space Heating_Natural Gas_Boiler_E6 | F3 | Commercial | Miscellaneous | Existing | Space Heating | Natural Gas | Boiler | E6 | PACT BC Ratio | 0 | 0 | 0 | 0 | 0 | 0 | 0 | 0 | 0 | 0 | 0 | 0 | 0 | 0 | 0 | 0 | 0 | 0 | 0 | 0 | 0 | 0 | 0 | 0 | 0 | 0 | 0 | 0 | 0 | 0 | 0
F3_Commercial_Miscellaneous_Existing_Space Heating_Natural Gas_Boiler_E7 | F3 | Commercial | Miscellaneous | Existing | Space Heating | Natural Gas | Boiler | E7 | PACT BC Ratio | 0 | 0 | 0 | 0 | 0 | 0 | 0 | 0 | 0 | 0 | 0 | 0 | 0 | 0 | 0 | 0 | 0 | 0 | 0 | 0 | 0 | 0 | 0 | 0 | 0 | 0 | 0 | 0 | 0 | 0 | 0
F3_Commercial_Miscellaneous_Existing_Space Heating_Natural Gas_Boiler_E8 | F3 | Commercial | Miscellaneous | Existing | Space Heating | Natural Gas | Boiler | E8 | PACT BC Ratio | 0 | 0 | 0 | 0 | 0 | 0 | 0 | 0 | 0 | 0 | 0 | 0 | 0 | 0 | 0 | 0 | 0 | 0 | 0 | 0 | 0 | 0 | 0 | 0 | 0 | 0 | 0 | 0 | 0 | 0 | 0
F3_Commercial_Miscellaneous_Existing_Space Heating_Natural Gas_Boiler_E9 | F3 | Commercial | Miscellaneous | Existing | Space Heating | Natural Gas | Boiler | E9 | PACT BC Ratio | 0 | 0 | 0 | 0 | 0 | 0 | 0 | 0 | 0 | 0 | 0 | 0 | 0 | 0 | 0 | 0 | 0 | 0 | 0 | 0 | 0 | 0 | 0 | 0 | 0 | 0 | 0 | 0 | 0 | 0 | 0
F3_Commercial_Miscellaneous_Existing_Space Heating_Natural Gas_Boiler_E10 | F3 | Commercial | Miscellaneous | Existing | Space Heating | Natural Gas | Boiler | E10 | PACT BC Ratio | 0 | 0 | 0 | 0 | 0 | 0 | 0 | 0 | 0 | 0 | 0 | 0 | 0 | 0 | 0 | 0 | 0 | 0 | 0 | 0 | 0 | 0 | 0 | 0 | 0 | 0 | 0 | 0 | 0 | 0 | 0
F4_Commercial_Miscellaneous_Existing_Space Heating_Natural Gas_Boiler_E1 | F4 | Commercial | Miscellaneous | Existing | Space Heating | Natural Gas | Boiler | E1 | PCT BC Ratio | 0.9 | 0.9 | 0.9 | 0.9 | 0.9 | 0 | 0 | 0 | 0 | 0 | 0 | 0 | 0 | 0 | 0 | 0 | 0 | 0 | 0 | 0 | 0 | 0 | 0 | 0 | 0 | 0 | 0 | 0 | 0 | 0 | 0
F4_Commercial_Miscellaneous_Existing_Space Heating_Natural Gas_Boiler_E2 | F4 | Commercial | Miscellaneous | Existing | Space Heating | Natural Gas | Boiler | E2 | PCT BC Ratio | 6.0838 | 6.1187 | 6.141 | 6.1674 | 6.2205 | 0 | 0 | 0 | 0 | 0 | 0 | 0 | 0 | 0 | 0 | 0 | 0 | 0 | 0 | 0 | 0 | 0 | 0 | 0 | 0 | 0 | 0 | 0 | 0 | 0 | 0
F4_Commercial_Miscellaneous_Existing_Space Heating_Natural Gas_Boiler_E3 | F4 | Commercial | Miscellaneous | Existing | Space Heating | Natural Gas | Boiler | E3 | PCT BC Ratio | 1.2221 | 1.228 | 1.2317 | 1.2362 | 1.2452 | 0.9 | 0.9 | 0.9 | 0.9 | 0.9 | 0.9 | 0.9 | 0.9 | 0.9 | 0.9 | 0.9 | 0.9 | 0.9 | 0.9 | 0.9 | 0.9 | 0.9 | 0.9 | 0.9 | 0.9 | 0.9 | 0.9 | 0.9 | 0.9 | 0.9 | 0.9
F4_Commercial_Miscellaneous_Existing_Space Heating_Natural Gas_Boiler_E4 | F4 | Commercial | Miscellaneous | Existing | Space Heating | Natural Gas | Boiler | E4 | PCT BC Ratio | 1.2139 | 1.2198 | 1.2235 | 1.2279 | 1.2368 | 1.1656 | 1.1358 | 1.1198 | 1.1142 | 1.1065 | 1.1021 | 1.0962 | 1.0096 | 1.0032 | 1.0022 | 0.99624 | 0.99397 | 0.9931 | 0.97861 | 0.9821 | 0.98292 | 0.98515 | 0.98874 | 0.67716 | 0.6651 | 0.65271 | 0.63989 | 0.62652 | 0.61248 | 0.59767 | 0.58197
F4_Commercial_Miscellaneous_Existing_Space Heating_Natural Gas_Boiler_E5 | F4 | Commercial | Miscellaneous | Existing | Space Heating | Natural Gas | Boiler | E5 | PCT BC Ratio | 0.56333 | 0.56529 | 0.56654 | 0.56802 | 0.571 | 0.46227 | 0.45499 | 0.45108 | 0.44971 | 0.44782 | 0.44676 | 0.44532 | 0.42416 | 0.4226 | 0.42234 | 0.42089 | 0.42033 | 0.42012 | 0.41658 | 0.41743 | 0.41763 | 0.41818 | 0.41905 | 0.34291 | 0.33997 | 0.33694 | 0.33381 | 0.33054 | 0.32711 | 0.32349 | 0.31965
F4_Commercial_Miscellaneous_Existing_Space Heating_Natural Gas_Boiler_E6 | F4 | Commercial | Miscellaneous | Existing | Space Heating | Natural Gas | Boiler | E6 | PCT BC Ratio | 0 | 0 | 0 | 0 | 0 | 0 | 0 | 0 | 0 | 0 | 0 | 0 | 0 | 0 | 0 | 0 | 0 | 0 | 0 | 0 | 0 | 0 | 0 | 0 | 0 | 0 | 0 | 0 | 0 | 0 | 0
F4_Commercial_Miscellaneous_Existing_Space Heating_Natural Gas_Boiler_E7 | F4 | Commercial | Miscellaneous | Existing | Space Heating | Natural Gas | Boiler | E7 | PCT BC Ratio | 0 | 0 | 0 | 0 | 0 | 0 | 0 | 0 | 0 | 0 | 0 | 0 | 0 | 0 | 0 | 0 | 0 | 0 | 0 | 0 | 0 | 0 | 0 | 0 | 0 | 0 | 0 | 0 | 0 | 0 | 0
F4_Commercial_Miscellaneous_Existing_Space Heating_Natural Gas_Boiler_E8 | F4 | Commercial | Miscellaneous | Existing | Space Heating | Natural Gas | Boiler | E8 | PCT BC Ratio | 0 | 0 | 0 | 0 | 0 | 0 | 0 | 0 | 0 | 0 | 0 | 0 | 0 | 0 | 0 | 0 | 0 | 0 | 0 | 0 | 0 | 0 | 0 | 0 | 0 | 0 | 0 | 0 | 0 | 0 | 0
F4_Commercial_Miscellaneous_Existing_Space Heating_Natural Gas_Boiler_E9 | F4 | Commercial | Miscellaneous | Existing | Space Heating | Natural Gas | Boiler | E9 | PCT BC Ratio | 0 | 0 | 0 | 0 | 0 | 0 | 0 | 0 | 0 | 0 | 0 | 0 | 0 | 0 | 0 | 0 | 0 | 0 | 0 | 0 | 0 | 0 | 0 | 0 | 0 | 0 | 0 | 0 | 0 | 0 | 0
F4_Commercial_Miscellaneous_Existing_Space Heating_Natural Gas_Boiler_E10 | F4 | Commercial | Miscellaneous | Existing | Space Heating | Natural Gas | Boiler | E10 | PCT BC Ratio | 0 | 0 | 0 | 0 | 0 | 0 | 0 | 0 | 0 | 0 | 0 | 0 | 0 | 0 | 0 | 0 | 0 | 0 | 0 | 0 | 0 | 0 | 0 | 0 | 0 | 0 | 0 | 0 | 0 | 0 | 0
F5_Commercial_Miscellaneous_Existing_Space Heating_Natural Gas_Boiler_E1 | F5 | Commercial | Miscellaneous | Existing | Space Heating | Natural Gas | Boiler | E1 | RIM BC Ratio | 0.9 | 0.9 | 0.9 | 0.9 | 0.9 | 0 | 0 | 0 | 0 | 0 | 0 | 0 | 0 | 0 | 0 | 0 | 0 | 0 | 0 | 0 | 0 | 0 | 0 | 0 | 0 | 0 | 0 | 0 | 0 | 0 | 0
F5_Commercial_Miscellaneous_Existing_Space Heating_Natural Gas_Boiler_E2 | F5 | Commercial | Miscellaneous | Existing | Space Heating | Natural Gas | Boiler | E2 | RIM BC Ratio | 0.76978 | 0.77014 | 0.77036 | 0.77062 | 0.77115 | 0 | 0 | 0 | 0 | 0 | 0 | 0 | 0 | 0 | 0 | 0 | 0 | 0 | 0 | 0 | 0 | 0 | 0 | 0 | 0 | 0 | 0 | 0 | 0 | 0 | 0
F5_Commercial_Miscellaneous_Existing_Space Heating_Natural Gas_Boiler_E3 | F5 | Commercial | Miscellaneous | Existing | Space Heating | Natural Gas | Boiler | E3 | RIM BC Ratio | 0.55665 | 0.55775 | 0.55845 | 0.55927 | 0.56091 | 0.9 | 0.9 | 0.9 | 0.9 | 0.9 | 0.9 | 0.9 | 0.9 | 0.9 | 0.9 | 0.9 | 0.9 | 0.9 | 0.9 | 0.9 | 0.9 | 0.9 | 0.9 | 0.9 | 0.9 | 0.9 | 0.9 | 0.9 | 0.9 | 0.9 | 0.9
F5_Commercial_Miscellaneous_Existing_Space Heating_Natural Gas_Boiler_E4 | F5 | Commercial | Miscellaneous | Existing | Space Heating | Natural Gas | Boiler | E4 | RIM BC Ratio | 0.55511 | 0.55621 | 0.55691 | 0.55774 | 0.55938 | 0.54562 | 0.53943 | 0.536 | 0.53479 | 0.53309 | 0.53212 | 0.53081 | 0.51006 | 0.50841 | 0.50814 | 0.50659 | 0.506 | 0.50577 | 0.50192 | 0.50285 | 0.50307 | 0.50367 | 0.50462 | 0.39469 | 0.38894 | 0.38288 | 0.37643 | 0.3695 | 0.362 | 0.35382 | 0.34484
F5_Commercial_Miscellaneous_Existing_Space Heating_Natural Gas_Boiler_E5 | F5 | Commercial | Miscellaneous | Existing | Space Heating | Natural Gas | Boiler | E5 | RIM BC Ratio | 0.33373 | 0.33492 | 0.33568 | 0.33657 | 0.33836 | 0.26347 | 0.25764 | 0.25445 | 0.25334 | 0.25178 | 0.2509 | 0.24971 | 0.23157 | 0.23019 | 0.22996 | 0.22867 | 0.22817 | 0.22798 | 0.2248 | 0.22557 | 0.22575 | 0.22624 | 0.22703 | 0.15007 | 0.1467 | 0.1432 | 0.13954 | 0.13568 | 0.13159 | 0.12721 | 0.12252
F5_Commercial_Miscellaneous_Existing_Space Heating_Natural Gas_Boiler_E6 | F5 | Commercial | Miscellaneous | Existing | Space Heating | Natural Gas | Boiler | E6 | RIM BC Ratio | 0 | 0 | 0 | 0 | 0 | 0 | 0 | 0 | 0 | 0 | 0 | 0 | 0 | 0 | 0 | 0 | 0 | 0 | 0 | 0 | 0 | 0 | 0 | 0 | 0 | 0 | 0 | 0 | 0 | 0 | 0
F5_Commercial_Miscellaneous_Existing_Space Heating_Natural Gas_Boiler_E7 | F5 | Commercial | Miscellaneous | Existing | Space Heating | Natural Gas | Boiler | E7 | RIM BC Ratio | 0 | 0 | 0 | 0 | 0 | 0 | 0 | 0 | 0 | 0 | 0 | 0 | 0 | 0 | 0 | 0 | 0 | 0 | 0 | 0 | 0 | 0 | 0 | 0 | 0 | 0 | 0 | 0 | 0 | 0 | 0
F5_Commercial_Miscellaneous_Existing_Space Heating_Natural Gas_Boiler_E8 | F5 | Commercial | Miscellaneous | Existing | Space Heating | Natural Gas | Boiler | E8 | RIM BC Ratio | 0 | 0 | 0 | 0 | 0 | 0 | 0 | 0 | 0 | 0 | 0 | 0 | 0 | 0 | 0 | 0 | 0 | 0 | 0 | 0 | 0 | 0 | 0 | 0 | 0 | 0 | 0 | 0 | 0 | 0 | 0
F5_Commercial_Miscellaneous_Existing_Space Heating_Natural Gas_Boiler_E9 | F5 | Commercial | Miscellaneous | Existing | Space Heating | Natural Gas | Boiler | E9 | RIM BC Ratio | 0 | 0 | 0 | 0 | 0 | 0 | 0 | 0 | 0 | 0 | 0 | 0 | 0 | 0 | 0 | 0 | 0 | 0 | 0 | 0 | 0 | 0 | 0 | 0 | 0 | 0 | 0 | 0 | 0 | 0 | 0
F5_Commercial_Miscellaneous_Existing_Space Heating_Natural Gas_Boiler_E10 | F5 | Commercial | Miscellaneous | Existing | Space Heating | Natural Gas | Boiler | E10 | RIM BC Ratio | 0 | 0 | 0 | 0 | 0 | 0 | 0 | 0 | 0 | 0 | 0 | 0 | 0 | 0 | 0 | 0 | 0 | 0 | 0 | 0 | 0 | 0 | 0 | 0 | 0 | 0 | 0 | 0 | 0 | 0 | 0
F0_Commercial_Miscellaneous_Existing_Space Heating_Natural Gas_Unit Heater_E0 | F0 | Commercial | Miscellaneous | Existing | Space Heating | Natural Gas | Unit Heater | E0 | Economic Unit | Infrared Radiant | Infrared Radiant | Infrared Radiant | Infrared Radiant | Infrared Radiant | Infrared Radiant | Infrared Radiant | Infrared Radiant | Infrared Radiant | Infrared Radiant | Infrared Radiant | Infrared Radiant | Infrared Radiant | Infrared Radiant | Infrared Radiant | Infrared Radiant | Infrared Radiant | Infrared Radiant | Infrared Radiant | Infrared Radiant | Infrared Radiant | Infrared Radiant | Infrared Radiant | Infrared Radiant | Infrared Radiant | Infrared Radiant | Infrared Radiant | Infrared Radiant | Infrared Radiant | Infrared Radiant | Infrared Radiant
F1_Commercial_Miscellaneous_Existing_Space Heating_Natural Gas_Unit Heater_E1 | F1 | Commercial | Miscellaneous | Existing | Space Heating | Natural Gas | Unit Heater | E1 | CCE | 0 | 0 | 0 | 0 | 0 | 0 | 0 | 0 | 0 | 0 | 0 | 0 | 0 | 0 | 0 | 0 | 0 | 0 | 0 | 0 | 0 | 0 | 0 | 0 | 0 | 0 | 0 | 0 | 0 | 0 | 0
F1_Commercial_Miscellaneous_Existing_Space Heating_Natural Gas_Unit Heater_E2 | F1 | Commercial | Miscellaneous | Existing | Space Heating | Natural Gas | Unit Heater | E2 | CCE | 0.049839 | 0.047913 | 0.048141 | 0.048644 | 0.048644 | 0 | 0 | 0 | 0 | 0 | 0 | 0 | 0 | 0 | 0 | 0 | 0 | 0 | 0 | 0 | 0 | 0 | 0 | 0 | 0 | 0 | 0 | 0 | 0 | 0 | 0
F1_Commercial_Miscellaneous_Existing_Space Heating_Natural Gas_Unit Heater_E3 | F1 | Commercial | Miscellaneous | Existing | Space Heating | Natural Gas | Unit Heater | E3 | CCE | 0.0038857 | 0.0037355 | 0.0037533 | 0.0037926 | 0.0037926 | -0.032802 | -0.032802 | -0.032802 | -0.032802 | -0.032802 | -0.032802 | -0.032802 | -0.032802 | -0.032802 | -0.032802 | -0.032802 | -0.032802 | -0.032802 | -0.032802 | -0.032802 | -0.032802 | -0.032802 | -0.032802 | -0.032802 | -0.032802 | -0.032802 | -0.032802 | -0.032802 | -0.032802 | -0.032802 | -0.032802
F1_Commercial_Miscellaneous_Existing_Space Heating_Natural Gas_Unit Heater_E4 | F1 | Commercial | Miscellaneous | Existing | Space Heating | Natural Gas | Unit Heater | E4 | CCE | 0 | 0 | 0 | 0 | 0 | 0 | 0 | 0 | 0 | 0 | 0 | 0 | 0 | 0 | 0 | 0 | 0 | 0 | 0 | 0 | 0 | 0 | 0 | 0 | 0 | 0 | 0 | 0 | 0 | 0 | 0
F1_Commercial_Miscellaneous_Existing_Space Heating_Natural Gas_Unit Heater_E5 | F1 | Commercial | Miscellaneous | Existing | Space Heating | Natural Gas | Unit Heater | E5 | CCE | 0 | 0 | 0 | 0 | 0 | 0 | 0 | 0 | 0 | 0 | 0 | 0 | 0 | 0 | 0 | 0 | 0 | 0 | 0 | 0 | 0 | 0 | 0 | 0 | 0 | 0 | 0 | 0 | 0 | 0 | 0
F1_Commercial_Miscellaneous_Existing_Space Heating_Natural Gas_Unit Heater_E6 | F1 | Commercial | Miscellaneous | Existing | Space Heating | Natural Gas | Unit Heater | E6 | CCE | 0 | 0 | 0 | 0 | 0 | 0 | 0 | 0 | 0 | 0 | 0 | 0 | 0 | 0 | 0 | 0 | 0 | 0 | 0 | 0 | 0 | 0 | 0 | 0 | 0 | 0 | 0 | 0 | 0 | 0 | 0
F1_Commercial_Miscellaneous_Existing_Space Heating_Natural Gas_Unit Heater_E7 | F1 | Commercial | Miscellaneous | Existing | Space Heating | Natural Gas | Unit Heater | E7 | CCE | 0 | 0 | 0 | 0 | 0 | 0 | 0 | 0 | 0 | 0 | 0 | 0 | 0 | 0 | 0 | 0 | 0 | 0 | 0 | 0 | 0 | 0 | 0 | 0 | 0 | 0 | 0 | 0 | 0 | 0 | 0
F1_Commercial_Miscellaneous_Existing_Space Heating_Natural Gas_Unit Heater_E8 | F1 | Commercial | Miscellaneous | Existing | Space Heating | Natural Gas | Unit Heater | E8 | CCE | 0 | 0 | 0 | 0 | 0 | 0 | 0 | 0 | 0 | 0 | 0 | 0 | 0 | 0 | 0 | 0 | 0 | 0 | 0 | 0 | 0 | 0 | 0 | 0 | 0 | 0 | 0 | 0 | 0 | 0 | 0
F1_Commercial_Miscellaneous_Existing_Space Heating_Natural Gas_Unit Heater_E9 | F1 | Commercial | Miscellaneous | Existing | Space Heating | Natural Gas | Unit Heater | E9 | CCE | 0 | 0 | 0 | 0 | 0 | 0 | 0 | 0 | 0 | 0 | 0 | 0 | 0 | 0 | 0 | 0 | 0 | 0 | 0 | 0 | 0 | 0 | 0 | 0 | 0 | 0 | 0 | 0 | 0 | 0 | 0
F1_Commercial_Miscellaneous_Existing_Space Heating_Natural Gas_Unit Heater_E10 | F1 | Commercial | Miscellaneous | Existing | Space Heating | Natural Gas | Unit Heater | E10 | CCE | 0 | 0 | 0 | 0 | 0 | 0 | 0 | 0 | 0 | 0 | 0 | 0 | 0 | 0 | 0 | 0 | 0 | 0 | 0 | 0 | 0 | 0 | 0 | 0 | 0 | 0 | 0 | 0 | 0 | 0 | 0
F2_Commercial_Miscellaneous_Existing_Space Heating_Natural Gas_Unit Heater_E1 | F2 | Commercial | Miscellaneous | Existing | Space Heating | Natural Gas | Unit Heater | E1 | TRC BC Ratio | 0.9 | 0.9 | 0.9 | 0.9 | 0.9 | 0 | 0 | 0 | 0 | 0 | 0 | 0 | 0 | 0 | 0 | 0 | 0 | 0 | 0 | 0 | 0 | 0 | 0 | 0 | 0 | 0 | 0 | 0 | 0 | 0 | 0
F2_Commercial_Miscellaneous_Existing_Space Heating_Natural Gas_Unit Heater_E2 | F2 | Commercial | Miscellaneous | Existing | Space Heating | Natural Gas | Unit Heater | E2 | TRC BC Ratio | 0.20499 | 0.20719 | 0.20853 | 0.21014 | 0.21021 | 0.9 | 0.9 | 0.9 | 0.9 | 0.9 | 0.9 | 0.9 | 0.9 | 0.9 | 0.9 | 0.9 | 0.9 | 0.9 | 0.9 | 0.9 | 0.9 | 0.9 | 0.9 | 0.9 | 0.9 | 0.9 | 0.9 | 0.9 | 0.9 | 0.9 | 0.9
F2_Commercial_Miscellaneous_Existing_Space Heating_Natural Gas_Unit Heater_E3 | F2 | Commercial | Miscellaneous | Existing | Space Heating | Natural Gas | Unit Heater | E3 | TRC BC Ratio | 2.6292 | 2.6575 | 2.6747 | 2.6954 | 2.6962 | 0.9 | 0.9 | 0.9 | 0.9 | 0.9 | 0.9 | 0.9 | 0.9 | 0.9 | 0.9 | 0.9 | 0.9 | 0.9 | 0.9 | 0.9 | 0.9 | 0.9 | 0.9 | 0.9 | 0.9 | 0.9 | 0.9 | 0.9 | 0.9 | 0.9 | 0.9
F2_Commercial_Miscellaneous_Existing_Space Heating_Natural Gas_Unit Heater_E4 | F2 | Commercial | Miscellaneous | Existing | Space Heating | Natural Gas | Unit Heater | E4 | TRC BC Ratio | 0 | 0 | 0 | 0 | 0 | 0 | 0 | 0 | 0 | 0 | 0 | 0 | 0 | 0 | 0 | 0 | 0 | 0 | 0 | 0 | 0 | 0 | 0 | 0 | 0 | 0 | 0 | 0 | 0 | 0 | 0
F2_Commercial_Miscellaneous_Existing_Space Heating_Natural Gas_Unit Heater_E5 | F2 | Commercial | Miscellaneous | Existing | Space Heating | Natural Gas | Unit Heater | E5 | TRC BC Ratio | 0 | 0 | 0 | 0 | 0 | 0 | 0 | 0 | 0 | 0 | 0 | 0 | 0 | 0 | 0 | 0 | 0 | 0 | 0 | 0 | 0 | 0 | 0 | 0 | 0 | 0 | 0 | 0 | 0 | 0 | 0
F2_Commercial_Miscellaneous_Existing_Space Heating_Natural Gas_Unit Heater_E6 | F2 | Commercial | Miscellaneous | Existing | Space Heating | Natural Gas | Unit Heater | E6 | TRC BC Ratio | 0 | 0 | 0 | 0 | 0 | 0 | 0 | 0 | 0 | 0 | 0 | 0 | 0 | 0 | 0 | 0 | 0 | 0 | 0 | 0 | 0 | 0 | 0 | 0 | 0 | 0 | 0 | 0 | 0 | 0 | 0
F2_Commercial_Miscellaneous_Existing_Space Heating_Natural Gas_Unit Heater_E7 | F2 | Commercial | Miscellaneous | Existing | Space Heating | Natural Gas | Unit Heater | E7 | TRC BC Ratio | 0 | 0 | 0 | 0 | 0 | 0 | 0 | 0 | 0 | 0 | 0 | 0 | 0 | 0 | 0 | 0 | 0 | 0 | 0 | 0 | 0 | 0 | 0 | 0 | 0 | 0 | 0 | 0 | 0 | 0 | 0
F2_Commercial_Miscellaneous_Existing_Space Heating_Natural Gas_Unit Heater_E8 | F2 | Commercial | Miscellaneous | Existing | Space Heating | Natural Gas | Unit Heater | E8 | TRC BC Ratio | 0 | 0 | 0 | 0 | 0 | 0 | 0 | 0 | 0 | 0 | 0 | 0 | 0 | 0 | 0 | 0 | 0 | 0 | 0 | 0 | 0 | 0 | 0 | 0 | 0 | 0 | 0 | 0 | 0 | 0 | 0
F2_Commercial_Miscellaneous_Existing_Space Heating_Natural Gas_Unit Heater_E9 | F2 | Commercial | Miscellaneous | Existing | Space Heating | Natural Gas | Unit Heater | E9 | TRC BC Ratio | 0 | 0 | 0 | 0 | 0 | 0 | 0 | 0 | 0 | 0 | 0 | 0 | 0 | 0 | 0 | 0 | 0 | 0 | 0 | 0 | 0 | 0 | 0 | 0 | 0 | 0 | 0 | 0 | 0 | 0 | 0
F2_Commercial_Miscellaneous_Existing_Space Heating_Natural Gas_Unit Heater_E10 | F2 | Commercial | Miscellaneous | Existing | Space Heating | Natural Gas | Unit Heater | E10 | TRC BC Ratio | 0 | 0 | 0 | 0 | 0 | 0 | 0 | 0 | 0 | 0 | 0 | 0 | 0 | 0 | 0 | 0 | 0 | 0 | 0 | 0 | 0 | 0 | 0 | 0 | 0 | 0 | 0 | 0 | 0 | 0 | 0
F3_Commercial_Miscellaneous_Existing_Space Heating_Natural Gas_Unit Heater_E1 | F3 | Commercial | Miscellaneous | Existing | Space Heating | Natural Gas | Unit Heater | E1 | PACT BC Ratio | 0.9 | 0.9 | 0.9 | 0.9 | 0.9 | 0 | 0 | 0 | 0 | 0 | 0 | 0 | 0 | 0 | 0 | 0 | 0 | 0 | 0 | 0 | 0 | 0 | 0 | 0 | 0 | 0 | 0 | 0 | 0 | 0 | 0
F3_Commercial_Miscellaneous_Existing_Space Heating_Natural Gas_Unit Heater_E2 | F3 | Commercial | Miscellaneous | Existing | Space Heating | Natural Gas | Unit Heater | E2 | PACT BC Ratio | 0.20499 | 0.20719 | 0.20853 | 0.21014 | 0.21021 | 0.9 | 0.9 | 0.9 | 0.9 | 0.9 | 0.9 | 0.9 | 0.9 | 0.9 | 0.9 | 0.9 | 0.9 | 0.9 | 0.9 | 0.9 | 0.9 | 0.9 | 0.9 | 0.9 | 0.9 | 0.9 | 0.9 | 0.9 | 0.9 | 0.9 | 0.9
F3_Commercial_Miscellaneous_Existing_Space Heating_Natural Gas_Unit Heater_E3 | F3 | Commercial | Miscellaneous | Existing | Space Heating | Natural Gas | Unit Heater | E3 | PACT BC Ratio | 2.6292 | 2.6575 | 2.6747 | 2.6954 | 2.6962 | 0.9 | 0.9 | 0.9 | 0.9 | 0.9 | 0.9 | 0.9 | 0.9 | 0.9 | 0.9 | 0.9 | 0.9 | 0.9 | 0.9 | 0.9 | 0.9 | 0.9 | 0.9 | 0.9 | 0.9 | 0.9 | 0.9 | 0.9 | 0.9 | 0.9 | 0.9
F3_Commercial_Miscellaneous_Existing_Space Heating_Natural Gas_Unit Heater_E4 | F3 | Commercial | Miscellaneous | Existing | Space Heating | Natural Gas | Unit Heater | E4 | PACT BC Ratio | 0 | 0 | 0 | 0 | 0 | 0 | 0 | 0 | 0 | 0 | 0 | 0 | 0 | 0 | 0 | 0 | 0 | 0 | 0 | 0 | 0 | 0 | 0 | 0 | 0 | 0 | 0 | 0 | 0 | 0 | 0
F3_Commercial_Miscellaneous_Existing_Space Heating_Natural Gas_Unit Heater_E5 | F3 | Commercial | Miscellaneous | Existing | Space Heating | Natural Gas | Unit Heater | E5 | PACT BC Ratio | 0 | 0 | 0 | 0 | 0 | 0 | 0 | 0 | 0 | 0 | 0 | 0 | 0 | 0 | 0 | 0 | 0 | 0 | 0 | 0 | 0 | 0 | 0 | 0 | 0 | 0 | 0 | 0 | 0 | 0 | 0
F3_Commercial_Miscellaneous_Existing_Space Heating_Natural Gas_Unit Heater_E6 | F3 | Commercial | Miscellaneous | Existing | Space Heating | Natural Gas | Unit Heater | E6 | PACT BC Ratio | 0 | 0 | 0 | 0 | 0 | 0 | 0 | 0 | 0 | 0 | 0 | 0 | 0 | 0 | 0 | 0 | 0 | 0 | 0 | 0 | 0 | 0 | 0 | 0 | 0 | 0 | 0 | 0 | 0 | 0 | 0
F3_Commercial_Miscellaneous_Existing_Space Heating_Natural Gas_Unit Heater_E7 | F3 | Commercial | Miscellaneous | Existing | Space Heating | Natural Gas | Unit Heater | E7 | PACT BC Ratio | 0 | 0 | 0 | 0 | 0 | 0 | 0 | 0 | 0 | 0 | 0 | 0 | 0 | 0 | 0 | 0 | 0 | 0 | 0 | 0 | 0 | 0 | 0 | 0 | 0 | 0 | 0 | 0 | 0 | 0 | 0
F3_Commercial_Miscellaneous_Existing_Space Heating_Natural Gas_Unit Heater_E8 | F3 | Commercial | Miscellaneous | Existing | Space Heating | Natural Gas | Unit Heater | E8 | PACT BC Ratio | 0 | 0 | 0 | 0 | 0 | 0 | 0 | 0 | 0 | 0 | 0 | 0 | 0 | 0 | 0 | 0 | 0 | 0 | 0 | 0 | 0 | 0 | 0 | 0 | 0 | 0 | 0 | 0 | 0 | 0 | 0
F3_Commercial_Miscellaneous_Existing_Space Heating_Natural Gas_Unit Heater_E9 | F3 | Commercial | Miscellaneous | Existing | Space Heating | Natural Gas | Unit Heater | E9 | PACT BC Ratio | 0 | 0 | 0 | 0 | 0 | 0 | 0 | 0 | 0 | 0 | 0 | 0 | 0 | 0 | 0 | 0 | 0 | 0 | 0 | 0 | 0 | 0 | 0 | 0 | 0 | 0 | 0 | 0 | 0 | 0 | 0
F3_Commercial_Miscellaneous_Existing_Space Heating_Natural Gas_Unit Heater_E10 | F3 | Commercial | Miscellaneous | Existing | Space Heating | Natural Gas | Unit Heater | E10 | PACT BC Ratio | 0 | 0 | 0 | 0 | 0 | 0 | 0 | 0 | 0 | 0 | 0 | 0 | 0 | 0 | 0 | 0 | 0 | 0 | 0 | 0 | 0 | 0 | 0 | 0 | 0 | 0 | 0 | 0 | 0 | 0 | 0
F4_Commercial_Miscellaneous_Existing_Space Heating_Natural Gas_Unit Heater_E1 | F4 | Commercial | Miscellaneous | Existing | Space Heating | Natural Gas | Unit Heater | E1 | PCT BC Ratio | 0.9 | 0.9 | 0.9 | 0.9 | 0.9 | 0 | 0 | 0 | 0 | 0 | 0 | 0 | 0 | 0 | 0 | 0 | 0 | 0 | 0 | 0 | 0 | 0 | 0 | 0 | 0 | 0 | 0 | 0 | 0 | 0 | 0
F4_Commercial_Miscellaneous_Existing_Space Heating_Natural Gas_Unit Heater_E2 | F4 | Commercial | Miscellaneous | Existing | Space Heating | Natural Gas | Unit Heater | E2 | PCT BC Ratio | 1.5157 | 1.5213 | 1.5246 | 1.5287 | 1.5289 | 0.9 | 0.9 | 0.9 | 0.9 | 0.9 | 0.9 | 0.9 | 0.9 | 0.9 | 0.9 | 0.9 | 0.9 | 0.9 | 0.9 | 0.9 | 0.9 | 0.9 | 0.9 | 0.9 | 0.9 | 0.9 | 0.9 | 0.9 | 0.9 | 0.9 | 0.9
F4_Commercial_Miscellaneous_Existing_Space Heating_Natural Gas_Unit Heater_E3 | F4 | Commercial | Miscellaneous | Existing | Space Heating | Natural Gas | Unit Heater | E3 | PCT BC Ratio | 7.6149 | 7.686 | 7.7293 | 7.7814 | 7.7835 | 0.9 | 0.9 | 0.9 | 0.9 | 0.9 | 0.9 | 0.9 | 0.9 | 0.9 | 0.9 | 0.9 | 0.9 | 0.9 | 0.9 | 0.9 | 0.9 | 0.9 | 0.9 | 0.9 | 0.9 | 0.9 | 0.9 | 0.9 | 0.9 | 0.9 | 0.9
F4_Commercial_Miscellaneous_Existing_Space Heating_Natural Gas_Unit Heater_E4 | F4 | Commercial | Miscellaneous | Existing | Space Heating | Natural Gas | Unit Heater | E4 | PCT BC Ratio | 0 | 0 | 0 | 0 | 0 | 0 | 0 | 0 | 0 | 0 | 0 | 0 | 0 | 0 | 0 | 0 | 0 | 0 | 0 | 0 | 0 | 0 | 0 | 0 | 0 | 0 | 0 | 0 | 0 | 0 | 0
F4_Commercial_Miscellaneous_Existing_Space Heating_Natural Gas_Unit Heater_E5 | F4 | Commercial | Miscellaneous | Existing | Space Heating | Natural Gas | Unit Heater | E5 | PCT BC Ratio | 0 | 0 | 0 | 0 | 0 | 0 | 0 | 0 | 0 | 0 | 0 | 0 | 0 | 0 | 0 | 0 | 0 | 0 | 0 | 0 | 0 | 0 | 0 | 0 | 0 | 0 | 0 | 0 | 0 | 0 | 0
F4_Commercial_Miscellaneous_Existing_Space Heating_Natural Gas_Unit Heater_E6 | F4 | Commercial | Miscellaneous | Existing | Space Heating | Natural Gas | Unit Heater | E6 | PCT BC Ratio | 0 | 0 | 0 | 0 | 0 | 0 | 0 | 0 | 0 | 0 | 0 | 0 | 0 | 0 | 0 | 0 | 0 | 0 | 0 | 0 | 0 | 0 | 0 | 0 | 0 | 0 | 0 | 0 | 0 | 0 | 0
F4_Commercial_Miscellaneous_Existing_Space Heating_Natural Gas_Unit Heater_E7 | F4 | Commercial | Miscellaneous | Existing | Space Heating | Natural Gas | Unit Heater | E7 | PCT BC Ratio | 0 | 0 | 0 | 0 | 0 | 0 | 0 | 0 | 0 | 0 | 0 | 0 | 0 | 0 | 0 | 0 | 0 | 0 | 0 | 0 | 0 | 0 | 0 | 0 | 0 | 0 | 0 | 0 | 0 | 0 | 0
F4_Commercial_Miscellaneous_Existing_Space Heating_Natural Gas_Unit Heater_E8 | F4 | Commercial | Miscellaneous | Existing | Space Heating | Natural Gas | Unit Heater | E8 | PCT BC Ratio | 0 | 0 | 0 | 0 | 0 | 0 | 0 | 0 | 0 | 0 | 0 | 0 | 0 | 0 | 0 | 0 | 0 | 0 | 0 | 0 | 0 | 0 | 0 | 0 | 0 | 0 | 0 | 0 | 0 | 0 | 0
F4_Commercial_Miscellaneous_Existing_Space Heating_Natural Gas_Unit Heater_E9 | F4 | Commercial | Miscellaneous | Existing | Space Heating | Natural Gas | Unit Heater | E9 | PCT BC Ratio | 0 | 0 | 0 | 0 | 0 | 0 | 0 | 0 | 0 | 0 | 0 | 0 | 0 | 0 | 0 | 0 | 0 | 0 | 0 | 0 | 0 | 0 | 0 | 0 | 0 | 0 | 0 | 0 | 0 | 0 | 0
F4_Commercial_Miscellaneous_Existing_Space Heating_Natural Gas_Unit Heater_E10 | F4 | Commercial | Miscellaneous | Existing | Space Heating | Natural Gas | Unit Heater | E10 | PCT BC Ratio | 0 | 0 | 0 | 0 | 0 | 0 | 0 | 0 | 0 | 0 | 0 | 0 | 0 | 0 | 0 | 0 | 0 | 0 | 0 | 0 | 0 | 0 | 0 | 0 | 0 | 0 | 0 | 0 | 0 | 0 | 0
F5_Commercial_Miscellaneous_Existing_Space Heating_Natural Gas_Unit Heater_E1 | F5 | Commercial | Miscellaneous | Existing | Space Heating | Natural Gas | Unit Heater | E1 | RIM BC Ratio | 0.9 | 0.9 | 0.9 | 0.9 | 0.9 | 0 | 0 | 0 | 0 | 0 | 0 | 0 | 0 | 0 | 0 | 0 | 0 | 0 | 0 | 0 | 0 | 0 | 0 | 0 | 0 | 0 | 0 | 0 | 0 | 0 | 0
F5_Commercial_Miscellaneous_Existing_Space Heating_Natural Gas_Unit Heater_E2 | F5 | Commercial | Miscellaneous | Existing | Space Heating | Natural Gas | Unit Heater | E2 | RIM BC Ratio | 0.16457 | 0.16599 | 0.16685 | 0.16788 | 0.16792 | 0.9 | 0.9 | 0.9 | 0.9 | 0.9 | 0.9 | 0.9 | 0.9 | 0.9 | 0.9 | 0.9 | 0.9 | 0.9 | 0.9 | 0.9 | 0.9 | 0.9 | 0.9 | 0.9 | 0.9 | 0.9 | 0.9 | 0.9 | 0.9 | 0.9 | 0.9
F5_Commercial_Miscellaneous_Existing_Space Heating_Natural Gas_Unit Heater_E3 | F5 | Commercial | Miscellaneous | Existing | Space Heating | Natural Gas | Unit Heater | E3 | RIM BC Ratio | 0.63355 | 0.63518 | 0.63615 | 0.63732 | 0.63737 | 0.9 | 0.9 | 0.9 | 0.9 | 0.9 | 0.9 | 0.9 | 0.9 | 0.9 | 0.9 | 0.9 | 0.9 | 0.9 | 0.9 | 0.9 | 0.9 | 0.9 | 0.9 | 0.9 | 0.9 | 0.9 | 0.9 | 0.9 | 0.9 | 0.9 | 0.9
F5_Commercial_Miscellaneous_Existing_Space Heating_Natural Gas_Unit Heater_E4 | F5 | Commercial | Miscellaneous | Existing | Space Heating | Natural Gas | Unit Heater | E4 | RIM BC Ratio | 0 | 0 | 0 | 0 | 0 | 0 | 0 | 0 | 0 | 0 | 0 | 0 | 0 | 0 | 0 | 0 | 0 | 0 | 0 | 0 | 0 | 0 | 0 | 0 | 0 | 0 | 0 | 0 | 0 | 0 | 0
F5_Commercial_Miscellaneous_Existing_Space Heating_Natural Gas_Unit Heater_E5 | F5 | Commercial | Miscellaneous | Existing | Space Heating | Natural Gas | Unit Heater | E5 | RIM BC Ratio | 0 | 0 | 0 | 0 | 0 | 0 | 0 | 0 | 0 | 0 | 0 | 0 | 0 | 0 | 0 | 0 | 0 | 0 | 0 | 0 | 0 | 0 | 0 | 0 | 0 | 0 | 0 | 0 | 0 | 0 | 0
F5_Commercial_Miscellaneous_Existing_Space Heating_Natural Gas_Unit Heater_E6 | F5 | Commercial | Miscellaneous | Existing | Space Heating | Natural Gas | Unit Heater | E6 | RIM BC Ratio | 0 | 0 | 0 | 0 | 0 | 0 | 0 | 0 | 0 | 0 | 0 | 0 | 0 | 0 | 0 | 0 | 0 | 0 | 0 | 0 | 0 | 0 | 0 | 0 | 0 | 0 | 0 | 0 | 0 | 0 | 0
F5_Commercial_Miscellaneous_Existing_Space Heating_Natural Gas_Unit Heater_E7 | F5 | Commercial | Miscellaneous | Existing | Space Heating | Natural Gas | Unit Heater | E7 | RIM BC Ratio | 0 | 0 | 0 | 0 | 0 | 0 | 0 | 0 | 0 | 0 | 0 | 0 | 0 | 0 | 0 | 0 | 0 | 0 | 0 | 0 | 0 | 0 | 0 | 0 | 0 | 0 | 0 | 0 | 0 | 0 | 0
F5_Commercial_Miscellaneous_Existing_Space Heating_Natural Gas_Unit Heater_E8 | F5 | Commercial | Miscellaneous | Existing | Space Heating | Natural Gas | Unit Heater | E8 | RIM BC Ratio | 0 | 0 | 0 | 0 | 0 | 0 | 0 | 0 | 0 | 0 | 0 | 0 | 0 | 0 | 0 | 0 | 0 | 0 | 0 | 0 | 0 | 0 | 0 | 0 | 0 | 0 | 0 | 0 | 0 | 0 | 0
F5_Commercial_Miscellaneous_Existing_Space Heating_Natural Gas_Unit Heater_E9 | F5 | Commercial | Miscellaneous | Existing | Space Heating | Natural Gas | Unit Heater | E9 | RIM BC Ratio | 0 | 0 | 0 | 0 | 0 | 0 | 0 | 0 | 0 | 0 | 0 | 0 | 0 | 0 | 0 | 0 | 0 | 0 | 0 | 0 | 0 | 0 | 0 | 0 | 0 | 0 | 0 | 0 | 0 | 0 | 0
F5_Commercial_Miscellaneous_Existing_Space Heating_Natural Gas_Unit Heater_E10 | F5 | Commercial | Miscellaneous | Existing | Space Heating | Natural Gas | Unit Heater | E10 | RIM BC Ratio | 0 | 0 | 0 | 0 | 0 | 0 | 0 | 0 | 0 | 0 | 0 | 0 | 0 | 0 | 0 | 0 | 0 | 0 | 0 | 0 | 0 | 0 | 0 | 0 | 0 | 0 | 0 | 0 | 0 | 0 | 0
F0_Commercial_Miscellaneous_Existing_Water Heating_Natural Gas_Water Heater_E0 | F0 | Commercial | Miscellaneous | Existing | Water Heating | Natural Gas | Water Heater | E0 | Economic Unit | TE 96% (Instantaneous) | TE 96% (Instantaneous) | TE 96% (Instantaneous) | TE 96% (Instantaneous) | TE 96% (Instantaneous) | TE 96% (Instantaneous) | TE 96% (Instantaneous) | UEF 1.0+ (Gas-Fired HPWH) | UEF 1.0+ (Gas-Fired HPWH) | UEF 1.0+ (Gas-Fired HPWH) | UEF 1.0+ (Gas-Fired HPWH) | UEF 1.0+ (Gas-Fired HPWH) | UEF 1.0+ (Gas-Fired HPWH) | UEF 1.0+ (Gas-Fired HPWH) | UEF 1.0+ (Gas-Fired HPWH) | UEF 1.0+ (Gas-Fired HPWH) | UEF 1.0+ (Gas-Fired HPWH) | UEF 1.0+ (Gas-Fired HPWH) | UEF 1.0+ (Gas-Fired HPWH) | UEF 1.0+ (Gas-Fired HPWH) | UEF 1.0+ (Gas-Fired HPWH) | UEF 1.0+ (Gas-Fired HPWH) | UEF 1.0+ (Gas-Fired HPWH) | UEF 1.0+ (Gas-Fired HPWH) | UEF 1.0+ (Gas-Fired HPWH) | UEF 1.0+ (Gas-Fired HPWH) | UEF 1.0+ (Gas-Fired HPWH) | UEF 1.0+ (Gas-Fired HPWH) | UEF 1.0+ (Gas-Fired HPWH) | UEF 1.0+ (Gas-Fired HPWH) | UEF 1.0+ (Gas-Fired HPWH)
F1_Commercial_Miscellaneous_Existing_Water Heating_Natural Gas_Water Heater_E1 | F1 | Commercial | Miscellaneous | Existing | Water Heating | Natural Gas | Water Heater | E1 | CCE | 0 | 0 | 0 | 0 | 0 | 0 | 0 | 0 | 0 | 0 | 0 | 0 | 0 | 0 | 0 | 0 | 0 | 0 | 0 | 0 | 0 | 0 | 0 | 0 | 0 | 0 | 0 | 0 | 0 | 0 | 0
F1_Commercial_Miscellaneous_Existing_Water Heating_Natural Gas_Water Heater_E2 | F1 | Commercial | Miscellaneous | Existing | Water Heating | Natural Gas | Water Heater | E2 | CCE | 0.0011793 | 0.0011338 | 0.0011392 | 0.0011511 | 0.0011511 | 0.0011511 | 0.0011511 | 0.0011511 | 0.0011511 | 0.0011511 | 0.0011511 | 0.0011511 | 0.0011511 | 0.0011511 | 0.0011511 | 0.0011511 | 0.0011511 | 0.0011511 | 0.0011511 | 0.0011511 | 0.0011511 | 0.0011511 | 0.0011511 | 0.0011511 | 0.0011511 | 0.0011511 | 0.0011511 | 0.0011511 | 0.0011511 | 0.0011511 | 0.0011511
F1_Commercial_Miscellaneous_Existing_Water Heating_Natural Gas_Water Heater_E3 | F1 | Commercial | Miscellaneous | Existing | Water Heating | Natural Gas | Water Heater | E3 | CCE | 0.00086445 | 0.00083105 | 0.00083501 | 0.00084374 | 0.00084374 | 0.00084374 | 0.00084374 | 0.00084374 | 0.00084374 | 0.00084374 | 0.00084374 | 0.00084374 | 0.00084374 | 0.00084374 | 0.00084374 | 0.00084374 | 0.00084374 | 0.00084374 | 0.00084374 | 0.00084374 | 0.00084374 | 0.00084374 | 0.00084374 | 0.00084374 | 0.00084374 | 0.00084374 | 0.00084374 | 0.00084374 | 0.00084374 | 0.00084374 | 0.00084374
F1_Commercial_Miscellaneous_Existing_Water Heating_Natural Gas_Water Heater_E4 | F1 | Commercial | Miscellaneous | Existing | Water Heating | Natural Gas | Water Heater | E4 | CCE | 0 | 0 | 0 | 0 | 0 | 0 | 0 | 0.0018895 | 0.0018895 | 0.0018895 | 0.0018895 | 0.0018895 | 0.0018895 | 0.0018895 | 0.0018895 | 0.0018895 | 0.0018895 | 0.0018895 | 0.0018895 | 0.0018895 | 0.0018895 | 0.0018895 | 0.0018895 | 0.0018895 | 0.0018895 | 0.0018895 | 0.0018895 | 0.0018895 | 0.0018895 | 0.0018895 | 0.0018895
F1_Commercial_Miscellaneous_Existing_Water Heating_Natural Gas_Water Heater_E5 | F1 | Commercial | Miscellaneous | Existing | Water Heating | Natural Gas | Water Heater | E5 | CCE | 0 | 0 | 0 | 0 | 0 | 0 | 0 | 0 | 0 | 0 | 0 | 0 | 0 | 0 | 0 | 0 | 0 | 0 | 0 | 0 | 0 | 0 | 0 | 0 | 0 | 0 | 0 | 0 | 0 | 0 | 0
F1_Commercial_Miscellaneous_Existing_Water Heating_Natural Gas_Water Heater_E6 | F1 | Commercial | Miscellaneous | Existing | Water Heating | Natural Gas | Water Heater | E6 | CCE | 0 | 0 | 0 | 0 | 0 | 0 | 0 | 0 | 0 | 0 | 0 | 0 | 0 | 0 | 0 | 0 | 0 | 0 | 0 | 0 | 0 | 0 | 0 | 0 | 0 | 0 | 0 | 0 | 0 | 0 | 0
F1_Commercial_Miscellaneous_Existing_Water Heating_Natural Gas_Water Heater_E7 | F1 | Commercial | Miscellaneous | Existing | Water Heating | Natural Gas | Water Heater | E7 | CCE | 0 | 0 | 0 | 0 | 0 | 0 | 0 | 0 | 0 | 0 | 0 | 0 | 0 | 0 | 0 | 0 | 0 | 0 | 0 | 0 | 0 | 0 | 0 | 0 | 0 | 0 | 0 | 0 | 0 | 0 | 0
F1_Commercial_Miscellaneous_Existing_Water Heating_Natural Gas_Water Heater_E8 | F1 | Commercial | Miscellaneous | Existing | Water Heating | Natural Gas | Water Heater | E8 | CCE | 0 | 0 | 0 | 0 | 0 | 0 | 0 | 0 | 0 | 0 | 0 | 0 | 0 | 0 | 0 | 0 | 0 | 0 | 0 | 0 | 0 | 0 | 0 | 0 | 0 | 0 | 0 | 0 | 0 | 0 | 0
F1_Commercial_Miscellaneous_Existing_Water Heating_Natural Gas_Water Heater_E9 | F1 | Commercial | Miscellaneous | Existing | Water Heating | Natural Gas | Water Heater | E9 | CCE | 0 | 0 | 0 | 0 | 0 | 0 | 0 | 0 | 0 | 0 | 0 | 0 | 0 | 0 | 0 | 0 | 0 | 0 | 0 | 0 | 0 | 0 | 0 | 0 | 0 | 0 | 0 | 0 | 0 | 0 | 0
F1_Commercial_Miscellaneous_Existing_Water Heating_Natural Gas_Water Heater_E10 | F1 | Commercial | Miscellaneous | Existing | Water Heating | Natural Gas | Water Heater | E10 | CCE | 0 | 0 | 0 | 0 | 0 | 0 | 0 | 0 | 0 | 0 | 0 | 0 | 0 | 0 | 0 | 0 | 0 | 0 | 0 | 0 | 0 | 0 | 0 | 0 | 0 | 0 | 0 | 0 | 0 | 0 | 0
F2_Commercial_Miscellaneous_Existing_Water Heating_Natural Gas_Water Heater_E1 | F2 | Commercial | Miscellaneous | Existing | Water Heating | Natural Gas | Water Heater | E1 | TRC BC Ratio | 0.9 | 0.9 | 0.9 | 0.9 | 0.9 | 0.9 | 0.9 | 0.9 | 0.9 | 0.9 | 0.9 | 0.9 | 0.9 | 0.9 | 0.9 | 0.9 | 0.9 | 0.9 | 0.9 | 0.9 | 0.9 | 0.9 | 0.9 | 0.9 | 0.9 | 0.9 | 0.9 | 0.9 | 0.9 | 0.9 | 0.9
F2_Commercial_Miscellaneous_Existing_Water Heating_Natural Gas_Water Heater_E2 | F2 | Commercial | Miscellaneous | Existing | Water Heating | Natural Gas | Water Heater | E2 | TRC BC Ratio | 8.653 | 8.8245 | 8.9471 | 9.0801 | 9.2711 | 8.6861 | 8.2289 | 7.9885 | 7.9021 | 7.7696 | 7.6801 | 8.0871 | 7.2376 | 7.736 | 8.3756 | 8.9973 | 9.0205 | 9.0636 | 8.8904 | 9.014 | 9.1004 | 9.2172 | 9.3638 | 4.4108 | 4.3228 | 4.2405 | 4.1629 | 4.0894 | 4.0192 | 3.9517 | 3.8865
F2_Commercial_Miscellaneous_Existing_Water Heating_Natural Gas_Water Heater_E3 | F2 | Commercial | Miscellaneous | Existing | Water Heating | Natural Gas | Water Heater | E3 | TRC BC Ratio | 11.805 | 12.039 | 12.2063 | 12.3878 | 12.6484 | 11.8502 | 11.2265 | 10.8985 | 10.7807 | 10.5999 | 10.4778 | 11.033 | 9.8741 | 10.554 | 11.4266 | 12.2748 | 12.3065 | 12.3653 | 12.129 | 12.2975 | 12.4155 | 12.5747 | 12.7749 | 6.0176 | 5.8975 | 5.7852 | 5.6794 | 5.5791 | 5.4833 | 5.3912 | 5.3022
F2_Commercial_Miscellaneous_Existing_Water Heating_Natural Gas_Water Heater_E4 | F2 | Commercial | Miscellaneous | Existing | Water Heating | Natural Gas | Water Heater | E4 | TRC BC Ratio | 0 | 0 | 0 | 0 | 0 | 0 | 0 | 4.7767 | 4.5808 | 4.3301 | 4.0953 | 4.5107 | 3.9475 | 4.6368 | 5.4668 | 6.3154 | 6.349 | 6.3972 | 6.2742 | 6.3843 | 6.4648 | 6.5686 | 6.6957 | 2.8025 | 2.744 | 2.6898 | 2.639 | 2.5913 | 2.5459 | 2.5025 | 2.4699
F2_Commercial_Miscellaneous_Existing_Water Heating_Natural Gas_Water Heater_E5 | F2 | Commercial | Miscellaneous | Existing | Water Heating | Natural Gas | Water Heater | E5 | TRC BC Ratio | 0 | 0 | 0 | 0 | 0 | 0 | 0 | 0 | 0 | 0 | 0 | 0 | 0 | 0 | 0 | 0 | 0 | 0 | 0 | 0 | 0 | 0 | 0 | 0 | 0 | 0 | 0 | 0 | 0 | 0 | 0
F2_Commercial_Miscellaneous_Existing_Water Heating_Natural Gas_Water Heater_E6 | F2 | Commercial | Miscellaneous | Existing | Water Heating | Natural Gas | Water Heater | E6 | TRC BC Ratio | 0 | 0 | 0 | 0 | 0 | 0 | 0 | 0 | 0 | 0 | 0 | 0 | 0 | 0 | 0 | 0 | 0 | 0 | 0 | 0 | 0 | 0 | 0 | 0 | 0 | 0 | 0 | 0 | 0 | 0 | 0
F2_Commercial_Miscellaneous_Existing_Water Heating_Natural Gas_Water Heater_E7 | F2 | Commercial | Miscellaneous | Existing | Water Heating | Natural Gas | Water Heater | E7 | TRC BC Ratio | 0 | 0 | 0 | 0 | 0 | 0 | 0 | 0 | 0 | 0 | 0 | 0 | 0 | 0 | 0 | 0 | 0 | 0 | 0 | 0 | 0 | 0 | 0 | 0 | 0 | 0 | 0 | 0 | 0 | 0 | 0
F2_Commercial_Miscellaneous_Existing_Water Heating_Natural Gas_Water Heater_E8 | F2 | Commercial | Miscellaneous | Existing | Water Heating | Natural Gas | Water Heater | E8 | TRC BC Ratio | 0 | 0 | 0 | 0 | 0 | 0 | 0 | 0 | 0 | 0 | 0 | 0 | 0 | 0 | 0 | 0 | 0 | 0 | 0 | 0 | 0 | 0 | 0 | 0 | 0 | 0 | 0 | 0 | 0 | 0 | 0
F2_Commercial_Miscellaneous_Existing_Water Heating_Natural Gas_Water Heater_E9 | F2 | Commercial | Miscellaneous | Existing | Water Heating | Natural Gas | Water Heater | E9 | TRC BC Ratio | 0 | 0 | 0 | 0 | 0 | 0 | 0 | 0 | 0 | 0 | 0 | 0 | 0 | 0 | 0 | 0 | 0 | 0 | 0 | 0 | 0 | 0 | 0 | 0 | 0 | 0 | 0 | 0 | 0 | 0 | 0
F2_Commercial_Miscellaneous_Existing_Water Heating_Natural Gas_Water Heater_E10 | F2 | Commercial | Miscellaneous | Existing | Water Heating | Natural Gas | Water Heater | E10 | TRC BC Ratio | 0 | 0 | 0 | 0 | 0 | 0 | 0 | 0 | 0 | 0 | 0 | 0 | 0 | 0 | 0 | 0 | 0 | 0 | 0 | 0 | 0 | 0 | 0 | 0 | 0 | 0 | 0 | 0 | 0 | 0 | 0
F3_Commercial_Miscellaneous_Existing_Water Heating_Natural Gas_Water Heater_E1 | F3 | Commercial | Miscellaneous | Existing | Water Heating | Natural Gas | Water Heater | E1 | PACT BC Ratio | 0.9 | 0.9 | 0.9 | 0.9 | 0.9 | 0.9 | 0.9 | 0.9 | 0.9 | 0.9 | 0.9 | 0.9 | 0.9 | 0.9 | 0.9 | 0.9 | 0.9 | 0.9 | 0.9 | 0.9 | 0.9 | 0.9 | 0.9 | 0.9 | 0.9 | 0.9 | 0.9 | 0.9 | 0.9 | 0.9 | 0.9
F3_Commercial_Miscellaneous_Existing_Water Heating_Natural Gas_Water Heater_E2 | F3 | Commercial | Miscellaneous | Existing | Water Heating | Natural Gas | Water Heater | E2 | PACT BC Ratio | 14.1498 | 14.4303 | 14.6309 | 14.8483 | 15.1607 | 14.204 | 13.4564 | 13.0632 | 12.922 | 12.7053 | 12.559 | 13.2245 | 11.8353 | 12.6503 | 13.6963 | 14.713 | 14.7509 | 14.8213 | 14.5381 | 14.7402 | 14.8816 | 15.0724 | 15.3123 | 7.2128 | 7.0689 | 6.9343 | 6.8075 | 6.6873 | 6.5724 | 6.462 | 6.3554
F3_Commercial_Miscellaneous_Existing_Water Heating_Natural Gas_Water Heater_E3 | F3 | Commercial | Miscellaneous | Existing | Water Heating | Natural Gas | Water Heater | E3 | PACT BC Ratio | 19.3042 | 19.6868 | 19.9605 | 20.2572 | 20.6833 | 19.3782 | 18.3582 | 17.8218 | 17.6292 | 17.3335 | 17.1339 | 18.0418 | 16.1467 | 17.2585 | 18.6855 | 20.0725 | 20.1243 | 20.2204 | 19.834 | 20.1096 | 20.3025 | 20.5629 | 20.8902 | 9.8403 | 9.644 | 9.4603 | 9.2873 | 9.1232 | 8.9666 | 8.816 | 8.6705
F3_Commercial_Miscellaneous_Existing_Water Heating_Natural Gas_Water Heater_E4 | F3 | Commercial | Miscellaneous | Existing | Water Heating | Natural Gas | Water Heater | E4 | PACT BC Ratio | 0 | 0 | 0 | 0 | 0 | 0 | 0 | 7.8112 | 7.4907 | 7.0808 | 6.6969 | 7.3762 | 6.4551 | 7.5824 | 8.9397 | 10.3274 | 10.3822 | 10.4611 | 10.2599 | 10.4401 | 10.5715 | 10.7413 | 10.9491 | 4.5829 | 4.4872 | 4.3984 | 4.3155 | 4.2374 | 4.1632 | 4.0922 | 4.0389
F3_Commercial_Miscellaneous_Existing_Water Heating_Natural Gas_Water Heater_E5 | F3 | Commercial | Miscellaneous | Existing | Water Heating | Natural Gas | Water Heater | E5 | PACT BC Ratio | 0 | 0 | 0 | 0 | 0 | 0 | 0 | 0 | 0 | 0 | 0 | 0 | 0 | 0 | 0 | 0 | 0 | 0 | 0 | 0 | 0 | 0 | 0 | 0 | 0 | 0 | 0 | 0 | 0 | 0 | 0
F3_Commercial_Miscellaneous_Existing_Water Heating_Natural Gas_Water Heater_E6 | F3 | Commercial | Miscellaneous | Existing | Water Heating | Natural Gas | Water Heater | E6 | PACT BC Ratio | 0 | 0 | 0 | 0 | 0 | 0 | 0 | 0 | 0 | 0 | 0 | 0 | 0 | 0 | 0 | 0 | 0 | 0 | 0 | 0 | 0 | 0 | 0 | 0 | 0 | 0 | 0 | 0 | 0 | 0 | 0
F3_Commercial_Miscellaneous_Existing_Water Heating_Natural Gas_Water Heater_E7 | F3 | Commercial | Miscellaneous | Existing | Water Heating | Natural Gas | Water Heater | E7 | PACT BC Ratio | 0 | 0 | 0 | 0 | 0 | 0 | 0 | 0 | 0 | 0 | 0 | 0 | 0 | 0 | 0 | 0 | 0 | 0 | 0 | 0 | 0 | 0 | 0 | 0 | 0 | 0 | 0 | 0 | 0 | 0 | 0
F3_Commercial_Miscellaneous_Existing_Water Heating_Natural Gas_Water Heater_E8 | F3 | Commercial | Miscellaneous | Existing | Water Heating | Natural Gas | Water Heater | E8 | PACT BC Ratio | 0 | 0 | 0 | 0 | 0 | 0 | 0 | 0 | 0 | 0 | 0 | 0 | 0 | 0 | 0 | 0 | 0 | 0 | 0 | 0 | 0 | 0 | 0 | 0 | 0 | 0 | 0 | 0 | 0 | 0 | 0
F3_Commercial_Miscellaneous_Existing_Water Heating_Natural Gas_Water Heater_E9 | F3 | Commercial | Miscellaneous | Existing | Water Heating | Natural Gas | Water Heater | E9 | PACT BC Ratio | 0 | 0 | 0 | 0 | 0 | 0 | 0 | 0 | 0 | 0 | 0 | 0 | 0 | 0 | 0 | 0 | 0 | 0 | 0 | 0 | 0 | 0 | 0 | 0 | 0 | 0 | 0 | 0 | 0 | 0 | 0
F3_Commercial_Miscellaneous_Existing_Water Heating_Natural Gas_Water Heater_E10 | F3 | Commercial | Miscellaneous | Existing | Water Heating | Natural Gas | Water Heater | E10 | PACT BC Ratio | 0 | 0 | 0 | 0 | 0 | 0 | 0 | 0 | 0 | 0 | 0 | 0 | 0 | 0 | 0 | 0 | 0 | 0 | 0 | 0 | 0 | 0 | 0 | 0 | 0 | 0 | 0 | 0 | 0 | 0 | 0
F4_Commercial_Miscellaneous_Existing_Water Heating_Natural Gas_Water Heater_E1 | F4 | Commercial | Miscellaneous | Existing | Water Heating | Natural Gas | Water Heater | E1 | PCT BC Ratio | 0.9 | 0.9 | 0.9 | 0.9 | 0.9 | 0.9 | 0.9 | 0.9 | 0.9 | 0.9 | 0.9 | 0.9 | 0.9 | 0.9 | 0.9 | 0.9 | 0.9 | 0.9 | 0.9 | 0.9 | 0.9 | 0.9 | 0.9 | 0.9 | 0.9 | 0.9 | 0.9 | 0.9 | 0.9 | 0.9 | 0.9
F4_Commercial_Miscellaneous_Existing_Water Heating_Natural Gas_Water Heater_E2 | F4 | Commercial | Miscellaneous | Existing | Water Heating | Natural Gas | Water Heater | E2 | PCT BC Ratio | 15.681 | 15.9833 | 16.1995 | 16.4339 | 16.7706 | 15.7394 | 14.9335 | 14.5097 | 14.3575 | 14.1239 | 13.9662 | 14.6835 | 13.1861 | 14.0646 | 15.1921 | 16.288 | 16.3289 | 16.4048 | 16.0996 | 16.3174 | 16.4698 | 16.6755 | 16.9341 | 8.2034 | 8.0483 | 7.9031 | 7.7665 | 7.6368 | 7.5131 | 7.3941 | 7.2791
F4_Commercial_Miscellaneous_Existing_Water Heating_Natural Gas_Water Heater_E3 | F4 | Commercial | Miscellaneous | Existing | Water Heating | Natural Gas | Water Heater | E3 | PCT BC Ratio | 21.2371 | 21.6495 | 21.9445 | 22.2643 | 22.7236 | 21.3168 | 20.2173 | 19.6392 | 19.4315 | 19.1128 | 18.8977 | 19.8763 | 17.8334 | 19.0319 | 20.5701 | 22.0653 | 22.1211 | 22.2246 | 21.8081 | 22.1053 | 22.3132 | 22.5939 | 22.9466 | 11.0356 | 10.824 | 10.626 | 10.4395 | 10.2627 | 10.0938 | 9.9315 | 9.7746
F4_Commercial_Miscellaneous_Existing_Water Heating_Natural Gas_Water Heater_E4 | F4 | Commercial | Miscellaneous | Existing | Water Heating | Natural Gas | Water Heater | E4 | PCT BC Ratio | 0 | 0 | 0 | 0 | 0 | 0 | 0 | 8.8483 | 8.5029 | 8.0611 | 7.6473 | 8.3795 | 7.3866 | 8.6017 | 10.0648 | 11.5606 | 11.6198 | 11.7048 | 11.4879 | 11.6821 | 11.8239 | 12.0068 | 12.2309 | 5.3685 | 5.2654 | 5.1697 | 5.0803 | 4.996 | 4.9161 | 4.8395 | 4.7821
F4_Commercial_Miscellaneous_Existing_Water Heating_Natural Gas_Water Heater_E5 | F4 | Commercial | Miscellaneous | Existing | Water Heating | Natural Gas | Water Heater | E5 | PCT BC Ratio | 0 | 0 | 0 | 0 | 0 | 0 | 0 | 0 | 0 | 0 | 0 | 0 | 0 | 0 | 0 | 0 | 0 | 0 | 0 | 0 | 0 | 0 | 0 | 0 | 0 | 0 | 0 | 0 | 0 | 0 | 0
F4_Commercial_Miscellaneous_Existing_Water Heating_Natural Gas_Water Heater_E6 | F4 | Commercial | Miscellaneous | Existing | Water Heating | Natural Gas | Water Heater | E6 | PCT BC Ratio | 0 | 0 | 0 | 0 | 0 | 0 | 0 | 0 | 0 | 0 | 0 | 0 | 0 | 0 | 0 | 0 | 0 | 0 | 0 | 0 | 0 | 0 | 0 | 0 | 0 | 0 | 0 | 0 | 0 | 0 | 0
F4_Commercial_Miscellaneous_Existing_Water Heating_Natural Gas_Water Heater_E7 | F4 | Commercial | Miscellaneous | Existing | Water Heating | Natural Gas | Water Heater | E7 | PCT BC Ratio | 0 | 0 | 0 | 0 | 0 | 0 | 0 | 0 | 0 | 0 | 0 | 0 | 0 | 0 | 0 | 0 | 0 | 0 | 0 | 0 | 0 | 0 | 0 | 0 | 0 | 0 | 0 | 0 | 0 | 0 | 0
F4_Commercial_Miscellaneous_Existing_Water Heating_Natural Gas_Water Heater_E8 | F4 | Commercial | Miscellaneous | Existing | Water Heating | Natural Gas | Water Heater | E8 | PCT BC Ratio | 0 | 0 | 0 | 0 | 0 | 0 | 0 | 0 | 0 | 0 | 0 | 0 | 0 | 0 | 0 | 0 | 0 | 0 | 0 | 0 | 0 | 0 | 0 | 0 | 0 | 0 | 0 | 0 | 0 | 0 | 0
F4_Commercial_Miscellaneous_Existing_Water Heating_Natural Gas_Water Heater_E9 | F4 | Commercial | Miscellaneous | Existing | Water Heating | Natural Gas | Water Heater | E9 | PCT BC Ratio | 0 | 0 | 0 | 0 | 0 | 0 | 0 | 0 | 0 | 0 | 0 | 0 | 0 | 0 | 0 | 0 | 0 | 0 | 0 | 0 | 0 | 0 | 0 | 0 | 0 | 0 | 0 | 0 | 0 | 0 | 0
F4_Commercial_Miscellaneous_Existing_Water Heating_Natural Gas_Water Heater_E10 | F4 | Commercial | Miscellaneous | Existing | Water Heating | Natural Gas | Water Heater | E10 | PCT BC Ratio | 0 | 0 | 0 | 0 | 0 | 0 | 0 | 0 | 0 | 0 | 0 | 0 | 0 | 0 | 0 | 0 | 0 | 0 | 0 | 0 | 0 | 0 | 0 | 0 | 0 | 0 | 0 | 0 | 0 | 0 | 0
F5_Commercial_Miscellaneous_Existing_Water Heating_Natural Gas_Water Heater_E1 | F5 | Commercial | Miscellaneous | Existing | Water Heating | Natural Gas | Water Heater | E1 | RIM BC Ratio | 0.9 | 0.9 | 0.9 | 0.9 | 0.9 | 0.9 | 0.9 | 0.9 | 0.9 | 0.9 | 0.9 | 0.9 | 0.9 | 0.9 | 0.9 | 0.9 | 0.9 | 0.9 | 0.9 | 0.9 | 0.9 | 0.9 | 0.9 | 0.9 | 0.9 | 0.9 | 0.9 | 0.9 | 0.9 | 0.9 | 0.9
F5_Commercial_Miscellaneous_Existing_Water Heating_Natural Gas_Water Heater_E2 | F5 | Commercial | Miscellaneous | Existing | Water Heating | Natural Gas | Water Heater | E2 | RIM BC Ratio | 0.78819 | 0.78904 | 0.78963 | 0.79026 | 0.79112 | 0.78835 | 0.78593 | 0.78455 | 0.78404 | 0.78322 | 0.78266 | 0.78513 | 0.77969 | 0.78302 | 0.78673 | 0.78987 | 0.78998 | 0.79018 | 0.78936 | 0.78995 | 0.79035 | 0.79088 | 0.79153 | 0.74811 | 0.74653 | 0.745 | 0.74352 | 0.74206 | 0.74062 | 0.7392 | 0.73778
F5_Commercial_Miscellaneous_Existing_Water Heating_Natural Gas_Water Heater_E3 | F5 | Commercial | Miscellaneous | Existing | Water Heating | Natural Gas | Water Heater | E3 | RIM BC Ratio | 0.80008 | 0.80073 | 0.80118 | 0.80165 | 0.8023 | 0.80021 | 0.79838 | 0.79734 | 0.79695 | 0.79633 | 0.79591 | 0.79777 | 0.79365 | 0.79617 | 0.79899 | 0.80136 | 0.80144 | 0.80159 | 0.80097 | 0.80142 | 0.80172 | 0.80212 | 0.80261 | 0.76942 | 0.76819 | 0.76701 | 0.76585 | 0.76472 | 0.7636 | 0.76249 | 0.76138
F5_Commercial_Miscellaneous_Existing_Water Heating_Natural Gas_Water Heater_E4 | F5 | Commercial | Miscellaneous | Existing | Water Heating | Natural Gas | Water Heater | E4 | RIM BC Ratio | 0 | 0 | 0 | 0 | 0 | 0 | 0 | 0.7541 | 0.751 | 0.74666 | 0.74218 | 0.74983 | 0.73911 | 0.75191 | 0.7634 | 0.77226 | 0.77257 | 0.773 | 0.77188 | 0.77289 | 0.7736 | 0.7745 | 0.77556 | 0.70608 | 0.70377 | 0.70155 | 0.6994 | 0.69732 | 0.69528 | 0.69327 | 0.69173
F5_Commercial_Miscellaneous_Existing_Water Heating_Natural Gas_Water Heater_E5 | F5 | Commercial | Miscellaneous | Existing | Water Heating | Natural Gas | Water Heater | E5 | RIM BC Ratio | 0 | 0 | 0 | 0 | 0 | 0 | 0 | 0 | 0 | 0 | 0 | 0 | 0 | 0 | 0 | 0 | 0 | 0 | 0 | 0 | 0 | 0 | 0 | 0 | 0 | 0 | 0 | 0 | 0 | 0 | 0
F5_Commercial_Miscellaneous_Existing_Water Heating_Natural Gas_Water Heater_E6 | F5 | Commercial | Miscellaneous | Existing | Water Heating | Natural Gas | Water Heater | E6 | RIM BC Ratio | 0 | 0 | 0 | 0 | 0 | 0 | 0 | 0 | 0 | 0 | 0 | 0 | 0 | 0 | 0 | 0 | 0 | 0 | 0 | 0 | 0 | 0 | 0 | 0 | 0 | 0 | 0 | 0 | 0 | 0 | 0
F5_Commercial_Miscellaneous_Existing_Water Heating_Natural Gas_Water Heater_E7 | F5 | Commercial | Miscellaneous | Existing | Water Heating | Natural Gas | Water Heater | E7 | RIM BC Ratio | 0 | 0 | 0 | 0 | 0 | 0 | 0 | 0 | 0 | 0 | 0 | 0 | 0 | 0 | 0 | 0 | 0 | 0 | 0 | 0 | 0 | 0 | 0 | 0 | 0 | 0 | 0 | 0 | 0 | 0 | 0
F5_Commercial_Miscellaneous_Existing_Water Heating_Natural Gas_Water Heater_E8 | F5 | Commercial | Miscellaneous | Existing | Water Heating | Natural Gas | Water Heater | E8 | RIM BC Ratio | 0 | 0 | 0 | 0 | 0 | 0 | 0 | 0 | 0 | 0 | 0 | 0 | 0 | 0 | 0 | 0 | 0 | 0 | 0 | 0 | 0 | 0 | 0 | 0 | 0 | 0 | 0 | 0 | 0 | 0 | 0
F5_Commercial_Miscellaneous_Existing_Water Heating_Natural Gas_Water Heater_E9 | F5 | Commercial | Miscellaneous | Existing | Water Heating | Natural Gas | Water Heater | E9 | RIM BC Ratio | 0 | 0 | 0 | 0 | 0 | 0 | 0 | 0 | 0 | 0 | 0 | 0 | 0 | 0 | 0 | 0 | 0 | 0 | 0 | 0 | 0 | 0 | 0 | 0 | 0 | 0 | 0 | 0 | 0 | 0 | 0
F5_Commercial_Miscellaneous_Existing_Water Heating_Natural Gas_Water Heater_E10 | F5 | Commercial | Miscellaneous | Existing | Water Heating | Natural Gas | Water Heater | E10 | RIM BC Ratio | 0 | 0 | 0 | 0 | 0 | 0 | 0 | 0 | 0 | 0 | 0 | 0 | 0 | 0 | 0 | 0 | 0 | 0 | 0 | 0 | 0 | 0 | 0 | 0 | 0 | 0 | 0 | 0 | 0 | 0 | 0
F0_Commercial_Miscellaneous_Existing_Food Preparation_Natural Gas_Oven_E0 | F0 | Commercial | Miscellaneous | Existing | Food Preparation | Natural Gas | Oven | E0 | Economic Unit | ENERGY STAR (3.0) | ENERGY STAR (3.0) | ENERGY STAR (3.0) | ENERGY STAR (3.0) | ENERGY STAR (3.0) | ENERGY STAR (3.0) | ENERGY STAR (3.0) | ENERGY STAR (3.0) | ENERGY STAR (3.0) | ENERGY STAR (3.0) | ENERGY STAR (3.0) | ENERGY STAR (3.0) | ENERGY STAR (3.0) | ENERGY STAR (3.0) | ENERGY STAR (3.0) | ENERGY STAR (3.0) | ENERGY STAR (3.0) | ENERGY STAR (3.0) | ENERGY STAR (3.0) | ENERGY STAR (3.0) | ENERGY STAR (3.0) | ENERGY STAR (3.0) | ENERGY STAR (3.0) | Standard | Standard | Standard | Standard | Standard | Standard | Standard | Standard
F1_Commercial_Miscellaneous_Existing_Food Preparation_Natural Gas_Oven_E1 | F1 | Commercial | Miscellaneous | Existing | Food Preparation | Natural Gas | Oven | E1 | CCE | 0 | 0 | 0 | 0 | 0 | 0 | 0 | 0 | 0 | 0 | 0 | 0 | 0 | 0 | 0 | 0 | 0 | 0 | 0 | 0 | 0 | 0 | 0 | 0 | 0 | 0 | 0 | 0 | 0 | 0 | 0
F1_Commercial_Miscellaneous_Existing_Food Preparation_Natural Gas_Oven_E2 | F1 | Commercial | Miscellaneous | Existing | Food Preparation | Natural Gas | Oven | E2 | CCE | 0.0062008 | 0.0059612 | 0.0059896 | 0.0060522 | 0.0060522 | 0.0060522 | 0.0060522 | 0.0060522 | 0.0060522 | 0.0060522 | 0.0060522 | 0.0060522 | 0.0060522 | 0.0060522 | 0.0060522 | 0.0060522 | 0.0060522 | 0.0060522 | 0.0060522 | 0.0060522 | 0.0060522 | 0.0060522 | 0.0060522 | 0.0060522 | 0.0060522 | 0.0060522 | 0.0060522 | 0.0060522 | 0.0060522 | 0.0060522 | 0.0060522
F1_Commercial_Miscellaneous_Existing_Food Preparation_Natural Gas_Oven_E3 | F1 | Commercial | Miscellaneous | Existing | Food Preparation | Natural Gas | Oven | E3 | CCE | 0 | 0 | 0 | 0 | 0 | 0 | 0 | 0 | 0 | 0 | 0 | 0 | 0 | 0 | 0 | 0 | 0 | 0 | 0 | 0 | 0 | 0 | 0 | 0 | 0 | 0 | 0 | 0 | 0 | 0 | 0
F1_Commercial_Miscellaneous_Existing_Food Preparation_Natural Gas_Oven_E4 | F1 | Commercial | Miscellaneous | Existing | Food Preparation | Natural Gas | Oven | E4 | CCE | 0 | 0 | 0 | 0 | 0 | 0 | 0 | 0 | 0 | 0 | 0 | 0 | 0 | 0 | 0 | 0 | 0 | 0 | 0 | 0 | 0 | 0 | 0 | 0 | 0 | 0 | 0 | 0 | 0 | 0 | 0
F1_Commercial_Miscellaneous_Existing_Food Preparation_Natural Gas_Oven_E5 | F1 | Commercial | Miscellaneous | Existing | Food Preparation | Natural Gas | Oven | E5 | CCE | 0 | 0 | 0 | 0 | 0 | 0 | 0 | 0 | 0 | 0 | 0 | 0 | 0 | 0 | 0 | 0 | 0 | 0 | 0 | 0 | 0 | 0 | 0 | 0 | 0 | 0 | 0 | 0 | 0 | 0 | 0
F1_Commercial_Miscellaneous_Existing_Food Preparation_Natural Gas_Oven_E6 | F1 | Commercial | Miscellaneous | Existing | Food Preparation | Natural Gas | Oven | E6 | CCE | 0 | 0 | 0 | 0 | 0 | 0 | 0 | 0 | 0 | 0 | 0 | 0 | 0 | 0 | 0 | 0 | 0 | 0 | 0 | 0 | 0 | 0 | 0 | 0 | 0 | 0 | 0 | 0 | 0 | 0 | 0
F1_Commercial_Miscellaneous_Existing_Food Preparation_Natural Gas_Oven_E7 | F1 | Commercial | Miscellaneous | Existing | Food Preparation | Natural Gas | Oven | E7 | CCE | 0 | 0 | 0 | 0 | 0 | 0 | 0 | 0 | 0 | 0 | 0 | 0 | 0 | 0 | 0 | 0 | 0 | 0 | 0 | 0 | 0 | 0 | 0 | 0 | 0 | 0 | 0 | 0 | 0 | 0 | 0
F1_Commercial_Miscellaneous_Existing_Food Preparation_Natural Gas_Oven_E8 | F1 | Commercial | Miscellaneous | Existing | Food Preparation | Natural Gas | Oven | E8 | CCE | 0 | 0 | 0 | 0 | 0 | 0 | 0 | 0 | 0 | 0 | 0 | 0 | 0 | 0 | 0 | 0 | 0 | 0 | 0 | 0 | 0 | 0 | 0 | 0 | 0 | 0 | 0 | 0 | 0 | 0 | 0
F1_Commercial_Miscellaneous_Existing_Food Preparation_Natural Gas_Oven_E9 | F1 | Commercial | Miscellaneous | Existing | Food Preparation | Natural Gas | Oven | E9 | CCE | 0 | 0 | 0 | 0 | 0 | 0 | 0 | 0 | 0 | 0 | 0 | 0 | 0 | 0 | 0 | 0 | 0 | 0 | 0 | 0 | 0 | 0 | 0 | 0 | 0 | 0 | 0 | 0 | 0 | 0 | 0
F1_Commercial_Miscellaneous_Existing_Food Preparation_Natural Gas_Oven_E10 | F1 | Commercial | Miscellaneous | Existing | Food Preparation | Natural Gas | Oven | E10 | CCE | 0 | 0 | 0 | 0 | 0 | 0 | 0 | 0 | 0 | 0 | 0 | 0 | 0 | 0 | 0 | 0 | 0 | 0 | 0 | 0 | 0 | 0 | 0 | 0 | 0 | 0 | 0 | 0 | 0 | 0 | 0
F2_Commercial_Miscellaneous_Existing_Food Preparation_Natural Gas_Oven_E1 | F2 | Commercial | Miscellaneous | Existing | Food Preparation | Natural Gas | Oven | E1 | TRC BC Ratio | 0.9 | 0.9 | 0.9 | 0.9 | 0.9 | 0.9 | 0.9 | 0.9 | 0.9 | 0.9 | 0.9 | 0.9 | 0.9 | 0.9 | 0.9 | 0.9 | 0.9 | 0.9 | 0.9 | 0.9 | 0.9 | 0.9 | 0.9 | 0.9 | 0.9 | 0.9 | 0.9 | 0.9 | 0.9 | 0.9 | 0.9
F2_Commercial_Miscellaneous_Existing_Food Preparation_Natural Gas_Oven_E2 | F2 | Commercial | Miscellaneous | Existing | Food Preparation | Natural Gas | Oven | E2 | TRC BC Ratio | 1.651 | 1.6761 | 1.6937 | 1.7118 | 1.7402 | 1.6356 | 1.5492 | 1.5033 | 1.4856 | 1.4593 | 1.5232 | 1.584 | 1.4129 | 1.4871 | 1.5856 | 1.6788 | 1.6824 | 1.6897 | 1.6574 | 1.6795 | 1.6949 | 1.7158 | 1.7422 | 0.83439 | 0.81785 | 0.80234 | 0.78773 | 0.77386 | 0.7606 | 0.74785 | 0.73552
F2_Commercial_Miscellaneous_Existing_Food Preparation_Natural Gas_Oven_E3 | F2 | Commercial | Miscellaneous | Existing | Food Preparation | Natural Gas | Oven | E3 | TRC BC Ratio | 0 | 0 | 0 | 0 | 0 | 0 | 0 | 0 | 0 | 0 | 0 | 0 | 0 | 0 | 0 | 0 | 0 | 0 | 0 | 0 | 0 | 0 | 0 | 0 | 0 | 0 | 0 | 0 | 0 | 0 | 0
F2_Commercial_Miscellaneous_Existing_Food Preparation_Natural Gas_Oven_E4 | F2 | Commercial | Miscellaneous | Existing | Food Preparation | Natural Gas | Oven | E4 | TRC BC Ratio | 0 | 0 | 0 | 0 | 0 | 0 | 0 | 0 | 0 | 0 | 0 | 0 | 0 | 0 | 0 | 0 | 0 | 0 | 0 | 0 | 0 | 0 | 0 | 0 | 0 | 0 | 0 | 0 | 0 | 0 | 0
F2_Commercial_Miscellaneous_Existing_Food Preparation_Natural Gas_Oven_E5 | F2 | Commercial | Miscellaneous | Existing | Food Preparation | Natural Gas | Oven | E5 | TRC BC Ratio | 0 | 0 | 0 | 0 | 0 | 0 | 0 | 0 | 0 | 0 | 0 | 0 | 0 | 0 | 0 | 0 | 0 | 0 | 0 | 0 | 0 | 0 | 0 | 0 | 0 | 0 | 0 | 0 | 0 | 0 | 0
F2_Commercial_Miscellaneous_Existing_Food Preparation_Natural Gas_Oven_E6 | F2 | Commercial | Miscellaneous | Existing | Food Preparation | Natural Gas | Oven | E6 | TRC BC Ratio | 0 | 0 | 0 | 0 | 0 | 0 | 0 | 0 | 0 | 0 | 0 | 0 | 0 | 0 | 0 | 0 | 0 | 0 | 0 | 0 | 0 | 0 | 0 | 0 | 0 | 0 | 0 | 0 | 0 | 0 | 0
F2_Commercial_Miscellaneous_Existing_Food Preparation_Natural Gas_Oven_E7 | F2 | Commercial | Miscellaneous | Existing | Food Preparation | Natural Gas | Oven | E7 | TRC BC Ratio | 0 | 0 | 0 | 0 | 0 | 0 | 0 | 0 | 0 | 0 | 0 | 0 | 0 | 0 | 0 | 0 | 0 | 0 | 0 | 0 | 0 | 0 | 0 | 0 | 0 | 0 | 0 | 0 | 0 | 0 | 0
F2_Commercial_Miscellaneous_Existing_Food Preparation_Natural Gas_Oven_E8 | F2 | Commercial | Miscellaneous | Existing | Food Preparation | Natural Gas | Oven | E8 | TRC BC Ratio | 0 | 0 | 0 | 0 | 0 | 0 | 0 | 0 | 0 | 0 | 0 | 0 | 0 | 0 | 0 | 0 | 0 | 0 | 0 | 0 | 0 | 0 | 0 | 0 | 0 | 0 | 0 | 0 | 0 | 0 | 0
F2_Commercial_Miscellaneous_Existing_Food Preparation_Natural Gas_Oven_E9 | F2 | Commercial | Miscellaneous | Existing | Food Preparation | Natural Gas | Oven | E9 | TRC BC Ratio | 0 | 0 | 0 | 0 | 0 | 0 | 0 | 0 | 0 | 0 | 0 | 0 | 0 | 0 | 0 | 0 | 0 | 0 | 0 | 0 | 0 | 0 | 0 | 0 | 0 | 0 | 0 | 0 | 0 | 0 | 0
F2_Commercial_Miscellaneous_Existing_Food Preparation_Natural Gas_Oven_E10 | F2 | Commercial | Miscellaneous | Existing | Food Preparation | Natural Gas | Oven | E10 | TRC BC Ratio | 0 | 0 | 0 | 0 | 0 | 0 | 0 | 0 | 0 | 0 | 0 | 0 | 0 | 0 | 0 | 0 | 0 | 0 | 0 | 0 | 0 | 0 | 0 | 0 | 0 | 0 | 0 | 0 | 0 | 0 | 0
F3_Commercial_Miscellaneous_Existing_Food Preparation_Natural Gas_Oven_E1 | F3 | Commercial | Miscellaneous | Existing | Food Preparation | Natural Gas | Oven | E1 | PACT BC Ratio | 0.9 | 0.9 | 0.9 | 0.9 | 0.9 | 0.9 | 0.9 | 0.9 | 0.9 | 0.9 | 0.9 | 0.9 | 0.9 | 0.9 | 0.9 | 0.9 | 0.9 | 0.9 | 0.9 | 0.9 | 0.9 | 0.9 | 0.9 | 0.9 | 0.9 | 0.9 | 0.9 | 0.9 | 0.9 | 0.9 | 0.9
F3_Commercial_Miscellaneous_Existing_Food Preparation_Natural Gas_Oven_E2 | F3 | Commercial | Miscellaneous | Existing | Food Preparation | Natural Gas | Oven | E2 | PACT BC Ratio | 1.651 | 1.6761 | 1.6937 | 1.7118 | 1.7402 | 1.6356 | 1.5492 | 1.5033 | 1.4856 | 1.4593 | 1.5232 | 1.584 | 1.4129 | 1.4871 | 1.5856 | 1.6788 | 1.6824 | 1.6897 | 1.6574 | 1.6795 | 1.6949 | 1.7158 | 1.7422 | 0.83439 | 0.81785 | 0.80234 | 0.78773 | 0.77386 | 0.7606 | 0.74785 | 0.73552
F3_Commercial_Miscellaneous_Existing_Food Preparation_Natural Gas_Oven_E3 | F3 | Commercial | Miscellaneous | Existing | Food Preparation | Natural Gas | Oven | E3 | PACT BC Ratio | 0 | 0 | 0 | 0 | 0 | 0 | 0 | 0 | 0 | 0 | 0 | 0 | 0 | 0 | 0 | 0 | 0 | 0 | 0 | 0 | 0 | 0 | 0 | 0 | 0 | 0 | 0 | 0 | 0 | 0 | 0
F3_Commercial_Miscellaneous_Existing_Food Preparation_Natural Gas_Oven_E4 | F3 | Commercial | Miscellaneous | Existing | Food Preparation | Natural Gas | Oven | E4 | PACT BC Ratio | 0 | 0 | 0 | 0 | 0 | 0 | 0 | 0 | 0 | 0 | 0 | 0 | 0 | 0 | 0 | 0 | 0 | 0 | 0 | 0 | 0 | 0 | 0 | 0 | 0 | 0 | 0 | 0 | 0 | 0 | 0
F3_Commercial_Miscellaneous_Existing_Food Preparation_Natural Gas_Oven_E5 | F3 | Commercial | Miscellaneous | Existing | Food Preparation | Natural Gas | Oven | E5 | PACT BC Ratio | 0 | 0 | 0 | 0 | 0 | 0 | 0 | 0 | 0 | 0 | 0 | 0 | 0 | 0 | 0 | 0 | 0 | 0 | 0 | 0 | 0 | 0 | 0 | 0 | 0 | 0 | 0 | 0 | 0 | 0 | 0
F3_Commercial_Miscellaneous_Existing_Food Preparation_Natural Gas_Oven_E6 | F3 | Commercial | Miscellaneous | Existing | Food Preparation | Natural Gas | Oven | E6 | PACT BC Ratio | 0 | 0 | 0 | 0 | 0 | 0 | 0 | 0 | 0 | 0 | 0 | 0 | 0 | 0 | 0 | 0 | 0 | 0 | 0 | 0 | 0 | 0 | 0 | 0 | 0 | 0 | 0 | 0 | 0 | 0 | 0
F3_Commercial_Miscellaneous_Existing_Food Preparation_Natural Gas_Oven_E7 | F3 | Commercial | Miscellaneous | Existing | Food Preparation | Natural Gas | Oven | E7 | PACT BC Ratio | 0 | 0 | 0 | 0 | 0 | 0 | 0 | 0 | 0 | 0 | 0 | 0 | 0 | 0 | 0 | 0 | 0 | 0 | 0 | 0 | 0 | 0 | 0 | 0 | 0 | 0 | 0 | 0 | 0 | 0 | 0
F3_Commercial_Miscellaneous_Existing_Food Preparation_Natural Gas_Oven_E8 | F3 | Commercial | Miscellaneous | Existing | Food Preparation | Natural Gas | Oven | E8 | PACT BC Ratio | 0 | 0 | 0 | 0 | 0 | 0 | 0 | 0 | 0 | 0 | 0 | 0 | 0 | 0 | 0 | 0 | 0 | 0 | 0 | 0 | 0 | 0 | 0 | 0 | 0 | 0 | 0 | 0 | 0 | 0 | 0
F3_Commercial_Miscellaneous_Existing_Food Preparation_Natural Gas_Oven_E9 | F3 | Commercial | Miscellaneous | Existing | Food Preparation | Natural Gas | Oven | E9 | PACT BC Ratio | 0 | 0 | 0 | 0 | 0 | 0 | 0 | 0 | 0 | 0 | 0 | 0 | 0 | 0 | 0 | 0 | 0 | 0 | 0 | 0 | 0 | 0 | 0 | 0 | 0 | 0 | 0 | 0 | 0 | 0 | 0
F3_Commercial_Miscellaneous_Existing_Food Preparation_Natural Gas_Oven_E10 | F3 | Commercial | Miscellaneous | Existing | Food Preparation | Natural Gas | Oven | E10 | PACT BC Ratio | 0 | 0 | 0 | 0 | 0 | 0 | 0 | 0 | 0 | 0 | 0 | 0 | 0 | 0 | 0 | 0 | 0 | 0 | 0 | 0 | 0 | 0 | 0 | 0 | 0 | 0 | 0 | 0 | 0 | 0 | 0
F4_Commercial_Miscellaneous_Existing_Food Preparation_Natural Gas_Oven_E1 | F4 | Commercial | Miscellaneous | Existing | Food Preparation | Natural Gas | Oven | E1 | PCT BC Ratio | 0.9 | 0.9 | 0.9 | 0.9 | 0.9 | 0.9 | 0.9 | 0.9 | 0.9 | 0.9 | 0.9 | 0.9 | 0.9 | 0.9 | 0.9 | 0.9 | 0.9 | 0.9 | 0.9 | 0.9 | 0.9 | 0.9 | 0.9 | 0.9 | 0.9 | 0.9 | 0.9 | 0.9 | 0.9 | 0.9 | 0.9
F4_Commercial_Miscellaneous_Existing_Food Preparation_Natural Gas_Oven_E2 | F4 | Commercial | Miscellaneous | Existing | Food Preparation | Natural Gas | Oven | E2 | PCT BC Ratio | 5.1538 | 5.2169 | 5.2611 | 5.3069 | 5.3783 | 5.115 | 4.8976 | 4.7822 | 4.7376 | 4.6715 | 4.8323 | 4.9851 | 4.5547 | 4.7415 | 4.9892 | 5.2237 | 5.2328 | 5.2512 | 5.1699 | 5.2256 | 5.2642 | 5.3168 | 5.3833 | 3.0993 | 3.0576 | 3.0186 | 2.9819 | 2.947 | 2.9136 | 2.8815 | 2.8505
F4_Commercial_Miscellaneous_Existing_Food Preparation_Natural Gas_Oven_E3 | F4 | Commercial | Miscellaneous | Existing | Food Preparation | Natural Gas | Oven | E3 | PCT BC Ratio | 0 | 0 | 0 | 0 | 0 | 0 | 0 | 0 | 0 | 0 | 0 | 0 | 0 | 0 | 0 | 0 | 0 | 0 | 0 | 0 | 0 | 0 | 0 | 0 | 0 | 0 | 0 | 0 | 0 | 0 | 0
F4_Commercial_Miscellaneous_Existing_Food Preparation_Natural Gas_Oven_E4 | F4 | Commercial | Miscellaneous | Existing | Food Preparation | Natural Gas | Oven | E4 | PCT BC Ratio | 0 | 0 | 0 | 0 | 0 | 0 | 0 | 0 | 0 | 0 | 0 | 0 | 0 | 0 | 0 | 0 | 0 | 0 | 0 | 0 | 0 | 0 | 0 | 0 | 0 | 0 | 0 | 0 | 0 | 0 | 0
F4_Commercial_Miscellaneous_Existing_Food Preparation_Natural Gas_Oven_E5 | F4 | Commercial | Miscellaneous | Existing | Food Preparation | Natural Gas | Oven | E5 | PCT BC Ratio | 0 | 0 | 0 | 0 | 0 | 0 | 0 | 0 | 0 | 0 | 0 | 0 | 0 | 0 | 0 | 0 | 0 | 0 | 0 | 0 | 0 | 0 | 0 | 0 | 0 | 0 | 0 | 0 | 0 | 0 | 0
F4_Commercial_Miscellaneous_Existing_Food Preparation_Natural Gas_Oven_E6 | F4 | Commercial | Miscellaneous | Existing | Food Preparation | Natural Gas | Oven | E6 | PCT BC Ratio | 0 | 0 | 0 | 0 | 0 | 0 | 0 | 0 | 0 | 0 | 0 | 0 | 0 | 0 | 0 | 0 | 0 | 0 | 0 | 0 | 0 | 0 | 0 | 0 | 0 | 0 | 0 | 0 | 0 | 0 | 0
F4_Commercial_Miscellaneous_Existing_Food Preparation_Natural Gas_Oven_E7 | F4 | Commercial | Miscellaneous | Existing | Food Preparation | Natural Gas | Oven | E7 | PCT BC Ratio | 0 | 0 | 0 | 0 | 0 | 0 | 0 | 0 | 0 | 0 | 0 | 0 | 0 | 0 | 0 | 0 | 0 | 0 | 0 | 0 | 0 | 0 | 0 | 0 | 0 | 0 | 0 | 0 | 0 | 0 | 0
F4_Commercial_Miscellaneous_Existing_Food Preparation_Natural Gas_Oven_E8 | F4 | Commercial | Miscellaneous | Existing | Food Preparation | Natural Gas | Oven | E8 | PCT BC Ratio | 0 | 0 | 0 | 0 | 0 | 0 | 0 | 0 | 0 | 0 | 0 | 0 | 0 | 0 | 0 | 0 | 0 | 0 | 0 | 0 | 0 | 0 | 0 | 0 | 0 | 0 | 0 | 0 | 0 | 0 | 0
F4_Commercial_Miscellaneous_Existing_Food Preparation_Natural Gas_Oven_E9 | F4 | Commercial | Miscellaneous | Existing | Food Preparation | Natural Gas | Oven | E9 | PCT BC Ratio | 0 | 0 | 0 | 0 | 0 | 0 | 0 | 0 | 0 | 0 | 0 | 0 | 0 | 0 | 0 | 0 | 0 | 0 | 0 | 0 | 0 | 0 | 0 | 0 | 0 | 0 | 0 | 0 | 0 | 0 | 0
F4_Commercial_Miscellaneous_Existing_Food Preparation_Natural Gas_Oven_E10 | F4 | Commercial | Miscellaneous | Existing | Food Preparation | Natural Gas | Oven | E10 | PCT BC Ratio | 0 | 0 | 0 | 0 | 0 | 0 | 0 | 0 | 0 | 0 | 0 | 0 | 0 | 0 | 0 | 0 | 0 | 0 | 0 | 0 | 0 | 0 | 0 | 0 | 0 | 0 | 0 | 0 | 0 | 0 | 0
F5_Commercial_Miscellaneous_Existing_Food Preparation_Natural Gas_Oven_E1 | F5 | Commercial | Miscellaneous | Existing | Food Preparation | Natural Gas | Oven | E1 | RIM BC Ratio | 0.9 | 0.9 | 0.9 | 0.9 | 0.9 | 0.9 | 0.9 | 0.9 | 0.9 | 0.9 | 0.9 | 0.9 | 0.9 | 0.9 | 0.9 | 0.9 | 0.9 | 0.9 | 0.9 | 0.9 | 0.9 | 0.9 | 0.9 | 0.9 | 0.9 | 0.9 | 0.9 | 0.9 | 0.9 | 0.9 | 0.9
F5_Commercial_Miscellaneous_Existing_Food Preparation_Natural Gas_Oven_E2 | F5 | Commercial | Miscellaneous | Existing | Food Preparation | Natural Gas | Oven | E2 | RIM BC Ratio | 0.5544 | 0.5572 | 0.55913 | 0.56109 | 0.56411 | 0.55265 | 0.54242 | 0.53669 | 0.53442 | 0.53097 | 0.53921 | 0.54663 | 0.5247 | 0.53462 | 0.54682 | 0.5575 | 0.55789 | 0.55869 | 0.55512 | 0.55758 | 0.55926 | 0.56152 | 0.56432 | 0.41727 | 0.41309 | 0.4091 | 0.40526 | 0.40156 | 0.39796 | 0.39444 | 0.39099
F5_Commercial_Miscellaneous_Existing_Food Preparation_Natural Gas_Oven_E3 | F5 | Commercial | Miscellaneous | Existing | Food Preparation | Natural Gas | Oven | E3 | RIM BC Ratio | 0 | 0 | 0 | 0 | 0 | 0 | 0 | 0 | 0 | 0 | 0 | 0 | 0 | 0 | 0 | 0 | 0 | 0 | 0 | 0 | 0 | 0 | 0 | 0 | 0 | 0 | 0 | 0 | 0 | 0 | 0
F5_Commercial_Miscellaneous_Existing_Food Preparation_Natural Gas_Oven_E4 | F5 | Commercial | Miscellaneous | Existing | Food Preparation | Natural Gas | Oven | E4 | RIM BC Ratio | 0 | 0 | 0 | 0 | 0 | 0 | 0 | 0 | 0 | 0 | 0 | 0 | 0 | 0 | 0 | 0 | 0 | 0 | 0 | 0 | 0 | 0 | 0 | 0 | 0 | 0 | 0 | 0 | 0 | 0 | 0
F5_Commercial_Miscellaneous_Existing_Food Preparation_Natural Gas_Oven_E5 | F5 | Commercial | Miscellaneous | Existing | Food Preparation | Natural Gas | Oven | E5 | RIM BC Ratio | 0 | 0 | 0 | 0 | 0 | 0 | 0 | 0 | 0 | 0 | 0 | 0 | 0 | 0 | 0 | 0 | 0 | 0 | 0 | 0 | 0 | 0 | 0 | 0 | 0 | 0 | 0 | 0 | 0 | 0 | 0
F5_Commercial_Miscellaneous_Existing_Food Preparation_Natural Gas_Oven_E6 | F5 | Commercial | Miscellaneous | Existing | Food Preparation | Natural Gas | Oven | E6 | RIM BC Ratio | 0 | 0 | 0 | 0 | 0 | 0 | 0 | 0 | 0 | 0 | 0 | 0 | 0 | 0 | 0 | 0 | 0 | 0 | 0 | 0 | 0 | 0 | 0 | 0 | 0 | 0 | 0 | 0 | 0 | 0 | 0
F5_Commercial_Miscellaneous_Existing_Food Preparation_Natural Gas_Oven_E7 | F5 | Commercial | Miscellaneous | Existing | Food Preparation | Natural Gas | Oven | E7 | RIM BC Ratio | 0 | 0 | 0 | 0 | 0 | 0 | 0 | 0 | 0 | 0 | 0 | 0 | 0 | 0 | 0 | 0 | 0 | 0 | 0 | 0 | 0 | 0 | 0 | 0 | 0 | 0 | 0 | 0 | 0 | 0 | 0
F5_Commercial_Miscellaneous_Existing_Food Preparation_Natural Gas_Oven_E8 | F5 | Commercial | Miscellaneous | Existing | Food Preparation | Natural Gas | Oven | E8 | RIM BC Ratio | 0 | 0 | 0 | 0 | 0 | 0 | 0 | 0 | 0 | 0 | 0 | 0 | 0 | 0 | 0 | 0 | 0 | 0 | 0 | 0 | 0 | 0 | 0 | 0 | 0 | 0 | 0 | 0 | 0 | 0 | 0
F5_Commercial_Miscellaneous_Existing_Food Preparation_Natural Gas_Oven_E9 | F5 | Commercial | Miscellaneous | Existing | Food Preparation | Natural Gas | Oven | E9 | RIM BC Ratio | 0 | 0 | 0 | 0 | 0 | 0 | 0 | 0 | 0 | 0 | 0 | 0 | 0 | 0 | 0 | 0 | 0 | 0 | 0 | 0 | 0 | 0 | 0 | 0 | 0 | 0 | 0 | 0 | 0 | 0 | 0
F5_Commercial_Miscellaneous_Existing_Food Preparation_Natural Gas_Oven_E10 | F5 | Commercial | Miscellaneous | Existing | Food Preparation | Natural Gas | Oven | E10 | RIM BC Ratio | 0 | 0 | 0 | 0 | 0 | 0 | 0 | 0 | 0 | 0 | 0 | 0 | 0 | 0 | 0 | 0 | 0 | 0 | 0 | 0 | 0 | 0 | 0 | 0 | 0 | 0 | 0 | 0 | 0 | 0 | 0
F0_Commercial_Miscellaneous_Existing_Food Preparation_Natural Gas_Conveyor Oven_E0 | F0 | Commercial | Miscellaneous | Existing | Food Preparation | Natural Gas | Conveyor Oven | E0 | Economic Unit | Efficient (>44% Baking Efficiency) | Efficient (>44% Baking Efficiency) | Efficient (>44% Baking Efficiency) | Efficient (>44% Baking Efficiency) | Efficient (>44% Baking Efficiency) | Efficient (>44% Baking Efficiency) | Efficient (>44% Baking Efficiency) | Efficient (>44% Baking Efficiency) | Efficient (>44% Baking Efficiency) | Efficient (>44% Baking Efficiency) | Efficient (>44% Baking Efficiency) | Efficient (>44% Baking Efficiency) | Efficient (>44% Baking Efficiency) | Efficient (>44% Baking Efficiency) | Efficient (>44% Baking Efficiency) | Efficient (>44% Baking Efficiency) | Efficient (>44% Baking Efficiency) | Efficient (>44% Baking Efficiency) | Efficient (>44% Baking Efficiency) | Efficient (>44% Baking Efficiency) | Efficient (>44% Baking Efficiency) | Efficient (>44% Baking Efficiency) | Efficient (>44% Baking Efficiency) | Efficient (>44% Baking Efficiency) | Efficient (>44% Baking Efficiency) | Efficient (>44% Baking Efficiency) | Efficient (>44% Baking Efficiency) | Efficient (>44% Baking Efficiency) | Efficient (>44% Baking Efficiency) | Efficient (>44% Baking Efficiency) | Efficient (>44% Baking Efficiency)
F1_Commercial_Miscellaneous_Existing_Food Preparation_Natural Gas_Conveyor Oven_E1 | F1 | Commercial | Miscellaneous | Existing | Food Preparation | Natural Gas | Conveyor Oven | E1 | CCE | 0 | 0 | 0 | 0 | 0 | 0 | 0 | 0 | 0 | 0 | 0 | 0 | 0 | 0 | 0 | 0 | 0 | 0 | 0 | 0 | 0 | 0 | 0 | 0 | 0 | 0 | 0 | 0 | 0 | 0 | 0
F1_Commercial_Miscellaneous_Existing_Food Preparation_Natural Gas_Conveyor Oven_E2 | F1 | Commercial | Miscellaneous | Existing | Food Preparation | Natural Gas | Conveyor Oven | E2 | CCE | 0.0038084 | 0.0036613 | 0.0036787 | 0.0037172 | 0.0037172 | 0.0037172 | 0.0037172 | 0.0037172 | 0.0037172 | 0.0037172 | 0.0037172 | 0.0037172 | 0.0037172 | 0.0037172 | 0.0037172 | 0.0037172 | 0.0037172 | 0.0037172 | 0.0037172 | 0.0037172 | 0.0037172 | 0.0037172 | 0.0037172 | 0.0037172 | 0.0037172 | 0.0037172 | 0.0037172 | 0.0037172 | 0.0037172 | 0.0037172 | 0.0037172
F1_Commercial_Miscellaneous_Existing_Food Preparation_Natural Gas_Conveyor Oven_E3 | F1 | Commercial | Miscellaneous | Existing | Food Preparation | Natural Gas | Conveyor Oven | E3 | CCE | 0 | 0 | 0 | 0 | 0 | 0 | 0 | 0 | 0 | 0 | 0 | 0 | 0 | 0 | 0 | 0 | 0 | 0 | 0 | 0 | 0 | 0 | 0 | 0 | 0 | 0 | 0 | 0 | 0 | 0 | 0
F1_Commercial_Miscellaneous_Existing_Food Preparation_Natural Gas_Conveyor Oven_E4 | F1 | Commercial | Miscellaneous | Existing | Food Preparation | Natural Gas | Conveyor Oven | E4 | CCE | 0 | 0 | 0 | 0 | 0 | 0 | 0 | 0 | 0 | 0 | 0 | 0 | 0 | 0 | 0 | 0 | 0 | 0 | 0 | 0 | 0 | 0 | 0 | 0 | 0 | 0 | 0 | 0 | 0 | 0 | 0
F1_Commercial_Miscellaneous_Existing_Food Preparation_Natural Gas_Conveyor Oven_E5 | F1 | Commercial | Miscellaneous | Existing | Food Preparation | Natural Gas | Conveyor Oven | E5 | CCE | 0 | 0 | 0 | 0 | 0 | 0 | 0 | 0 | 0 | 0 | 0 | 0 | 0 | 0 | 0 | 0 | 0 | 0 | 0 | 0 | 0 | 0 | 0 | 0 | 0 | 0 | 0 | 0 | 0 | 0 | 0
F1_Commercial_Miscellaneous_Existing_Food Preparation_Natural Gas_Conveyor Oven_E6 | F1 | Commercial | Miscellaneous | Existing | Food Preparation | Natural Gas | Conveyor Oven | E6 | CCE | 0 | 0 | 0 | 0 | 0 | 0 | 0 | 0 | 0 | 0 | 0 | 0 | 0 | 0 | 0 | 0 | 0 | 0 | 0 | 0 | 0 | 0 | 0 | 0 | 0 | 0 | 0 | 0 | 0 | 0 | 0
F1_Commercial_Miscellaneous_Existing_Food Preparation_Natural Gas_Conveyor Oven_E7 | F1 | Commercial | Miscellaneous | Existing | Food Preparation | Natural Gas | Conveyor Oven | E7 | CCE | 0 | 0 | 0 | 0 | 0 | 0 | 0 | 0 | 0 | 0 | 0 | 0 | 0 | 0 | 0 | 0 | 0 | 0 | 0 | 0 | 0 | 0 | 0 | 0 | 0 | 0 | 0 | 0 | 0 | 0 | 0
F1_Commercial_Miscellaneous_Existing_Food Preparation_Natural Gas_Conveyor Oven_E8 | F1 | Commercial | Miscellaneous | Existing | Food Preparation | Natural Gas | Conveyor Oven | E8 | CCE | 0 | 0 | 0 | 0 | 0 | 0 | 0 | 0 | 0 | 0 | 0 | 0 | 0 | 0 | 0 | 0 | 0 | 0 | 0 | 0 | 0 | 0 | 0 | 0 | 0 | 0 | 0 | 0 | 0 | 0 | 0
F1_Commercial_Miscellaneous_Existing_Food Preparation_Natural Gas_Conveyor Oven_E9 | F1 | Commercial | Miscellaneous | Existing | Food Preparation | Natural Gas | Conveyor Oven | E9 | CCE | 0 | 0 | 0 | 0 | 0 | 0 | 0 | 0 | 0 | 0 | 0 | 0 | 0 | 0 | 0 | 0 | 0 | 0 | 0 | 0 | 0 | 0 | 0 | 0 | 0 | 0 | 0 | 0 | 0 | 0 | 0
F1_Commercial_Miscellaneous_Existing_Food Preparation_Natural Gas_Conveyor Oven_E10 | F1 | Commercial | Miscellaneous | Existing | Food Preparation | Natural Gas | Conveyor Oven | E10 | CCE | 0 | 0 | 0 | 0 | 0 | 0 | 0 | 0 | 0 | 0 | 0 | 0 | 0 | 0 | 0 | 0 | 0 | 0 | 0 | 0 | 0 | 0 | 0 | 0 | 0 | 0 | 0 | 0 | 0 | 0 | 0
F2_Commercial_Miscellaneous_Existing_Food Preparation_Natural Gas_Conveyor Oven_E1 | F2 | Commercial | Miscellaneous | Existing | Food Preparation | Natural Gas | Conveyor Oven | E1 | TRC BC Ratio | 0.9 | 0.9 | 0.9 | 0.9 | 0.9 | 0.9 | 0.9 | 0.9 | 0.9 | 0.9 | 0.9 | 0.9 | 0.9 | 0.9 | 0.9 | 0.9 | 0.9 | 0.9 | 0.9 | 0.9 | 0.9 | 0.9 | 0.9 | 0.9 | 0.9 | 0.9 | 0.9 | 0.9 | 0.9 | 0.9 | 0.9
F2_Commercial_Miscellaneous_Existing_Food Preparation_Natural Gas_Conveyor Oven_E2 | F2 | Commercial | Miscellaneous | Existing | Food Preparation | Natural Gas | Conveyor Oven | E2 | TRC BC Ratio | 2.6175 | 2.6105 | 2.5926 | 2.5726 | 2.643 | 2.5958 | 2.5803 | 2.6208 | 2.7065 | 2.6859 | 2.6766 | 2.6618 | 2.3689 | 2.3519 | 2.3531 | 2.3373 | 2.3341 | 2.3356 | 2.2915 | 2.3108 | 2.3225 | 2.3409 | 2.3658 | 1.3075 | 1.2829 | 1.2596 | 1.2374 | 1.2162 | 1.1958 | 1.1761 | 1.1502
F2_Commercial_Miscellaneous_Existing_Food Preparation_Natural Gas_Conveyor Oven_E3 | F2 | Commercial | Miscellaneous | Existing | Food Preparation | Natural Gas | Conveyor Oven | E3 | TRC BC Ratio | 0 | 0 | 0 | 0 | 0 | 0 | 0 | 0 | 0 | 0 | 0 | 0 | 0 | 0 | 0 | 0 | 0 | 0 | 0 | 0 | 0 | 0 | 0 | 0 | 0 | 0 | 0 | 0 | 0 | 0 | 0
F2_Commercial_Miscellaneous_Existing_Food Preparation_Natural Gas_Conveyor Oven_E4 | F2 | Commercial | Miscellaneous | Existing | Food Preparation | Natural Gas | Conveyor Oven | E4 | TRC BC Ratio | 0 | 0 | 0 | 0 | 0 | 0 | 0 | 0 | 0 | 0 | 0 | 0 | 0 | 0 | 0 | 0 | 0 | 0 | 0 | 0 | 0 | 0 | 0 | 0 | 0 | 0 | 0 | 0 | 0 | 0 | 0
F2_Commercial_Miscellaneous_Existing_Food Preparation_Natural Gas_Conveyor Oven_E5 | F2 | Commercial | Miscellaneous | Existing | Food Preparation | Natural Gas | Conveyor Oven | E5 | TRC BC Ratio | 0 | 0 | 0 | 0 | 0 | 0 | 0 | 0 | 0 | 0 | 0 | 0 | 0 | 0 | 0 | 0 | 0 | 0 | 0 | 0 | 0 | 0 | 0 | 0 | 0 | 0 | 0 | 0 | 0 | 0 | 0
F2_Commercial_Miscellaneous_Existing_Food Preparation_Natural Gas_Conveyor Oven_E6 | F2 | Commercial | Miscellaneous | Existing | Food Preparation | Natural Gas | Conveyor Oven | E6 | TRC BC Ratio | 0 | 0 | 0 | 0 | 0 | 0 | 0 | 0 | 0 | 0 | 0 | 0 | 0 | 0 | 0 | 0 | 0 | 0 | 0 | 0 | 0 | 0 | 0 | 0 | 0 | 0 | 0 | 0 | 0 | 0 | 0
F2_Commercial_Miscellaneous_Existing_Food Preparation_Natural Gas_Conveyor Oven_E7 | F2 | Commercial | Miscellaneous | Existing | Food Preparation | Natural Gas | Conveyor Oven | E7 | TRC BC Ratio | 0 | 0 | 0 | 0 | 0 | 0 | 0 | 0 | 0 | 0 | 0 | 0 | 0 | 0 | 0 | 0 | 0 | 0 | 0 | 0 | 0 | 0 | 0 | 0 | 0 | 0 | 0 | 0 | 0 | 0 | 0
F2_Commercial_Miscellaneous_Existing_Food Preparation_Natural Gas_Conveyor Oven_E8 | F2 | Commercial | Miscellaneous | Existing | Food Preparation | Natural Gas | Conveyor Oven | E8 | TRC BC Ratio | 0 | 0 | 0 | 0 | 0 | 0 | 0 | 0 | 0 | 0 | 0 | 0 | 0 | 0 | 0 | 0 | 0 | 0 | 0 | 0 | 0 | 0 | 0 | 0 | 0 | 0 | 0 | 0 | 0 | 0 | 0
F2_Commercial_Miscellaneous_Existing_Food Preparation_Natural Gas_Conveyor Oven_E9 | F2 | Commercial | Miscellaneous | Existing | Food Preparation | Natural Gas | Conveyor Oven | E9 | TRC BC Ratio | 0 | 0 | 0 | 0 | 0 | 0 | 0 | 0 | 0 | 0 | 0 | 0 | 0 | 0 | 0 | 0 | 0 | 0 | 0 | 0 | 0 | 0 | 0 | 0 | 0 | 0 | 0 | 0 | 0 | 0 | 0
F2_Commercial_Miscellaneous_Existing_Food Preparation_Natural Gas_Conveyor Oven_E10 | F2 | Commercial | Miscellaneous | Existing | Food Preparation | Natural Gas | Conveyor Oven | E10 | TRC BC Ratio | 0 | 0 | 0 | 0 | 0 | 0 | 0 | 0 | 0 | 0 | 0 | 0 | 0 | 0 | 0 | 0 | 0 | 0 | 0 | 0 | 0 | 0 | 0 | 0 | 0 | 0 | 0 | 0 | 0 | 0 | 0
F3_Commercial_Miscellaneous_Existing_Food Preparation_Natural Gas_Conveyor Oven_E1 | F3 | Commercial | Miscellaneous | Existing | Food Preparation | Natural Gas | Conveyor Oven | E1 | PACT BC Ratio | 0.9 | 0.9 | 0.9 | 0.9 | 0.9 | 0.9 | 0.9 | 0.9 | 0.9 | 0.9 | 0.9 | 0.9 | 0.9 | 0.9 | 0.9 | 0.9 | 0.9 | 0.9 | 0.9 | 0.9 | 0.9 | 0.9 | 0.9 | 0.9 | 0.9 | 0.9 | 0.9 | 0.9 | 0.9 | 0.9 | 0.9
F3_Commercial_Miscellaneous_Existing_Food Preparation_Natural Gas_Conveyor Oven_E2 | F3 | Commercial | Miscellaneous | Existing | Food Preparation | Natural Gas | Conveyor Oven | E2 | PACT BC Ratio | 7.5479 | 7.5277 | 7.476 | 7.4185 | 7.6214 | 7.4852 | 7.4407 | 7.5574 | 7.8046 | 7.7451 | 7.7184 | 7.6756 | 6.831 | 6.7818 | 6.7853 | 6.7399 | 6.7306 | 6.7348 | 6.6078 | 6.6635 | 6.6972 | 6.7501 | 6.8219 | 3.7704 | 3.6993 | 3.6321 | 3.5682 | 3.507 | 3.4482 | 3.3914 | 3.3167
F3_Commercial_Miscellaneous_Existing_Food Preparation_Natural Gas_Conveyor Oven_E3 | F3 | Commercial | Miscellaneous | Existing | Food Preparation | Natural Gas | Conveyor Oven | E3 | PACT BC Ratio | 0 | 0 | 0 | 0 | 0 | 0 | 0 | 0 | 0 | 0 | 0 | 0 | 0 | 0 | 0 | 0 | 0 | 0 | 0 | 0 | 0 | 0 | 0 | 0 | 0 | 0 | 0 | 0 | 0 | 0 | 0
F3_Commercial_Miscellaneous_Existing_Food Preparation_Natural Gas_Conveyor Oven_E4 | F3 | Commercial | Miscellaneous | Existing | Food Preparation | Natural Gas | Conveyor Oven | E4 | PACT BC Ratio | 0 | 0 | 0 | 0 | 0 | 0 | 0 | 0 | 0 | 0 | 0 | 0 | 0 | 0 | 0 | 0 | 0 | 0 | 0 | 0 | 0 | 0 | 0 | 0 | 0 | 0 | 0 | 0 | 0 | 0 | 0
F3_Commercial_Miscellaneous_Existing_Food Preparation_Natural Gas_Conveyor Oven_E5 | F3 | Commercial | Miscellaneous | Existing | Food Preparation | Natural Gas | Conveyor Oven | E5 | PACT BC Ratio | 0 | 0 | 0 | 0 | 0 | 0 | 0 | 0 | 0 | 0 | 0 | 0 | 0 | 0 | 0 | 0 | 0 | 0 | 0 | 0 | 0 | 0 | 0 | 0 | 0 | 0 | 0 | 0 | 0 | 0 | 0
F3_Commercial_Miscellaneous_Existing_Food Preparation_Natural Gas_Conveyor Oven_E6 | F3 | Commercial | Miscellaneous | Existing | Food Preparation | Natural Gas | Conveyor Oven | E6 | PACT BC Ratio | 0 | 0 | 0 | 0 | 0 | 0 | 0 | 0 | 0 | 0 | 0 | 0 | 0 | 0 | 0 | 0 | 0 | 0 | 0 | 0 | 0 | 0 | 0 | 0 | 0 | 0 | 0 | 0 | 0 | 0 | 0
F3_Commercial_Miscellaneous_Existing_Food Preparation_Natural Gas_Conveyor Oven_E7 | F3 | Commercial | Miscellaneous | Existing | Food Preparation | Natural Gas | Conveyor Oven | E7 | PACT BC Ratio | 0 | 0 | 0 | 0 | 0 | 0 | 0 | 0 | 0 | 0 | 0 | 0 | 0 | 0 | 0 | 0 | 0 | 0 | 0 | 0 | 0 | 0 | 0 | 0 | 0 | 0 | 0 | 0 | 0 | 0 | 0
F3_Commercial_Miscellaneous_Existing_Food Preparation_Natural Gas_Conveyor Oven_E8 | F3 | Commercial | Miscellaneous | Existing | Food Preparation | Natural Gas | Conveyor Oven | E8 | PACT BC Ratio | 0 | 0 | 0 | 0 | 0 | 0 | 0 | 0 | 0 | 0 | 0 | 0 | 0 | 0 | 0 | 0 | 0 | 0 | 0 | 0 | 0 | 0 | 0 | 0 | 0 | 0 | 0 | 0 | 0 | 0 | 0
F3_Commercial_Miscellaneous_Existing_Food Preparation_Natural Gas_Conveyor Oven_E9 | F3 | Commercial | Miscellaneous | Existing | Food Preparation | Natural Gas | Conveyor Oven | E9 | PACT BC Ratio | 0 | 0 | 0 | 0 | 0 | 0 | 0 | 0 | 0 | 0 | 0 | 0 | 0 | 0 | 0 | 0 | 0 | 0 | 0 | 0 | 0 | 0 | 0 | 0 | 0 | 0 | 0 | 0 | 0 | 0 | 0
F3_Commercial_Miscellaneous_Existing_Food Preparation_Natural Gas_Conveyor Oven_E10 | F3 | Commercial | Miscellaneous | Existing | Food Preparation | Natural Gas | Conveyor Oven | E10 | PACT BC Ratio | 0 | 0 | 0 | 0 | 0 | 0 | 0 | 0 | 0 | 0 | 0 | 0 | 0 | 0 | 0 | 0 | 0 | 0 | 0 | 0 | 0 | 0 | 0 | 0 | 0 | 0 | 0 | 0 | 0 | 0 | 0
F4_Commercial_Miscellaneous_Existing_Food Preparation_Natural Gas_Conveyor Oven_E1 | F4 | Commercial | Miscellaneous | Existing | Food Preparation | Natural Gas | Conveyor Oven | E1 | PCT BC Ratio | 0.9 | 0.9 | 0.9 | 0.9 | 0.9 | 0.9 | 0.9 | 0.9 | 0.9 | 0.9 | 0.9 | 0.9 | 0.9 | 0.9 | 0.9 | 0.9 | 0.9 | 0.9 | 0.9 | 0.9 | 0.9 | 0.9 | 0.9 | 0.9 | 0.9 | 0.9 | 0.9 | 0.9 | 0.9 | 0.9 | 0.9
F4_Commercial_Miscellaneous_Existing_Food Preparation_Natural Gas_Conveyor Oven_E2 | F4 | Commercial | Miscellaneous | Existing | Food Preparation | Natural Gas | Conveyor Oven | E2 | PCT BC Ratio | 4.0339 | 4.0236 | 3.9973 | 3.9682 | 4.0712 | 4.002 | 3.9794 | 4.0387 | 4.1642 | 4.134 | 4.1204 | 4.0987 | 3.6699 | 3.6449 | 3.6467 | 3.6237 | 3.6189 | 3.6211 | 3.5566 | 3.5848 | 3.602 | 3.6288 | 3.6653 | 2.116 | 2.0799 | 2.0458 | 2.0134 | 1.9823 | 1.9525 | 1.9236 | 1.8857
F4_Commercial_Miscellaneous_Existing_Food Preparation_Natural Gas_Conveyor Oven_E3 | F4 | Commercial | Miscellaneous | Existing | Food Preparation | Natural Gas | Conveyor Oven | E3 | PCT BC Ratio | 0 | 0 | 0 | 0 | 0 | 0 | 0 | 0 | 0 | 0 | 0 | 0 | 0 | 0 | 0 | 0 | 0 | 0 | 0 | 0 | 0 | 0 | 0 | 0 | 0 | 0 | 0 | 0 | 0 | 0 | 0
F4_Commercial_Miscellaneous_Existing_Food Preparation_Natural Gas_Conveyor Oven_E4 | F4 | Commercial | Miscellaneous | Existing | Food Preparation | Natural Gas | Conveyor Oven | E4 | PCT BC Ratio | 0 | 0 | 0 | 0 | 0 | 0 | 0 | 0 | 0 | 0 | 0 | 0 | 0 | 0 | 0 | 0 | 0 | 0 | 0 | 0 | 0 | 0 | 0 | 0 | 0 | 0 | 0 | 0 | 0 | 0 | 0
F4_Commercial_Miscellaneous_Existing_Food Preparation_Natural Gas_Conveyor Oven_E5 | F4 | Commercial | Miscellaneous | Existing | Food Preparation | Natural Gas | Conveyor Oven | E5 | PCT BC Ratio | 0 | 0 | 0 | 0 | 0 | 0 | 0 | 0 | 0 | 0 | 0 | 0 | 0 | 0 | 0 | 0 | 0 | 0 | 0 | 0 | 0 | 0 | 0 | 0 | 0 | 0 | 0 | 0 | 0 | 0 | 0
F4_Commercial_Miscellaneous_Existing_Food Preparation_Natural Gas_Conveyor Oven_E6 | F4 | Commercial | Miscellaneous | Existing | Food Preparation | Natural Gas | Conveyor Oven | E6 | PCT BC Ratio | 0 | 0 | 0 | 0 | 0 | 0 | 0 | 0 | 0 | 0 | 0 | 0 | 0 | 0 | 0 | 0 | 0 | 0 | 0 | 0 | 0 | 0 | 0 | 0 | 0 | 0 | 0 | 0 | 0 | 0 | 0
F4_Commercial_Miscellaneous_Existing_Food Preparation_Natural Gas_Conveyor Oven_E7 | F4 | Commercial | Miscellaneous | Existing | Food Preparation | Natural Gas | Conveyor Oven | E7 | PCT BC Ratio | 0 | 0 | 0 | 0 | 0 | 0 | 0 | 0 | 0 | 0 | 0 | 0 | 0 | 0 | 0 | 0 | 0 | 0 | 0 | 0 | 0 | 0 | 0 | 0 | 0 | 0 | 0 | 0 | 0 | 0 | 0
F4_Commercial_Miscellaneous_Existing_Food Preparation_Natural Gas_Conveyor Oven_E8 | F4 | Commercial | Miscellaneous | Existing | Food Preparation | Natural Gas | Conveyor Oven | E8 | PCT BC Ratio | 0 | 0 | 0 | 0 | 0 | 0 | 0 | 0 | 0 | 0 | 0 | 0 | 0 | 0 | 0 | 0 | 0 | 0 | 0 | 0 | 0 | 0 | 0 | 0 | 0 | 0 | 0 | 0 | 0 | 0 | 0
F4_Commercial_Miscellaneous_Existing_Food Preparation_Natural Gas_Conveyor Oven_E9 | F4 | Commercial | Miscellaneous | Existing | Food Preparation | Natural Gas | Conveyor Oven | E9 | PCT BC Ratio | 0 | 0 | 0 | 0 | 0 | 0 | 0 | 0 | 0 | 0 | 0 | 0 | 0 | 0 | 0 | 0 | 0 | 0 | 0 | 0 | 0 | 0 | 0 | 0 | 0 | 0 | 0 | 0 | 0 | 0 | 0
F4_Commercial_Miscellaneous_Existing_Food Preparation_Natural Gas_Conveyor Oven_E10 | F4 | Commercial | Miscellaneous | Existing | Food Preparation | Natural Gas | Conveyor Oven | E10 | PCT BC Ratio | 0 | 0 | 0 | 0 | 0 | 0 | 0 | 0 | 0 | 0 | 0 | 0 | 0 | 0 | 0 | 0 | 0 | 0 | 0 | 0 | 0 | 0 | 0 | 0 | 0 | 0 | 0 | 0 | 0 | 0 | 0
F5_Commercial_Miscellaneous_Existing_Food Preparation_Natural Gas_Conveyor Oven_E1 | F5 | Commercial | Miscellaneous | Existing | Food Preparation | Natural Gas | Conveyor Oven | E1 | RIM BC Ratio | 0.9 | 0.9 | 0.9 | 0.9 | 0.9 | 0.9 | 0.9 | 0.9 | 0.9 | 0.9 | 0.9 | 0.9 | 0.9 | 0.9 | 0.9 | 0.9 | 0.9 | 0.9 | 0.9 | 0.9 | 0.9 | 0.9 | 0.9 | 0.9 | 0.9 | 0.9 | 0.9 | 0.9 | 0.9 | 0.9 | 0.9
F5_Commercial_Miscellaneous_Existing_Food Preparation_Natural Gas_Conveyor Oven_E2 | F5 | Commercial | Miscellaneous | Existing | Food Preparation | Natural Gas | Conveyor Oven | E2 | RIM BC Ratio | 0.75157 | 0.75137 | 0.75085 | 0.75026 | 0.75229 | 0.75094 | 0.75049 | 0.75166 | 0.75404 | 0.75348 | 0.75322 | 0.75281 | 0.74379 | 0.74321 | 0.74325 | 0.7427 | 0.74259 | 0.74264 | 0.74107 | 0.74176 | 0.74218 | 0.74283 | 0.74369 | 0.68339 | 0.68102 | 0.67871 | 0.67644 | 0.67421 | 0.67201 | 0.66982 | 0.66686
F5_Commercial_Miscellaneous_Existing_Food Preparation_Natural Gas_Conveyor Oven_E3 | F5 | Commercial | Miscellaneous | Existing | Food Preparation | Natural Gas | Conveyor Oven | E3 | RIM BC Ratio | 0 | 0 | 0 | 0 | 0 | 0 | 0 | 0 | 0 | 0 | 0 | 0 | 0 | 0 | 0 | 0 | 0 | 0 | 0 | 0 | 0 | 0 | 0 | 0 | 0 | 0 | 0 | 0 | 0 | 0 | 0
F5_Commercial_Miscellaneous_Existing_Food Preparation_Natural Gas_Conveyor Oven_E4 | F5 | Commercial | Miscellaneous | Existing | Food Preparation | Natural Gas | Conveyor Oven | E4 | RIM BC Ratio | 0 | 0 | 0 | 0 | 0 | 0 | 0 | 0 | 0 | 0 | 0 | 0 | 0 | 0 | 0 | 0 | 0 | 0 | 0 | 0 | 0 | 0 | 0 | 0 | 0 | 0 | 0 | 0 | 0 | 0 | 0
F5_Commercial_Miscellaneous_Existing_Food Preparation_Natural Gas_Conveyor Oven_E5 | F5 | Commercial | Miscellaneous | Existing | Food Preparation | Natural Gas | Conveyor Oven | E5 | RIM BC Ratio | 0 | 0 | 0 | 0 | 0 | 0 | 0 | 0 | 0 | 0 | 0 | 0 | 0 | 0 | 0 | 0 | 0 | 0 | 0 | 0 | 0 | 0 | 0 | 0 | 0 | 0 | 0 | 0 | 0 | 0 | 0
F5_Commercial_Miscellaneous_Existing_Food Preparation_Natural Gas_Conveyor Oven_E6 | F5 | Commercial | Miscellaneous | Existing | Food Preparation | Natural Gas | Conveyor Oven | E6 | RIM BC Ratio | 0 | 0 | 0 | 0 | 0 | 0 | 0 | 0 | 0 | 0 | 0 | 0 | 0 | 0 | 0 | 0 | 0 | 0 | 0 | 0 | 0 | 0 | 0 | 0 | 0 | 0 | 0 | 0 | 0 | 0 | 0
F5_Commercial_Miscellaneous_Existing_Food Preparation_Natural Gas_Conveyor Oven_E7 | F5 | Commercial | Miscellaneous | Existing | Food Preparation | Natural Gas | Conveyor Oven | E7 | RIM BC Ratio | 0 | 0 | 0 | 0 | 0 | 0 | 0 | 0 | 0 | 0 | 0 | 0 | 0 | 0 | 0 | 0 | 0 | 0 | 0 | 0 | 0 | 0 | 0 | 0 | 0 | 0 | 0 | 0 | 0 | 0 | 0
F5_Commercial_Miscellaneous_Existing_Food Preparation_Natural Gas_Conveyor Oven_E8 | F5 | Commercial | Miscellaneous | Existing | Food Preparation | Natural Gas | Conveyor Oven | E8 | RIM BC Ratio | 0 | 0 | 0 | 0 | 0 | 0 | 0 | 0 | 0 | 0 | 0 | 0 | 0 | 0 | 0 | 0 | 0 | 0 | 0 | 0 | 0 | 0 | 0 | 0 | 0 | 0 | 0 | 0 | 0 | 0 | 0
F5_Commercial_Miscellaneous_Existing_Food Preparation_Natural Gas_Conveyor Oven_E9 | F5 | Commercial | Miscellaneous | Existing | Food Preparation | Natural Gas | Conveyor Oven | E9 | RIM BC Ratio | 0 | 0 | 0 | 0 | 0 | 0 | 0 | 0 | 0 | 0 | 0 | 0 | 0 | 0 | 0 | 0 | 0 | 0 | 0 | 0 | 0 | 0 | 0 | 0 | 0 | 0 | 0 | 0 | 0 | 0 | 0
F5_Commercial_Miscellaneous_Existing_Food Preparation_Natural Gas_Conveyor Oven_E10 | F5 | Commercial | Miscellaneous | Existing | Food Preparation | Natural Gas | Conveyor Oven | E10 | RIM BC Ratio | 0 | 0 | 0 | 0 | 0 | 0 | 0 | 0 | 0 | 0 | 0 | 0 | 0 | 0 | 0 | 0 | 0 | 0 | 0 | 0 | 0 | 0 | 0 | 0 | 0 | 0 | 0 | 0 | 0 | 0 | 0
F0_Commercial_Miscellaneous_Existing_Food Preparation_Natural Gas_Double Rack Oven_E0 | F0 | Commercial | Miscellaneous | Existing | Food Preparation | Natural Gas | Double Rack Oven | E0 | Economic Unit | FTSC Qualified (>50% Cooking Efficiency) | FTSC Qualified (>50% Cooking Efficiency) | FTSC Qualified (>50% Cooking Efficiency) | FTSC Qualified (>50% Cooking Efficiency) | FTSC Qualified (>50% Cooking Efficiency) | FTSC Qualified (>50% Cooking Efficiency) | FTSC Qualified (>50% Cooking Efficiency) | FTSC Qualified (>50% Cooking Efficiency) | FTSC Qualified (>50% Cooking Efficiency) | FTSC Qualified (>50% Cooking Efficiency) | FTSC Qualified (>50% Cooking Efficiency) | FTSC Qualified (>50% Cooking Efficiency) | FTSC Qualified (>50% Cooking Efficiency) | FTSC Qualified (>50% Cooking Efficiency) | FTSC Qualified (>50% Cooking Efficiency) | FTSC Qualified (>50% Cooking Efficiency) | FTSC Qualified (>50% Cooking Efficiency) | FTSC Qualified (>50% Cooking Efficiency) | FTSC Qualified (>50% Cooking Efficiency) | FTSC Qualified (>50% Cooking Efficiency) | FTSC Qualified (>50% Cooking Efficiency) | FTSC Qualified (>50% Cooking Efficiency) | FTSC Qualified (>50% Cooking Efficiency) | FTSC Qualified (>50% Cooking Efficiency) | FTSC Qualified (>50% Cooking Efficiency) | FTSC Qualified (>50% Cooking Efficiency) | FTSC Qualified (>50% Cooking Efficiency) | FTSC Qualified (>50% Cooking Efficiency) | FTSC Qualified (>50% Cooking Efficiency) | FTSC Qualified (>50% Cooking Efficiency) | FTSC Qualified (>50% Cooking Efficiency)
F1_Commercial_Miscellaneous_Existing_Food Preparation_Natural Gas_Double Rack Oven_E1 | F1 | Commercial | Miscellaneous | Existing | Food Preparation | Natural Gas | Double Rack Oven | E1 | CCE | 0 | 0 | 0 | 0 | 0 | 0 | 0 | 0 | 0 | 0 | 0 | 0 | 0 | 0 | 0 | 0 | 0 | 0 | 0 | 0 | 0 | 0 | 0 | 0 | 0 | 0 | 0 | 0 | 0 | 0 | 0
F1_Commercial_Miscellaneous_Existing_Food Preparation_Natural Gas_Double Rack Oven_E2 | F1 | Commercial | Miscellaneous | Existing | Food Preparation | Natural Gas | Double Rack Oven | E2 | CCE | 0.004326 | 0.0041588 | 0.0041786 | 0.0042223 | 0.0042223 | 0.0042223 | 0.0042223 | 0.0042223 | 0.0042223 | 0.0042223 | 0.0042223 | 0.0042223 | 0.0042223 | 0.0042223 | 0.0042223 | 0.0042223 | 0.0042223 | 0.0042223 | 0.0042223 | 0.0042223 | 0.0042223 | 0.0042223 | 0.0042223 | 0.0042223 | 0.0042223 | 0.0042223 | 0.0042223 | 0.0042223 | 0.0042223 | 0.0042223 | 0.0042223
F1_Commercial_Miscellaneous_Existing_Food Preparation_Natural Gas_Double Rack Oven_E3 | F1 | Commercial | Miscellaneous | Existing | Food Preparation | Natural Gas | Double Rack Oven | E3 | CCE | 0 | 0 | 0 | 0 | 0 | 0 | 0 | 0 | 0 | 0 | 0 | 0 | 0 | 0 | 0 | 0 | 0 | 0 | 0 | 0 | 0 | 0 | 0 | 0 | 0 | 0 | 0 | 0 | 0 | 0 | 0
F1_Commercial_Miscellaneous_Existing_Food Preparation_Natural Gas_Double Rack Oven_E4 | F1 | Commercial | Miscellaneous | Existing | Food Preparation | Natural Gas | Double Rack Oven | E4 | CCE | 0 | 0 | 0 | 0 | 0 | 0 | 0 | 0 | 0 | 0 | 0 | 0 | 0 | 0 | 0 | 0 | 0 | 0 | 0 | 0 | 0 | 0 | 0 | 0 | 0 | 0 | 0 | 0 | 0 | 0 | 0
F1_Commercial_Miscellaneous_Existing_Food Preparation_Natural Gas_Double Rack Oven_E5 | F1 | Commercial | Miscellaneous | Existing | Food Preparation | Natural Gas | Double Rack Oven | E5 | CCE | 0 | 0 | 0 | 0 | 0 | 0 | 0 | 0 | 0 | 0 | 0 | 0 | 0 | 0 | 0 | 0 | 0 | 0 | 0 | 0 | 0 | 0 | 0 | 0 | 0 | 0 | 0 | 0 | 0 | 0 | 0
F1_Commercial_Miscellaneous_Existing_Food Preparation_Natural Gas_Double Rack Oven_E6 | F1 | Commercial | Miscellaneous | Existing | Food Preparation | Natural Gas | Double Rack Oven | E6 | CCE | 0 | 0 | 0 | 0 | 0 | 0 | 0 | 0 | 0 | 0 | 0 | 0 | 0 | 0 | 0 | 0 | 0 | 0 | 0 | 0 | 0 | 0 | 0 | 0 | 0 | 0 | 0 | 0 | 0 | 0 | 0
F1_Commercial_Miscellaneous_Existing_Food Preparation_Natural Gas_Double Rack Oven_E7 | F1 | Commercial | Miscellaneous | Existing | Food Preparation | Natural Gas | Double Rack Oven | E7 | CCE | 0 | 0 | 0 | 0 | 0 | 0 | 0 | 0 | 0 | 0 | 0 | 0 | 0 | 0 | 0 | 0 | 0 | 0 | 0 | 0 | 0 | 0 | 0 | 0 | 0 | 0 | 0 | 0 | 0 | 0 | 0
F1_Commercial_Miscellaneous_Existing_Food Preparation_Natural Gas_Double Rack Oven_E8 | F1 | Commercial | Miscellaneous | Existing | Food Preparation | Natural Gas | Double Rack Oven | E8 | CCE | 0 | 0 | 0 | 0 | 0 | 0 | 0 | 0 | 0 | 0 | 0 | 0 | 0 | 0 | 0 | 0 | 0 | 0 | 0 | 0 | 0 | 0 | 0 | 0 | 0 | 0 | 0 | 0 | 0 | 0 | 0
F1_Commercial_Miscellaneous_Existing_Food Preparation_Natural Gas_Double Rack Oven_E9 | F1 | Commercial | Miscellaneous | Existing | Food Preparation | Natural Gas | Double Rack Oven | E9 | CCE | 0 | 0 | 0 | 0 | 0 | 0 | 0 | 0 | 0 | 0 | 0 | 0 | 0 | 0 | 0 | 0 | 0 | 0 | 0 | 0 | 0 | 0 | 0 | 0 | 0 | 0 | 0 | 0 | 0 | 0 | 0
F1_Commercial_Miscellaneous_Existing_Food Preparation_Natural Gas_Double Rack Oven_E10 | F1 | Commercial | Miscellaneous | Existing | Food Preparation | Natural Gas | Double Rack Oven | E10 | CCE | 0 | 0 | 0 | 0 | 0 | 0 | 0 | 0 | 0 | 0 | 0 | 0 | 0 | 0 | 0 | 0 | 0 | 0 | 0 | 0 | 0 | 0 | 0 | 0 | 0 | 0 | 0 | 0 | 0 | 0 | 0
F2_Commercial_Miscellaneous_Existing_Food Preparation_Natural Gas_Double Rack Oven_E1 | F2 | Commercial | Miscellaneous | Existing | Food Preparation | Natural Gas | Double Rack Oven | E1 | TRC BC Ratio | 0.9 | 0.9 | 0.9 | 0.9 | 0.9 | 0.9 | 0.9 | 0.9 | 0.9 | 0.9 | 0.9 | 0.9 | 0.9 | 0.9 | 0.9 | 0.9 | 0.9 | 0.9 | 0.9 | 0.9 | 0.9 | 0.9 | 0.9 | 0.9 | 0.9 | 0.9 | 0.9 | 0.9 | 0.9 | 0.9 | 0.9
F2_Commercial_Miscellaneous_Existing_Food Preparation_Natural Gas_Double Rack Oven_E2 | F2 | Commercial | Miscellaneous | Existing | Food Preparation | Natural Gas | Double Rack Oven | E2 | TRC BC Ratio | 2.3756 | 2.4122 | 2.4389 | 2.4253 | 2.4277 | 2.2883 | 2.173 | 2.1086 | 2.0819 | 2.1591 | 2.2604 | 2.3663 | 2.1732 | 2.3021 | 2.3099 | 2.2984 | 2.3005 | 2.3076 | 2.2635 | 2.2901 | 2.3081 | 2.3333 | 2.3658 | 1.1865 | 1.1634 | 1.1416 | 1.121 | 1.1014 | 1.0827 | 1.0646 | 1.0472
F2_Commercial_Miscellaneous_Existing_Food Preparation_Natural Gas_Double Rack Oven_E3 | F2 | Commercial | Miscellaneous | Existing | Food Preparation | Natural Gas | Double Rack Oven | E3 | TRC BC Ratio | 0 | 0 | 0 | 0 | 0 | 0 | 0 | 0 | 0 | 0 | 0 | 0 | 0 | 0 | 0 | 0 | 0 | 0 | 0 | 0 | 0 | 0 | 0 | 0 | 0 | 0 | 0 | 0 | 0 | 0 | 0
F2_Commercial_Miscellaneous_Existing_Food Preparation_Natural Gas_Double Rack Oven_E4 | F2 | Commercial | Miscellaneous | Existing | Food Preparation | Natural Gas | Double Rack Oven | E4 | TRC BC Ratio | 0 | 0 | 0 | 0 | 0 | 0 | 0 | 0 | 0 | 0 | 0 | 0 | 0 | 0 | 0 | 0 | 0 | 0 | 0 | 0 | 0 | 0 | 0 | 0 | 0 | 0 | 0 | 0 | 0 | 0 | 0
F2_Commercial_Miscellaneous_Existing_Food Preparation_Natural Gas_Double Rack Oven_E5 | F2 | Commercial | Miscellaneous | Existing | Food Preparation | Natural Gas | Double Rack Oven | E5 | TRC BC Ratio | 0 | 0 | 0 | 0 | 0 | 0 | 0 | 0 | 0 | 0 | 0 | 0 | 0 | 0 | 0 | 0 | 0 | 0 | 0 | 0 | 0 | 0 | 0 | 0 | 0 | 0 | 0 | 0 | 0 | 0 | 0
F2_Commercial_Miscellaneous_Existing_Food Preparation_Natural Gas_Double Rack Oven_E6 | F2 | Commercial | Miscellaneous | Existing | Food Preparation | Natural Gas | Double Rack Oven | E6 | TRC BC Ratio | 0 | 0 | 0 | 0 | 0 | 0 | 0 | 0 | 0 | 0 | 0 | 0 | 0 | 0 | 0 | 0 | 0 | 0 | 0 | 0 | 0 | 0 | 0 | 0 | 0 | 0 | 0 | 0 | 0 | 0 | 0
F2_Commercial_Miscellaneous_Existing_Food Preparation_Natural Gas_Double Rack Oven_E7 | F2 | Commercial | Miscellaneous | Existing | Food Preparation | Natural Gas | Double Rack Oven | E7 | TRC BC Ratio | 0 | 0 | 0 | 0 | 0 | 0 | 0 | 0 | 0 | 0 | 0 | 0 | 0 | 0 | 0 | 0 | 0 | 0 | 0 | 0 | 0 | 0 | 0 | 0 | 0 | 0 | 0 | 0 | 0 | 0 | 0
F2_Commercial_Miscellaneous_Existing_Food Preparation_Natural Gas_Double Rack Oven_E8 | F2 | Commercial | Miscellaneous | Existing | Food Preparation | Natural Gas | Double Rack Oven | E8 | TRC BC Ratio | 0 | 0 | 0 | 0 | 0 | 0 | 0 | 0 | 0 | 0 | 0 | 0 | 0 | 0 | 0 | 0 | 0 | 0 | 0 | 0 | 0 | 0 | 0 | 0 | 0 | 0 | 0 | 0 | 0 | 0 | 0
F2_Commercial_Miscellaneous_Existing_Food Preparation_Natural Gas_Double Rack Oven_E9 | F2 | Commercial | Miscellaneous | Existing | Food Preparation | Natural Gas | Double Rack Oven | E9 | TRC BC Ratio | 0 | 0 | 0 | 0 | 0 | 0 | 0 | 0 | 0 | 0 | 0 | 0 | 0 | 0 | 0 | 0 | 0 | 0 | 0 | 0 | 0 | 0 | 0 | 0 | 0 | 0 | 0 | 0 | 0 | 0 | 0
F2_Commercial_Miscellaneous_Existing_Food Preparation_Natural Gas_Double Rack Oven_E10 | F2 | Commercial | Miscellaneous | Existing | Food Preparation | Natural Gas | Double Rack Oven | E10 | TRC BC Ratio | 0 | 0 | 0 | 0 | 0 | 0 | 0 | 0 | 0 | 0 | 0 | 0 | 0 | 0 | 0 | 0 | 0 | 0 | 0 | 0 | 0 | 0 | 0 | 0 | 0 | 0 | 0 | 0 | 0 | 0 | 0
F3_Commercial_Miscellaneous_Existing_Food Preparation_Natural Gas_Double Rack Oven_E1 | F3 | Commercial | Miscellaneous | Existing | Food Preparation | Natural Gas | Double Rack Oven | E1 | PACT BC Ratio | 0.9 | 0.9 | 0.9 | 0.9 | 0.9 | 0.9 | 0.9 | 0.9 | 0.9 | 0.9 | 0.9 | 0.9 | 0.9 | 0.9 | 0.9 | 0.9 | 0.9 | 0.9 | 0.9 | 0.9 | 0.9 | 0.9 | 0.9 | 0.9 | 0.9 | 0.9 | 0.9 | 0.9 | 0.9 | 0.9 | 0.9
F3_Commercial_Miscellaneous_Existing_Food Preparation_Natural Gas_Double Rack Oven_E2 | F3 | Commercial | Miscellaneous | Existing | Food Preparation | Natural Gas | Double Rack Oven | E2 | PACT BC Ratio | 3.1122 | 3.1603 | 3.1951 | 3.1773 | 3.1806 | 2.9979 | 2.8468 | 2.7625 | 2.7275 | 2.8286 | 2.9613 | 3.1001 | 2.8471 | 3.016 | 3.0263 | 3.0112 | 3.0139 | 3.0232 | 2.9654 | 3.0003 | 3.0238 | 3.0569 | 3.0994 | 1.5545 | 1.5241 | 1.4956 | 1.4686 | 1.443 | 1.4184 | 1.3948 | 1.3719
F3_Commercial_Miscellaneous_Existing_Food Preparation_Natural Gas_Double Rack Oven_E3 | F3 | Commercial | Miscellaneous | Existing | Food Preparation | Natural Gas | Double Rack Oven | E3 | PACT BC Ratio | 0 | 0 | 0 | 0 | 0 | 0 | 0 | 0 | 0 | 0 | 0 | 0 | 0 | 0 | 0 | 0 | 0 | 0 | 0 | 0 | 0 | 0 | 0 | 0 | 0 | 0 | 0 | 0 | 0 | 0 | 0
F3_Commercial_Miscellaneous_Existing_Food Preparation_Natural Gas_Double Rack Oven_E4 | F3 | Commercial | Miscellaneous | Existing | Food Preparation | Natural Gas | Double Rack Oven | E4 | PACT BC Ratio | 0 | 0 | 0 | 0 | 0 | 0 | 0 | 0 | 0 | 0 | 0 | 0 | 0 | 0 | 0 | 0 | 0 | 0 | 0 | 0 | 0 | 0 | 0 | 0 | 0 | 0 | 0 | 0 | 0 | 0 | 0
F3_Commercial_Miscellaneous_Existing_Food Preparation_Natural Gas_Double Rack Oven_E5 | F3 | Commercial | Miscellaneous | Existing | Food Preparation | Natural Gas | Double Rack Oven | E5 | PACT BC Ratio | 0 | 0 | 0 | 0 | 0 | 0 | 0 | 0 | 0 | 0 | 0 | 0 | 0 | 0 | 0 | 0 | 0 | 0 | 0 | 0 | 0 | 0 | 0 | 0 | 0 | 0 | 0 | 0 | 0 | 0 | 0
F3_Commercial_Miscellaneous_Existing_Food Preparation_Natural Gas_Double Rack Oven_E6 | F3 | Commercial | Miscellaneous | Existing | Food Preparation | Natural Gas | Double Rack Oven | E6 | PACT BC Ratio | 0 | 0 | 0 | 0 | 0 | 0 | 0 | 0 | 0 | 0 | 0 | 0 | 0 | 0 | 0 | 0 | 0 | 0 | 0 | 0 | 0 | 0 | 0 | 0 | 0 | 0 | 0 | 0 | 0 | 0 | 0
F3_Commercial_Miscellaneous_Existing_Food Preparation_Natural Gas_Double Rack Oven_E7 | F3 | Commercial | Miscellaneous | Existing | Food Preparation | Natural Gas | Double Rack Oven | E7 | PACT BC Ratio | 0 | 0 | 0 | 0 | 0 | 0 | 0 | 0 | 0 | 0 | 0 | 0 | 0 | 0 | 0 | 0 | 0 | 0 | 0 | 0 | 0 | 0 | 0 | 0 | 0 | 0 | 0 | 0 | 0 | 0 | 0
F3_Commercial_Miscellaneous_Existing_Food Preparation_Natural Gas_Double Rack Oven_E8 | F3 | Commercial | Miscellaneous | Existing | Food Preparation | Natural Gas | Double Rack Oven | E8 | PACT BC Ratio | 0 | 0 | 0 | 0 | 0 | 0 | 0 | 0 | 0 | 0 | 0 | 0 | 0 | 0 | 0 | 0 | 0 | 0 | 0 | 0 | 0 | 0 | 0 | 0 | 0 | 0 | 0 | 0 | 0 | 0 | 0
F3_Commercial_Miscellaneous_Existing_Food Preparation_Natural Gas_Double Rack Oven_E9 | F3 | Commercial | Miscellaneous | Existing | Food Preparation | Natural Gas | Double Rack Oven | E9 | PACT BC Ratio | 0 | 0 | 0 | 0 | 0 | 0 | 0 | 0 | 0 | 0 | 0 | 0 | 0 | 0 | 0 | 0 | 0 | 0 | 0 | 0 | 0 | 0 | 0 | 0 | 0 | 0 | 0 | 0 | 0 | 0 | 0
F3_Commercial_Miscellaneous_Existing_Food Preparation_Natural Gas_Double Rack Oven_E10 | F3 | Commercial | Miscellaneous | Existing | Food Preparation | Natural Gas | Double Rack Oven | E10 | PACT BC Ratio | 0 | 0 | 0 | 0 | 0 | 0 | 0 | 0 | 0 | 0 | 0 | 0 | 0 | 0 | 0 | 0 | 0 | 0 | 0 | 0 | 0 | 0 | 0 | 0 | 0 | 0 | 0 | 0 | 0 | 0 | 0
F4_Commercial_Miscellaneous_Existing_Food Preparation_Natural Gas_Double Rack Oven_E1 | F4 | Commercial | Miscellaneous | Existing | Food Preparation | Natural Gas | Double Rack Oven | E1 | PCT BC Ratio | 0.9 | 0.9 | 0.9 | 0.9 | 0.9 | 0.9 | 0.9 | 0.9 | 0.9 | 0.9 | 0.9 | 0.9 | 0.9 | 0.9 | 0.9 | 0.9 | 0.9 | 0.9 | 0.9 | 0.9 | 0.9 | 0.9 | 0.9 | 0.9 | 0.9 | 0.9 | 0.9 | 0.9 | 0.9 | 0.9 | 0.9
F4_Commercial_Miscellaneous_Existing_Food Preparation_Natural Gas_Double Rack Oven_E2 | F4 | Commercial | Miscellaneous | Existing | Food Preparation | Natural Gas | Double Rack Oven | E2 | PCT BC Ratio | 5.3478 | 5.4209 | 5.4741 | 5.4469 | 5.4518 | 5.1735 | 4.9433 | 4.8148 | 4.7615 | 4.9155 | 5.1178 | 5.3292 | 4.9438 | 5.201 | 5.2167 | 5.1937 | 5.1979 | 5.2121 | 5.1241 | 5.1772 | 5.213 | 5.2634 | 5.3282 | 2.9741 | 2.9279 | 2.8844 | 2.8434 | 2.8043 | 2.7669 | 2.7308 | 2.6959
F4_Commercial_Miscellaneous_Existing_Food Preparation_Natural Gas_Double Rack Oven_E3 | F4 | Commercial | Miscellaneous | Existing | Food Preparation | Natural Gas | Double Rack Oven | E3 | PCT BC Ratio | 0 | 0 | 0 | 0 | 0 | 0 | 0 | 0 | 0 | 0 | 0 | 0 | 0 | 0 | 0 | 0 | 0 | 0 | 0 | 0 | 0 | 0 | 0 | 0 | 0 | 0 | 0 | 0 | 0 | 0 | 0
F4_Commercial_Miscellaneous_Existing_Food Preparation_Natural Gas_Double Rack Oven_E4 | F4 | Commercial | Miscellaneous | Existing | Food Preparation | Natural Gas | Double Rack Oven | E4 | PCT BC Ratio | 0 | 0 | 0 | 0 | 0 | 0 | 0 | 0 | 0 | 0 | 0 | 0 | 0 | 0 | 0 | 0 | 0 | 0 | 0 | 0 | 0 | 0 | 0 | 0 | 0 | 0 | 0 | 0 | 0 | 0 | 0
F4_Commercial_Miscellaneous_Existing_Food Preparation_Natural Gas_Double Rack Oven_E5 | F4 | Commercial | Miscellaneous | Existing | Food Preparation | Natural Gas | Double Rack Oven | E5 | PCT BC Ratio | 0 | 0 | 0 | 0 | 0 | 0 | 0 | 0 | 0 | 0 | 0 | 0 | 0 | 0 | 0 | 0 | 0 | 0 | 0 | 0 | 0 | 0 | 0 | 0 | 0 | 0 | 0 | 0 | 0 | 0 | 0
F4_Commercial_Miscellaneous_Existing_Food Preparation_Natural Gas_Double Rack Oven_E6 | F4 | Commercial | Miscellaneous | Existing | Food Preparation | Natural Gas | Double Rack Oven | E6 | PCT BC Ratio | 0 | 0 | 0 | 0 | 0 | 0 | 0 | 0 | 0 | 0 | 0 | 0 | 0 | 0 | 0 | 0 | 0 | 0 | 0 | 0 | 0 | 0 | 0 | 0 | 0 | 0 | 0 | 0 | 0 | 0 | 0
F4_Commercial_Miscellaneous_Existing_Food Preparation_Natural Gas_Double Rack Oven_E7 | F4 | Commercial | Miscellaneous | Existing | Food Preparation | Natural Gas | Double Rack Oven | E7 | PCT BC Ratio | 0 | 0 | 0 | 0 | 0 | 0 | 0 | 0 | 0 | 0 | 0 | 0 | 0 | 0 | 0 | 0 | 0 | 0 | 0 | 0 | 0 | 0 | 0 | 0 | 0 | 0 | 0 | 0 | 0 | 0 | 0
F4_Commercial_Miscellaneous_Existing_Food Preparation_Natural Gas_Double Rack Oven_E8 | F4 | Commercial | Miscellaneous | Existing | Food Preparation | Natural Gas | Double Rack Oven | E8 | PCT BC Ratio | 0 | 0 | 0 | 0 | 0 | 0 | 0 | 0 | 0 | 0 | 0 | 0 | 0 | 0 | 0 | 0 | 0 | 0 | 0 | 0 | 0 | 0 | 0 | 0 | 0 | 0 | 0 | 0 | 0 | 0 | 0
F4_Commercial_Miscellaneous_Existing_Food Preparation_Natural Gas_Double Rack Oven_E9 | F4 | Commercial | Miscellaneous | Existing | Food Preparation | Natural Gas | Double Rack Oven | E9 | PCT BC Ratio | 0 | 0 | 0 | 0 | 0 | 0 | 0 | 0 | 0 | 0 | 0 | 0 | 0 | 0 | 0 | 0 | 0 | 0 | 0 | 0 | 0 | 0 | 0 | 0 | 0 | 0 | 0 | 0 | 0 | 0 | 0
F4_Commercial_Miscellaneous_Existing_Food Preparation_Natural Gas_Double Rack Oven_E10 | F4 | Commercial | Miscellaneous | Existing | Food Preparation | Natural Gas | Double Rack Oven | E10 | PCT BC Ratio | 0 | 0 | 0 | 0 | 0 | 0 | 0 | 0 | 0 | 0 | 0 | 0 | 0 | 0 | 0 | 0 | 0 | 0 | 0 | 0 | 0 | 0 | 0 | 0 | 0 | 0 | 0 | 0 | 0 | 0 | 0
F5_Commercial_Miscellaneous_Existing_Food Preparation_Natural Gas_Double Rack Oven_E1 | F5 | Commercial | Miscellaneous | Existing | Food Preparation | Natural Gas | Double Rack Oven | E1 | RIM BC Ratio | 0.9 | 0.9 | 0.9 | 0.9 | 0.9 | 0.9 | 0.9 | 0.9 | 0.9 | 0.9 | 0.9 | 0.9 | 0.9 | 0.9 | 0.9 | 0.9 | 0.9 | 0.9 | 0.9 | 0.9 | 0.9 | 0.9 | 0.9 | 0.9 | 0.9 | 0.9 | 0.9 | 0.9 | 0.9 | 0.9 | 0.9
F5_Commercial_Miscellaneous_Existing_Food Preparation_Natural Gas_Double Rack Oven_E2 | F5 | Commercial | Miscellaneous | Existing | Food Preparation | Natural Gas | Double Rack Oven | E2 | RIM BC Ratio | 0.65816 | 0.66029 | 0.6618 | 0.66103 | 0.66117 | 0.6529 | 0.64544 | 0.641 | 0.6391 | 0.6445 | 0.65115 | 0.65762 | 0.64545 | 0.65375 | 0.65423 | 0.65352 | 0.65365 | 0.65409 | 0.65135 | 0.65301 | 0.65412 | 0.65565 | 0.65759 | 0.54307 | 0.53932 | 0.5357 | 0.53221 | 0.5288 | 0.52547 | 0.52219 | 0.51894
F5_Commercial_Miscellaneous_Existing_Food Preparation_Natural Gas_Double Rack Oven_E3 | F5 | Commercial | Miscellaneous | Existing | Food Preparation | Natural Gas | Double Rack Oven | E3 | RIM BC Ratio | 0 | 0 | 0 | 0 | 0 | 0 | 0 | 0 | 0 | 0 | 0 | 0 | 0 | 0 | 0 | 0 | 0 | 0 | 0 | 0 | 0 | 0 | 0 | 0 | 0 | 0 | 0 | 0 | 0 | 0 | 0
F5_Commercial_Miscellaneous_Existing_Food Preparation_Natural Gas_Double Rack Oven_E4 | F5 | Commercial | Miscellaneous | Existing | Food Preparation | Natural Gas | Double Rack Oven | E4 | RIM BC Ratio | 0 | 0 | 0 | 0 | 0 | 0 | 0 | 0 | 0 | 0 | 0 | 0 | 0 | 0 | 0 | 0 | 0 | 0 | 0 | 0 | 0 | 0 | 0 | 0 | 0 | 0 | 0 | 0 | 0 | 0 | 0
F5_Commercial_Miscellaneous_Existing_Food Preparation_Natural Gas_Double Rack Oven_E5 | F5 | Commercial | Miscellaneous | Existing | Food Preparation | Natural Gas | Double Rack Oven | E5 | RIM BC Ratio | 0 | 0 | 0 | 0 | 0 | 0 | 0 | 0 | 0 | 0 | 0 | 0 | 0 | 0 | 0 | 0 | 0 | 0 | 0 | 0 | 0 | 0 | 0 | 0 | 0 | 0 | 0 | 0 | 0 | 0 | 0
F5_Commercial_Miscellaneous_Existing_Food Preparation_Natural Gas_Double Rack Oven_E6 | F5 | Commercial | Miscellaneous | Existing | Food Preparation | Natural Gas | Double Rack Oven | E6 | RIM BC Ratio | 0 | 0 | 0 | 0 | 0 | 0 | 0 | 0 | 0 | 0 | 0 | 0 | 0 | 0 | 0 | 0 | 0 | 0 | 0 | 0 | 0 | 0 | 0 | 0 | 0 | 0 | 0 | 0 | 0 | 0 | 0
F5_Commercial_Miscellaneous_Existing_Food Preparation_Natural Gas_Double Rack Oven_E7 | F5 | Commercial | Miscellaneous | Existing | Food Preparation | Natural Gas | Double Rack Oven | E7 | RIM BC Ratio | 0 | 0 | 0 | 0 | 0 | 0 | 0 | 0 | 0 | 0 | 0 | 0 | 0 | 0 | 0 | 0 | 0 | 0 | 0 | 0 | 0 | 0 | 0 | 0 | 0 | 0 | 0 | 0 | 0 | 0 | 0
F5_Commercial_Miscellaneous_Existing_Food Preparation_Natural Gas_Double Rack Oven_E8 | F5 | Commercial | Miscellaneous | Existing | Food Preparation | Natural Gas | Double Rack Oven | E8 | RIM BC Ratio | 0 | 0 | 0 | 0 | 0 | 0 | 0 | 0 | 0 | 0 | 0 | 0 | 0 | 0 | 0 | 0 | 0 | 0 | 0 | 0 | 0 | 0 | 0 | 0 | 0 | 0 | 0 | 0 | 0 | 0 | 0
F5_Commercial_Miscellaneous_Existing_Food Preparation_Natural Gas_Double Rack Oven_E9 | F5 | Commercial | Miscellaneous | Existing | Food Preparation | Natural Gas | Double Rack Oven | E9 | RIM BC Ratio | 0 | 0 | 0 | 0 | 0 | 0 | 0 | 0 | 0 | 0 | 0 | 0 | 0 | 0 | 0 | 0 | 0 | 0 | 0 | 0 | 0 | 0 | 0 | 0 | 0 | 0 | 0 | 0 | 0 | 0 | 0
F5_Commercial_Miscellaneous_Existing_Food Preparation_Natural Gas_Double Rack Oven_E10 | F5 | Commercial | Miscellaneous | Existing | Food Preparation | Natural Gas | Double Rack Oven | E10 | RIM BC Ratio | 0 | 0 | 0 | 0 | 0 | 0 | 0 | 0 | 0 | 0 | 0 | 0 | 0 | 0 | 0 | 0 | 0 | 0 | 0 | 0 | 0 | 0 | 0 | 0 | 0 | 0 | 0 | 0 | 0 | 0 | 0
F0_Commercial_Miscellaneous_Existing_Food Preparation_Natural Gas_Fryer_E0 | F0 | Commercial | Miscellaneous | Existing | Food Preparation | Natural Gas | Fryer | E0 | Economic Unit | ENERGY STAR (3.0) | ENERGY STAR (3.0) | ENERGY STAR (3.0) | ENERGY STAR (3.0) | ENERGY STAR (3.0) | ENERGY STAR (3.0) | ENERGY STAR (3.0) | ENERGY STAR (3.0) | ENERGY STAR (3.0) | ENERGY STAR (3.0) | ENERGY STAR (3.0) | ENERGY STAR (3.0) | ENERGY STAR (3.0) | ENERGY STAR (3.0) | ENERGY STAR (3.0) | ENERGY STAR (3.0) | ENERGY STAR (3.0) | ENERGY STAR (3.0) | ENERGY STAR (3.0) | ENERGY STAR (3.0) | ENERGY STAR (3.0) | ENERGY STAR (3.0) | ENERGY STAR (3.0) | ENERGY STAR (3.0) | ENERGY STAR (3.0) | ENERGY STAR (3.0) | ENERGY STAR (3.0) | ENERGY STAR (3.0) | ENERGY STAR (3.0) | ENERGY STAR (3.0) | ENERGY STAR (3.0)
F1_Commercial_Miscellaneous_Existing_Food Preparation_Natural Gas_Fryer_E1 | F1 | Commercial | Miscellaneous | Existing | Food Preparation | Natural Gas | Fryer | E1 | CCE | 0 | 0 | 0 | 0 | 0 | 0 | 0 | 0 | 0 | 0 | 0 | 0 | 0 | 0 | 0 | 0 | 0 | 0 | 0 | 0 | 0 | 0 | 0 | 0 | 0 | 0 | 0 | 0 | 0 | 0 | 0
F1_Commercial_Miscellaneous_Existing_Food Preparation_Natural Gas_Fryer_E2 | F1 | Commercial | Miscellaneous | Existing | Food Preparation | Natural Gas | Fryer | E2 | CCE | 0.0069821 | 0.0067123 | 0.0067443 | 0 | 0 | 0 | 0 | 0 | 0 | 0 | 0 | 0 | 0 | 0 | 0 | 0 | 0 | 0 | 0 | 0 | 0 | 0 | 0 | 0 | 0 | 0 | 0 | 0 | 0 | 0 | 0
F1_Commercial_Miscellaneous_Existing_Food Preparation_Natural Gas_Fryer_E3 | F1 | Commercial | Miscellaneous | Existing | Food Preparation | Natural Gas | Fryer | E3 | CCE | 0 | 0 | 0 | 0 | 0 | 0 | 0 | 0 | 0 | 0 | 0 | 0 | 0 | 0 | 0 | 0 | 0 | 0 | 0 | 0 | 0 | 0 | 0 | 0 | 0 | 0 | 0 | 0 | 0 | 0 | 0
F1_Commercial_Miscellaneous_Existing_Food Preparation_Natural Gas_Fryer_E4 | F1 | Commercial | Miscellaneous | Existing | Food Preparation | Natural Gas | Fryer | E4 | CCE | 0 | 0 | 0 | 0 | 0 | 0 | 0 | 0 | 0 | 0 | 0 | 0 | 0 | 0 | 0 | 0 | 0 | 0 | 0 | 0 | 0 | 0 | 0 | 0 | 0 | 0 | 0 | 0 | 0 | 0 | 0
F1_Commercial_Miscellaneous_Existing_Food Preparation_Natural Gas_Fryer_E5 | F1 | Commercial | Miscellaneous | Existing | Food Preparation | Natural Gas | Fryer | E5 | CCE | 0 | 0 | 0 | 0 | 0 | 0 | 0 | 0 | 0 | 0 | 0 | 0 | 0 | 0 | 0 | 0 | 0 | 0 | 0 | 0 | 0 | 0 | 0 | 0 | 0 | 0 | 0 | 0 | 0 | 0 | 0
F1_Commercial_Miscellaneous_Existing_Food Preparation_Natural Gas_Fryer_E6 | F1 | Commercial | Miscellaneous | Existing | Food Preparation | Natural Gas | Fryer | E6 | CCE | 0 | 0 | 0 | 0 | 0 | 0 | 0 | 0 | 0 | 0 | 0 | 0 | 0 | 0 | 0 | 0 | 0 | 0 | 0 | 0 | 0 | 0 | 0 | 0 | 0 | 0 | 0 | 0 | 0 | 0 | 0
F1_Commercial_Miscellaneous_Existing_Food Preparation_Natural Gas_Fryer_E7 | F1 | Commercial | Miscellaneous | Existing | Food Preparation | Natural Gas | Fryer | E7 | CCE | 0 | 0 | 0 | 0 | 0 | 0 | 0 | 0 | 0 | 0 | 0 | 0 | 0 | 0 | 0 | 0 | 0 | 0 | 0 | 0 | 0 | 0 | 0 | 0 | 0 | 0 | 0 | 0 | 0 | 0 | 0
F1_Commercial_Miscellaneous_Existing_Food Preparation_Natural Gas_Fryer_E8 | F1 | Commercial | Miscellaneous | Existing | Food Preparation | Natural Gas | Fryer | E8 | CCE | 0 | 0 | 0 | 0 | 0 | 0 | 0 | 0 | 0 | 0 | 0 | 0 | 0 | 0 | 0 | 0 | 0 | 0 | 0 | 0 | 0 | 0 | 0 | 0 | 0 | 0 | 0 | 0 | 0 | 0 | 0
F1_Commercial_Miscellaneous_Existing_Food Preparation_Natural Gas_Fryer_E9 | F1 | Commercial | Miscellaneous | Existing | Food Preparation | Natural Gas | Fryer | E9 | CCE | 0 | 0 | 0 | 0 | 0 | 0 | 0 | 0 | 0 | 0 | 0 | 0 | 0 | 0 | 0 | 0 | 0 | 0 | 0 | 0 | 0 | 0 | 0 | 0 | 0 | 0 | 0 | 0 | 0 | 0 | 0
F1_Commercial_Miscellaneous_Existing_Food Preparation_Natural Gas_Fryer_E10 | F1 | Commercial | Miscellaneous | Existing | Food Preparation | Natural Gas | Fryer | E10 | CCE | 0 | 0 | 0 | 0 | 0 | 0 | 0 | 0 | 0 | 0 | 0 | 0 | 0 | 0 | 0 | 0 | 0 | 0 | 0 | 0 | 0 | 0 | 0 | 0 | 0 | 0 | 0 | 0 | 0 | 0 | 0
F2_Commercial_Miscellaneous_Existing_Food Preparation_Natural Gas_Fryer_E1 | F2 | Commercial | Miscellaneous | Existing | Food Preparation | Natural Gas | Fryer | E1 | TRC BC Ratio | 0.9 | 0.9 | 0.9 | 0 | 0 | 0 | 0 | 0 | 0 | 0 | 0 | 0 | 0 | 0 | 0 | 0 | 0 | 0 | 0 | 0 | 0 | 0 | 0 | 0 | 0 | 0 | 0 | 0 | 0 | 0 | 0
F2_Commercial_Miscellaneous_Existing_Food Preparation_Natural Gas_Fryer_E2 | F2 | Commercial | Miscellaneous | Existing | Food Preparation | Natural Gas | Fryer | E2 | TRC BC Ratio | 1.4526 | 1.4846 | 1.5103 | 0.9 | 0.9 | 0.9 | 0.9 | 0.9 | 0.9 | 0.9 | 0.9 | 0.9 | 0.9 | 0.9 | 0.9 | 0.9 | 0.9 | 0.9 | 0.9 | 0.9 | 0.9 | 0.9 | 0.9 | 0.9 | 0.9 | 0.9 | 0.9 | 0.9 | 0.9 | 0.9 | 0.9
F2_Commercial_Miscellaneous_Existing_Food Preparation_Natural Gas_Fryer_E3 | F2 | Commercial | Miscellaneous | Existing | Food Preparation | Natural Gas | Fryer | E3 | TRC BC Ratio | 0 | 0 | 0 | 0 | 0 | 0 | 0 | 0 | 0 | 0 | 0 | 0 | 0 | 0 | 0 | 0 | 0 | 0 | 0 | 0 | 0 | 0 | 0 | 0 | 0 | 0 | 0 | 0 | 0 | 0 | 0
F2_Commercial_Miscellaneous_Existing_Food Preparation_Natural Gas_Fryer_E4 | F2 | Commercial | Miscellaneous | Existing | Food Preparation | Natural Gas | Fryer | E4 | TRC BC Ratio | 0 | 0 | 0 | 0 | 0 | 0 | 0 | 0 | 0 | 0 | 0 | 0 | 0 | 0 | 0 | 0 | 0 | 0 | 0 | 0 | 0 | 0 | 0 | 0 | 0 | 0 | 0 | 0 | 0 | 0 | 0
F2_Commercial_Miscellaneous_Existing_Food Preparation_Natural Gas_Fryer_E5 | F2 | Commercial | Miscellaneous | Existing | Food Preparation | Natural Gas | Fryer | E5 | TRC BC Ratio | 0 | 0 | 0 | 0 | 0 | 0 | 0 | 0 | 0 | 0 | 0 | 0 | 0 | 0 | 0 | 0 | 0 | 0 | 0 | 0 | 0 | 0 | 0 | 0 | 0 | 0 | 0 | 0 | 0 | 0 | 0
F2_Commercial_Miscellaneous_Existing_Food Preparation_Natural Gas_Fryer_E6 | F2 | Commercial | Miscellaneous | Existing | Food Preparation | Natural Gas | Fryer | E6 | TRC BC Ratio | 0 | 0 | 0 | 0 | 0 | 0 | 0 | 0 | 0 | 0 | 0 | 0 | 0 | 0 | 0 | 0 | 0 | 0 | 0 | 0 | 0 | 0 | 0 | 0 | 0 | 0 | 0 | 0 | 0 | 0 | 0
F2_Commercial_Miscellaneous_Existing_Food Preparation_Natural Gas_Fryer_E7 | F2 | Commercial | Miscellaneous | Existing | Food Preparation | Natural Gas | Fryer | E7 | TRC BC Ratio | 0 | 0 | 0 | 0 | 0 | 0 | 0 | 0 | 0 | 0 | 0 | 0 | 0 | 0 | 0 | 0 | 0 | 0 | 0 | 0 | 0 | 0 | 0 | 0 | 0 | 0 | 0 | 0 | 0 | 0 | 0
F2_Commercial_Miscellaneous_Existing_Food Preparation_Natural Gas_Fryer_E8 | F2 | Commercial | Miscellaneous | Existing | Food Preparation | Natural Gas | Fryer | E8 | TRC BC Ratio | 0 | 0 | 0 | 0 | 0 | 0 | 0 | 0 | 0 | 0 | 0 | 0 | 0 | 0 | 0 | 0 | 0 | 0 | 0 | 0 | 0 | 0 | 0 | 0 | 0 | 0 | 0 | 0 | 0 | 0 | 0
F2_Commercial_Miscellaneous_Existing_Food Preparation_Natural Gas_Fryer_E9 | F2 | Commercial | Miscellaneous | Existing | Food Preparation | Natural Gas | Fryer | E9 | TRC BC Ratio | 0 | 0 | 0 | 0 | 0 | 0 | 0 | 0 | 0 | 0 | 0 | 0 | 0 | 0 | 0 | 0 | 0 | 0 | 0 | 0 | 0 | 0 | 0 | 0 | 0 | 0 | 0 | 0 | 0 | 0 | 0
F2_Commercial_Miscellaneous_Existing_Food Preparation_Natural Gas_Fryer_E10 | F2 | Commercial | Miscellaneous | Existing | Food Preparation | Natural Gas | Fryer | E10 | TRC BC Ratio | 0 | 0 | 0 | 0 | 0 | 0 | 0 | 0 | 0 | 0 | 0 | 0 | 0 | 0 | 0 | 0 | 0 | 0 | 0 | 0 | 0 | 0 | 0 | 0 | 0 | 0 | 0 | 0 | 0 | 0 | 0
F3_Commercial_Miscellaneous_Existing_Food Preparation_Natural Gas_Fryer_E1 | F3 | Commercial | Miscellaneous | Existing | Food Preparation | Natural Gas | Fryer | E1 | PACT BC Ratio | 0.9 | 0.9 | 0.9 | 0 | 0 | 0 | 0 | 0 | 0 | 0 | 0 | 0 | 0 | 0 | 0 | 0 | 0 | 0 | 0 | 0 | 0 | 0 | 0 | 0 | 0 | 0 | 0 | 0 | 0 | 0 | 0
F3_Commercial_Miscellaneous_Existing_Food Preparation_Natural Gas_Fryer_E2 | F3 | Commercial | Miscellaneous | Existing | Food Preparation | Natural Gas | Fryer | E2 | PACT BC Ratio | 1.4526 | 1.4846 | 1.5103 | 0.9 | 0.9 | 0.9 | 0.9 | 0.9 | 0.9 | 0.9 | 0.9 | 0.9 | 0.9 | 0.9 | 0.9 | 0.9 | 0.9 | 0.9 | 0.9 | 0.9 | 0.9 | 0.9 | 0.9 | 0.9 | 0.9 | 0.9 | 0.9 | 0.9 | 0.9 | 0.9 | 0.9
F3_Commercial_Miscellaneous_Existing_Food Preparation_Natural Gas_Fryer_E3 | F3 | Commercial | Miscellaneous | Existing | Food Preparation | Natural Gas | Fryer | E3 | PACT BC Ratio | 0 | 0 | 0 | 0 | 0 | 0 | 0 | 0 | 0 | 0 | 0 | 0 | 0 | 0 | 0 | 0 | 0 | 0 | 0 | 0 | 0 | 0 | 0 | 0 | 0 | 0 | 0 | 0 | 0 | 0 | 0
F3_Commercial_Miscellaneous_Existing_Food Preparation_Natural Gas_Fryer_E4 | F3 | Commercial | Miscellaneous | Existing | Food Preparation | Natural Gas | Fryer | E4 | PACT BC Ratio | 0 | 0 | 0 | 0 | 0 | 0 | 0 | 0 | 0 | 0 | 0 | 0 | 0 | 0 | 0 | 0 | 0 | 0 | 0 | 0 | 0 | 0 | 0 | 0 | 0 | 0 | 0 | 0 | 0 | 0 | 0
F3_Commercial_Miscellaneous_Existing_Food Preparation_Natural Gas_Fryer_E5 | F3 | Commercial | Miscellaneous | Existing | Food Preparation | Natural Gas | Fryer | E5 | PACT BC Ratio | 0 | 0 | 0 | 0 | 0 | 0 | 0 | 0 | 0 | 0 | 0 | 0 | 0 | 0 | 0 | 0 | 0 | 0 | 0 | 0 | 0 | 0 | 0 | 0 | 0 | 0 | 0 | 0 | 0 | 0 | 0
F3_Commercial_Miscellaneous_Existing_Food Preparation_Natural Gas_Fryer_E6 | F3 | Commercial | Miscellaneous | Existing | Food Preparation | Natural Gas | Fryer | E6 | PACT BC Ratio | 0 | 0 | 0 | 0 | 0 | 0 | 0 | 0 | 0 | 0 | 0 | 0 | 0 | 0 | 0 | 0 | 0 | 0 | 0 | 0 | 0 | 0 | 0 | 0 | 0 | 0 | 0 | 0 | 0 | 0 | 0
F3_Commercial_Miscellaneous_Existing_Food Preparation_Natural Gas_Fryer_E7 | F3 | Commercial | Miscellaneous | Existing | Food Preparation | Natural Gas | Fryer | E7 | PACT BC Ratio | 0 | 0 | 0 | 0 | 0 | 0 | 0 | 0 | 0 | 0 | 0 | 0 | 0 | 0 | 0 | 0 | 0 | 0 | 0 | 0 | 0 | 0 | 0 | 0 | 0 | 0 | 0 | 0 | 0 | 0 | 0
F3_Commercial_Miscellaneous_Existing_Food Preparation_Natural Gas_Fryer_E8 | F3 | Commercial | Miscellaneous | Existing | Food Preparation | Natural Gas | Fryer | E8 | PACT BC Ratio | 0 | 0 | 0 | 0 | 0 | 0 | 0 | 0 | 0 | 0 | 0 | 0 | 0 | 0 | 0 | 0 | 0 | 0 | 0 | 0 | 0 | 0 | 0 | 0 | 0 | 0 | 0 | 0 | 0 | 0 | 0
F3_Commercial_Miscellaneous_Existing_Food Preparation_Natural Gas_Fryer_E9 | F3 | Commercial | Miscellaneous | Existing | Food Preparation | Natural Gas | Fryer | E9 | PACT BC Ratio | 0 | 0 | 0 | 0 | 0 | 0 | 0 | 0 | 0 | 0 | 0 | 0 | 0 | 0 | 0 | 0 | 0 | 0 | 0 | 0 | 0 | 0 | 0 | 0 | 0 | 0 | 0 | 0 | 0 | 0 | 0
F3_Commercial_Miscellaneous_Existing_Food Preparation_Natural Gas_Fryer_E10 | F3 | Commercial | Miscellaneous | Existing | Food Preparation | Natural Gas | Fryer | E10 | PACT BC Ratio | 0 | 0 | 0 | 0 | 0 | 0 | 0 | 0 | 0 | 0 | 0 | 0 | 0 | 0 | 0 | 0 | 0 | 0 | 0 | 0 | 0 | 0 | 0 | 0 | 0 | 0 | 0 | 0 | 0 | 0 | 0
F4_Commercial_Miscellaneous_Existing_Food Preparation_Natural Gas_Fryer_E1 | F4 | Commercial | Miscellaneous | Existing | Food Preparation | Natural Gas | Fryer | E1 | PCT BC Ratio | 0.9 | 0.9 | 0.9 | 0 | 0 | 0 | 0 | 0 | 0 | 0 | 0 | 0 | 0 | 0 | 0 | 0 | 0 | 0 | 0 | 0 | 0 | 0 | 0 | 0 | 0 | 0 | 0 | 0 | 0 | 0 | 0
F4_Commercial_Miscellaneous_Existing_Food Preparation_Natural Gas_Fryer_E2 | F4 | Commercial | Miscellaneous | Existing | Food Preparation | Natural Gas | Fryer | E2 | PCT BC Ratio | 4.6546 | 4.7351 | 4.7997 | 0.9 | 0.9 | 0.9 | 0.9 | 0.9 | 0.9 | 0.9 | 0.9 | 0.9 | 0.9 | 0.9 | 0.9 | 0.9 | 0.9 | 0.9 | 0.9 | 0.9 | 0.9 | 0.9 | 0.9 | 0.9 | 0.9 | 0.9 | 0.9 | 0.9 | 0.9 | 0.9 | 0.9
F4_Commercial_Miscellaneous_Existing_Food Preparation_Natural Gas_Fryer_E3 | F4 | Commercial | Miscellaneous | Existing | Food Preparation | Natural Gas | Fryer | E3 | PCT BC Ratio | 0 | 0 | 0 | 0 | 0 | 0 | 0 | 0 | 0 | 0 | 0 | 0 | 0 | 0 | 0 | 0 | 0 | 0 | 0 | 0 | 0 | 0 | 0 | 0 | 0 | 0 | 0 | 0 | 0 | 0 | 0
F4_Commercial_Miscellaneous_Existing_Food Preparation_Natural Gas_Fryer_E4 | F4 | Commercial | Miscellaneous | Existing | Food Preparation | Natural Gas | Fryer | E4 | PCT BC Ratio | 0 | 0 | 0 | 0 | 0 | 0 | 0 | 0 | 0 | 0 | 0 | 0 | 0 | 0 | 0 | 0 | 0 | 0 | 0 | 0 | 0 | 0 | 0 | 0 | 0 | 0 | 0 | 0 | 0 | 0 | 0
F4_Commercial_Miscellaneous_Existing_Food Preparation_Natural Gas_Fryer_E5 | F4 | Commercial | Miscellaneous | Existing | Food Preparation | Natural Gas | Fryer | E5 | PCT BC Ratio | 0 | 0 | 0 | 0 | 0 | 0 | 0 | 0 | 0 | 0 | 0 | 0 | 0 | 0 | 0 | 0 | 0 | 0 | 0 | 0 | 0 | 0 | 0 | 0 | 0 | 0 | 0 | 0 | 0 | 0 | 0
F4_Commercial_Miscellaneous_Existing_Food Preparation_Natural Gas_Fryer_E6 | F4 | Commercial | Miscellaneous | Existing | Food Preparation | Natural Gas | Fryer | E6 | PCT BC Ratio | 0 | 0 | 0 | 0 | 0 | 0 | 0 | 0 | 0 | 0 | 0 | 0 | 0 | 0 | 0 | 0 | 0 | 0 | 0 | 0 | 0 | 0 | 0 | 0 | 0 | 0 | 0 | 0 | 0 | 0 | 0
F4_Commercial_Miscellaneous_Existing_Food Preparation_Natural Gas_Fryer_E7 | F4 | Commercial | Miscellaneous | Existing | Food Preparation | Natural Gas | Fryer | E7 | PCT BC Ratio | 0 | 0 | 0 | 0 | 0 | 0 | 0 | 0 | 0 | 0 | 0 | 0 | 0 | 0 | 0 | 0 | 0 | 0 | 0 | 0 | 0 | 0 | 0 | 0 | 0 | 0 | 0 | 0 | 0 | 0 | 0
F4_Commercial_Miscellaneous_Existing_Food Preparation_Natural Gas_Fryer_E8 | F4 | Commercial | Miscellaneous | Existing | Food Preparation | Natural Gas | Fryer | E8 | PCT BC Ratio | 0 | 0 | 0 | 0 | 0 | 0 | 0 | 0 | 0 | 0 | 0 | 0 | 0 | 0 | 0 | 0 | 0 | 0 | 0 | 0 | 0 | 0 | 0 | 0 | 0 | 0 | 0 | 0 | 0 | 0 | 0
F4_Commercial_Miscellaneous_Existing_Food Preparation_Natural Gas_Fryer_E9 | F4 | Commercial | Miscellaneous | Existing | Food Preparation | Natural Gas | Fryer | E9 | PCT BC Ratio | 0 | 0 | 0 | 0 | 0 | 0 | 0 | 0 | 0 | 0 | 0 | 0 | 0 | 0 | 0 | 0 | 0 | 0 | 0 | 0 | 0 | 0 | 0 | 0 | 0 | 0 | 0 | 0 | 0 | 0 | 0
F4_Commercial_Miscellaneous_Existing_Food Preparation_Natural Gas_Fryer_E10 | F4 | Commercial | Miscellaneous | Existing | Food Preparation | Natural Gas | Fryer | E10 | PCT BC Ratio | 0 | 0 | 0 | 0 | 0 | 0 | 0 | 0 | 0 | 0 | 0 | 0 | 0 | 0 | 0 | 0 | 0 | 0 | 0 | 0 | 0 | 0 | 0 | 0 | 0 | 0 | 0 | 0 | 0 | 0 | 0
F5_Commercial_Miscellaneous_Existing_Food Preparation_Natural Gas_Fryer_E1 | F5 | Commercial | Miscellaneous | Existing | Food Preparation | Natural Gas | Fryer | E1 | RIM BC Ratio | 0.9 | 0.9 | 0.9 | 0 | 0 | 0 | 0 | 0 | 0 | 0 | 0 | 0 | 0 | 0 | 0 | 0 | 0 | 0 | 0 | 0 | 0 | 0 | 0 | 0 | 0 | 0 | 0 | 0 | 0 | 0 | 0
F5_Commercial_Miscellaneous_Existing_Food Preparation_Natural Gas_Fryer_E2 | F5 | Commercial | Miscellaneous | Existing | Food Preparation | Natural Gas | Fryer | E2 | RIM BC Ratio | 0.53008 | 0.53428 | 0.53758 | 0.9 | 0.9 | 0.9 | 0.9 | 0.9 | 0.9 | 0.9 | 0.9 | 0.9 | 0.9 | 0.9 | 0.9 | 0.9 | 0.9 | 0.9 | 0.9 | 0.9 | 0.9 | 0.9 | 0.9 | 0.9 | 0.9 | 0.9 | 0.9 | 0.9 | 0.9 | 0.9 | 0.9
F5_Commercial_Miscellaneous_Existing_Food Preparation_Natural Gas_Fryer_E3 | F5 | Commercial | Miscellaneous | Existing | Food Preparation | Natural Gas | Fryer | E3 | RIM BC Ratio | 0 | 0 | 0 | 0 | 0 | 0 | 0 | 0 | 0 | 0 | 0 | 0 | 0 | 0 | 0 | 0 | 0 | 0 | 0 | 0 | 0 | 0 | 0 | 0 | 0 | 0 | 0 | 0 | 0 | 0 | 0
F5_Commercial_Miscellaneous_Existing_Food Preparation_Natural Gas_Fryer_E4 | F5 | Commercial | Miscellaneous | Existing | Food Preparation | Natural Gas | Fryer | E4 | RIM BC Ratio | 0 | 0 | 0 | 0 | 0 | 0 | 0 | 0 | 0 | 0 | 0 | 0 | 0 | 0 | 0 | 0 | 0 | 0 | 0 | 0 | 0 | 0 | 0 | 0 | 0 | 0 | 0 | 0 | 0 | 0 | 0
F5_Commercial_Miscellaneous_Existing_Food Preparation_Natural Gas_Fryer_E5 | F5 | Commercial | Miscellaneous | Existing | Food Preparation | Natural Gas | Fryer | E5 | RIM BC Ratio | 0 | 0 | 0 | 0 | 0 | 0 | 0 | 0 | 0 | 0 | 0 | 0 | 0 | 0 | 0 | 0 | 0 | 0 | 0 | 0 | 0 | 0 | 0 | 0 | 0 | 0 | 0 | 0 | 0 | 0 | 0
F5_Commercial_Miscellaneous_Existing_Food Preparation_Natural Gas_Fryer_E6 | F5 | Commercial | Miscellaneous | Existing | Food Preparation | Natural Gas | Fryer | E6 | RIM BC Ratio | 0 | 0 | 0 | 0 | 0 | 0 | 0 | 0 | 0 | 0 | 0 | 0 | 0 | 0 | 0 | 0 | 0 | 0 | 0 | 0 | 0 | 0 | 0 | 0 | 0 | 0 | 0 | 0 | 0 | 0 | 0
F5_Commercial_Miscellaneous_Existing_Food Preparation_Natural Gas_Fryer_E7 | F5 | Commercial | Miscellaneous | Existing | Food Preparation | Natural Gas | Fryer | E7 | RIM BC Ratio | 0 | 0 | 0 | 0 | 0 | 0 | 0 | 0 | 0 | 0 | 0 | 0 | 0 | 0 | 0 | 0 | 0 | 0 | 0 | 0 | 0 | 0 | 0 | 0 | 0 | 0 | 0 | 0 | 0 | 0 | 0
F5_Commercial_Miscellaneous_Existing_Food Preparation_Natural Gas_Fryer_E8 | F5 | Commercial | Miscellaneous | Existing | Food Preparation | Natural Gas | Fryer | E8 | RIM BC Ratio | 0 | 0 | 0 | 0 | 0 | 0 | 0 | 0 | 0 | 0 | 0 | 0 | 0 | 0 | 0 | 0 | 0 | 0 | 0 | 0 | 0 | 0 | 0 | 0 | 0 | 0 | 0 | 0 | 0 | 0 | 0
F5_Commercial_Miscellaneous_Existing_Food Preparation_Natural Gas_Fryer_E9 | F5 | Commercial | Miscellaneous | Existing | Food Preparation | Natural Gas | Fryer | E9 | RIM BC Ratio | 0 | 0 | 0 | 0 | 0 | 0 | 0 | 0 | 0 | 0 | 0 | 0 | 0 | 0 | 0 | 0 | 0 | 0 | 0 | 0 | 0 | 0 | 0 | 0 | 0 | 0 | 0 | 0 | 0 | 0 | 0
F5_Commercial_Miscellaneous_Existing_Food Preparation_Natural Gas_Fryer_E10 | F5 | Commercial | Miscellaneous | Existing | Food Preparation | Natural Gas | Fryer | E10 | RIM BC Ratio | 0 | 0 | 0 | 0 | 0 | 0 | 0 | 0 | 0 | 0 | 0 | 0 | 0 | 0 | 0 | 0 | 0 | 0 | 0 | 0 | 0 | 0 | 0 | 0 | 0 | 0 | 0 | 0 | 0 | 0 | 0
F0_Commercial_Miscellaneous_Existing_Food Preparation_Natural Gas_Broiler_E0 | F0 | Commercial | Miscellaneous | Existing | Food Preparation | Natural Gas | Broiler | E0 | Economic Unit | Infrared Burners | Infrared Burners | Infrared Burners | Infrared Burners | Infrared Burners | Infrared Burners | Infrared Burners | Infrared Burners | Infrared Burners | Infrared Burners | Infrared Burners | Infrared Burners | Infrared Burners | Infrared Burners | Infrared Burners | Infrared Burners | Infrared Burners | Infrared Burners | Infrared Burners | Infrared Burners | Infrared Burners | Infrared Burners | Infrared Burners | Standard | Standard | Standard | Standard | Standard | Standard | Standard | Standard
F1_Commercial_Miscellaneous_Existing_Food Preparation_Natural Gas_Broiler_E1 | F1 | Commercial | Miscellaneous | Existing | Food Preparation | Natural Gas | Broiler | E1 | CCE | 0 | 0 | 0 | 0 | 0 | 0 | 0 | 0 | 0 | 0 | 0 | 0 | 0 | 0 | 0 | 0 | 0 | 0 | 0 | 0 | 0 | 0 | 0 | 0 | 0 | 0 | 0 | 0 | 0 | 0 | 0
F1_Commercial_Miscellaneous_Existing_Food Preparation_Natural Gas_Broiler_E2 | F1 | Commercial | Miscellaneous | Existing | Food Preparation | Natural Gas | Broiler | E2 | CCE | 0.0095007 | 0.0091336 | 0.0091772 | 0.0092731 | 0.0092731 | 0.0092731 | 0.0092731 | 0.0092731 | 0.0092731 | 0.0092731 | 0.0092731 | 0.0092731 | 0.0092731 | 0.0092731 | 0.0092731 | 0.0092731 | 0.0092731 | 0.0092731 | 0.0092731 | 0.0092731 | 0.0092731 | 0.0092731 | 0.0092731 | 0.0092731 | 0.0092731 | 0.0092731 | 0.0092731 | 0.0092731 | 0.0092731 | 0.0092731 | 0.0092731
F1_Commercial_Miscellaneous_Existing_Food Preparation_Natural Gas_Broiler_E3 | F1 | Commercial | Miscellaneous | Existing | Food Preparation | Natural Gas | Broiler | E3 | CCE | 0 | 0 | 0 | 0 | 0 | 0 | 0 | 0 | 0 | 0 | 0 | 0 | 0 | 0 | 0 | 0 | 0 | 0 | 0 | 0 | 0 | 0 | 0 | 0 | 0 | 0 | 0 | 0 | 0 | 0 | 0
F1_Commercial_Miscellaneous_Existing_Food Preparation_Natural Gas_Broiler_E4 | F1 | Commercial | Miscellaneous | Existing | Food Preparation | Natural Gas | Broiler | E4 | CCE | 0 | 0 | 0 | 0 | 0 | 0 | 0 | 0 | 0 | 0 | 0 | 0 | 0 | 0 | 0 | 0 | 0 | 0 | 0 | 0 | 0 | 0 | 0 | 0 | 0 | 0 | 0 | 0 | 0 | 0 | 0
F1_Commercial_Miscellaneous_Existing_Food Preparation_Natural Gas_Broiler_E5 | F1 | Commercial | Miscellaneous | Existing | Food Preparation | Natural Gas | Broiler | E5 | CCE | 0 | 0 | 0 | 0 | 0 | 0 | 0 | 0 | 0 | 0 | 0 | 0 | 0 | 0 | 0 | 0 | 0 | 0 | 0 | 0 | 0 | 0 | 0 | 0 | 0 | 0 | 0 | 0 | 0 | 0 | 0
F1_Commercial_Miscellaneous_Existing_Food Preparation_Natural Gas_Broiler_E6 | F1 | Commercial | Miscellaneous | Existing | Food Preparation | Natural Gas | Broiler | E6 | CCE | 0 | 0 | 0 | 0 | 0 | 0 | 0 | 0 | 0 | 0 | 0 | 0 | 0 | 0 | 0 | 0 | 0 | 0 | 0 | 0 | 0 | 0 | 0 | 0 | 0 | 0 | 0 | 0 | 0 | 0 | 0
F1_Commercial_Miscellaneous_Existing_Food Preparation_Natural Gas_Broiler_E7 | F1 | Commercial | Miscellaneous | Existing | Food Preparation | Natural Gas | Broiler | E7 | CCE | 0 | 0 | 0 | 0 | 0 | 0 | 0 | 0 | 0 | 0 | 0 | 0 | 0 | 0 | 0 | 0 | 0 | 0 | 0 | 0 | 0 | 0 | 0 | 0 | 0 | 0 | 0 | 0 | 0 | 0 | 0
F1_Commercial_Miscellaneous_Existing_Food Preparation_Natural Gas_Broiler_E8 | F1 | Commercial | Miscellaneous | Existing | Food Preparation | Natural Gas | Broiler | E8 | CCE | 0 | 0 | 0 | 0 | 0 | 0 | 0 | 0 | 0 | 0 | 0 | 0 | 0 | 0 | 0 | 0 | 0 | 0 | 0 | 0 | 0 | 0 | 0 | 0 | 0 | 0 | 0 | 0 | 0 | 0 | 0
F1_Commercial_Miscellaneous_Existing_Food Preparation_Natural Gas_Broiler_E9 | F1 | Commercial | Miscellaneous | Existing | Food Preparation | Natural Gas | Broiler | E9 | CCE | 0 | 0 | 0 | 0 | 0 | 0 | 0 | 0 | 0 | 0 | 0 | 0 | 0 | 0 | 0 | 0 | 0 | 0 | 0 | 0 | 0 | 0 | 0 | 0 | 0 | 0 | 0 | 0 | 0 | 0 | 0
F1_Commercial_Miscellaneous_Existing_Food Preparation_Natural Gas_Broiler_E10 | F1 | Commercial | Miscellaneous | Existing | Food Preparation | Natural Gas | Broiler | E10 | CCE | 0 | 0 | 0 | 0 | 0 | 0 | 0 | 0 | 0 | 0 | 0 | 0 | 0 | 0 | 0 | 0 | 0 | 0 | 0 | 0 | 0 | 0 | 0 | 0 | 0 | 0 | 0 | 0 | 0 | 0 | 0
F2_Commercial_Miscellaneous_Existing_Food Preparation_Natural Gas_Broiler_E1 | F2 | Commercial | Miscellaneous | Existing | Food Preparation | Natural Gas | Broiler | E1 | TRC BC Ratio | 0.9 | 0.9 | 0.9 | 0.9 | 0.9 | 0.9 | 0.9 | 0.9 | 0.9 | 0.9 | 0.9 | 0.9 | 0.9 | 0.9 | 0.9 | 0.9 | 0.9 | 0.9 | 0.9 | 0.9 | 0.9 | 0.9 | 0.9 | 0.9 | 0.9 | 0.9 | 0.9 | 0.9 | 0.9 | 0.9 | 0.9
F2_Commercial_Miscellaneous_Existing_Food Preparation_Natural Gas_Broiler_E2 | F2 | Commercial | Miscellaneous | Existing | Food Preparation | Natural Gas | Broiler | E2 | TRC BC Ratio | 1.0817 | 1.0984 | 1.1105 | 1.1043 | 1.1054 | 1.0419 | 0.98943 | 0.96011 | 0.94795 | 0.98308 | 1.0292 | 1.0775 | 0.98953 | 1.0482 | 1.0518 | 1.0465 | 1.0475 | 1.0507 | 1.0307 | 1.0428 | 1.0509 | 1.0624 | 1.0772 | 0.54026 | 0.52971 | 0.5198 | 0.51043 | 0.50152 | 0.49298 | 0.48476 | 0.4768
F2_Commercial_Miscellaneous_Existing_Food Preparation_Natural Gas_Broiler_E3 | F2 | Commercial | Miscellaneous | Existing | Food Preparation | Natural Gas | Broiler | E3 | TRC BC Ratio | 0 | 0 | 0 | 0 | 0 | 0 | 0 | 0 | 0 | 0 | 0 | 0 | 0 | 0 | 0 | 0 | 0 | 0 | 0 | 0 | 0 | 0 | 0 | 0 | 0 | 0 | 0 | 0 | 0 | 0 | 0
F2_Commercial_Miscellaneous_Existing_Food Preparation_Natural Gas_Broiler_E4 | F2 | Commercial | Miscellaneous | Existing | Food Preparation | Natural Gas | Broiler | E4 | TRC BC Ratio | 0 | 0 | 0 | 0 | 0 | 0 | 0 | 0 | 0 | 0 | 0 | 0 | 0 | 0 | 0 | 0 | 0 | 0 | 0 | 0 | 0 | 0 | 0 | 0 | 0 | 0 | 0 | 0 | 0 | 0 | 0
F2_Commercial_Miscellaneous_Existing_Food Preparation_Natural Gas_Broiler_E5 | F2 | Commercial | Miscellaneous | Existing | Food Preparation | Natural Gas | Broiler | E5 | TRC BC Ratio | 0 | 0 | 0 | 0 | 0 | 0 | 0 | 0 | 0 | 0 | 0 | 0 | 0 | 0 | 0 | 0 | 0 | 0 | 0 | 0 | 0 | 0 | 0 | 0 | 0 | 0 | 0 | 0 | 0 | 0 | 0
F2_Commercial_Miscellaneous_Existing_Food Preparation_Natural Gas_Broiler_E6 | F2 | Commercial | Miscellaneous | Existing | Food Preparation | Natural Gas | Broiler | E6 | TRC BC Ratio | 0 | 0 | 0 | 0 | 0 | 0 | 0 | 0 | 0 | 0 | 0 | 0 | 0 | 0 | 0 | 0 | 0 | 0 | 0 | 0 | 0 | 0 | 0 | 0 | 0 | 0 | 0 | 0 | 0 | 0 | 0
F2_Commercial_Miscellaneous_Existing_Food Preparation_Natural Gas_Broiler_E7 | F2 | Commercial | Miscellaneous | Existing | Food Preparation | Natural Gas | Broiler | E7 | TRC BC Ratio | 0 | 0 | 0 | 0 | 0 | 0 | 0 | 0 | 0 | 0 | 0 | 0 | 0 | 0 | 0 | 0 | 0 | 0 | 0 | 0 | 0 | 0 | 0 | 0 | 0 | 0 | 0 | 0 | 0 | 0 | 0
F2_Commercial_Miscellaneous_Existing_Food Preparation_Natural Gas_Broiler_E8 | F2 | Commercial | Miscellaneous | Existing | Food Preparation | Natural Gas | Broiler | E8 | TRC BC Ratio | 0 | 0 | 0 | 0 | 0 | 0 | 0 | 0 | 0 | 0 | 0 | 0 | 0 | 0 | 0 | 0 | 0 | 0 | 0 | 0 | 0 | 0 | 0 | 0 | 0 | 0 | 0 | 0 | 0 | 0 | 0
F2_Commercial_Miscellaneous_Existing_Food Preparation_Natural Gas_Broiler_E9 | F2 | Commercial | Miscellaneous | Existing | Food Preparation | Natural Gas | Broiler | E9 | TRC BC Ratio | 0 | 0 | 0 | 0 | 0 | 0 | 0 | 0 | 0 | 0 | 0 | 0 | 0 | 0 | 0 | 0 | 0 | 0 | 0 | 0 | 0 | 0 | 0 | 0 | 0 | 0 | 0 | 0 | 0 | 0 | 0
F2_Commercial_Miscellaneous_Existing_Food Preparation_Natural Gas_Broiler_E10 | F2 | Commercial | Miscellaneous | Existing | Food Preparation | Natural Gas | Broiler | E10 | TRC BC Ratio | 0 | 0 | 0 | 0 | 0 | 0 | 0 | 0 | 0 | 0 | 0 | 0 | 0 | 0 | 0 | 0 | 0 | 0 | 0 | 0 | 0 | 0 | 0 | 0 | 0 | 0 | 0 | 0 | 0 | 0 | 0
F3_Commercial_Miscellaneous_Existing_Food Preparation_Natural Gas_Broiler_E1 | F3 | Commercial | Miscellaneous | Existing | Food Preparation | Natural Gas | Broiler | E1 | PACT BC Ratio | 0.9 | 0.9 | 0.9 | 0.9 | 0.9 | 0.9 | 0.9 | 0.9 | 0.9 | 0.9 | 0.9 | 0.9 | 0.9 | 0.9 | 0.9 | 0.9 | 0.9 | 0.9 | 0.9 | 0.9 | 0.9 | 0.9 | 0.9 | 0.9 | 0.9 | 0.9 | 0.9 | 0.9 | 0.9 | 0.9 | 0.9
F3_Commercial_Miscellaneous_Existing_Food Preparation_Natural Gas_Broiler_E2 | F3 | Commercial | Miscellaneous | Existing | Food Preparation | Natural Gas | Broiler | E2 | PACT BC Ratio | 1.3418 | 1.3625 | 1.3776 | 1.3699 | 1.3713 | 1.2925 | 1.2274 | 1.191 | 1.1759 | 1.2195 | 1.2768 | 1.3366 | 1.2275 | 1.3003 | 1.3048 | 1.2982 | 1.2994 | 1.3034 | 1.2785 | 1.2936 | 1.3037 | 1.318 | 1.3363 | 0.6702 | 0.65711 | 0.64482 | 0.6332 | 0.62214 | 0.61155 | 0.60135 | 0.59148
F3_Commercial_Miscellaneous_Existing_Food Preparation_Natural Gas_Broiler_E3 | F3 | Commercial | Miscellaneous | Existing | Food Preparation | Natural Gas | Broiler | E3 | PACT BC Ratio | 0 | 0 | 0 | 0 | 0 | 0 | 0 | 0 | 0 | 0 | 0 | 0 | 0 | 0 | 0 | 0 | 0 | 0 | 0 | 0 | 0 | 0 | 0 | 0 | 0 | 0 | 0 | 0 | 0 | 0 | 0
F3_Commercial_Miscellaneous_Existing_Food Preparation_Natural Gas_Broiler_E4 | F3 | Commercial | Miscellaneous | Existing | Food Preparation | Natural Gas | Broiler | E4 | PACT BC Ratio | 0 | 0 | 0 | 0 | 0 | 0 | 0 | 0 | 0 | 0 | 0 | 0 | 0 | 0 | 0 | 0 | 0 | 0 | 0 | 0 | 0 | 0 | 0 | 0 | 0 | 0 | 0 | 0 | 0 | 0 | 0
F3_Commercial_Miscellaneous_Existing_Food Preparation_Natural Gas_Broiler_E5 | F3 | Commercial | Miscellaneous | Existing | Food Preparation | Natural Gas | Broiler | E5 | PACT BC Ratio | 0 | 0 | 0 | 0 | 0 | 0 | 0 | 0 | 0 | 0 | 0 | 0 | 0 | 0 | 0 | 0 | 0 | 0 | 0 | 0 | 0 | 0 | 0 | 0 | 0 | 0 | 0 | 0 | 0 | 0 | 0
F3_Commercial_Miscellaneous_Existing_Food Preparation_Natural Gas_Broiler_E6 | F3 | Commercial | Miscellaneous | Existing | Food Preparation | Natural Gas | Broiler | E6 | PACT BC Ratio | 0 | 0 | 0 | 0 | 0 | 0 | 0 | 0 | 0 | 0 | 0 | 0 | 0 | 0 | 0 | 0 | 0 | 0 | 0 | 0 | 0 | 0 | 0 | 0 | 0 | 0 | 0 | 0 | 0 | 0 | 0
F3_Commercial_Miscellaneous_Existing_Food Preparation_Natural Gas_Broiler_E7 | F3 | Commercial | Miscellaneous | Existing | Food Preparation | Natural Gas | Broiler | E7 | PACT BC Ratio | 0 | 0 | 0 | 0 | 0 | 0 | 0 | 0 | 0 | 0 | 0 | 0 | 0 | 0 | 0 | 0 | 0 | 0 | 0 | 0 | 0 | 0 | 0 | 0 | 0 | 0 | 0 | 0 | 0 | 0 | 0
F3_Commercial_Miscellaneous_Existing_Food Preparation_Natural Gas_Broiler_E8 | F3 | Commercial | Miscellaneous | Existing | Food Preparation | Natural Gas | Broiler | E8 | PACT BC Ratio | 0 | 0 | 0 | 0 | 0 | 0 | 0 | 0 | 0 | 0 | 0 | 0 | 0 | 0 | 0 | 0 | 0 | 0 | 0 | 0 | 0 | 0 | 0 | 0 | 0 | 0 | 0 | 0 | 0 | 0 | 0
F3_Commercial_Miscellaneous_Existing_Food Preparation_Natural Gas_Broiler_E9 | F3 | Commercial | Miscellaneous | Existing | Food Preparation | Natural Gas | Broiler | E9 | PACT BC Ratio | 0 | 0 | 0 | 0 | 0 | 0 | 0 | 0 | 0 | 0 | 0 | 0 | 0 | 0 | 0 | 0 | 0 | 0 | 0 | 0 | 0 | 0 | 0 | 0 | 0 | 0 | 0 | 0 | 0 | 0 | 0
F3_Commercial_Miscellaneous_Existing_Food Preparation_Natural Gas_Broiler_E10 | F3 | Commercial | Miscellaneous | Existing | Food Preparation | Natural Gas | Broiler | E10 | PACT BC Ratio | 0 | 0 | 0 | 0 | 0 | 0 | 0 | 0 | 0 | 0 | 0 | 0 | 0 | 0 | 0 | 0 | 0 | 0 | 0 | 0 | 0 | 0 | 0 | 0 | 0 | 0 | 0 | 0 | 0 | 0 | 0
F4_Commercial_Miscellaneous_Existing_Food Preparation_Natural Gas_Broiler_E1 | F4 | Commercial | Miscellaneous | Existing | Food Preparation | Natural Gas | Broiler | E1 | PCT BC Ratio | 0.9 | 0.9 | 0.9 | 0.9 | 0.9 | 0.9 | 0.9 | 0.9 | 0.9 | 0.9 | 0.9 | 0.9 | 0.9 | 0.9 | 0.9 | 0.9 | 0.9 | 0.9 | 0.9 | 0.9 | 0.9 | 0.9 | 0.9 | 0.9 | 0.9 | 0.9 | 0.9 | 0.9 | 0.9 | 0.9 | 0.9
F4_Commercial_Miscellaneous_Existing_Food Preparation_Natural Gas_Broiler_E2 | F4 | Commercial | Miscellaneous | Existing | Food Preparation | Natural Gas | Broiler | E2 | PCT BC Ratio | 2.9075 | 2.9421 | 2.9672 | 2.9544 | 2.9567 | 2.8251 | 2.7162 | 2.6554 | 2.6302 | 2.703 | 2.7987 | 2.8987 | 2.7164 | 2.8381 | 2.8455 | 2.8346 | 2.8366 | 2.8433 | 2.8017 | 2.8268 | 2.8437 | 2.8676 | 2.8982 | 1.7847 | 1.7629 | 1.7423 | 1.7229 | 1.7044 | 1.6867 | 1.6697 | 1.6532
F4_Commercial_Miscellaneous_Existing_Food Preparation_Natural Gas_Broiler_E3 | F4 | Commercial | Miscellaneous | Existing | Food Preparation | Natural Gas | Broiler | E3 | PCT BC Ratio | 0 | 0 | 0 | 0 | 0 | 0 | 0 | 0 | 0 | 0 | 0 | 0 | 0 | 0 | 0 | 0 | 0 | 0 | 0 | 0 | 0 | 0 | 0 | 0 | 0 | 0 | 0 | 0 | 0 | 0 | 0
F4_Commercial_Miscellaneous_Existing_Food Preparation_Natural Gas_Broiler_E4 | F4 | Commercial | Miscellaneous | Existing | Food Preparation | Natural Gas | Broiler | E4 | PCT BC Ratio | 0 | 0 | 0 | 0 | 0 | 0 | 0 | 0 | 0 | 0 | 0 | 0 | 0 | 0 | 0 | 0 | 0 | 0 | 0 | 0 | 0 | 0 | 0 | 0 | 0 | 0 | 0 | 0 | 0 | 0 | 0
F4_Commercial_Miscellaneous_Existing_Food Preparation_Natural Gas_Broiler_E5 | F4 | Commercial | Miscellaneous | Existing | Food Preparation | Natural Gas | Broiler | E5 | PCT BC Ratio | 0 | 0 | 0 | 0 | 0 | 0 | 0 | 0 | 0 | 0 | 0 | 0 | 0 | 0 | 0 | 0 | 0 | 0 | 0 | 0 | 0 | 0 | 0 | 0 | 0 | 0 | 0 | 0 | 0 | 0 | 0
F4_Commercial_Miscellaneous_Existing_Food Preparation_Natural Gas_Broiler_E6 | F4 | Commercial | Miscellaneous | Existing | Food Preparation | Natural Gas | Broiler | E6 | PCT BC Ratio | 0 | 0 | 0 | 0 | 0 | 0 | 0 | 0 | 0 | 0 | 0 | 0 | 0 | 0 | 0 | 0 | 0 | 0 | 0 | 0 | 0 | 0 | 0 | 0 | 0 | 0 | 0 | 0 | 0 | 0 | 0
F4_Commercial_Miscellaneous_Existing_Food Preparation_Natural Gas_Broiler_E7 | F4 | Commercial | Miscellaneous | Existing | Food Preparation | Natural Gas | Broiler | E7 | PCT BC Ratio | 0 | 0 | 0 | 0 | 0 | 0 | 0 | 0 | 0 | 0 | 0 | 0 | 0 | 0 | 0 | 0 | 0 | 0 | 0 | 0 | 0 | 0 | 0 | 0 | 0 | 0 | 0 | 0 | 0 | 0 | 0
F4_Commercial_Miscellaneous_Existing_Food Preparation_Natural Gas_Broiler_E8 | F4 | Commercial | Miscellaneous | Existing | Food Preparation | Natural Gas | Broiler | E8 | PCT BC Ratio | 0 | 0 | 0 | 0 | 0 | 0 | 0 | 0 | 0 | 0 | 0 | 0 | 0 | 0 | 0 | 0 | 0 | 0 | 0 | 0 | 0 | 0 | 0 | 0 | 0 | 0 | 0 | 0 | 0 | 0 | 0
F4_Commercial_Miscellaneous_Existing_Food Preparation_Natural Gas_Broiler_E9 | F4 | Commercial | Miscellaneous | Existing | Food Preparation | Natural Gas | Broiler | E9 | PCT BC Ratio | 0 | 0 | 0 | 0 | 0 | 0 | 0 | 0 | 0 | 0 | 0 | 0 | 0 | 0 | 0 | 0 | 0 | 0 | 0 | 0 | 0 | 0 | 0 | 0 | 0 | 0 | 0 | 0 | 0 | 0 | 0
F4_Commercial_Miscellaneous_Existing_Food Preparation_Natural Gas_Broiler_E10 | F4 | Commercial | Miscellaneous | Existing | Food Preparation | Natural Gas | Broiler | E10 | PCT BC Ratio | 0 | 0 | 0 | 0 | 0 | 0 | 0 | 0 | 0 | 0 | 0 | 0 | 0 | 0 | 0 | 0 | 0 | 0 | 0 | 0 | 0 | 0 | 0 | 0 | 0 | 0 | 0 | 0 | 0 | 0 | 0
F5_Commercial_Miscellaneous_Existing_Food Preparation_Natural Gas_Broiler_E1 | F5 | Commercial | Miscellaneous | Existing | Food Preparation | Natural Gas | Broiler | E1 | RIM BC Ratio | 0.9 | 0.9 | 0.9 | 0.9 | 0.9 | 0.9 | 0.9 | 0.9 | 0.9 | 0.9 | 0.9 | 0.9 | 0.9 | 0.9 | 0.9 | 0.9 | 0.9 | 0.9 | 0.9 | 0.9 | 0.9 | 0.9 | 0.9 | 0.9 | 0.9 | 0.9 | 0.9 | 0.9 | 0.9 | 0.9 | 0.9
F5_Commercial_Miscellaneous_Existing_Food Preparation_Natural Gas_Broiler_E2 | F5 | Commercial | Miscellaneous | Existing | Food Preparation | Natural Gas | Broiler | E2 | RIM BC Ratio | 0.51458 | 0.5176 | 0.51976 | 0.51866 | 0.51886 | 0.50717 | 0.49682 | 0.49075 | 0.48817 | 0.49553 | 0.50472 | 0.51381 | 0.49684 | 0.50836 | 0.50904 | 0.50804 | 0.50823 | 0.50884 | 0.505 | 0.50733 | 0.50888 | 0.51103 | 0.51377 | 0.37172 | 0.36766 | 0.36378 | 0.36005 | 0.35645 | 0.35295 | 0.34953 | 0.34617
F5_Commercial_Miscellaneous_Existing_Food Preparation_Natural Gas_Broiler_E3 | F5 | Commercial | Miscellaneous | Existing | Food Preparation | Natural Gas | Broiler | E3 | RIM BC Ratio | 0 | 0 | 0 | 0 | 0 | 0 | 0 | 0 | 0 | 0 | 0 | 0 | 0 | 0 | 0 | 0 | 0 | 0 | 0 | 0 | 0 | 0 | 0 | 0 | 0 | 0 | 0 | 0 | 0 | 0 | 0
F5_Commercial_Miscellaneous_Existing_Food Preparation_Natural Gas_Broiler_E4 | F5 | Commercial | Miscellaneous | Existing | Food Preparation | Natural Gas | Broiler | E4 | RIM BC Ratio | 0 | 0 | 0 | 0 | 0 | 0 | 0 | 0 | 0 | 0 | 0 | 0 | 0 | 0 | 0 | 0 | 0 | 0 | 0 | 0 | 0 | 0 | 0 | 0 | 0 | 0 | 0 | 0 | 0 | 0 | 0
F5_Commercial_Miscellaneous_Existing_Food Preparation_Natural Gas_Broiler_E5 | F5 | Commercial | Miscellaneous | Existing | Food Preparation | Natural Gas | Broiler | E5 | RIM BC Ratio | 0 | 0 | 0 | 0 | 0 | 0 | 0 | 0 | 0 | 0 | 0 | 0 | 0 | 0 | 0 | 0 | 0 | 0 | 0 | 0 | 0 | 0 | 0 | 0 | 0 | 0 | 0 | 0 | 0 | 0 | 0
F5_Commercial_Miscellaneous_Existing_Food Preparation_Natural Gas_Broiler_E6 | F5 | Commercial | Miscellaneous | Existing | Food Preparation | Natural Gas | Broiler | E6 | RIM BC Ratio | 0 | 0 | 0 | 0 | 0 | 0 | 0 | 0 | 0 | 0 | 0 | 0 | 0 | 0 | 0 | 0 | 0 | 0 | 0 | 0 | 0 | 0 | 0 | 0 | 0 | 0 | 0 | 0 | 0 | 0 | 0
F5_Commercial_Miscellaneous_Existing_Food Preparation_Natural Gas_Broiler_E7 | F5 | Commercial | Miscellaneous | Existing | Food Preparation | Natural Gas | Broiler | E7 | RIM BC Ratio | 0 | 0 | 0 | 0 | 0 | 0 | 0 | 0 | 0 | 0 | 0 | 0 | 0 | 0 | 0 | 0 | 0 | 0 | 0 | 0 | 0 | 0 | 0 | 0 | 0 | 0 | 0 | 0 | 0 | 0 | 0
F5_Commercial_Miscellaneous_Existing_Food Preparation_Natural Gas_Broiler_E8 | F5 | Commercial | Miscellaneous | Existing | Food Preparation | Natural Gas | Broiler | E8 | RIM BC Ratio | 0 | 0 | 0 | 0 | 0 | 0 | 0 | 0 | 0 | 0 | 0 | 0 | 0 | 0 | 0 | 0 | 0 | 0 | 0 | 0 | 0 | 0 | 0 | 0 | 0 | 0 | 0 | 0 | 0 | 0 | 0
F5_Commercial_Miscellaneous_Existing_Food Preparation_Natural Gas_Broiler_E9 | F5 | Commercial | Miscellaneous | Existing | Food Preparation | Natural Gas | Broiler | E9 | RIM BC Ratio | 0 | 0 | 0 | 0 | 0 | 0 | 0 | 0 | 0 | 0 | 0 | 0 | 0 | 0 | 0 | 0 | 0 | 0 | 0 | 0 | 0 | 0 | 0 | 0 | 0 | 0 | 0 | 0 | 0 | 0 | 0
F5_Commercial_Miscellaneous_Existing_Food Preparation_Natural Gas_Broiler_E10 | F5 | Commercial | Miscellaneous | Existing | Food Preparation | Natural Gas | Broiler | E10 | RIM BC Ratio | 0 | 0 | 0 | 0 | 0 | 0 | 0 | 0 | 0 | 0 | 0 | 0 | 0 | 0 | 0 | 0 | 0 | 0 | 0 | 0 | 0 | 0 | 0 | 0 | 0 | 0 | 0 | 0 | 0 | 0 | 0
F0_Commercial_Miscellaneous_Existing_Food Preparation_Natural Gas_Griddle_E0 | F0 | Commercial | Miscellaneous | Existing | Food Preparation | Natural Gas | Griddle | E0 | Economic Unit | ENERGY STAR | ENERGY STAR | ENERGY STAR | ENERGY STAR | ENERGY STAR | ENERGY STAR | ENERGY STAR | ENERGY STAR | ENERGY STAR | ENERGY STAR | ENERGY STAR | ENERGY STAR | ENERGY STAR | ENERGY STAR | ENERGY STAR | ENERGY STAR | ENERGY STAR | ENERGY STAR | ENERGY STAR | ENERGY STAR | ENERGY STAR | ENERGY STAR | ENERGY STAR | Standard | Standard | Standard | Standard | Standard | Standard | Standard | Standard
F1_Commercial_Miscellaneous_Existing_Food Preparation_Natural Gas_Griddle_E1 | F1 | Commercial | Miscellaneous | Existing | Food Preparation | Natural Gas | Griddle | E1 | CCE | 0 | 0 | 0 | 0 | 0 | 0 | 0 | 0 | 0 | 0 | 0 | 0 | 0 | 0 | 0 | 0 | 0 | 0 | 0 | 0 | 0 | 0 | 0 | 0 | 0 | 0 | 0 | 0 | 0 | 0 | 0
F1_Commercial_Miscellaneous_Existing_Food Preparation_Natural Gas_Griddle_E2 | F1 | Commercial | Miscellaneous | Existing | Food Preparation | Natural Gas | Griddle | E2 | CCE | 0.005722 | 0.0055009 | 0.0055271 | 0.0055849 | 0.0055849 | 0.0055849 | 0.0055849 | 0.0055849 | 0.0055849 | 0.0055849 | 0.0055849 | 0.0055849 | 0.0055849 | 0.0055849 | 0.0055849 | 0.0055849 | 0.0055849 | 0.0055849 | 0.0055849 | 0.0055849 | 0.0055849 | 0.0055849 | 0.0055849 | 0.0055849 | 0.0055849 | 0.0055849 | 0.0055849 | 0.0055849 | 0.0055849 | 0.0055849 | 0.0055849
F1_Commercial_Miscellaneous_Existing_Food Preparation_Natural Gas_Griddle_E3 | F1 | Commercial | Miscellaneous | Existing | Food Preparation | Natural Gas | Griddle | E3 | CCE | 0 | 0 | 0 | 0 | 0 | 0 | 0 | 0 | 0 | 0 | 0 | 0 | 0 | 0 | 0 | 0 | 0 | 0 | 0 | 0 | 0 | 0 | 0 | 0 | 0 | 0 | 0 | 0 | 0 | 0 | 0
F1_Commercial_Miscellaneous_Existing_Food Preparation_Natural Gas_Griddle_E4 | F1 | Commercial | Miscellaneous | Existing | Food Preparation | Natural Gas | Griddle | E4 | CCE | 0 | 0 | 0 | 0 | 0 | 0 | 0 | 0 | 0 | 0 | 0 | 0 | 0 | 0 | 0 | 0 | 0 | 0 | 0 | 0 | 0 | 0 | 0 | 0 | 0 | 0 | 0 | 0 | 0 | 0 | 0
F1_Commercial_Miscellaneous_Existing_Food Preparation_Natural Gas_Griddle_E5 | F1 | Commercial | Miscellaneous | Existing | Food Preparation | Natural Gas | Griddle | E5 | CCE | 0 | 0 | 0 | 0 | 0 | 0 | 0 | 0 | 0 | 0 | 0 | 0 | 0 | 0 | 0 | 0 | 0 | 0 | 0 | 0 | 0 | 0 | 0 | 0 | 0 | 0 | 0 | 0 | 0 | 0 | 0
F1_Commercial_Miscellaneous_Existing_Food Preparation_Natural Gas_Griddle_E6 | F1 | Commercial | Miscellaneous | Existing | Food Preparation | Natural Gas | Griddle | E6 | CCE | 0 | 0 | 0 | 0 | 0 | 0 | 0 | 0 | 0 | 0 | 0 | 0 | 0 | 0 | 0 | 0 | 0 | 0 | 0 | 0 | 0 | 0 | 0 | 0 | 0 | 0 | 0 | 0 | 0 | 0 | 0
F1_Commercial_Miscellaneous_Existing_Food Preparation_Natural Gas_Griddle_E7 | F1 | Commercial | Miscellaneous | Existing | Food Preparation | Natural Gas | Griddle | E7 | CCE | 0 | 0 | 0 | 0 | 0 | 0 | 0 | 0 | 0 | 0 | 0 | 0 | 0 | 0 | 0 | 0 | 0 | 0 | 0 | 0 | 0 | 0 | 0 | 0 | 0 | 0 | 0 | 0 | 0 | 0 | 0
F1_Commercial_Miscellaneous_Existing_Food Preparation_Natural Gas_Griddle_E8 | F1 | Commercial | Miscellaneous | Existing | Food Preparation | Natural Gas | Griddle | E8 | CCE | 0 | 0 | 0 | 0 | 0 | 0 | 0 | 0 | 0 | 0 | 0 | 0 | 0 | 0 | 0 | 0 | 0 | 0 | 0 | 0 | 0 | 0 | 0 | 0 | 0 | 0 | 0 | 0 | 0 | 0 | 0
F1_Commercial_Miscellaneous_Existing_Food Preparation_Natural Gas_Griddle_E9 | F1 | Commercial | Miscellaneous | Existing | Food Preparation | Natural Gas | Griddle | E9 | CCE | 0 | 0 | 0 | 0 | 0 | 0 | 0 | 0 | 0 | 0 | 0 | 0 | 0 | 0 | 0 | 0 | 0 | 0 | 0 | 0 | 0 | 0 | 0 | 0 | 0 | 0 | 0 | 0 | 0 | 0 | 0
F1_Commercial_Miscellaneous_Existing_Food Preparation_Natural Gas_Griddle_E10 | F1 | Commercial | Miscellaneous | Existing | Food Preparation | Natural Gas | Griddle | E10 | CCE | 0 | 0 | 0 | 0 | 0 | 0 | 0 | 0 | 0 | 0 | 0 | 0 | 0 | 0 | 0 | 0 | 0 | 0 | 0 | 0 | 0 | 0 | 0 | 0 | 0 | 0 | 0 | 0 | 0 | 0 | 0
F2_Commercial_Miscellaneous_Existing_Food Preparation_Natural Gas_Griddle_E1 | F2 | Commercial | Miscellaneous | Existing | Food Preparation | Natural Gas | Griddle | E1 | TRC BC Ratio | 0.9 | 0.9 | 0.9 | 0.9 | 0.9 | 0.9 | 0.9 | 0.9 | 0.9 | 0.9 | 0.9 | 0.9 | 0.9 | 0.9 | 0.9 | 0.9 | 0.9 | 0.9 | 0.9 | 0.9 | 0.9 | 0.9 | 0.9 | 0.9 | 0.9 | 0.9 | 0.9 | 0.9 | 0.9 | 0.9 | 0.9
F2_Commercial_Miscellaneous_Existing_Food Preparation_Natural Gas_Griddle_E2 | F2 | Commercial | Miscellaneous | Existing | Food Preparation | Natural Gas | Griddle | E2 | TRC BC Ratio | 1.796 | 1.8237 | 1.8438 | 1.8336 | 1.8354 | 1.73 | 1.6428 | 1.5942 | 1.574 | 1.6323 | 1.7089 | 1.789 | 1.643 | 1.7404 | 1.7464 | 1.7377 | 1.7393 | 1.7446 | 1.7113 | 1.7314 | 1.745 | 1.764 | 1.7886 | 0.89704 | 0.87953 | 0.86307 | 0.84752 | 0.83272 | 0.81854 | 0.80489 | 0.79167
F2_Commercial_Miscellaneous_Existing_Food Preparation_Natural Gas_Griddle_E3 | F2 | Commercial | Miscellaneous | Existing | Food Preparation | Natural Gas | Griddle | E3 | TRC BC Ratio | 0 | 0 | 0 | 0 | 0 | 0 | 0 | 0 | 0 | 0 | 0 | 0 | 0 | 0 | 0 | 0 | 0 | 0 | 0 | 0 | 0 | 0 | 0 | 0 | 0 | 0 | 0 | 0 | 0 | 0 | 0
F2_Commercial_Miscellaneous_Existing_Food Preparation_Natural Gas_Griddle_E4 | F2 | Commercial | Miscellaneous | Existing | Food Preparation | Natural Gas | Griddle | E4 | TRC BC Ratio | 0 | 0 | 0 | 0 | 0 | 0 | 0 | 0 | 0 | 0 | 0 | 0 | 0 | 0 | 0 | 0 | 0 | 0 | 0 | 0 | 0 | 0 | 0 | 0 | 0 | 0 | 0 | 0 | 0 | 0 | 0
F2_Commercial_Miscellaneous_Existing_Food Preparation_Natural Gas_Griddle_E5 | F2 | Commercial | Miscellaneous | Existing | Food Preparation | Natural Gas | Griddle | E5 | TRC BC Ratio | 0 | 0 | 0 | 0 | 0 | 0 | 0 | 0 | 0 | 0 | 0 | 0 | 0 | 0 | 0 | 0 | 0 | 0 | 0 | 0 | 0 | 0 | 0 | 0 | 0 | 0 | 0 | 0 | 0 | 0 | 0
F2_Commercial_Miscellaneous_Existing_Food Preparation_Natural Gas_Griddle_E6 | F2 | Commercial | Miscellaneous | Existing | Food Preparation | Natural Gas | Griddle | E6 | TRC BC Ratio | 0 | 0 | 0 | 0 | 0 | 0 | 0 | 0 | 0 | 0 | 0 | 0 | 0 | 0 | 0 | 0 | 0 | 0 | 0 | 0 | 0 | 0 | 0 | 0 | 0 | 0 | 0 | 0 | 0 | 0 | 0
F2_Commercial_Miscellaneous_Existing_Food Preparation_Natural Gas_Griddle_E7 | F2 | Commercial | Miscellaneous | Existing | Food Preparation | Natural Gas | Griddle | E7 | TRC BC Ratio | 0 | 0 | 0 | 0 | 0 | 0 | 0 | 0 | 0 | 0 | 0 | 0 | 0 | 0 | 0 | 0 | 0 | 0 | 0 | 0 | 0 | 0 | 0 | 0 | 0 | 0 | 0 | 0 | 0 | 0 | 0
F2_Commercial_Miscellaneous_Existing_Food Preparation_Natural Gas_Griddle_E8 | F2 | Commercial | Miscellaneous | Existing | Food Preparation | Natural Gas | Griddle | E8 | TRC BC Ratio | 0 | 0 | 0 | 0 | 0 | 0 | 0 | 0 | 0 | 0 | 0 | 0 | 0 | 0 | 0 | 0 | 0 | 0 | 0 | 0 | 0 | 0 | 0 | 0 | 0 | 0 | 0 | 0 | 0 | 0 | 0
F2_Commercial_Miscellaneous_Existing_Food Preparation_Natural Gas_Griddle_E9 | F2 | Commercial | Miscellaneous | Existing | Food Preparation | Natural Gas | Griddle | E9 | TRC BC Ratio | 0 | 0 | 0 | 0 | 0 | 0 | 0 | 0 | 0 | 0 | 0 | 0 | 0 | 0 | 0 | 0 | 0 | 0 | 0 | 0 | 0 | 0 | 0 | 0 | 0 | 0 | 0 | 0 | 0 | 0 | 0
F2_Commercial_Miscellaneous_Existing_Food Preparation_Natural Gas_Griddle_E10 | F2 | Commercial | Miscellaneous | Existing | Food Preparation | Natural Gas | Griddle | E10 | TRC BC Ratio | 0 | 0 | 0 | 0 | 0 | 0 | 0 | 0 | 0 | 0 | 0 | 0 | 0 | 0 | 0 | 0 | 0 | 0 | 0 | 0 | 0 | 0 | 0 | 0 | 0 | 0 | 0 | 0 | 0 | 0 | 0
F3_Commercial_Miscellaneous_Existing_Food Preparation_Natural Gas_Griddle_E1 | F3 | Commercial | Miscellaneous | Existing | Food Preparation | Natural Gas | Griddle | E1 | PACT BC Ratio | 0.9 | 0.9 | 0.9 | 0.9 | 0.9 | 0.9 | 0.9 | 0.9 | 0.9 | 0.9 | 0.9 | 0.9 | 0.9 | 0.9 | 0.9 | 0.9 | 0.9 | 0.9 | 0.9 | 0.9 | 0.9 | 0.9 | 0.9 | 0.9 | 0.9 | 0.9 | 0.9 | 0.9 | 0.9 | 0.9 | 0.9
F3_Commercial_Miscellaneous_Existing_Food Preparation_Natural Gas_Griddle_E2 | F3 | Commercial | Miscellaneous | Existing | Food Preparation | Natural Gas | Griddle | E2 | PACT BC Ratio | 1.796 | 1.8237 | 1.8438 | 1.8336 | 1.8354 | 1.73 | 1.6428 | 1.5942 | 1.574 | 1.6323 | 1.7089 | 1.789 | 1.643 | 1.7404 | 1.7464 | 1.7377 | 1.7393 | 1.7446 | 1.7113 | 1.7314 | 1.745 | 1.764 | 1.7886 | 0.89704 | 0.87953 | 0.86307 | 0.84752 | 0.83272 | 0.81854 | 0.80489 | 0.79167
F3_Commercial_Miscellaneous_Existing_Food Preparation_Natural Gas_Griddle_E3 | F3 | Commercial | Miscellaneous | Existing | Food Preparation | Natural Gas | Griddle | E3 | PACT BC Ratio | 0 | 0 | 0 | 0 | 0 | 0 | 0 | 0 | 0 | 0 | 0 | 0 | 0 | 0 | 0 | 0 | 0 | 0 | 0 | 0 | 0 | 0 | 0 | 0 | 0 | 0 | 0 | 0 | 0 | 0 | 0
F3_Commercial_Miscellaneous_Existing_Food Preparation_Natural Gas_Griddle_E4 | F3 | Commercial | Miscellaneous | Existing | Food Preparation | Natural Gas | Griddle | E4 | PACT BC Ratio | 0 | 0 | 0 | 0 | 0 | 0 | 0 | 0 | 0 | 0 | 0 | 0 | 0 | 0 | 0 | 0 | 0 | 0 | 0 | 0 | 0 | 0 | 0 | 0 | 0 | 0 | 0 | 0 | 0 | 0 | 0
F3_Commercial_Miscellaneous_Existing_Food Preparation_Natural Gas_Griddle_E5 | F3 | Commercial | Miscellaneous | Existing | Food Preparation | Natural Gas | Griddle | E5 | PACT BC Ratio | 0 | 0 | 0 | 0 | 0 | 0 | 0 | 0 | 0 | 0 | 0 | 0 | 0 | 0 | 0 | 0 | 0 | 0 | 0 | 0 | 0 | 0 | 0 | 0 | 0 | 0 | 0 | 0 | 0 | 0 | 0
F3_Commercial_Miscellaneous_Existing_Food Preparation_Natural Gas_Griddle_E6 | F3 | Commercial | Miscellaneous | Existing | Food Preparation | Natural Gas | Griddle | E6 | PACT BC Ratio | 0 | 0 | 0 | 0 | 0 | 0 | 0 | 0 | 0 | 0 | 0 | 0 | 0 | 0 | 0 | 0 | 0 | 0 | 0 | 0 | 0 | 0 | 0 | 0 | 0 | 0 | 0 | 0 | 0 | 0 | 0
F3_Commercial_Miscellaneous_Existing_Food Preparation_Natural Gas_Griddle_E7 | F3 | Commercial | Miscellaneous | Existing | Food Preparation | Natural Gas | Griddle | E7 | PACT BC Ratio | 0 | 0 | 0 | 0 | 0 | 0 | 0 | 0 | 0 | 0 | 0 | 0 | 0 | 0 | 0 | 0 | 0 | 0 | 0 | 0 | 0 | 0 | 0 | 0 | 0 | 0 | 0 | 0 | 0 | 0 | 0
F3_Commercial_Miscellaneous_Existing_Food Preparation_Natural Gas_Griddle_E8 | F3 | Commercial | Miscellaneous | Existing | Food Preparation | Natural Gas | Griddle | E8 | PACT BC Ratio | 0 | 0 | 0 | 0 | 0 | 0 | 0 | 0 | 0 | 0 | 0 | 0 | 0 | 0 | 0 | 0 | 0 | 0 | 0 | 0 | 0 | 0 | 0 | 0 | 0 | 0 | 0 | 0 | 0 | 0 | 0
F3_Commercial_Miscellaneous_Existing_Food Preparation_Natural Gas_Griddle_E9 | F3 | Commercial | Miscellaneous | Existing | Food Preparation | Natural Gas | Griddle | E9 | PACT BC Ratio | 0 | 0 | 0 | 0 | 0 | 0 | 0 | 0 | 0 | 0 | 0 | 0 | 0 | 0 | 0 | 0 | 0 | 0 | 0 | 0 | 0 | 0 | 0 | 0 | 0 | 0 | 0 | 0 | 0 | 0 | 0
F3_Commercial_Miscellaneous_Existing_Food Preparation_Natural Gas_Griddle_E10 | F3 | Commercial | Miscellaneous | Existing | Food Preparation | Natural Gas | Griddle | E10 | PACT BC Ratio | 0 | 0 | 0 | 0 | 0 | 0 | 0 | 0 | 0 | 0 | 0 | 0 | 0 | 0 | 0 | 0 | 0 | 0 | 0 | 0 | 0 | 0 | 0 | 0 | 0 | 0 | 0 | 0 | 0 | 0 | 0
F4_Commercial_Miscellaneous_Existing_Food Preparation_Natural Gas_Griddle_E1 | F4 | Commercial | Miscellaneous | Existing | Food Preparation | Natural Gas | Griddle | E1 | PCT BC Ratio | 0.9 | 0.9 | 0.9 | 0.9 | 0.9 | 0.9 | 0.9 | 0.9 | 0.9 | 0.9 | 0.9 | 0.9 | 0.9 | 0.9 | 0.9 | 0.9 | 0.9 | 0.9 | 0.9 | 0.9 | 0.9 | 0.9 | 0.9 | 0.9 | 0.9 | 0.9 | 0.9 | 0.9 | 0.9 | 0.9 | 0.9
F4_Commercial_Miscellaneous_Existing_Food Preparation_Natural Gas_Griddle_E2 | F4 | Commercial | Miscellaneous | Existing | Food Preparation | Natural Gas | Griddle | E2 | PCT BC Ratio | 5.5186 | 5.5883 | 5.639 | 5.6131 | 5.6178 | 5.3526 | 5.1333 | 5.0108 | 4.96 | 5.1068 | 5.2995 | 5.501 | 5.1337 | 5.3789 | 5.3938 | 5.3719 | 5.3759 | 5.3893 | 5.3055 | 5.3561 | 5.3902 | 5.4382 | 5.5 | 3.2569 | 3.2128 | 3.1714 | 3.1323 | 3.0951 | 3.0594 | 3.0251 | 2.9918
F4_Commercial_Miscellaneous_Existing_Food Preparation_Natural Gas_Griddle_E3 | F4 | Commercial | Miscellaneous | Existing | Food Preparation | Natural Gas | Griddle | E3 | PCT BC Ratio | 0 | 0 | 0 | 0 | 0 | 0 | 0 | 0 | 0 | 0 | 0 | 0 | 0 | 0 | 0 | 0 | 0 | 0 | 0 | 0 | 0 | 0 | 0 | 0 | 0 | 0 | 0 | 0 | 0 | 0 | 0
F4_Commercial_Miscellaneous_Existing_Food Preparation_Natural Gas_Griddle_E4 | F4 | Commercial | Miscellaneous | Existing | Food Preparation | Natural Gas | Griddle | E4 | PCT BC Ratio | 0 | 0 | 0 | 0 | 0 | 0 | 0 | 0 | 0 | 0 | 0 | 0 | 0 | 0 | 0 | 0 | 0 | 0 | 0 | 0 | 0 | 0 | 0 | 0 | 0 | 0 | 0 | 0 | 0 | 0 | 0
F4_Commercial_Miscellaneous_Existing_Food Preparation_Natural Gas_Griddle_E5 | F4 | Commercial | Miscellaneous | Existing | Food Preparation | Natural Gas | Griddle | E5 | PCT BC Ratio | 0 | 0 | 0 | 0 | 0 | 0 | 0 | 0 | 0 | 0 | 0 | 0 | 0 | 0 | 0 | 0 | 0 | 0 | 0 | 0 | 0 | 0 | 0 | 0 | 0 | 0 | 0 | 0 | 0 | 0 | 0
F4_Commercial_Miscellaneous_Existing_Food Preparation_Natural Gas_Griddle_E6 | F4 | Commercial | Miscellaneous | Existing | Food Preparation | Natural Gas | Griddle | E6 | PCT BC Ratio | 0 | 0 | 0 | 0 | 0 | 0 | 0 | 0 | 0 | 0 | 0 | 0 | 0 | 0 | 0 | 0 | 0 | 0 | 0 | 0 | 0 | 0 | 0 | 0 | 0 | 0 | 0 | 0 | 0 | 0 | 0
F4_Commercial_Miscellaneous_Existing_Food Preparation_Natural Gas_Griddle_E7 | F4 | Commercial | Miscellaneous | Existing | Food Preparation | Natural Gas | Griddle | E7 | PCT BC Ratio | 0 | 0 | 0 | 0 | 0 | 0 | 0 | 0 | 0 | 0 | 0 | 0 | 0 | 0 | 0 | 0 | 0 | 0 | 0 | 0 | 0 | 0 | 0 | 0 | 0 | 0 | 0 | 0 | 0 | 0 | 0
F4_Commercial_Miscellaneous_Existing_Food Preparation_Natural Gas_Griddle_E8 | F4 | Commercial | Miscellaneous | Existing | Food Preparation | Natural Gas | Griddle | E8 | PCT BC Ratio | 0 | 0 | 0 | 0 | 0 | 0 | 0 | 0 | 0 | 0 | 0 | 0 | 0 | 0 | 0 | 0 | 0 | 0 | 0 | 0 | 0 | 0 | 0 | 0 | 0 | 0 | 0 | 0 | 0 | 0 | 0
F4_Commercial_Miscellaneous_Existing_Food Preparation_Natural Gas_Griddle_E9 | F4 | Commercial | Miscellaneous | Existing | Food Preparation | Natural Gas | Griddle | E9 | PCT BC Ratio | 0 | 0 | 0 | 0 | 0 | 0 | 0 | 0 | 0 | 0 | 0 | 0 | 0 | 0 | 0 | 0 | 0 | 0 | 0 | 0 | 0 | 0 | 0 | 0 | 0 | 0 | 0 | 0 | 0 | 0 | 0
F4_Commercial_Miscellaneous_Existing_Food Preparation_Natural Gas_Griddle_E10 | F4 | Commercial | Miscellaneous | Existing | Food Preparation | Natural Gas | Griddle | E10 | PCT BC Ratio | 0 | 0 | 0 | 0 | 0 | 0 | 0 | 0 | 0 | 0 | 0 | 0 | 0 | 0 | 0 | 0 | 0 | 0 | 0 | 0 | 0 | 0 | 0 | 0 | 0 | 0 | 0 | 0 | 0 | 0 | 0
F5_Commercial_Miscellaneous_Existing_Food Preparation_Natural Gas_Griddle_E1 | F5 | Commercial | Miscellaneous | Existing | Food Preparation | Natural Gas | Griddle | E1 | RIM BC Ratio | 0.9 | 0.9 | 0.9 | 0.9 | 0.9 | 0.9 | 0.9 | 0.9 | 0.9 | 0.9 | 0.9 | 0.9 | 0.9 | 0.9 | 0.9 | 0.9 | 0.9 | 0.9 | 0.9 | 0.9 | 0.9 | 0.9 | 0.9 | 0.9 | 0.9 | 0.9 | 0.9 | 0.9 | 0.9 | 0.9 | 0.9
F5_Commercial_Miscellaneous_Existing_Food Preparation_Natural Gas_Griddle_E2 | F5 | Commercial | Miscellaneous | Existing | Food Preparation | Natural Gas | Griddle | E2 | RIM BC Ratio | 0.56985 | 0.57261 | 0.57458 | 0.57358 | 0.57376 | 0.56303 | 0.55347 | 0.54784 | 0.54543 | 0.55227 | 0.56078 | 0.56914 | 0.55349 | 0.56413 | 0.56476 | 0.56384 | 0.56401 | 0.56457 | 0.56103 | 0.56318 | 0.56461 | 0.56659 | 0.5691 | 0.43237 | 0.42826 | 0.42432 | 0.42052 | 0.41685 | 0.41327 | 0.40976 | 0.4063
F5_Commercial_Miscellaneous_Existing_Food Preparation_Natural Gas_Griddle_E3 | F5 | Commercial | Miscellaneous | Existing | Food Preparation | Natural Gas | Griddle | E3 | RIM BC Ratio | 0 | 0 | 0 | 0 | 0 | 0 | 0 | 0 | 0 | 0 | 0 | 0 | 0 | 0 | 0 | 0 | 0 | 0 | 0 | 0 | 0 | 0 | 0 | 0 | 0 | 0 | 0 | 0 | 0 | 0 | 0
F5_Commercial_Miscellaneous_Existing_Food Preparation_Natural Gas_Griddle_E4 | F5 | Commercial | Miscellaneous | Existing | Food Preparation | Natural Gas | Griddle | E4 | RIM BC Ratio | 0 | 0 | 0 | 0 | 0 | 0 | 0 | 0 | 0 | 0 | 0 | 0 | 0 | 0 | 0 | 0 | 0 | 0 | 0 | 0 | 0 | 0 | 0 | 0 | 0 | 0 | 0 | 0 | 0 | 0 | 0
F5_Commercial_Miscellaneous_Existing_Food Preparation_Natural Gas_Griddle_E5 | F5 | Commercial | Miscellaneous | Existing | Food Preparation | Natural Gas | Griddle | E5 | RIM BC Ratio | 0 | 0 | 0 | 0 | 0 | 0 | 0 | 0 | 0 | 0 | 0 | 0 | 0 | 0 | 0 | 0 | 0 | 0 | 0 | 0 | 0 | 0 | 0 | 0 | 0 | 0 | 0 | 0 | 0 | 0 | 0
F5_Commercial_Miscellaneous_Existing_Food Preparation_Natural Gas_Griddle_E6 | F5 | Commercial | Miscellaneous | Existing | Food Preparation | Natural Gas | Griddle | E6 | RIM BC Ratio | 0 | 0 | 0 | 0 | 0 | 0 | 0 | 0 | 0 | 0 | 0 | 0 | 0 | 0 | 0 | 0 | 0 | 0 | 0 | 0 | 0 | 0 | 0 | 0 | 0 | 0 | 0 | 0 | 0 | 0 | 0
F5_Commercial_Miscellaneous_Existing_Food Preparation_Natural Gas_Griddle_E7 | F5 | Commercial | Miscellaneous | Existing | Food Preparation | Natural Gas | Griddle | E7 | RIM BC Ratio | 0 | 0 | 0 | 0 | 0 | 0 | 0 | 0 | 0 | 0 | 0 | 0 | 0 | 0 | 0 | 0 | 0 | 0 | 0 | 0 | 0 | 0 | 0 | 0 | 0 | 0 | 0 | 0 | 0 | 0 | 0
F5_Commercial_Miscellaneous_Existing_Food Preparation_Natural Gas_Griddle_E8 | F5 | Commercial | Miscellaneous | Existing | Food Preparation | Natural Gas | Griddle | E8 | RIM BC Ratio | 0 | 0 | 0 | 0 | 0 | 0 | 0 | 0 | 0 | 0 | 0 | 0 | 0 | 0 | 0 | 0 | 0 | 0 | 0 | 0 | 0 | 0 | 0 | 0 | 0 | 0 | 0 | 0 | 0 | 0 | 0
F5_Commercial_Miscellaneous_Existing_Food Preparation_Natural Gas_Griddle_E9 | F5 | Commercial | Miscellaneous | Existing | Food Preparation | Natural Gas | Griddle | E9 | RIM BC Ratio | 0 | 0 | 0 | 0 | 0 | 0 | 0 | 0 | 0 | 0 | 0 | 0 | 0 | 0 | 0 | 0 | 0 | 0 | 0 | 0 | 0 | 0 | 0 | 0 | 0 | 0 | 0 | 0 | 0 | 0 | 0
F5_Commercial_Miscellaneous_Existing_Food Preparation_Natural Gas_Griddle_E10 | F5 | Commercial | Miscellaneous | Existing | Food Preparation | Natural Gas | Griddle | E10 | RIM BC Ratio | 0 | 0 | 0 | 0 | 0 | 0 | 0 | 0 | 0 | 0 | 0 | 0 | 0 | 0 | 0 | 0 | 0 | 0 | 0 | 0 | 0 | 0 | 0 | 0 | 0 | 0 | 0 | 0 | 0 | 0 | 0
F0_Commercial_Miscellaneous_Existing_Food Preparation_Natural Gas_Range_E0 | F0 | Commercial | Miscellaneous | Existing | Food Preparation | Natural Gas | Range | E0 | Economic Unit | High Efficiency | High Efficiency | High Efficiency | High Efficiency | High Efficiency | High Efficiency | High Efficiency | High Efficiency | High Efficiency | High Efficiency | High Efficiency | High Efficiency | High Efficiency | High Efficiency | High Efficiency | High Efficiency | High Efficiency | High Efficiency | High Efficiency | High Efficiency | High Efficiency | High Efficiency | High Efficiency | High Efficiency | High Efficiency | High Efficiency | High Efficiency | High Efficiency | High Efficiency | High Efficiency | High Efficiency
F1_Commercial_Miscellaneous_Existing_Food Preparation_Natural Gas_Range_E1 | F1 | Commercial | Miscellaneous | Existing | Food Preparation | Natural Gas | Range | E1 | CCE | 0 | 0 | 0 | 0 | 0 | 0 | 0 | 0 | 0 | 0 | 0 | 0 | 0 | 0 | 0 | 0 | 0 | 0 | 0 | 0 | 0 | 0 | 0 | 0 | 0 | 0 | 0 | 0 | 0 | 0 | 0
F1_Commercial_Miscellaneous_Existing_Food Preparation_Natural Gas_Range_E2 | F1 | Commercial | Miscellaneous | Existing | Food Preparation | Natural Gas | Range | E2 | CCE | 9.6499e-06 | 9.277e-06 | 9.3212e-06 | 9.4186e-06 | 9.4186e-06 | 9.4186e-06 | 9.4186e-06 | 9.4186e-06 | 9.4186e-06 | 9.4186e-06 | 9.4186e-06 | 9.4186e-06 | 9.4186e-06 | 9.4186e-06 | 9.4186e-06 | 9.4186e-06 | 9.4186e-06 | 9.4186e-06 | 9.4186e-06 | 9.4186e-06 | 9.4186e-06 | 9.4186e-06 | 9.4186e-06 | 9.4186e-06 | 9.4186e-06 | 9.4186e-06 | 9.4186e-06 | 9.4186e-06 | 9.4186e-06 | 9.4186e-06 | 9.4186e-06
F1_Commercial_Miscellaneous_Existing_Food Preparation_Natural Gas_Range_E3 | F1 | Commercial | Miscellaneous | Existing | Food Preparation | Natural Gas | Range | E3 | CCE | 0 | 0 | 0 | 0 | 0 | 0 | 0 | 0 | 0 | 0 | 0 | 0 | 0 | 0 | 0 | 0 | 0 | 0 | 0 | 0 | 0 | 0 | 0 | 0 | 0 | 0 | 0 | 0 | 0 | 0 | 0
F1_Commercial_Miscellaneous_Existing_Food Preparation_Natural Gas_Range_E4 | F1 | Commercial | Miscellaneous | Existing | Food Preparation | Natural Gas | Range | E4 | CCE | 0 | 0 | 0 | 0 | 0 | 0 | 0 | 0 | 0 | 0 | 0 | 0 | 0 | 0 | 0 | 0 | 0 | 0 | 0 | 0 | 0 | 0 | 0 | 0 | 0 | 0 | 0 | 0 | 0 | 0 | 0
F1_Commercial_Miscellaneous_Existing_Food Preparation_Natural Gas_Range_E5 | F1 | Commercial | Miscellaneous | Existing | Food Preparation | Natural Gas | Range | E5 | CCE | 0 | 0 | 0 | 0 | 0 | 0 | 0 | 0 | 0 | 0 | 0 | 0 | 0 | 0 | 0 | 0 | 0 | 0 | 0 | 0 | 0 | 0 | 0 | 0 | 0 | 0 | 0 | 0 | 0 | 0 | 0
F1_Commercial_Miscellaneous_Existing_Food Preparation_Natural Gas_Range_E6 | F1 | Commercial | Miscellaneous | Existing | Food Preparation | Natural Gas | Range | E6 | CCE | 0 | 0 | 0 | 0 | 0 | 0 | 0 | 0 | 0 | 0 | 0 | 0 | 0 | 0 | 0 | 0 | 0 | 0 | 0 | 0 | 0 | 0 | 0 | 0 | 0 | 0 | 0 | 0 | 0 | 0 | 0
F1_Commercial_Miscellaneous_Existing_Food Preparation_Natural Gas_Range_E7 | F1 | Commercial | Miscellaneous | Existing | Food Preparation | Natural Gas | Range | E7 | CCE | 0 | 0 | 0 | 0 | 0 | 0 | 0 | 0 | 0 | 0 | 0 | 0 | 0 | 0 | 0 | 0 | 0 | 0 | 0 | 0 | 0 | 0 | 0 | 0 | 0 | 0 | 0 | 0 | 0 | 0 | 0
F1_Commercial_Miscellaneous_Existing_Food Preparation_Natural Gas_Range_E8 | F1 | Commercial | Miscellaneous | Existing | Food Preparation | Natural Gas | Range | E8 | CCE | 0 | 0 | 0 | 0 | 0 | 0 | 0 | 0 | 0 | 0 | 0 | 0 | 0 | 0 | 0 | 0 | 0 | 0 | 0 | 0 | 0 | 0 | 0 | 0 | 0 | 0 | 0 | 0 | 0 | 0 | 0
F1_Commercial_Miscellaneous_Existing_Food Preparation_Natural Gas_Range_E9 | F1 | Commercial | Miscellaneous | Existing | Food Preparation | Natural Gas | Range | E9 | CCE | 0 | 0 | 0 | 0 | 0 | 0 | 0 | 0 | 0 | 0 | 0 | 0 | 0 | 0 | 0 | 0 | 0 | 0 | 0 | 0 | 0 | 0 | 0 | 0 | 0 | 0 | 0 | 0 | 0 | 0 | 0
F1_Commercial_Miscellaneous_Existing_Food Preparation_Natural Gas_Range_E10 | F1 | Commercial | Miscellaneous | Existing | Food Preparation | Natural Gas | Range | E10 | CCE | 0 | 0 | 0 | 0 | 0 | 0 | 0 | 0 | 0 | 0 | 0 | 0 | 0 | 0 | 0 | 0 | 0 | 0 | 0 | 0 | 0 | 0 | 0 | 0 | 0 | 0 | 0 | 0 | 0 | 0 | 0
F2_Commercial_Miscellaneous_Existing_Food Preparation_Natural Gas_Range_E1 | F2 | Commercial | Miscellaneous | Existing | Food Preparation | Natural Gas | Range | E1 | TRC BC Ratio | 0.9 | 0.9 | 0.9 | 0.9 | 0.9 | 0.9 | 0.9 | 0.9 | 0.9 | 0.9 | 0.9 | 0.9 | 0.9 | 0.9 | 0.9 | 0.9 | 0.9 | 0.9 | 0.9 | 0.9 | 0.9 | 0.9 | 0.9 | 0.9 | 0.9 | 0.9 | 0.9 | 0.9 | 0.9 | 0.9 | 0.9
F2_Commercial_Miscellaneous_Existing_Food Preparation_Natural Gas_Range_E2 | F2 | Commercial | Miscellaneous | Existing | Food Preparation | Natural Gas | Range | E2 | TRC BC Ratio | 1057.5122 | 1078.4736 | 1093.4653 | 1109.7176 | 1133.061 | 1061.5651 | 1005.6887 | 976.305 | 965.7499 | 949.553 | 938.6219 | 988.3561 | 884.5366 | 945.4449 | 1023.6163 | 1099.6016 | 1102.4375 | 1107.7013 | 1086.5344 | 1101.6349 | 1112.2016 | 1126.4659 | 1144.3937 | 539.0652 | 528.311 | 518.2462 | 508.7709 | 499.7846 | 491.2032 | 482.9519 | 474.9797
F2_Commercial_Miscellaneous_Existing_Food Preparation_Natural Gas_Range_E3 | F2 | Commercial | Miscellaneous | Existing | Food Preparation | Natural Gas | Range | E3 | TRC BC Ratio | 0 | 0 | 0 | 0 | 0 | 0 | 0 | 0 | 0 | 0 | 0 | 0 | 0 | 0 | 0 | 0 | 0 | 0 | 0 | 0 | 0 | 0 | 0 | 0 | 0 | 0 | 0 | 0 | 0 | 0 | 0
F2_Commercial_Miscellaneous_Existing_Food Preparation_Natural Gas_Range_E4 | F2 | Commercial | Miscellaneous | Existing | Food Preparation | Natural Gas | Range | E4 | TRC BC Ratio | 0 | 0 | 0 | 0 | 0 | 0 | 0 | 0 | 0 | 0 | 0 | 0 | 0 | 0 | 0 | 0 | 0 | 0 | 0 | 0 | 0 | 0 | 0 | 0 | 0 | 0 | 0 | 0 | 0 | 0 | 0
F2_Commercial_Miscellaneous_Existing_Food Preparation_Natural Gas_Range_E5 | F2 | Commercial | Miscellaneous | Existing | Food Preparation | Natural Gas | Range | E5 | TRC BC Ratio | 0 | 0 | 0 | 0 | 0 | 0 | 0 | 0 | 0 | 0 | 0 | 0 | 0 | 0 | 0 | 0 | 0 | 0 | 0 | 0 | 0 | 0 | 0 | 0 | 0 | 0 | 0 | 0 | 0 | 0 | 0
F2_Commercial_Miscellaneous_Existing_Food Preparation_Natural Gas_Range_E6 | F2 | Commercial | Miscellaneous | Existing | Food Preparation | Natural Gas | Range | E6 | TRC BC Ratio | 0 | 0 | 0 | 0 | 0 | 0 | 0 | 0 | 0 | 0 | 0 | 0 | 0 | 0 | 0 | 0 | 0 | 0 | 0 | 0 | 0 | 0 | 0 | 0 | 0 | 0 | 0 | 0 | 0 | 0 | 0
F2_Commercial_Miscellaneous_Existing_Food Preparation_Natural Gas_Range_E7 | F2 | Commercial | Miscellaneous | Existing | Food Preparation | Natural Gas | Range | E7 | TRC BC Ratio | 0 | 0 | 0 | 0 | 0 | 0 | 0 | 0 | 0 | 0 | 0 | 0 | 0 | 0 | 0 | 0 | 0 | 0 | 0 | 0 | 0 | 0 | 0 | 0 | 0 | 0 | 0 | 0 | 0 | 0 | 0
F2_Commercial_Miscellaneous_Existing_Food Preparation_Natural Gas_Range_E8 | F2 | Commercial | Miscellaneous | Existing | Food Preparation | Natural Gas | Range | E8 | TRC BC Ratio | 0 | 0 | 0 | 0 | 0 | 0 | 0 | 0 | 0 | 0 | 0 | 0 | 0 | 0 | 0 | 0 | 0 | 0 | 0 | 0 | 0 | 0 | 0 | 0 | 0 | 0 | 0 | 0 | 0 | 0 | 0
F2_Commercial_Miscellaneous_Existing_Food Preparation_Natural Gas_Range_E9 | F2 | Commercial | Miscellaneous | Existing | Food Preparation | Natural Gas | Range | E9 | TRC BC Ratio | 0 | 0 | 0 | 0 | 0 | 0 | 0 | 0 | 0 | 0 | 0 | 0 | 0 | 0 | 0 | 0 | 0 | 0 | 0 | 0 | 0 | 0 | 0 | 0 | 0 | 0 | 0 | 0 | 0 | 0 | 0
F2_Commercial_Miscellaneous_Existing_Food Preparation_Natural Gas_Range_E10 | F2 | Commercial | Miscellaneous | Existing | Food Preparation | Natural Gas | Range | E10 | TRC BC Ratio | 0 | 0 | 0 | 0 | 0 | 0 | 0 | 0 | 0 | 0 | 0 | 0 | 0 | 0 | 0 | 0 | 0 | 0 | 0 | 0 | 0 | 0 | 0 | 0 | 0 | 0 | 0 | 0 | 0 | 0 | 0
F3_Commercial_Miscellaneous_Existing_Food Preparation_Natural Gas_Range_E1 | F3 | Commercial | Miscellaneous | Existing | Food Preparation | Natural Gas | Range | E1 | PACT BC Ratio | 0.9 | 0.9 | 0.9 | 0.9 | 0.9 | 0.9 | 0.9 | 0.9 | 0.9 | 0.9 | 0.9 | 0.9 | 0.9 | 0.9 | 0.9 | 0.9 | 0.9 | 0.9 | 0.9 | 0.9 | 0.9 | 0.9 | 0.9 | 0.9 | 0.9 | 0.9 | 0.9 | 0.9 | 0.9 | 0.9 | 0.9
F3_Commercial_Miscellaneous_Existing_Food Preparation_Natural Gas_Range_E2 | F3 | Commercial | Miscellaneous | Existing | Food Preparation | Natural Gas | Range | E2 | PACT BC Ratio | 1057.5122 | 1078.4736 | 1093.4653 | 1109.7176 | 1133.061 | 1061.5651 | 1005.6887 | 976.305 | 965.7499 | 949.553 | 938.6219 | 988.3561 | 884.5366 | 945.4449 | 1023.6163 | 1099.6016 | 1102.4375 | 1107.7013 | 1086.5344 | 1101.6349 | 1112.2016 | 1126.4659 | 1144.3937 | 539.0652 | 528.311 | 518.2462 | 508.7709 | 499.7846 | 491.2032 | 482.9519 | 474.9797
F3_Commercial_Miscellaneous_Existing_Food Preparation_Natural Gas_Range_E3 | F3 | Commercial | Miscellaneous | Existing | Food Preparation | Natural Gas | Range | E3 | PACT BC Ratio | 0 | 0 | 0 | 0 | 0 | 0 | 0 | 0 | 0 | 0 | 0 | 0 | 0 | 0 | 0 | 0 | 0 | 0 | 0 | 0 | 0 | 0 | 0 | 0 | 0 | 0 | 0 | 0 | 0 | 0 | 0
F3_Commercial_Miscellaneous_Existing_Food Preparation_Natural Gas_Range_E4 | F3 | Commercial | Miscellaneous | Existing | Food Preparation | Natural Gas | Range | E4 | PACT BC Ratio | 0 | 0 | 0 | 0 | 0 | 0 | 0 | 0 | 0 | 0 | 0 | 0 | 0 | 0 | 0 | 0 | 0 | 0 | 0 | 0 | 0 | 0 | 0 | 0 | 0 | 0 | 0 | 0 | 0 | 0 | 0
F3_Commercial_Miscellaneous_Existing_Food Preparation_Natural Gas_Range_E5 | F3 | Commercial | Miscellaneous | Existing | Food Preparation | Natural Gas | Range | E5 | PACT BC Ratio | 0 | 0 | 0 | 0 | 0 | 0 | 0 | 0 | 0 | 0 | 0 | 0 | 0 | 0 | 0 | 0 | 0 | 0 | 0 | 0 | 0 | 0 | 0 | 0 | 0 | 0 | 0 | 0 | 0 | 0 | 0
F3_Commercial_Miscellaneous_Existing_Food Preparation_Natural Gas_Range_E6 | F3 | Commercial | Miscellaneous | Existing | Food Preparation | Natural Gas | Range | E6 | PACT BC Ratio | 0 | 0 | 0 | 0 | 0 | 0 | 0 | 0 | 0 | 0 | 0 | 0 | 0 | 0 | 0 | 0 | 0 | 0 | 0 | 0 | 0 | 0 | 0 | 0 | 0 | 0 | 0 | 0 | 0 | 0 | 0
F3_Commercial_Miscellaneous_Existing_Food Preparation_Natural Gas_Range_E7 | F3 | Commercial | Miscellaneous | Existing | Food Preparation | Natural Gas | Range | E7 | PACT BC Ratio | 0 | 0 | 0 | 0 | 0 | 0 | 0 | 0 | 0 | 0 | 0 | 0 | 0 | 0 | 0 | 0 | 0 | 0 | 0 | 0 | 0 | 0 | 0 | 0 | 0 | 0 | 0 | 0 | 0 | 0 | 0
F3_Commercial_Miscellaneous_Existing_Food Preparation_Natural Gas_Range_E8 | F3 | Commercial | Miscellaneous | Existing | Food Preparation | Natural Gas | Range | E8 | PACT BC Ratio | 0 | 0 | 0 | 0 | 0 | 0 | 0 | 0 | 0 | 0 | 0 | 0 | 0 | 0 | 0 | 0 | 0 | 0 | 0 | 0 | 0 | 0 | 0 | 0 | 0 | 0 | 0 | 0 | 0 | 0 | 0
F3_Commercial_Miscellaneous_Existing_Food Preparation_Natural Gas_Range_E9 | F3 | Commercial | Miscellaneous | Existing | Food Preparation | Natural Gas | Range | E9 | PACT BC Ratio | 0 | 0 | 0 | 0 | 0 | 0 | 0 | 0 | 0 | 0 | 0 | 0 | 0 | 0 | 0 | 0 | 0 | 0 | 0 | 0 | 0 | 0 | 0 | 0 | 0 | 0 | 0 | 0 | 0 | 0 | 0
F3_Commercial_Miscellaneous_Existing_Food Preparation_Natural Gas_Range_E10 | F3 | Commercial | Miscellaneous | Existing | Food Preparation | Natural Gas | Range | E10 | PACT BC Ratio | 0 | 0 | 0 | 0 | 0 | 0 | 0 | 0 | 0 | 0 | 0 | 0 | 0 | 0 | 0 | 0 | 0 | 0 | 0 | 0 | 0 | 0 | 0 | 0 | 0 | 0 | 0 | 0 | 0 | 0 | 0
F4_Commercial_Miscellaneous_Existing_Food Preparation_Natural Gas_Range_E1 | F4 | Commercial | Miscellaneous | Existing | Food Preparation | Natural Gas | Range | E1 | PCT BC Ratio | 0.9 | 0.9 | 0.9 | 0.9 | 0.9 | 0.9 | 0.9 | 0.9 | 0.9 | 0.9 | 0.9 | 0.9 | 0.9 | 0.9 | 0.9 | 0.9 | 0.9 | 0.9 | 0.9 | 0.9 | 0.9 | 0.9 | 0.9 | 0.9 | 0.9 | 0.9 | 0.9 | 0.9 | 0.9 | 0.9 | 0.9
F4_Commercial_Miscellaneous_Existing_Food Preparation_Natural Gas_Range_E2 | F4 | Commercial | Miscellaneous | Existing | Food Preparation | Natural Gas | Range | E2 | PCT BC Ratio | 2661.6339 | 2714.3714 | 2752.0895 | 2792.9794 | 2851.7097 | 2671.8307 | 2531.2492 | 2457.3217 | 2430.7657 | 2390.0152 | 2362.5134 | 2487.6415 | 2226.4381 | 2379.6796 | 2576.3539 | 2767.528 | 2774.663 | 2787.9063 | 2734.6519 | 2772.6439 | 2799.2289 | 2835.117 | 2880.2223 | 1357.254 | 1330.197 | 1304.8747 | 1281.0353 | 1258.4265 | 1236.8363 | 1216.0765 | 1196.0188
F4_Commercial_Miscellaneous_Existing_Food Preparation_Natural Gas_Range_E3 | F4 | Commercial | Miscellaneous | Existing | Food Preparation | Natural Gas | Range | E3 | PCT BC Ratio | 0 | 0 | 0 | 0 | 0 | 0 | 0 | 0 | 0 | 0 | 0 | 0 | 0 | 0 | 0 | 0 | 0 | 0 | 0 | 0 | 0 | 0 | 0 | 0 | 0 | 0 | 0 | 0 | 0 | 0 | 0
F4_Commercial_Miscellaneous_Existing_Food Preparation_Natural Gas_Range_E4 | F4 | Commercial | Miscellaneous | Existing | Food Preparation | Natural Gas | Range | E4 | PCT BC Ratio | 0 | 0 | 0 | 0 | 0 | 0 | 0 | 0 | 0 | 0 | 0 | 0 | 0 | 0 | 0 | 0 | 0 | 0 | 0 | 0 | 0 | 0 | 0 | 0 | 0 | 0 | 0 | 0 | 0 | 0 | 0
F4_Commercial_Miscellaneous_Existing_Food Preparation_Natural Gas_Range_E5 | F4 | Commercial | Miscellaneous | Existing | Food Preparation | Natural Gas | Range | E5 | PCT BC Ratio | 0 | 0 | 0 | 0 | 0 | 0 | 0 | 0 | 0 | 0 | 0 | 0 | 0 | 0 | 0 | 0 | 0 | 0 | 0 | 0 | 0 | 0 | 0 | 0 | 0 | 0 | 0 | 0 | 0 | 0 | 0
F4_Commercial_Miscellaneous_Existing_Food Preparation_Natural Gas_Range_E6 | F4 | Commercial | Miscellaneous | Existing | Food Preparation | Natural Gas | Range | E6 | PCT BC Ratio | 0 | 0 | 0 | 0 | 0 | 0 | 0 | 0 | 0 | 0 | 0 | 0 | 0 | 0 | 0 | 0 | 0 | 0 | 0 | 0 | 0 | 0 | 0 | 0 | 0 | 0 | 0 | 0 | 0 | 0 | 0
F4_Commercial_Miscellaneous_Existing_Food Preparation_Natural Gas_Range_E7 | F4 | Commercial | Miscellaneous | Existing | Food Preparation | Natural Gas | Range | E7 | PCT BC Ratio | 0 | 0 | 0 | 0 | 0 | 0 | 0 | 0 | 0 | 0 | 0 | 0 | 0 | 0 | 0 | 0 | 0 | 0 | 0 | 0 | 0 | 0 | 0 | 0 | 0 | 0 | 0 | 0 | 0 | 0 | 0
F4_Commercial_Miscellaneous_Existing_Food Preparation_Natural Gas_Range_E8 | F4 | Commercial | Miscellaneous | Existing | Food Preparation | Natural Gas | Range | E8 | PCT BC Ratio | 0 | 0 | 0 | 0 | 0 | 0 | 0 | 0 | 0 | 0 | 0 | 0 | 0 | 0 | 0 | 0 | 0 | 0 | 0 | 0 | 0 | 0 | 0 | 0 | 0 | 0 | 0 | 0 | 0 | 0 | 0
F4_Commercial_Miscellaneous_Existing_Food Preparation_Natural Gas_Range_E9 | F4 | Commercial | Miscellaneous | Existing | Food Preparation | Natural Gas | Range | E9 | PCT BC Ratio | 0 | 0 | 0 | 0 | 0 | 0 | 0 | 0 | 0 | 0 | 0 | 0 | 0 | 0 | 0 | 0 | 0 | 0 | 0 | 0 | 0 | 0 | 0 | 0 | 0 | 0 | 0 | 0 | 0 | 0 | 0
F4_Commercial_Miscellaneous_Existing_Food Preparation_Natural Gas_Range_E10 | F4 | Commercial | Miscellaneous | Existing | Food Preparation | Natural Gas | Range | E10 | PCT BC Ratio | 0 | 0 | 0 | 0 | 0 | 0 | 0 | 0 | 0 | 0 | 0 | 0 | 0 | 0 | 0 | 0 | 0 | 0 | 0 | 0 | 0 | 0 | 0 | 0 | 0 | 0 | 0 | 0 | 0 | 0 | 0
F5_Commercial_Miscellaneous_Existing_Food Preparation_Natural Gas_Range_E1 | F5 | Commercial | Miscellaneous | Existing | Food Preparation | Natural Gas | Range | E1 | RIM BC Ratio | 0.9 | 0.9 | 0.9 | 0.9 | 0.9 | 0.9 | 0.9 | 0.9 | 0.9 | 0.9 | 0.9 | 0.9 | 0.9 | 0.9 | 0.9 | 0.9 | 0.9 | 0.9 | 0.9 | 0.9 | 0.9 | 0.9 | 0.9 | 0.9 | 0.9 | 0.9 | 0.9 | 0.9 | 0.9 | 0.9 | 0.9
F5_Commercial_Miscellaneous_Existing_Food Preparation_Natural Gas_Range_E2 | F5 | Commercial | Miscellaneous | Existing | Food Preparation | Natural Gas | Range | E2 | RIM BC Ratio | 0.83402 | 0.83403 | 0.83404 | 0.83405 | 0.83406 | 0.83402 | 0.83399 | 0.83397 | 0.83396 | 0.83395 | 0.83394 | 0.83397 | 0.83389 | 0.83394 | 0.834 | 0.83405 | 0.83405 | 0.83405 | 0.83404 | 0.83405 | 0.83405 | 0.83406 | 0.83407 | 0.83339 | 0.83336 | 0.83334 | 0.83331 | 0.83329 | 0.83326 | 0.83324 | 0.83321
F5_Commercial_Miscellaneous_Existing_Food Preparation_Natural Gas_Range_E3 | F5 | Commercial | Miscellaneous | Existing | Food Preparation | Natural Gas | Range | E3 | RIM BC Ratio | 0 | 0 | 0 | 0 | 0 | 0 | 0 | 0 | 0 | 0 | 0 | 0 | 0 | 0 | 0 | 0 | 0 | 0 | 0 | 0 | 0 | 0 | 0 | 0 | 0 | 0 | 0 | 0 | 0 | 0 | 0
F5_Commercial_Miscellaneous_Existing_Food Preparation_Natural Gas_Range_E4 | F5 | Commercial | Miscellaneous | Existing | Food Preparation | Natural Gas | Range | E4 | RIM BC Ratio | 0 | 0 | 0 | 0 | 0 | 0 | 0 | 0 | 0 | 0 | 0 | 0 | 0 | 0 | 0 | 0 | 0 | 0 | 0 | 0 | 0 | 0 | 0 | 0 | 0 | 0 | 0 | 0 | 0 | 0 | 0
F5_Commercial_Miscellaneous_Existing_Food Preparation_Natural Gas_Range_E5 | F5 | Commercial | Miscellaneous | Existing | Food Preparation | Natural Gas | Range | E5 | RIM BC Ratio | 0 | 0 | 0 | 0 | 0 | 0 | 0 | 0 | 0 | 0 | 0 | 0 | 0 | 0 | 0 | 0 | 0 | 0 | 0 | 0 | 0 | 0 | 0 | 0 | 0 | 0 | 0 | 0 | 0 | 0 | 0
F5_Commercial_Miscellaneous_Existing_Food Preparation_Natural Gas_Range_E6 | F5 | Commercial | Miscellaneous | Existing | Food Preparation | Natural Gas | Range | E6 | RIM BC Ratio | 0 | 0 | 0 | 0 | 0 | 0 | 0 | 0 | 0 | 0 | 0 | 0 | 0 | 0 | 0 | 0 | 0 | 0 | 0 | 0 | 0 | 0 | 0 | 0 | 0 | 0 | 0 | 0 | 0 | 0 | 0
F5_Commercial_Miscellaneous_Existing_Food Preparation_Natural Gas_Range_E7 | F5 | Commercial | Miscellaneous | Existing | Food Preparation | Natural Gas | Range | E7 | RIM BC Ratio | 0 | 0 | 0 | 0 | 0 | 0 | 0 | 0 | 0 | 0 | 0 | 0 | 0 | 0 | 0 | 0 | 0 | 0 | 0 | 0 | 0 | 0 | 0 | 0 | 0 | 0 | 0 | 0 | 0 | 0 | 0
F5_Commercial_Miscellaneous_Existing_Food Preparation_Natural Gas_Range_E8 | F5 | Commercial | Miscellaneous | Existing | Food Preparation | Natural Gas | Range | E8 | RIM BC Ratio | 0 | 0 | 0 | 0 | 0 | 0 | 0 | 0 | 0 | 0 | 0 | 0 | 0 | 0 | 0 | 0 | 0 | 0 | 0 | 0 | 0 | 0 | 0 | 0 | 0 | 0 | 0 | 0 | 0 | 0 | 0
F5_Commercial_Miscellaneous_Existing_Food Preparation_Natural Gas_Range_E9 | F5 | Commercial | Miscellaneous | Existing | Food Preparation | Natural Gas | Range | E9 | RIM BC Ratio | 0 | 0 | 0 | 0 | 0 | 0 | 0 | 0 | 0 | 0 | 0 | 0 | 0 | 0 | 0 | 0 | 0 | 0 | 0 | 0 | 0 | 0 | 0 | 0 | 0 | 0 | 0 | 0 | 0 | 0 | 0
F5_Commercial_Miscellaneous_Existing_Food Preparation_Natural Gas_Range_E10 | F5 | Commercial | Miscellaneous | Existing | Food Preparation | Natural Gas | Range | E10 | RIM BC Ratio | 0 | 0 | 0 | 0 | 0 | 0 | 0 | 0 | 0 | 0 | 0 | 0 | 0 | 0 | 0 | 0 | 0 | 0 | 0 | 0 | 0 | 0 | 0 | 0 | 0 | 0 | 0 | 0 | 0 | 0 | 0
F0_Commercial_Miscellaneous_Existing_Food Preparation_Natural Gas_Steamer_E0 | F0 | Commercial | Miscellaneous | Existing | Food Preparation | Natural Gas | Steamer | E0 | Economic Unit | ENERGY STAR | ENERGY STAR | ENERGY STAR | ENERGY STAR | ENERGY STAR | ENERGY STAR | ENERGY STAR | ENERGY STAR | ENERGY STAR | ENERGY STAR | ENERGY STAR | ENERGY STAR | ENERGY STAR | ENERGY STAR | ENERGY STAR | ENERGY STAR | ENERGY STAR | ENERGY STAR | ENERGY STAR | ENERGY STAR | ENERGY STAR | ENERGY STAR | ENERGY STAR | ENERGY STAR | ENERGY STAR | ENERGY STAR | ENERGY STAR | ENERGY STAR | ENERGY STAR | ENERGY STAR | ENERGY STAR
F1_Commercial_Miscellaneous_Existing_Food Preparation_Natural Gas_Steamer_E1 | F1 | Commercial | Miscellaneous | Existing | Food Preparation | Natural Gas | Steamer | E1 | CCE | 0 | 0 | 0 | 0 | 0 | 0 | 0 | 0 | 0 | 0 | 0 | 0 | 0 | 0 | 0 | 0 | 0 | 0 | 0 | 0 | 0 | 0 | 0 | 0 | 0 | 0 | 0 | 0 | 0 | 0 | 0
F1_Commercial_Miscellaneous_Existing_Food Preparation_Natural Gas_Steamer_E2 | F1 | Commercial | Miscellaneous | Existing | Food Preparation | Natural Gas | Steamer | E2 | CCE | 0.0020223 | 0.0019441 | 0.0019534 | 0 | 0 | 0 | 0 | 0 | 0 | 0 | 0 | 0 | 0 | 0 | 0 | 0 | 0 | 0 | 0 | 0 | 0 | 0 | 0 | 0 | 0 | 0 | 0 | 0 | 0 | 0 | 0
F1_Commercial_Miscellaneous_Existing_Food Preparation_Natural Gas_Steamer_E3 | F1 | Commercial | Miscellaneous | Existing | Food Preparation | Natural Gas | Steamer | E3 | CCE | 0 | 0 | 0 | 0 | 0 | 0 | 0 | 0 | 0 | 0 | 0 | 0 | 0 | 0 | 0 | 0 | 0 | 0 | 0 | 0 | 0 | 0 | 0 | 0 | 0 | 0 | 0 | 0 | 0 | 0 | 0
F1_Commercial_Miscellaneous_Existing_Food Preparation_Natural Gas_Steamer_E4 | F1 | Commercial | Miscellaneous | Existing | Food Preparation | Natural Gas | Steamer | E4 | CCE | 0 | 0 | 0 | 0 | 0 | 0 | 0 | 0 | 0 | 0 | 0 | 0 | 0 | 0 | 0 | 0 | 0 | 0 | 0 | 0 | 0 | 0 | 0 | 0 | 0 | 0 | 0 | 0 | 0 | 0 | 0
F1_Commercial_Miscellaneous_Existing_Food Preparation_Natural Gas_Steamer_E5 | F1 | Commercial | Miscellaneous | Existing | Food Preparation | Natural Gas | Steamer | E5 | CCE | 0 | 0 | 0 | 0 | 0 | 0 | 0 | 0 | 0 | 0 | 0 | 0 | 0 | 0 | 0 | 0 | 0 | 0 | 0 | 0 | 0 | 0 | 0 | 0 | 0 | 0 | 0 | 0 | 0 | 0 | 0
F1_Commercial_Miscellaneous_Existing_Food Preparation_Natural Gas_Steamer_E6 | F1 | Commercial | Miscellaneous | Existing | Food Preparation | Natural Gas | Steamer | E6 | CCE | 0 | 0 | 0 | 0 | 0 | 0 | 0 | 0 | 0 | 0 | 0 | 0 | 0 | 0 | 0 | 0 | 0 | 0 | 0 | 0 | 0 | 0 | 0 | 0 | 0 | 0 | 0 | 0 | 0 | 0 | 0
F1_Commercial_Miscellaneous_Existing_Food Preparation_Natural Gas_Steamer_E7 | F1 | Commercial | Miscellaneous | Existing | Food Preparation | Natural Gas | Steamer | E7 | CCE | 0 | 0 | 0 | 0 | 0 | 0 | 0 | 0 | 0 | 0 | 0 | 0 | 0 | 0 | 0 | 0 | 0 | 0 | 0 | 0 | 0 | 0 | 0 | 0 | 0 | 0 | 0 | 0 | 0 | 0 | 0
F1_Commercial_Miscellaneous_Existing_Food Preparation_Natural Gas_Steamer_E8 | F1 | Commercial | Miscellaneous | Existing | Food Preparation | Natural Gas | Steamer | E8 | CCE | 0 | 0 | 0 | 0 | 0 | 0 | 0 | 0 | 0 | 0 | 0 | 0 | 0 | 0 | 0 | 0 | 0 | 0 | 0 | 0 | 0 | 0 | 0 | 0 | 0 | 0 | 0 | 0 | 0 | 0 | 0
F1_Commercial_Miscellaneous_Existing_Food Preparation_Natural Gas_Steamer_E9 | F1 | Commercial | Miscellaneous | Existing | Food Preparation | Natural Gas | Steamer | E9 | CCE | 0 | 0 | 0 | 0 | 0 | 0 | 0 | 0 | 0 | 0 | 0 | 0 | 0 | 0 | 0 | 0 | 0 | 0 | 0 | 0 | 0 | 0 | 0 | 0 | 0 | 0 | 0 | 0 | 0 | 0 | 0
F1_Commercial_Miscellaneous_Existing_Food Preparation_Natural Gas_Steamer_E10 | F1 | Commercial | Miscellaneous | Existing | Food Preparation | Natural Gas | Steamer | E10 | CCE | 0 | 0 | 0 | 0 | 0 | 0 | 0 | 0 | 0 | 0 | 0 | 0 | 0 | 0 | 0 | 0 | 0 | 0 | 0 | 0 | 0 | 0 | 0 | 0 | 0 | 0 | 0 | 0 | 0 | 0 | 0
F2_Commercial_Miscellaneous_Existing_Food Preparation_Natural Gas_Steamer_E1 | F2 | Commercial | Miscellaneous | Existing | Food Preparation | Natural Gas | Steamer | E1 | TRC BC Ratio | 0.9 | 0.9 | 0.9 | 0 | 0 | 0 | 0 | 0 | 0 | 0 | 0 | 0 | 0 | 0 | 0 | 0 | 0 | 0 | 0 | 0 | 0 | 0 | 0 | 0 | 0 | 0 | 0 | 0 | 0 | 0 | 0
F2_Commercial_Miscellaneous_Existing_Food Preparation_Natural Gas_Steamer_E2 | F2 | Commercial | Miscellaneous | Existing | Food Preparation | Natural Gas | Steamer | E2 | TRC BC Ratio | 5.0195 | 5.062 | 5.0865 | 0.9 | 0.9 | 0.9 | 0.9 | 0.9 | 0.9 | 0.9 | 0.9 | 0.9 | 0.9 | 0.9 | 0.9 | 0.9 | 0.9 | 0.9 | 0.9 | 0.9 | 0.9 | 0.9 | 0.9 | 0.9 | 0.9 | 0.9 | 0.9 | 0.9 | 0.9 | 0.9 | 0.9
F2_Commercial_Miscellaneous_Existing_Food Preparation_Natural Gas_Steamer_E3 | F2 | Commercial | Miscellaneous | Existing | Food Preparation | Natural Gas | Steamer | E3 | TRC BC Ratio | 0 | 0 | 0 | 0 | 0 | 0 | 0 | 0 | 0 | 0 | 0 | 0 | 0 | 0 | 0 | 0 | 0 | 0 | 0 | 0 | 0 | 0 | 0 | 0 | 0 | 0 | 0 | 0 | 0 | 0 | 0
F2_Commercial_Miscellaneous_Existing_Food Preparation_Natural Gas_Steamer_E4 | F2 | Commercial | Miscellaneous | Existing | Food Preparation | Natural Gas | Steamer | E4 | TRC BC Ratio | 0 | 0 | 0 | 0 | 0 | 0 | 0 | 0 | 0 | 0 | 0 | 0 | 0 | 0 | 0 | 0 | 0 | 0 | 0 | 0 | 0 | 0 | 0 | 0 | 0 | 0 | 0 | 0 | 0 | 0 | 0
F2_Commercial_Miscellaneous_Existing_Food Preparation_Natural Gas_Steamer_E5 | F2 | Commercial | Miscellaneous | Existing | Food Preparation | Natural Gas | Steamer | E5 | TRC BC Ratio | 0 | 0 | 0 | 0 | 0 | 0 | 0 | 0 | 0 | 0 | 0 | 0 | 0 | 0 | 0 | 0 | 0 | 0 | 0 | 0 | 0 | 0 | 0 | 0 | 0 | 0 | 0 | 0 | 0 | 0 | 0
F2_Commercial_Miscellaneous_Existing_Food Preparation_Natural Gas_Steamer_E6 | F2 | Commercial | Miscellaneous | Existing | Food Preparation | Natural Gas | Steamer | E6 | TRC BC Ratio | 0 | 0 | 0 | 0 | 0 | 0 | 0 | 0 | 0 | 0 | 0 | 0 | 0 | 0 | 0 | 0 | 0 | 0 | 0 | 0 | 0 | 0 | 0 | 0 | 0 | 0 | 0 | 0 | 0 | 0 | 0
F2_Commercial_Miscellaneous_Existing_Food Preparation_Natural Gas_Steamer_E7 | F2 | Commercial | Miscellaneous | Existing | Food Preparation | Natural Gas | Steamer | E7 | TRC BC Ratio | 0 | 0 | 0 | 0 | 0 | 0 | 0 | 0 | 0 | 0 | 0 | 0 | 0 | 0 | 0 | 0 | 0 | 0 | 0 | 0 | 0 | 0 | 0 | 0 | 0 | 0 | 0 | 0 | 0 | 0 | 0
F2_Commercial_Miscellaneous_Existing_Food Preparation_Natural Gas_Steamer_E8 | F2 | Commercial | Miscellaneous | Existing | Food Preparation | Natural Gas | Steamer | E8 | TRC BC Ratio | 0 | 0 | 0 | 0 | 0 | 0 | 0 | 0 | 0 | 0 | 0 | 0 | 0 | 0 | 0 | 0 | 0 | 0 | 0 | 0 | 0 | 0 | 0 | 0 | 0 | 0 | 0 | 0 | 0 | 0 | 0
F2_Commercial_Miscellaneous_Existing_Food Preparation_Natural Gas_Steamer_E9 | F2 | Commercial | Miscellaneous | Existing | Food Preparation | Natural Gas | Steamer | E9 | TRC BC Ratio | 0 | 0 | 0 | 0 | 0 | 0 | 0 | 0 | 0 | 0 | 0 | 0 | 0 | 0 | 0 | 0 | 0 | 0 | 0 | 0 | 0 | 0 | 0 | 0 | 0 | 0 | 0 | 0 | 0 | 0 | 0
F2_Commercial_Miscellaneous_Existing_Food Preparation_Natural Gas_Steamer_E10 | F2 | Commercial | Miscellaneous | Existing | Food Preparation | Natural Gas | Steamer | E10 | TRC BC Ratio | 0 | 0 | 0 | 0 | 0 | 0 | 0 | 0 | 0 | 0 | 0 | 0 | 0 | 0 | 0 | 0 | 0 | 0 | 0 | 0 | 0 | 0 | 0 | 0 | 0 | 0 | 0 | 0 | 0 | 0 | 0
F3_Commercial_Miscellaneous_Existing_Food Preparation_Natural Gas_Steamer_E1 | F3 | Commercial | Miscellaneous | Existing | Food Preparation | Natural Gas | Steamer | E1 | PACT BC Ratio | 0.9 | 0.9 | 0.9 | 0 | 0 | 0 | 0 | 0 | 0 | 0 | 0 | 0 | 0 | 0 | 0 | 0 | 0 | 0 | 0 | 0 | 0 | 0 | 0 | 0 | 0 | 0 | 0 | 0 | 0 | 0 | 0
F3_Commercial_Miscellaneous_Existing_Food Preparation_Natural Gas_Steamer_E2 | F3 | Commercial | Miscellaneous | Existing | Food Preparation | Natural Gas | Steamer | E2 | PACT BC Ratio | 5.4356 | 5.4817 | 5.5082 | 0.9 | 0.9 | 0.9 | 0.9 | 0.9 | 0.9 | 0.9 | 0.9 | 0.9 | 0.9 | 0.9 | 0.9 | 0.9 | 0.9 | 0.9 | 0.9 | 0.9 | 0.9 | 0.9 | 0.9 | 0.9 | 0.9 | 0.9 | 0.9 | 0.9 | 0.9 | 0.9 | 0.9
F3_Commercial_Miscellaneous_Existing_Food Preparation_Natural Gas_Steamer_E3 | F3 | Commercial | Miscellaneous | Existing | Food Preparation | Natural Gas | Steamer | E3 | PACT BC Ratio | 0 | 0 | 0 | 0 | 0 | 0 | 0 | 0 | 0 | 0 | 0 | 0 | 0 | 0 | 0 | 0 | 0 | 0 | 0 | 0 | 0 | 0 | 0 | 0 | 0 | 0 | 0 | 0 | 0 | 0 | 0
F3_Commercial_Miscellaneous_Existing_Food Preparation_Natural Gas_Steamer_E4 | F3 | Commercial | Miscellaneous | Existing | Food Preparation | Natural Gas | Steamer | E4 | PACT BC Ratio | 0 | 0 | 0 | 0 | 0 | 0 | 0 | 0 | 0 | 0 | 0 | 0 | 0 | 0 | 0 | 0 | 0 | 0 | 0 | 0 | 0 | 0 | 0 | 0 | 0 | 0 | 0 | 0 | 0 | 0 | 0
F3_Commercial_Miscellaneous_Existing_Food Preparation_Natural Gas_Steamer_E5 | F3 | Commercial | Miscellaneous | Existing | Food Preparation | Natural Gas | Steamer | E5 | PACT BC Ratio | 0 | 0 | 0 | 0 | 0 | 0 | 0 | 0 | 0 | 0 | 0 | 0 | 0 | 0 | 0 | 0 | 0 | 0 | 0 | 0 | 0 | 0 | 0 | 0 | 0 | 0 | 0 | 0 | 0 | 0 | 0
F3_Commercial_Miscellaneous_Existing_Food Preparation_Natural Gas_Steamer_E6 | F3 | Commercial | Miscellaneous | Existing | Food Preparation | Natural Gas | Steamer | E6 | PACT BC Ratio | 0 | 0 | 0 | 0 | 0 | 0 | 0 | 0 | 0 | 0 | 0 | 0 | 0 | 0 | 0 | 0 | 0 | 0 | 0 | 0 | 0 | 0 | 0 | 0 | 0 | 0 | 0 | 0 | 0 | 0 | 0
F3_Commercial_Miscellaneous_Existing_Food Preparation_Natural Gas_Steamer_E7 | F3 | Commercial | Miscellaneous | Existing | Food Preparation | Natural Gas | Steamer | E7 | PACT BC Ratio | 0 | 0 | 0 | 0 | 0 | 0 | 0 | 0 | 0 | 0 | 0 | 0 | 0 | 0 | 0 | 0 | 0 | 0 | 0 | 0 | 0 | 0 | 0 | 0 | 0 | 0 | 0 | 0 | 0 | 0 | 0
F3_Commercial_Miscellaneous_Existing_Food Preparation_Natural Gas_Steamer_E8 | F3 | Commercial | Miscellaneous | Existing | Food Preparation | Natural Gas | Steamer | E8 | PACT BC Ratio | 0 | 0 | 0 | 0 | 0 | 0 | 0 | 0 | 0 | 0 | 0 | 0 | 0 | 0 | 0 | 0 | 0 | 0 | 0 | 0 | 0 | 0 | 0 | 0 | 0 | 0 | 0 | 0 | 0 | 0 | 0
F3_Commercial_Miscellaneous_Existing_Food Preparation_Natural Gas_Steamer_E9 | F3 | Commercial | Miscellaneous | Existing | Food Preparation | Natural Gas | Steamer | E9 | PACT BC Ratio | 0 | 0 | 0 | 0 | 0 | 0 | 0 | 0 | 0 | 0 | 0 | 0 | 0 | 0 | 0 | 0 | 0 | 0 | 0 | 0 | 0 | 0 | 0 | 0 | 0 | 0 | 0 | 0 | 0 | 0 | 0
F3_Commercial_Miscellaneous_Existing_Food Preparation_Natural Gas_Steamer_E10 | F3 | Commercial | Miscellaneous | Existing | Food Preparation | Natural Gas | Steamer | E10 | PACT BC Ratio | 0 | 0 | 0 | 0 | 0 | 0 | 0 | 0 | 0 | 0 | 0 | 0 | 0 | 0 | 0 | 0 | 0 | 0 | 0 | 0 | 0 | 0 | 0 | 0 | 0 | 0 | 0 | 0 | 0 | 0 | 0
F4_Commercial_Miscellaneous_Existing_Food Preparation_Natural Gas_Steamer_E1 | F4 | Commercial | Miscellaneous | Existing | Food Preparation | Natural Gas | Steamer | E1 | PCT BC Ratio | 0.9 | 0.9 | 0.9 | 0 | 0 | 0 | 0 | 0 | 0 | 0 | 0 | 0 | 0 | 0 | 0 | 0 | 0 | 0 | 0 | 0 | 0 | 0 | 0 | 0 | 0 | 0 | 0 | 0 | 0 | 0 | 0
F4_Commercial_Miscellaneous_Existing_Food Preparation_Natural Gas_Steamer_E2 | F4 | Commercial | Miscellaneous | Existing | Food Preparation | Natural Gas | Steamer | E2 | PCT BC Ratio | 12.4994 | 12.5981 | 12.6548 | 0.9 | 0.9 | 0.9 | 0.9 | 0.9 | 0.9 | 0.9 | 0.9 | 0.9 | 0.9 | 0.9 | 0.9 | 0.9 | 0.9 | 0.9 | 0.9 | 0.9 | 0.9 | 0.9 | 0.9 | 0.9 | 0.9 | 0.9 | 0.9 | 0.9 | 0.9 | 0.9 | 0.9
F4_Commercial_Miscellaneous_Existing_Food Preparation_Natural Gas_Steamer_E3 | F4 | Commercial | Miscellaneous | Existing | Food Preparation | Natural Gas | Steamer | E3 | PCT BC Ratio | 0 | 0 | 0 | 0 | 0 | 0 | 0 | 0 | 0 | 0 | 0 | 0 | 0 | 0 | 0 | 0 | 0 | 0 | 0 | 0 | 0 | 0 | 0 | 0 | 0 | 0 | 0 | 0 | 0 | 0 | 0
F4_Commercial_Miscellaneous_Existing_Food Preparation_Natural Gas_Steamer_E4 | F4 | Commercial | Miscellaneous | Existing | Food Preparation | Natural Gas | Steamer | E4 | PCT BC Ratio | 0 | 0 | 0 | 0 | 0 | 0 | 0 | 0 | 0 | 0 | 0 | 0 | 0 | 0 | 0 | 0 | 0 | 0 | 0 | 0 | 0 | 0 | 0 | 0 | 0 | 0 | 0 | 0 | 0 | 0 | 0
F4_Commercial_Miscellaneous_Existing_Food Preparation_Natural Gas_Steamer_E5 | F4 | Commercial | Miscellaneous | Existing | Food Preparation | Natural Gas | Steamer | E5 | PCT BC Ratio | 0 | 0 | 0 | 0 | 0 | 0 | 0 | 0 | 0 | 0 | 0 | 0 | 0 | 0 | 0 | 0 | 0 | 0 | 0 | 0 | 0 | 0 | 0 | 0 | 0 | 0 | 0 | 0 | 0 | 0 | 0
F4_Commercial_Miscellaneous_Existing_Food Preparation_Natural Gas_Steamer_E6 | F4 | Commercial | Miscellaneous | Existing | Food Preparation | Natural Gas | Steamer | E6 | PCT BC Ratio | 0 | 0 | 0 | 0 | 0 | 0 | 0 | 0 | 0 | 0 | 0 | 0 | 0 | 0 | 0 | 0 | 0 | 0 | 0 | 0 | 0 | 0 | 0 | 0 | 0 | 0 | 0 | 0 | 0 | 0 | 0
F4_Commercial_Miscellaneous_Existing_Food Preparation_Natural Gas_Steamer_E7 | F4 | Commercial | Miscellaneous | Existing | Food Preparation | Natural Gas | Steamer | E7 | PCT BC Ratio | 0 | 0 | 0 | 0 | 0 | 0 | 0 | 0 | 0 | 0 | 0 | 0 | 0 | 0 | 0 | 0 | 0 | 0 | 0 | 0 | 0 | 0 | 0 | 0 | 0 | 0 | 0 | 0 | 0 | 0 | 0
F4_Commercial_Miscellaneous_Existing_Food Preparation_Natural Gas_Steamer_E8 | F4 | Commercial | Miscellaneous | Existing | Food Preparation | Natural Gas | Steamer | E8 | PCT BC Ratio | 0 | 0 | 0 | 0 | 0 | 0 | 0 | 0 | 0 | 0 | 0 | 0 | 0 | 0 | 0 | 0 | 0 | 0 | 0 | 0 | 0 | 0 | 0 | 0 | 0 | 0 | 0 | 0 | 0 | 0 | 0
F4_Commercial_Miscellaneous_Existing_Food Preparation_Natural Gas_Steamer_E9 | F4 | Commercial | Miscellaneous | Existing | Food Preparation | Natural Gas | Steamer | E9 | PCT BC Ratio | 0 | 0 | 0 | 0 | 0 | 0 | 0 | 0 | 0 | 0 | 0 | 0 | 0 | 0 | 0 | 0 | 0 | 0 | 0 | 0 | 0 | 0 | 0 | 0 | 0 | 0 | 0 | 0 | 0 | 0 | 0
F4_Commercial_Miscellaneous_Existing_Food Preparation_Natural Gas_Steamer_E10 | F4 | Commercial | Miscellaneous | Existing | Food Preparation | Natural Gas | Steamer | E10 | PCT BC Ratio | 0 | 0 | 0 | 0 | 0 | 0 | 0 | 0 | 0 | 0 | 0 | 0 | 0 | 0 | 0 | 0 | 0 | 0 | 0 | 0 | 0 | 0 | 0 | 0 | 0 | 0 | 0 | 0 | 0 | 0 | 0
F5_Commercial_Miscellaneous_Existing_Food Preparation_Natural Gas_Steamer_E1 | F5 | Commercial | Miscellaneous | Existing | Food Preparation | Natural Gas | Steamer | E1 | RIM BC Ratio | 0.9 | 0.9 | 0.9 | 0 | 0 | 0 | 0 | 0 | 0 | 0 | 0 | 0 | 0 | 0 | 0 | 0 | 0 | 0 | 0 | 0 | 0 | 0 | 0 | 0 | 0 | 0 | 0 | 0 | 0 | 0 | 0
F5_Commercial_Miscellaneous_Existing_Food Preparation_Natural Gas_Steamer_E2 | F5 | Commercial | Miscellaneous | Existing | Food Preparation | Natural Gas | Steamer | E2 | RIM BC Ratio | 0.72357 | 0.72438 | 0.72484 | 0.9 | 0.9 | 0.9 | 0.9 | 0.9 | 0.9 | 0.9 | 0.9 | 0.9 | 0.9 | 0.9 | 0.9 | 0.9 | 0.9 | 0.9 | 0.9 | 0.9 | 0.9 | 0.9 | 0.9 | 0.9 | 0.9 | 0.9 | 0.9 | 0.9 | 0.9 | 0.9 | 0.9
F5_Commercial_Miscellaneous_Existing_Food Preparation_Natural Gas_Steamer_E3 | F5 | Commercial | Miscellaneous | Existing | Food Preparation | Natural Gas | Steamer | E3 | RIM BC Ratio | 0 | 0 | 0 | 0 | 0 | 0 | 0 | 0 | 0 | 0 | 0 | 0 | 0 | 0 | 0 | 0 | 0 | 0 | 0 | 0 | 0 | 0 | 0 | 0 | 0 | 0 | 0 | 0 | 0 | 0 | 0
F5_Commercial_Miscellaneous_Existing_Food Preparation_Natural Gas_Steamer_E4 | F5 | Commercial | Miscellaneous | Existing | Food Preparation | Natural Gas | Steamer | E4 | RIM BC Ratio | 0 | 0 | 0 | 0 | 0 | 0 | 0 | 0 | 0 | 0 | 0 | 0 | 0 | 0 | 0 | 0 | 0 | 0 | 0 | 0 | 0 | 0 | 0 | 0 | 0 | 0 | 0 | 0 | 0 | 0 | 0
F5_Commercial_Miscellaneous_Existing_Food Preparation_Natural Gas_Steamer_E5 | F5 | Commercial | Miscellaneous | Existing | Food Preparation | Natural Gas | Steamer | E5 | RIM BC Ratio | 0 | 0 | 0 | 0 | 0 | 0 | 0 | 0 | 0 | 0 | 0 | 0 | 0 | 0 | 0 | 0 | 0 | 0 | 0 | 0 | 0 | 0 | 0 | 0 | 0 | 0 | 0 | 0 | 0 | 0 | 0
F5_Commercial_Miscellaneous_Existing_Food Preparation_Natural Gas_Steamer_E6 | F5 | Commercial | Miscellaneous | Existing | Food Preparation | Natural Gas | Steamer | E6 | RIM BC Ratio | 0 | 0 | 0 | 0 | 0 | 0 | 0 | 0 | 0 | 0 | 0 | 0 | 0 | 0 | 0 | 0 | 0 | 0 | 0 | 0 | 0 | 0 | 0 | 0 | 0 | 0 | 0 | 0 | 0 | 0 | 0
F5_Commercial_Miscellaneous_Existing_Food Preparation_Natural Gas_Steamer_E7 | F5 | Commercial | Miscellaneous | Existing | Food Preparation | Natural Gas | Steamer | E7 | RIM BC Ratio | 0 | 0 | 0 | 0 | 0 | 0 | 0 | 0 | 0 | 0 | 0 | 0 | 0 | 0 | 0 | 0 | 0 | 0 | 0 | 0 | 0 | 0 | 0 | 0 | 0 | 0 | 0 | 0 | 0 | 0 | 0
F5_Commercial_Miscellaneous_Existing_Food Preparation_Natural Gas_Steamer_E8 | F5 | Commercial | Miscellaneous | Existing | Food Preparation | Natural Gas | Steamer | E8 | RIM BC Ratio | 0 | 0 | 0 | 0 | 0 | 0 | 0 | 0 | 0 | 0 | 0 | 0 | 0 | 0 | 0 | 0 | 0 | 0 | 0 | 0 | 0 | 0 | 0 | 0 | 0 | 0 | 0 | 0 | 0 | 0 | 0
F5_Commercial_Miscellaneous_Existing_Food Preparation_Natural Gas_Steamer_E9 | F5 | Commercial | Miscellaneous | Existing | Food Preparation | Natural Gas | Steamer | E9 | RIM BC Ratio | 0 | 0 | 0 | 0 | 0 | 0 | 0 | 0 | 0 | 0 | 0 | 0 | 0 | 0 | 0 | 0 | 0 | 0 | 0 | 0 | 0 | 0 | 0 | 0 | 0 | 0 | 0 | 0 | 0 | 0 | 0
F5_Commercial_Miscellaneous_Existing_Food Preparation_Natural Gas_Steamer_E10 | F5 | Commercial | Miscellaneous | Existing | Food Preparation | Natural Gas | Steamer | E10 | RIM BC Ratio | 0 | 0 | 0 | 0 | 0 | 0 | 0 | 0 | 0 | 0 | 0 | 0 | 0 | 0 | 0 | 0 | 0 | 0 | 0 | 0 | 0 | 0 | 0 | 0 | 0 | 0 | 0 | 0 | 0 | 0 | 0
F0_Commercial_Miscellaneous_Existing_Food Preparation_Natural Gas_Food Prep Other_E0 | F0 | Commercial | Miscellaneous | Existing | Food Preparation | Natural Gas | Food Prep Other | E0 | Economic Unit | ENERGY STAR | ENERGY STAR | ENERGY STAR | ENERGY STAR | ENERGY STAR | ENERGY STAR | ENERGY STAR | ENERGY STAR | ENERGY STAR | ENERGY STAR | ENERGY STAR | ENERGY STAR | ENERGY STAR | ENERGY STAR | ENERGY STAR | ENERGY STAR | ENERGY STAR | ENERGY STAR | ENERGY STAR | ENERGY STAR | ENERGY STAR | ENERGY STAR | ENERGY STAR | Standard | Standard | Standard | Standard | Standard | Standard | Standard | Standard
F1_Commercial_Miscellaneous_Existing_Food Preparation_Natural Gas_Food Prep Other_E1 | F1 | Commercial | Miscellaneous | Existing | Food Preparation | Natural Gas | Food Prep Other | E1 | CCE | 0 | 0 | 0 | 0 | 0 | 0 | 0 | 0 | 0 | 0 | 0 | 0 | 0 | 0 | 0 | 0 | 0 | 0 | 0 | 0 | 0 | 0 | 0 | 0 | 0 | 0 | 0 | 0 | 0 | 0 | 0
F1_Commercial_Miscellaneous_Existing_Food Preparation_Natural Gas_Food Prep Other_E2 | F1 | Commercial | Miscellaneous | Existing | Food Preparation | Natural Gas | Food Prep Other | E2 | CCE | 0.15845 | 0.15233 | 0.15306 | 0.15466 | 0.15466 | 0.15466 | 0.15466 | 0.15466 | 0.15466 | 0.15466 | 0.15466 | 0.15466 | 0.15466 | 0.15466 | 0.15466 | 0.15466 | 0.15466 | 0.15466 | 0.15466 | 0.15466 | 0.15466 | 0.15466 | 0.15466 | 0.15466 | 0.15466 | 0.15466 | 0.15466 | 0.15466 | 0.15466 | 0.15466 | 0.15466
F1_Commercial_Miscellaneous_Existing_Food Preparation_Natural Gas_Food Prep Other_E3 | F1 | Commercial | Miscellaneous | Existing | Food Preparation | Natural Gas | Food Prep Other | E3 | CCE | 0 | 0 | 0 | 0 | 0 | 0 | 0 | 0 | 0 | 0 | 0 | 0 | 0 | 0 | 0 | 0 | 0 | 0 | 0 | 0 | 0 | 0 | 0 | 0 | 0 | 0 | 0 | 0 | 0 | 0 | 0
F1_Commercial_Miscellaneous_Existing_Food Preparation_Natural Gas_Food Prep Other_E4 | F1 | Commercial | Miscellaneous | Existing | Food Preparation | Natural Gas | Food Prep Other | E4 | CCE | 0 | 0 | 0 | 0 | 0 | 0 | 0 | 0 | 0 | 0 | 0 | 0 | 0 | 0 | 0 | 0 | 0 | 0 | 0 | 0 | 0 | 0 | 0 | 0 | 0 | 0 | 0 | 0 | 0 | 0 | 0
F1_Commercial_Miscellaneous_Existing_Food Preparation_Natural Gas_Food Prep Other_E5 | F1 | Commercial | Miscellaneous | Existing | Food Preparation | Natural Gas | Food Prep Other | E5 | CCE | 0 | 0 | 0 | 0 | 0 | 0 | 0 | 0 | 0 | 0 | 0 | 0 | 0 | 0 | 0 | 0 | 0 | 0 | 0 | 0 | 0 | 0 | 0 | 0 | 0 | 0 | 0 | 0 | 0 | 0 | 0
F1_Commercial_Miscellaneous_Existing_Food Preparation_Natural Gas_Food Prep Other_E6 | F1 | Commercial | Miscellaneous | Existing | Food Preparation | Natural Gas | Food Prep Other | E6 | CCE | 0 | 0 | 0 | 0 | 0 | 0 | 0 | 0 | 0 | 0 | 0 | 0 | 0 | 0 | 0 | 0 | 0 | 0 | 0 | 0 | 0 | 0 | 0 | 0 | 0 | 0 | 0 | 0 | 0 | 0 | 0
F1_Commercial_Miscellaneous_Existing_Food Preparation_Natural Gas_Food Prep Other_E7 | F1 | Commercial | Miscellaneous | Existing | Food Preparation | Natural Gas | Food Prep Other | E7 | CCE | 0 | 0 | 0 | 0 | 0 | 0 | 0 | 0 | 0 | 0 | 0 | 0 | 0 | 0 | 0 | 0 | 0 | 0 | 0 | 0 | 0 | 0 | 0 | 0 | 0 | 0 | 0 | 0 | 0 | 0 | 0
F1_Commercial_Miscellaneous_Existing_Food Preparation_Natural Gas_Food Prep Other_E8 | F1 | Commercial | Miscellaneous | Existing | Food Preparation | Natural Gas | Food Prep Other | E8 | CCE | 0 | 0 | 0 | 0 | 0 | 0 | 0 | 0 | 0 | 0 | 0 | 0 | 0 | 0 | 0 | 0 | 0 | 0 | 0 | 0 | 0 | 0 | 0 | 0 | 0 | 0 | 0 | 0 | 0 | 0 | 0
F1_Commercial_Miscellaneous_Existing_Food Preparation_Natural Gas_Food Prep Other_E9 | F1 | Commercial | Miscellaneous | Existing | Food Preparation | Natural Gas | Food Prep Other | E9 | CCE | 0 | 0 | 0 | 0 | 0 | 0 | 0 | 0 | 0 | 0 | 0 | 0 | 0 | 0 | 0 | 0 | 0 | 0 | 0 | 0 | 0 | 0 | 0 | 0 | 0 | 0 | 0 | 0 | 0 | 0 | 0
F1_Commercial_Miscellaneous_Existing_Food Preparation_Natural Gas_Food Prep Other_E10 | F1 | Commercial | Miscellaneous | Existing | Food Preparation | Natural Gas | Food Prep Other | E10 | CCE | 0 | 0 | 0 | 0 | 0 | 0 | 0 | 0 | 0 | 0 | 0 | 0 | 0 | 0 | 0 | 0 | 0 | 0 | 0 | 0 | 0 | 0 | 0 | 0 | 0 | 0 | 0 | 0 | 0 | 0 | 0
F2_Commercial_Miscellaneous_Existing_Food Preparation_Natural Gas_Food Prep Other_E1 | F2 | Commercial | Miscellaneous | Existing | Food Preparation | Natural Gas | Food Prep Other | E1 | TRC BC Ratio | 0.9 | 0.9 | 0.9 | 0.9 | 0.9 | 0.9 | 0.9 | 0.9 | 0.9 | 0.9 | 0.9 | 0.9 | 0.9 | 0.9 | 0.9 | 0.9 | 0.9 | 0.9 | 0.9 | 0.9 | 0.9 | 0.9 | 0.9 | 0.9 | 0.9 | 0.9 | 0.9 | 0.9 | 0.9 | 0.9 | 0.9
F2_Commercial_Miscellaneous_Existing_Food Preparation_Natural Gas_Food Prep Other_E2 | F2 | Commercial | Miscellaneous | Existing | Food Preparation | Natural Gas | Food Prep Other | E2 | TRC BC Ratio | 0.064402 | 0.065679 | 0.066592 | 0.067581 | 0.069003 | 0.064649 | 0.061246 | 0.059457 | 0.058814 | 0.057827 | 0.057162 | 0.060191 | 0.053868 | 0.057577 | 0.062338 | 0.066965 | 0.067138 | 0.067459 | 0.06617 | 0.067089 | 0.067733 | 0.068601 | 0.069693 | 0.032829 | 0.032174 | 0.031561 | 0.030984 | 0.030437 | 0.029914 | 0.029412 | 0.028926
F2_Commercial_Miscellaneous_Existing_Food Preparation_Natural Gas_Food Prep Other_E3 | F2 | Commercial | Miscellaneous | Existing | Food Preparation | Natural Gas | Food Prep Other | E3 | TRC BC Ratio | 0 | 0 | 0 | 0 | 0 | 0 | 0 | 0 | 0 | 0 | 0 | 0 | 0 | 0 | 0 | 0 | 0 | 0 | 0 | 0 | 0 | 0 | 0 | 0 | 0 | 0 | 0 | 0 | 0 | 0 | 0
F2_Commercial_Miscellaneous_Existing_Food Preparation_Natural Gas_Food Prep Other_E4 | F2 | Commercial | Miscellaneous | Existing | Food Preparation | Natural Gas | Food Prep Other | E4 | TRC BC Ratio | 0 | 0 | 0 | 0 | 0 | 0 | 0 | 0 | 0 | 0 | 0 | 0 | 0 | 0 | 0 | 0 | 0 | 0 | 0 | 0 | 0 | 0 | 0 | 0 | 0 | 0 | 0 | 0 | 0 | 0 | 0
F2_Commercial_Miscellaneous_Existing_Food Preparation_Natural Gas_Food Prep Other_E5 | F2 | Commercial | Miscellaneous | Existing | Food Preparation | Natural Gas | Food Prep Other | E5 | TRC BC Ratio | 0 | 0 | 0 | 0 | 0 | 0 | 0 | 0 | 0 | 0 | 0 | 0 | 0 | 0 | 0 | 0 | 0 | 0 | 0 | 0 | 0 | 0 | 0 | 0 | 0 | 0 | 0 | 0 | 0 | 0 | 0
F2_Commercial_Miscellaneous_Existing_Food Preparation_Natural Gas_Food Prep Other_E6 | F2 | Commercial | Miscellaneous | Existing | Food Preparation | Natural Gas | Food Prep Other | E6 | TRC BC Ratio | 0 | 0 | 0 | 0 | 0 | 0 | 0 | 0 | 0 | 0 | 0 | 0 | 0 | 0 | 0 | 0 | 0 | 0 | 0 | 0 | 0 | 0 | 0 | 0 | 0 | 0 | 0 | 0 | 0 | 0 | 0
F2_Commercial_Miscellaneous_Existing_Food Preparation_Natural Gas_Food Prep Other_E7 | F2 | Commercial | Miscellaneous | Existing | Food Preparation | Natural Gas | Food Prep Other | E7 | TRC BC Ratio | 0 | 0 | 0 | 0 | 0 | 0 | 0 | 0 | 0 | 0 | 0 | 0 | 0 | 0 | 0 | 0 | 0 | 0 | 0 | 0 | 0 | 0 | 0 | 0 | 0 | 0 | 0 | 0 | 0 | 0 | 0
F2_Commercial_Miscellaneous_Existing_Food Preparation_Natural Gas_Food Prep Other_E8 | F2 | Commercial | Miscellaneous | Existing | Food Preparation | Natural Gas | Food Prep Other | E8 | TRC BC Ratio | 0 | 0 | 0 | 0 | 0 | 0 | 0 | 0 | 0 | 0 | 0 | 0 | 0 | 0 | 0 | 0 | 0 | 0 | 0 | 0 | 0 | 0 | 0 | 0 | 0 | 0 | 0 | 0 | 0 | 0 | 0
F2_Commercial_Miscellaneous_Existing_Food Preparation_Natural Gas_Food Prep Other_E9 | F2 | Commercial | Miscellaneous | Existing | Food Preparation | Natural Gas | Food Prep Other | E9 | TRC BC Ratio | 0 | 0 | 0 | 0 | 0 | 0 | 0 | 0 | 0 | 0 | 0 | 0 | 0 | 0 | 0 | 0 | 0 | 0 | 0 | 0 | 0 | 0 | 0 | 0 | 0 | 0 | 0 | 0 | 0 | 0 | 0
F2_Commercial_Miscellaneous_Existing_Food Preparation_Natural Gas_Food Prep Other_E10 | F2 | Commercial | Miscellaneous | Existing | Food Preparation | Natural Gas | Food Prep Other | E10 | TRC BC Ratio | 0 | 0 | 0 | 0 | 0 | 0 | 0 | 0 | 0 | 0 | 0 | 0 | 0 | 0 | 0 | 0 | 0 | 0 | 0 | 0 | 0 | 0 | 0 | 0 | 0 | 0 | 0 | 0 | 0 | 0 | 0
F3_Commercial_Miscellaneous_Existing_Food Preparation_Natural Gas_Food Prep Other_E1 | F3 | Commercial | Miscellaneous | Existing | Food Preparation | Natural Gas | Food Prep Other | E1 | PACT BC Ratio | 0.9 | 0.9 | 0.9 | 0.9 | 0.9 | 0.9 | 0.9 | 0.9 | 0.9 | 0.9 | 0.9 | 0.9 | 0.9 | 0.9 | 0.9 | 0.9 | 0.9 | 0.9 | 0.9 | 0.9 | 0.9 | 0.9 | 0.9 | 0.9 | 0.9 | 0.9 | 0.9 | 0.9 | 0.9 | 0.9 | 0.9
F3_Commercial_Miscellaneous_Existing_Food Preparation_Natural Gas_Food Prep Other_E2 | F3 | Commercial | Miscellaneous | Existing | Food Preparation | Natural Gas | Food Prep Other | E2 | PACT BC Ratio | 1.1369 | 1.1594 | 1.1755 | 1.193 | 1.2181 | 1.1412 | 1.0812 | 1.0496 | 1.0382 | 1.0208 | 1.0091 | 1.0625 | 0.95093 | 1.0164 | 1.1004 | 1.1821 | 1.1852 | 1.1908 | 1.1681 | 1.1843 | 1.1957 | 1.211 | 1.2303 | 0.57953 | 0.56797 | 0.55715 | 0.54696 | 0.5373 | 0.52807 | 0.5192 | 0.51063
F3_Commercial_Miscellaneous_Existing_Food Preparation_Natural Gas_Food Prep Other_E3 | F3 | Commercial | Miscellaneous | Existing | Food Preparation | Natural Gas | Food Prep Other | E3 | PACT BC Ratio | 0 | 0 | 0 | 0 | 0 | 0 | 0 | 0 | 0 | 0 | 0 | 0 | 0 | 0 | 0 | 0 | 0 | 0 | 0 | 0 | 0 | 0 | 0 | 0 | 0 | 0 | 0 | 0 | 0 | 0 | 0
F3_Commercial_Miscellaneous_Existing_Food Preparation_Natural Gas_Food Prep Other_E4 | F3 | Commercial | Miscellaneous | Existing | Food Preparation | Natural Gas | Food Prep Other | E4 | PACT BC Ratio | 0 | 0 | 0 | 0 | 0 | 0 | 0 | 0 | 0 | 0 | 0 | 0 | 0 | 0 | 0 | 0 | 0 | 0 | 0 | 0 | 0 | 0 | 0 | 0 | 0 | 0 | 0 | 0 | 0 | 0 | 0
F3_Commercial_Miscellaneous_Existing_Food Preparation_Natural Gas_Food Prep Other_E5 | F3 | Commercial | Miscellaneous | Existing | Food Preparation | Natural Gas | Food Prep Other | E5 | PACT BC Ratio | 0 | 0 | 0 | 0 | 0 | 0 | 0 | 0 | 0 | 0 | 0 | 0 | 0 | 0 | 0 | 0 | 0 | 0 | 0 | 0 | 0 | 0 | 0 | 0 | 0 | 0 | 0 | 0 | 0 | 0 | 0
F3_Commercial_Miscellaneous_Existing_Food Preparation_Natural Gas_Food Prep Other_E6 | F3 | Commercial | Miscellaneous | Existing | Food Preparation | Natural Gas | Food Prep Other | E6 | PACT BC Ratio | 0 | 0 | 0 | 0 | 0 | 0 | 0 | 0 | 0 | 0 | 0 | 0 | 0 | 0 | 0 | 0 | 0 | 0 | 0 | 0 | 0 | 0 | 0 | 0 | 0 | 0 | 0 | 0 | 0 | 0 | 0
F3_Commercial_Miscellaneous_Existing_Food Preparation_Natural Gas_Food Prep Other_E7 | F3 | Commercial | Miscellaneous | Existing | Food Preparation | Natural Gas | Food Prep Other | E7 | PACT BC Ratio | 0 | 0 | 0 | 0 | 0 | 0 | 0 | 0 | 0 | 0 | 0 | 0 | 0 | 0 | 0 | 0 | 0 | 0 | 0 | 0 | 0 | 0 | 0 | 0 | 0 | 0 | 0 | 0 | 0 | 0 | 0
F3_Commercial_Miscellaneous_Existing_Food Preparation_Natural Gas_Food Prep Other_E8 | F3 | Commercial | Miscellaneous | Existing | Food Preparation | Natural Gas | Food Prep Other | E8 | PACT BC Ratio | 0 | 0 | 0 | 0 | 0 | 0 | 0 | 0 | 0 | 0 | 0 | 0 | 0 | 0 | 0 | 0 | 0 | 0 | 0 | 0 | 0 | 0 | 0 | 0 | 0 | 0 | 0 | 0 | 0 | 0 | 0
F3_Commercial_Miscellaneous_Existing_Food Preparation_Natural Gas_Food Prep Other_E9 | F3 | Commercial | Miscellaneous | Existing | Food Preparation | Natural Gas | Food Prep Other | E9 | PACT BC Ratio | 0 | 0 | 0 | 0 | 0 | 0 | 0 | 0 | 0 | 0 | 0 | 0 | 0 | 0 | 0 | 0 | 0 | 0 | 0 | 0 | 0 | 0 | 0 | 0 | 0 | 0 | 0 | 0 | 0 | 0 | 0
F3_Commercial_Miscellaneous_Existing_Food Preparation_Natural Gas_Food Prep Other_E10 | F3 | Commercial | Miscellaneous | Existing | Food Preparation | Natural Gas | Food Prep Other | E10 | PACT BC Ratio | 0 | 0 | 0 | 0 | 0 | 0 | 0 | 0 | 0 | 0 | 0 | 0 | 0 | 0 | 0 | 0 | 0 | 0 | 0 | 0 | 0 | 0 | 0 | 0 | 0 | 0 | 0 | 0 | 0 | 0 | 0
F4_Commercial_Miscellaneous_Existing_Food Preparation_Natural Gas_Food Prep Other_E1 | F4 | Commercial | Miscellaneous | Existing | Food Preparation | Natural Gas | Food Prep Other | E1 | PCT BC Ratio | 0.9 | 0.9 | 0.9 | 0.9 | 0.9 | 0.9 | 0.9 | 0.9 | 0.9 | 0.9 | 0.9 | 0.9 | 0.9 | 0.9 | 0.9 | 0.9 | 0.9 | 0.9 | 0.9 | 0.9 | 0.9 | 0.9 | 0.9 | 0.9 | 0.9 | 0.9 | 0.9 | 0.9 | 0.9 | 0.9 | 0.9
F4_Commercial_Miscellaneous_Existing_Food Preparation_Natural Gas_Food Prep Other_E2 | F4 | Commercial | Miscellaneous | Existing | Food Preparation | Natural Gas | Food Prep Other | E2 | PCT BC Ratio | 0.10732 | 0.10889 | 0.11002 | 0.11124 | 0.113 | 0.10762 | 0.10342 | 0.10121 | 0.10042 | 0.0992 | 0.098378 | 0.10212 | 0.094311 | 0.098891 | 0.10477 | 0.11048 | 0.1107 | 0.11109 | 0.1095 | 0.11064 | 0.11143 | 0.1125 | 0.11385 | 0.068334 | 0.067525 | 0.066768 | 0.066056 | 0.06538 | 0.064735 | 0.064115 | 0.063515
F4_Commercial_Miscellaneous_Existing_Food Preparation_Natural Gas_Food Prep Other_E3 | F4 | Commercial | Miscellaneous | Existing | Food Preparation | Natural Gas | Food Prep Other | E3 | PCT BC Ratio | 0 | 0 | 0 | 0 | 0 | 0 | 0 | 0 | 0 | 0 | 0 | 0 | 0 | 0 | 0 | 0 | 0 | 0 | 0 | 0 | 0 | 0 | 0 | 0 | 0 | 0 | 0 | 0 | 0 | 0 | 0
F4_Commercial_Miscellaneous_Existing_Food Preparation_Natural Gas_Food Prep Other_E4 | F4 | Commercial | Miscellaneous | Existing | Food Preparation | Natural Gas | Food Prep Other | E4 | PCT BC Ratio | 0 | 0 | 0 | 0 | 0 | 0 | 0 | 0 | 0 | 0 | 0 | 0 | 0 | 0 | 0 | 0 | 0 | 0 | 0 | 0 | 0 | 0 | 0 | 0 | 0 | 0 | 0 | 0 | 0 | 0 | 0
F4_Commercial_Miscellaneous_Existing_Food Preparation_Natural Gas_Food Prep Other_E5 | F4 | Commercial | Miscellaneous | Existing | Food Preparation | Natural Gas | Food Prep Other | E5 | PCT BC Ratio | 0 | 0 | 0 | 0 | 0 | 0 | 0 | 0 | 0 | 0 | 0 | 0 | 0 | 0 | 0 | 0 | 0 | 0 | 0 | 0 | 0 | 0 | 0 | 0 | 0 | 0 | 0 | 0 | 0 | 0 | 0
F4_Commercial_Miscellaneous_Existing_Food Preparation_Natural Gas_Food Prep Other_E6 | F4 | Commercial | Miscellaneous | Existing | Food Preparation | Natural Gas | Food Prep Other | E6 | PCT BC Ratio | 0 | 0 | 0 | 0 | 0 | 0 | 0 | 0 | 0 | 0 | 0 | 0 | 0 | 0 | 0 | 0 | 0 | 0 | 0 | 0 | 0 | 0 | 0 | 0 | 0 | 0 | 0 | 0 | 0 | 0 | 0
F4_Commercial_Miscellaneous_Existing_Food Preparation_Natural Gas_Food Prep Other_E7 | F4 | Commercial | Miscellaneous | Existing | Food Preparation | Natural Gas | Food Prep Other | E7 | PCT BC Ratio | 0 | 0 | 0 | 0 | 0 | 0 | 0 | 0 | 0 | 0 | 0 | 0 | 0 | 0 | 0 | 0 | 0 | 0 | 0 | 0 | 0 | 0 | 0 | 0 | 0 | 0 | 0 | 0 | 0 | 0 | 0
F4_Commercial_Miscellaneous_Existing_Food Preparation_Natural Gas_Food Prep Other_E8 | F4 | Commercial | Miscellaneous | Existing | Food Preparation | Natural Gas | Food Prep Other | E8 | PCT BC Ratio | 0 | 0 | 0 | 0 | 0 | 0 | 0 | 0 | 0 | 0 | 0 | 0 | 0 | 0 | 0 | 0 | 0 | 0 | 0 | 0 | 0 | 0 | 0 | 0 | 0 | 0 | 0 | 0 | 0 | 0 | 0
F4_Commercial_Miscellaneous_Existing_Food Preparation_Natural Gas_Food Prep Other_E9 | F4 | Commercial | Miscellaneous | Existing | Food Preparation | Natural Gas | Food Prep Other | E9 | PCT BC Ratio | 0 | 0 | 0 | 0 | 0 | 0 | 0 | 0 | 0 | 0 | 0 | 0 | 0 | 0 | 0 | 0 | 0 | 0 | 0 | 0 | 0 | 0 | 0 | 0 | 0 | 0 | 0 | 0 | 0 | 0 | 0
F4_Commercial_Miscellaneous_Existing_Food Preparation_Natural Gas_Food Prep Other_E10 | F4 | Commercial | Miscellaneous | Existing | Food Preparation | Natural Gas | Food Prep Other | E10 | PCT BC Ratio | 0 | 0 | 0 | 0 | 0 | 0 | 0 | 0 | 0 | 0 | 0 | 0 | 0 | 0 | 0 | 0 | 0 | 0 | 0 | 0 | 0 | 0 | 0 | 0 | 0 | 0 | 0 | 0 | 0 | 0 | 0
F5_Commercial_Miscellaneous_Existing_Food Preparation_Natural Gas_Food Prep Other_E1 | F5 | Commercial | Miscellaneous | Existing | Food Preparation | Natural Gas | Food Prep Other | E1 | RIM BC Ratio | 0.9 | 0.9 | 0.9 | 0.9 | 0.9 | 0.9 | 0.9 | 0.9 | 0.9 | 0.9 | 0.9 | 0.9 | 0.9 | 0.9 | 0.9 | 0.9 | 0.9 | 0.9 | 0.9 | 0.9 | 0.9 | 0.9 | 0.9 | 0.9 | 0.9 | 0.9 | 0.9 | 0.9 | 0.9 | 0.9 | 0.9
F5_Commercial_Miscellaneous_Existing_Food Preparation_Natural Gas_Food Prep Other_E2 | F5 | Commercial | Miscellaneous | Existing | Food Preparation | Natural Gas | Food Prep Other | E2 | RIM BC Ratio | 0.48131 | 0.4853 | 0.48811 | 0.49109 | 0.49529 | 0.48209 | 0.47104 | 0.46494 | 0.4627 | 0.45921 | 0.45681 | 0.46746 | 0.44451 | 0.45831 | 0.47466 | 0.48924 | 0.48976 | 0.49072 | 0.48682 | 0.48961 | 0.49154 | 0.49412 | 0.49729 | 0.34204 | 0.33798 | 0.33412 | 0.33043 | 0.32688 | 0.32344 | 0.32009 | 0.31681
F5_Commercial_Miscellaneous_Existing_Food Preparation_Natural Gas_Food Prep Other_E3 | F5 | Commercial | Miscellaneous | Existing | Food Preparation | Natural Gas | Food Prep Other | E3 | RIM BC Ratio | 0 | 0 | 0 | 0 | 0 | 0 | 0 | 0 | 0 | 0 | 0 | 0 | 0 | 0 | 0 | 0 | 0 | 0 | 0 | 0 | 0 | 0 | 0 | 0 | 0 | 0 | 0 | 0 | 0 | 0 | 0
F5_Commercial_Miscellaneous_Existing_Food Preparation_Natural Gas_Food Prep Other_E4 | F5 | Commercial | Miscellaneous | Existing | Food Preparation | Natural Gas | Food Prep Other | E4 | RIM BC Ratio | 0 | 0 | 0 | 0 | 0 | 0 | 0 | 0 | 0 | 0 | 0 | 0 | 0 | 0 | 0 | 0 | 0 | 0 | 0 | 0 | 0 | 0 | 0 | 0 | 0 | 0 | 0 | 0 | 0 | 0 | 0
F5_Commercial_Miscellaneous_Existing_Food Preparation_Natural Gas_Food Prep Other_E5 | F5 | Commercial | Miscellaneous | Existing | Food Preparation | Natural Gas | Food Prep Other | E5 | RIM BC Ratio | 0 | 0 | 0 | 0 | 0 | 0 | 0 | 0 | 0 | 0 | 0 | 0 | 0 | 0 | 0 | 0 | 0 | 0 | 0 | 0 | 0 | 0 | 0 | 0 | 0 | 0 | 0 | 0 | 0 | 0 | 0
F5_Commercial_Miscellaneous_Existing_Food Preparation_Natural Gas_Food Prep Other_E6 | F5 | Commercial | Miscellaneous | Existing | Food Preparation | Natural Gas | Food Prep Other | E6 | RIM BC Ratio | 0 | 0 | 0 | 0 | 0 | 0 | 0 | 0 | 0 | 0 | 0 | 0 | 0 | 0 | 0 | 0 | 0 | 0 | 0 | 0 | 0 | 0 | 0 | 0 | 0 | 0 | 0 | 0 | 0 | 0 | 0
F5_Commercial_Miscellaneous_Existing_Food Preparation_Natural Gas_Food Prep Other_E7 | F5 | Commercial | Miscellaneous | Existing | Food Preparation | Natural Gas | Food Prep Other | E7 | RIM BC Ratio | 0 | 0 | 0 | 0 | 0 | 0 | 0 | 0 | 0 | 0 | 0 | 0 | 0 | 0 | 0 | 0 | 0 | 0 | 0 | 0 | 0 | 0 | 0 | 0 | 0 | 0 | 0 | 0 | 0 | 0 | 0
F5_Commercial_Miscellaneous_Existing_Food Preparation_Natural Gas_Food Prep Other_E8 | F5 | Commercial | Miscellaneous | Existing | Food Preparation | Natural Gas | Food Prep Other | E8 | RIM BC Ratio | 0 | 0 | 0 | 0 | 0 | 0 | 0 | 0 | 0 | 0 | 0 | 0 | 0 | 0 | 0 | 0 | 0 | 0 | 0 | 0 | 0 | 0 | 0 | 0 | 0 | 0 | 0 | 0 | 0 | 0 | 0
F5_Commercial_Miscellaneous_Existing_Food Preparation_Natural Gas_Food Prep Other_E9 | F5 | Commercial | Miscellaneous | Existing | Food Preparation | Natural Gas | Food Prep Other | E9 | RIM BC Ratio | 0 | 0 | 0 | 0 | 0 | 0 | 0 | 0 | 0 | 0 | 0 | 0 | 0 | 0 | 0 | 0 | 0 | 0 | 0 | 0 | 0 | 0 | 0 | 0 | 0 | 0 | 0 | 0 | 0 | 0 | 0
F5_Commercial_Miscellaneous_Existing_Food Preparation_Natural Gas_Food Prep Other_E10 | F5 | Commercial | Miscellaneous | Existing | Food Preparation | Natural Gas | Food Prep Other | E10 | RIM BC Ratio | 0 | 0 | 0 | 0 | 0 | 0 | 0 | 0 | 0 | 0 | 0 | 0 | 0 | 0 | 0 | 0 | 0 | 0 | 0 | 0 | 0 | 0 | 0 | 0 | 0 | 0 | 0 | 0 | 0 | 0 | 0
F0_Commercial_Miscellaneous_Existing_Miscellaneous_Natural Gas_Pool Heater_E0 | F0 | Commercial | Miscellaneous | Existing | Miscellaneous | Natural Gas | Pool Heater | E0 | Economic Unit | Standard (EF .78) | Standard (EF .78) | Standard (EF .78) | Standard (EF .78) | Standard (EF .78) | Standard (EF .78) | Standard (EF .78) | Standard (EF .78) | Standard (EF .78) | Standard (EF .78) | Standard (EF .78) | Standard (EF .78) | Standard (EF .78) | Standard (EF .78) | Standard (EF .78) | Standard (EF .78) | Standard (EF .78) | Standard (EF .78) | Condensing (EF .90) | Condensing (EF .90) | Condensing (EF .90) | Condensing (EF .90) | Condensing (EF .90) | Standard (EF .78) | Standard (EF .78) | Standard (EF .78) | Standard (EF .78) | Standard (EF .78) | Standard (EF .78) | Standard (EF .78) | Standard (EF .78)
F1_Commercial_Miscellaneous_Existing_Miscellaneous_Natural Gas_Pool Heater_E1 | F1 | Commercial | Miscellaneous | Existing | Miscellaneous | Natural Gas | Pool Heater | E1 | CCE | 0 | 0 | 0 | 0 | 0 | 0 | 0 | 0 | 0 | 0 | 0 | 0 | 0 | 0 | 0 | 0 | 0 | 0 | 0 | 0 | 0 | 0 | 0 | 0 | 0 | 0 | 0 | 0 | 0 | 0 | 0
F1_Commercial_Miscellaneous_Existing_Miscellaneous_Natural Gas_Pool Heater_E2 | F1 | Commercial | Miscellaneous | Existing | Miscellaneous | Natural Gas | Pool Heater | E2 | CCE | 0.017772 | 0.017086 | 0.017167 | 0.017347 | 0.017347 | 0.017347 | 0.017347 | 0.017347 | 0.017347 | 0.017347 | 0.017347 | 0.017347 | 0.017347 | 0.017347 | 0.017347 | 0.017347 | 0.017347 | 0.017347 | 0.017347 | 0.017347 | 0.017347 | 0.017347 | 0.017347 | 0.017347 | 0.017347 | 0.017347 | 0.017347 | 0.017347 | 0.017347 | 0.017347 | 0.017347
F1_Commercial_Miscellaneous_Existing_Miscellaneous_Natural Gas_Pool Heater_E3 | F1 | Commercial | Miscellaneous | Existing | Miscellaneous | Natural Gas | Pool Heater | E3 | CCE | 0 | 0 | 0 | 0 | 0 | 0 | 0 | 0 | 0 | 0 | 0 | 0 | 0 | 0 | 0 | 0 | 0 | 0 | 0 | 0 | 0 | 0 | 0 | 0 | 0 | 0 | 0 | 0 | 0 | 0 | 0
F1_Commercial_Miscellaneous_Existing_Miscellaneous_Natural Gas_Pool Heater_E4 | F1 | Commercial | Miscellaneous | Existing | Miscellaneous | Natural Gas | Pool Heater | E4 | CCE | 0 | 0 | 0 | 0 | 0 | 0 | 0 | 0 | 0 | 0 | 0 | 0 | 0 | 0 | 0 | 0 | 0 | 0 | 0 | 0 | 0 | 0 | 0 | 0 | 0 | 0 | 0 | 0 | 0 | 0 | 0
F1_Commercial_Miscellaneous_Existing_Miscellaneous_Natural Gas_Pool Heater_E5 | F1 | Commercial | Miscellaneous | Existing | Miscellaneous | Natural Gas | Pool Heater | E5 | CCE | 0 | 0 | 0 | 0 | 0 | 0 | 0 | 0 | 0 | 0 | 0 | 0 | 0 | 0 | 0 | 0 | 0 | 0 | 0 | 0 | 0 | 0 | 0 | 0 | 0 | 0 | 0 | 0 | 0 | 0 | 0
F1_Commercial_Miscellaneous_Existing_Miscellaneous_Natural Gas_Pool Heater_E6 | F1 | Commercial | Miscellaneous | Existing | Miscellaneous | Natural Gas | Pool Heater | E6 | CCE | 0 | 0 | 0 | 0 | 0 | 0 | 0 | 0 | 0 | 0 | 0 | 0 | 0 | 0 | 0 | 0 | 0 | 0 | 0 | 0 | 0 | 0 | 0 | 0 | 0 | 0 | 0 | 0 | 0 | 0 | 0
F1_Commercial_Miscellaneous_Existing_Miscellaneous_Natural Gas_Pool Heater_E7 | F1 | Commercial | Miscellaneous | Existing | Miscellaneous | Natural Gas | Pool Heater | E7 | CCE | 0 | 0 | 0 | 0 | 0 | 0 | 0 | 0 | 0 | 0 | 0 | 0 | 0 | 0 | 0 | 0 | 0 | 0 | 0 | 0 | 0 | 0 | 0 | 0 | 0 | 0 | 0 | 0 | 0 | 0 | 0
F1_Commercial_Miscellaneous_Existing_Miscellaneous_Natural Gas_Pool Heater_E8 | F1 | Commercial | Miscellaneous | Existing | Miscellaneous | Natural Gas | Pool Heater | E8 | CCE | 0 | 0 | 0 | 0 | 0 | 0 | 0 | 0 | 0 | 0 | 0 | 0 | 0 | 0 | 0 | 0 | 0 | 0 | 0 | 0 | 0 | 0 | 0 | 0 | 0 | 0 | 0 | 0 | 0 | 0 | 0
F1_Commercial_Miscellaneous_Existing_Miscellaneous_Natural Gas_Pool Heater_E9 | F1 | Commercial | Miscellaneous | Existing | Miscellaneous | Natural Gas | Pool Heater | E9 | CCE | 0 | 0 | 0 | 0 | 0 | 0 | 0 | 0 | 0 | 0 | 0 | 0 | 0 | 0 | 0 | 0 | 0 | 0 | 0 | 0 | 0 | 0 | 0 | 0 | 0 | 0 | 0 | 0 | 0 | 0 | 0
F1_Commercial_Miscellaneous_Existing_Miscellaneous_Natural Gas_Pool Heater_E10 | F1 | Commercial | Miscellaneous | Existing | Miscellaneous | Natural Gas | Pool Heater | E10 | CCE | 0 | 0 | 0 | 0 | 0 | 0 | 0 | 0 | 0 | 0 | 0 | 0 | 0 | 0 | 0 | 0 | 0 | 0 | 0 | 0 | 0 | 0 | 0 | 0 | 0 | 0 | 0 | 0 | 0 | 0 | 0
F2_Commercial_Miscellaneous_Existing_Miscellaneous_Natural Gas_Pool Heater_E1 | F2 | Commercial | Miscellaneous | Existing | Miscellaneous | Natural Gas | Pool Heater | E1 | TRC BC Ratio | 0.9 | 0.9 | 0.9 | 0.9 | 0.9 | 0.9 | 0.9 | 0.9 | 0.9 | 0.9 | 0.9 | 0.9 | 0.9 | 0.9 | 0.9 | 0.9 | 0.9 | 0.9 | 0.9 | 0.9 | 0.9 | 0.9 | 0.9 | 0.9 | 0.9 | 0.9 | 0.9 | 0.9 | 0.9 | 0.9 | 0.9
F2_Commercial_Miscellaneous_Existing_Miscellaneous_Natural Gas_Pool Heater_E2 | F2 | Commercial | Miscellaneous | Existing | Miscellaneous | Natural Gas | Pool Heater | E2 | TRC BC Ratio | 0.56913 | 0.59017 | 0.59856 | 0.60055 | 0.62327 | 0.58756 | 0.56286 | 0.56218 | 0.57879 | 0.56904 | 0.56637 | 0.56026 | 0.42036 | 0.41012 | 0.40714 | 0.46017 | 0.52551 | 0.59905 | 0.65771 | 0.754 | 0.76585 | 0.78054 | 0.79807 | 0.30114 | 0.29474 | 0.28881 | 0.28328 | 0.2781 | 0.27319 | 0.2685 | 0.264
F2_Commercial_Miscellaneous_Existing_Miscellaneous_Natural Gas_Pool Heater_E3 | F2 | Commercial | Miscellaneous | Existing | Miscellaneous | Natural Gas | Pool Heater | E3 | TRC BC Ratio | 0 | 0 | 0 | 0 | 0 | 0 | 0 | 0 | 0 | 0 | 0 | 0 | 0 | 0 | 0 | 0 | 0 | 0 | 0 | 0 | 0 | 0 | 0 | 0 | 0 | 0 | 0 | 0 | 0 | 0 | 0
F2_Commercial_Miscellaneous_Existing_Miscellaneous_Natural Gas_Pool Heater_E4 | F2 | Commercial | Miscellaneous | Existing | Miscellaneous | Natural Gas | Pool Heater | E4 | TRC BC Ratio | 0 | 0 | 0 | 0 | 0 | 0 | 0 | 0 | 0 | 0 | 0 | 0 | 0 | 0 | 0 | 0 | 0 | 0 | 0 | 0 | 0 | 0 | 0 | 0 | 0 | 0 | 0 | 0 | 0 | 0 | 0
F2_Commercial_Miscellaneous_Existing_Miscellaneous_Natural Gas_Pool Heater_E5 | F2 | Commercial | Miscellaneous | Existing | Miscellaneous | Natural Gas | Pool Heater | E5 | TRC BC Ratio | 0 | 0 | 0 | 0 | 0 | 0 | 0 | 0 | 0 | 0 | 0 | 0 | 0 | 0 | 0 | 0 | 0 | 0 | 0 | 0 | 0 | 0 | 0 | 0 | 0 | 0 | 0 | 0 | 0 | 0 | 0
F2_Commercial_Miscellaneous_Existing_Miscellaneous_Natural Gas_Pool Heater_E6 | F2 | Commercial | Miscellaneous | Existing | Miscellaneous | Natural Gas | Pool Heater | E6 | TRC BC Ratio | 0 | 0 | 0 | 0 | 0 | 0 | 0 | 0 | 0 | 0 | 0 | 0 | 0 | 0 | 0 | 0 | 0 | 0 | 0 | 0 | 0 | 0 | 0 | 0 | 0 | 0 | 0 | 0 | 0 | 0 | 0
F2_Commercial_Miscellaneous_Existing_Miscellaneous_Natural Gas_Pool Heater_E7 | F2 | Commercial | Miscellaneous | Existing | Miscellaneous | Natural Gas | Pool Heater | E7 | TRC BC Ratio | 0 | 0 | 0 | 0 | 0 | 0 | 0 | 0 | 0 | 0 | 0 | 0 | 0 | 0 | 0 | 0 | 0 | 0 | 0 | 0 | 0 | 0 | 0 | 0 | 0 | 0 | 0 | 0 | 0 | 0 | 0
F2_Commercial_Miscellaneous_Existing_Miscellaneous_Natural Gas_Pool Heater_E8 | F2 | Commercial | Miscellaneous | Existing | Miscellaneous | Natural Gas | Pool Heater | E8 | TRC BC Ratio | 0 | 0 | 0 | 0 | 0 | 0 | 0 | 0 | 0 | 0 | 0 | 0 | 0 | 0 | 0 | 0 | 0 | 0 | 0 | 0 | 0 | 0 | 0 | 0 | 0 | 0 | 0 | 0 | 0 | 0 | 0
F2_Commercial_Miscellaneous_Existing_Miscellaneous_Natural Gas_Pool Heater_E9 | F2 | Commercial | Miscellaneous | Existing | Miscellaneous | Natural Gas | Pool Heater | E9 | TRC BC Ratio | 0 | 0 | 0 | 0 | 0 | 0 | 0 | 0 | 0 | 0 | 0 | 0 | 0 | 0 | 0 | 0 | 0 | 0 | 0 | 0 | 0 | 0 | 0 | 0 | 0 | 0 | 0 | 0 | 0 | 0 | 0
F2_Commercial_Miscellaneous_Existing_Miscellaneous_Natural Gas_Pool Heater_E10 | F2 | Commercial | Miscellaneous | Existing | Miscellaneous | Natural Gas | Pool Heater | E10 | TRC BC Ratio | 0 | 0 | 0 | 0 | 0 | 0 | 0 | 0 | 0 | 0 | 0 | 0 | 0 | 0 | 0 | 0 | 0 | 0 | 0 | 0 | 0 | 0 | 0 | 0 | 0 | 0 | 0 | 0 | 0 | 0 | 0
F3_Commercial_Miscellaneous_Existing_Miscellaneous_Natural Gas_Pool Heater_E1 | F3 | Commercial | Miscellaneous | Existing | Miscellaneous | Natural Gas | Pool Heater | E1 | PACT BC Ratio | 0.9 | 0.9 | 0.9 | 0.9 | 0.9 | 0.9 | 0.9 | 0.9 | 0.9 | 0.9 | 0.9 | 0.9 | 0.9 | 0.9 | 0.9 | 0.9 | 0.9 | 0.9 | 0.9 | 0.9 | 0.9 | 0.9 | 0.9 | 0.9 | 0.9 | 0.9 | 0.9 | 0.9 | 0.9 | 0.9 | 0.9
F3_Commercial_Miscellaneous_Existing_Miscellaneous_Natural Gas_Pool Heater_E2 | F3 | Commercial | Miscellaneous | Existing | Miscellaneous | Natural Gas | Pool Heater | E2 | PACT BC Ratio | 0.80033 | 0.82991 | 0.84171 | 0.84451 | 0.87645 | 0.82624 | 0.79152 | 0.79055 | 0.81391 | 0.8002 | 0.79645 | 0.78786 | 0.59112 | 0.57672 | 0.57253 | 0.64711 | 0.73899 | 0.8424 | 0.92489 | 1.0603 | 1.077 | 1.0976 | 1.1223 | 0.42347 | 0.41447 | 0.40613 | 0.39836 | 0.39107 | 0.38417 | 0.37758 | 0.37125
F3_Commercial_Miscellaneous_Existing_Miscellaneous_Natural Gas_Pool Heater_E3 | F3 | Commercial | Miscellaneous | Existing | Miscellaneous | Natural Gas | Pool Heater | E3 | PACT BC Ratio | 0 | 0 | 0 | 0 | 0 | 0 | 0 | 0 | 0 | 0 | 0 | 0 | 0 | 0 | 0 | 0 | 0 | 0 | 0 | 0 | 0 | 0 | 0 | 0 | 0 | 0 | 0 | 0 | 0 | 0 | 0
F3_Commercial_Miscellaneous_Existing_Miscellaneous_Natural Gas_Pool Heater_E4 | F3 | Commercial | Miscellaneous | Existing | Miscellaneous | Natural Gas | Pool Heater | E4 | PACT BC Ratio | 0 | 0 | 0 | 0 | 0 | 0 | 0 | 0 | 0 | 0 | 0 | 0 | 0 | 0 | 0 | 0 | 0 | 0 | 0 | 0 | 0 | 0 | 0 | 0 | 0 | 0 | 0 | 0 | 0 | 0 | 0
F3_Commercial_Miscellaneous_Existing_Miscellaneous_Natural Gas_Pool Heater_E5 | F3 | Commercial | Miscellaneous | Existing | Miscellaneous | Natural Gas | Pool Heater | E5 | PACT BC Ratio | 0 | 0 | 0 | 0 | 0 | 0 | 0 | 0 | 0 | 0 | 0 | 0 | 0 | 0 | 0 | 0 | 0 | 0 | 0 | 0 | 0 | 0 | 0 | 0 | 0 | 0 | 0 | 0 | 0 | 0 | 0
F3_Commercial_Miscellaneous_Existing_Miscellaneous_Natural Gas_Pool Heater_E6 | F3 | Commercial | Miscellaneous | Existing | Miscellaneous | Natural Gas | Pool Heater | E6 | PACT BC Ratio | 0 | 0 | 0 | 0 | 0 | 0 | 0 | 0 | 0 | 0 | 0 | 0 | 0 | 0 | 0 | 0 | 0 | 0 | 0 | 0 | 0 | 0 | 0 | 0 | 0 | 0 | 0 | 0 | 0 | 0 | 0
F3_Commercial_Miscellaneous_Existing_Miscellaneous_Natural Gas_Pool Heater_E7 | F3 | Commercial | Miscellaneous | Existing | Miscellaneous | Natural Gas | Pool Heater | E7 | PACT BC Ratio | 0 | 0 | 0 | 0 | 0 | 0 | 0 | 0 | 0 | 0 | 0 | 0 | 0 | 0 | 0 | 0 | 0 | 0 | 0 | 0 | 0 | 0 | 0 | 0 | 0 | 0 | 0 | 0 | 0 | 0 | 0
F3_Commercial_Miscellaneous_Existing_Miscellaneous_Natural Gas_Pool Heater_E8 | F3 | Commercial | Miscellaneous | Existing | Miscellaneous | Natural Gas | Pool Heater | E8 | PACT BC Ratio | 0 | 0 | 0 | 0 | 0 | 0 | 0 | 0 | 0 | 0 | 0 | 0 | 0 | 0 | 0 | 0 | 0 | 0 | 0 | 0 | 0 | 0 | 0 | 0 | 0 | 0 | 0 | 0 | 0 | 0 | 0
F3_Commercial_Miscellaneous_Existing_Miscellaneous_Natural Gas_Pool Heater_E9 | F3 | Commercial | Miscellaneous | Existing | Miscellaneous | Natural Gas | Pool Heater | E9 | PACT BC Ratio | 0 | 0 | 0 | 0 | 0 | 0 | 0 | 0 | 0 | 0 | 0 | 0 | 0 | 0 | 0 | 0 | 0 | 0 | 0 | 0 | 0 | 0 | 0 | 0 | 0 | 0 | 0 | 0 | 0 | 0 | 0
F3_Commercial_Miscellaneous_Existing_Miscellaneous_Natural Gas_Pool Heater_E10 | F3 | Commercial | Miscellaneous | Existing | Miscellaneous | Natural Gas | Pool Heater | E10 | PACT BC Ratio | 0 | 0 | 0 | 0 | 0 | 0 | 0 | 0 | 0 | 0 | 0 | 0 | 0 | 0 | 0 | 0 | 0 | 0 | 0 | 0 | 0 | 0 | 0 | 0 | 0 | 0 | 0 | 0 | 0 | 0 | 0
F4_Commercial_Miscellaneous_Existing_Miscellaneous_Natural Gas_Pool Heater_E1 | F4 | Commercial | Miscellaneous | Existing | Miscellaneous | Natural Gas | Pool Heater | E1 | PCT BC Ratio | 0.9 | 0.9 | 0.9 | 0.9 | 0.9 | 0.9 | 0.9 | 0.9 | 0.9 | 0.9 | 0.9 | 0.9 | 0.9 | 0.9 | 0.9 | 0.9 | 0.9 | 0.9 | 0.9 | 0.9 | 0.9 | 0.9 | 0.9 | 0.9 | 0.9 | 0.9 | 0.9 | 0.9 | 0.9 | 0.9 | 0.9
F4_Commercial_Miscellaneous_Existing_Miscellaneous_Natural Gas_Pool Heater_E2 | F4 | Commercial | Miscellaneous | Existing | Miscellaneous | Natural Gas | Pool Heater | E2 | PCT BC Ratio | 1.6263 | 1.6664 | 1.6824 | 1.6862 | 1.7296 | 1.6614 | 1.6143 | 1.613 | 1.6447 | 1.6261 | 1.621 | 1.6093 | 1.3422 | 1.3227 | 1.317 | 1.4182 | 1.543 | 1.6834 | 1.7954 | 1.9792 | 2.0018 | 2.0299 | 2.0634 | 1.1146 | 1.1024 | 1.091 | 1.0805 | 1.0706 | 1.0612 | 1.0523 | 1.0437
F4_Commercial_Miscellaneous_Existing_Miscellaneous_Natural Gas_Pool Heater_E3 | F4 | Commercial | Miscellaneous | Existing | Miscellaneous | Natural Gas | Pool Heater | E3 | PCT BC Ratio | 0 | 0 | 0 | 0 | 0 | 0 | 0 | 0 | 0 | 0 | 0 | 0 | 0 | 0 | 0 | 0 | 0 | 0 | 0 | 0 | 0 | 0 | 0 | 0 | 0 | 0 | 0 | 0 | 0 | 0 | 0
F4_Commercial_Miscellaneous_Existing_Miscellaneous_Natural Gas_Pool Heater_E4 | F4 | Commercial | Miscellaneous | Existing | Miscellaneous | Natural Gas | Pool Heater | E4 | PCT BC Ratio | 0 | 0 | 0 | 0 | 0 | 0 | 0 | 0 | 0 | 0 | 0 | 0 | 0 | 0 | 0 | 0 | 0 | 0 | 0 | 0 | 0 | 0 | 0 | 0 | 0 | 0 | 0 | 0 | 0 | 0 | 0
F4_Commercial_Miscellaneous_Existing_Miscellaneous_Natural Gas_Pool Heater_E5 | F4 | Commercial | Miscellaneous | Existing | Miscellaneous | Natural Gas | Pool Heater | E5 | PCT BC Ratio | 0 | 0 | 0 | 0 | 0 | 0 | 0 | 0 | 0 | 0 | 0 | 0 | 0 | 0 | 0 | 0 | 0 | 0 | 0 | 0 | 0 | 0 | 0 | 0 | 0 | 0 | 0 | 0 | 0 | 0 | 0
F4_Commercial_Miscellaneous_Existing_Miscellaneous_Natural Gas_Pool Heater_E6 | F4 | Commercial | Miscellaneous | Existing | Miscellaneous | Natural Gas | Pool Heater | E6 | PCT BC Ratio | 0 | 0 | 0 | 0 | 0 | 0 | 0 | 0 | 0 | 0 | 0 | 0 | 0 | 0 | 0 | 0 | 0 | 0 | 0 | 0 | 0 | 0 | 0 | 0 | 0 | 0 | 0 | 0 | 0 | 0 | 0
F4_Commercial_Miscellaneous_Existing_Miscellaneous_Natural Gas_Pool Heater_E7 | F4 | Commercial | Miscellaneous | Existing | Miscellaneous | Natural Gas | Pool Heater | E7 | PCT BC Ratio | 0 | 0 | 0 | 0 | 0 | 0 | 0 | 0 | 0 | 0 | 0 | 0 | 0 | 0 | 0 | 0 | 0 | 0 | 0 | 0 | 0 | 0 | 0 | 0 | 0 | 0 | 0 | 0 | 0 | 0 | 0
F4_Commercial_Miscellaneous_Existing_Miscellaneous_Natural Gas_Pool Heater_E8 | F4 | Commercial | Miscellaneous | Existing | Miscellaneous | Natural Gas | Pool Heater | E8 | PCT BC Ratio | 0 | 0 | 0 | 0 | 0 | 0 | 0 | 0 | 0 | 0 | 0 | 0 | 0 | 0 | 0 | 0 | 0 | 0 | 0 | 0 | 0 | 0 | 0 | 0 | 0 | 0 | 0 | 0 | 0 | 0 | 0
F4_Commercial_Miscellaneous_Existing_Miscellaneous_Natural Gas_Pool Heater_E9 | F4 | Commercial | Miscellaneous | Existing | Miscellaneous | Natural Gas | Pool Heater | E9 | PCT BC Ratio | 0 | 0 | 0 | 0 | 0 | 0 | 0 | 0 | 0 | 0 | 0 | 0 | 0 | 0 | 0 | 0 | 0 | 0 | 0 | 0 | 0 | 0 | 0 | 0 | 0 | 0 | 0 | 0 | 0 | 0 | 0
F4_Commercial_Miscellaneous_Existing_Miscellaneous_Natural Gas_Pool Heater_E10 | F4 | Commercial | Miscellaneous | Existing | Miscellaneous | Natural Gas | Pool Heater | E10 | PCT BC Ratio | 0 | 0 | 0 | 0 | 0 | 0 | 0 | 0 | 0 | 0 | 0 | 0 | 0 | 0 | 0 | 0 | 0 | 0 | 0 | 0 | 0 | 0 | 0 | 0 | 0 | 0 | 0 | 0 | 0 | 0 | 0
F5_Commercial_Miscellaneous_Existing_Miscellaneous_Natural Gas_Pool Heater_E1 | F5 | Commercial | Miscellaneous | Existing | Miscellaneous | Natural Gas | Pool Heater | E1 | RIM BC Ratio | 0.9 | 0.9 | 0.9 | 0.9 | 0.9 | 0.9 | 0.9 | 0.9 | 0.9 | 0.9 | 0.9 | 0.9 | 0.9 | 0.9 | 0.9 | 0.9 | 0.9 | 0.9 | 0.9 | 0.9 | 0.9 | 0.9 | 0.9 | 0.9 | 0.9 | 0.9 | 0.9 | 0.9 | 0.9 | 0.9 | 0.9
F5_Commercial_Miscellaneous_Existing_Miscellaneous_Natural Gas_Pool Heater_E2 | F5 | Commercial | Miscellaneous | Existing | Miscellaneous | Natural Gas | Pool Heater | E2 | RIM BC Ratio | 0.40857 | 0.41614 | 0.41909 | 0.41978 | 0.42753 | 0.41522 | 0.40626 | 0.40601 | 0.41208 | 0.40854 | 0.40756 | 0.4053 | 0.34605 | 0.34106 | 0.33959 | 0.36451 | 0.39196 | 0.41926 | 0.43874 | 0.46703 | 0.47023 | 0.47413 | 0.47867 | 0.28094 | 0.27695 | 0.2732 | 0.26966 | 0.2663 | 0.26308 | 0.25997 | 0.25696
F5_Commercial_Miscellaneous_Existing_Miscellaneous_Natural Gas_Pool Heater_E3 | F5 | Commercial | Miscellaneous | Existing | Miscellaneous | Natural Gas | Pool Heater | E3 | RIM BC Ratio | 0 | 0 | 0 | 0 | 0 | 0 | 0 | 0 | 0 | 0 | 0 | 0 | 0 | 0 | 0 | 0 | 0 | 0 | 0 | 0 | 0 | 0 | 0 | 0 | 0 | 0 | 0 | 0 | 0 | 0 | 0
F5_Commercial_Miscellaneous_Existing_Miscellaneous_Natural Gas_Pool Heater_E4 | F5 | Commercial | Miscellaneous | Existing | Miscellaneous | Natural Gas | Pool Heater | E4 | RIM BC Ratio | 0 | 0 | 0 | 0 | 0 | 0 | 0 | 0 | 0 | 0 | 0 | 0 | 0 | 0 | 0 | 0 | 0 | 0 | 0 | 0 | 0 | 0 | 0 | 0 | 0 | 0 | 0 | 0 | 0 | 0 | 0
F5_Commercial_Miscellaneous_Existing_Miscellaneous_Natural Gas_Pool Heater_E5 | F5 | Commercial | Miscellaneous | Existing | Miscellaneous | Natural Gas | Pool Heater | E5 | RIM BC Ratio | 0 | 0 | 0 | 0 | 0 | 0 | 0 | 0 | 0 | 0 | 0 | 0 | 0 | 0 | 0 | 0 | 0 | 0 | 0 | 0 | 0 | 0 | 0 | 0 | 0 | 0 | 0 | 0 | 0 | 0 | 0
F5_Commercial_Miscellaneous_Existing_Miscellaneous_Natural Gas_Pool Heater_E6 | F5 | Commercial | Miscellaneous | Existing | Miscellaneous | Natural Gas | Pool Heater | E6 | RIM BC Ratio | 0 | 0 | 0 | 0 | 0 | 0 | 0 | 0 | 0 | 0 | 0 | 0 | 0 | 0 | 0 | 0 | 0 | 0 | 0 | 0 | 0 | 0 | 0 | 0 | 0 | 0 | 0 | 0 | 0 | 0 | 0
F5_Commercial_Miscellaneous_Existing_Miscellaneous_Natural Gas_Pool Heater_E7 | F5 | Commercial | Miscellaneous | Existing | Miscellaneous | Natural Gas | Pool Heater | E7 | RIM BC Ratio | 0 | 0 | 0 | 0 | 0 | 0 | 0 | 0 | 0 | 0 | 0 | 0 | 0 | 0 | 0 | 0 | 0 | 0 | 0 | 0 | 0 | 0 | 0 | 0 | 0 | 0 | 0 | 0 | 0 | 0 | 0
F5_Commercial_Miscellaneous_Existing_Miscellaneous_Natural Gas_Pool Heater_E8 | F5 | Commercial | Miscellaneous | Existing | Miscellaneous | Natural Gas | Pool Heater | E8 | RIM BC Ratio | 0 | 0 | 0 | 0 | 0 | 0 | 0 | 0 | 0 | 0 | 0 | 0 | 0 | 0 | 0 | 0 | 0 | 0 | 0 | 0 | 0 | 0 | 0 | 0 | 0 | 0 | 0 | 0 | 0 | 0 | 0
F5_Commercial_Miscellaneous_Existing_Miscellaneous_Natural Gas_Pool Heater_E9 | F5 | Commercial | Miscellaneous | Existing | Miscellaneous | Natural Gas | Pool Heater | E9 | RIM BC Ratio | 0 | 0 | 0 | 0 | 0 | 0 | 0 | 0 | 0 | 0 | 0 | 0 | 0 | 0 | 0 | 0 | 0 | 0 | 0 | 0 | 0 | 0 | 0 | 0 | 0 | 0 | 0 | 0 | 0 | 0 | 0
F5_Commercial_Miscellaneous_Existing_Miscellaneous_Natural Gas_Pool Heater_E10 | F5 | Commercial | Miscellaneous | Existing | Miscellaneous | Natural Gas | Pool Heater | E10 | RIM BC Ratio | 0 | 0 | 0 | 0 | 0 | 0 | 0 | 0 | 0 | 0 | 0 | 0 | 0 | 0 | 0 | 0 | 0 | 0 | 0 | 0 | 0 | 0 | 0 | 0 | 0 | 0 | 0 | 0 | 0 | 0 | 0
F0_Commercial_Miscellaneous_Existing_Miscellaneous_Natural Gas_Miscellaneous_E0 | F0 | Commercial | Miscellaneous | Existing | Miscellaneous | Natural Gas | Miscellaneous | E0 | Economic Unit | Miscellaneous | Miscellaneous | Miscellaneous | Miscellaneous | Miscellaneous | Miscellaneous | Miscellaneous | Miscellaneous | Miscellaneous | Miscellaneous | Miscellaneous | Miscellaneous | Miscellaneous | Miscellaneous | Miscellaneous | Miscellaneous | Miscellaneous | Miscellaneous | Miscellaneous | Miscellaneous | Miscellaneous | Miscellaneous | Miscellaneous | Miscellaneous | Miscellaneous | Miscellaneous | Miscellaneous | Miscellaneous | Miscellaneous | Miscellaneous | Miscellaneous
F1_Commercial_Miscellaneous_Existing_Miscellaneous_Natural Gas_Miscellaneous_E1 | F1 | Commercial | Miscellaneous | Existing | Miscellaneous | Natural Gas | Miscellaneous | E1 | CCE | 0 | 0 | 0 | 0 | 0 | 0 | 0 | 0 | 0 | 0 | 0 | 0 | 0 | 0 | 0 | 0 | 0 | 0 | 0 | 0 | 0 | 0 | 0 | 0 | 0 | 0 | 0 | 0 | 0 | 0 | 0
F1_Commercial_Miscellaneous_Existing_Miscellaneous_Natural Gas_Miscellaneous_E2 | F1 | Commercial | Miscellaneous | Existing | Miscellaneous | Natural Gas | Miscellaneous | E2 | CCE | 0 | 0 | 0 | 0 | 0 | 0 | 0 | 0 | 0 | 0 | 0 | 0 | 0 | 0 | 0 | 0 | 0 | 0 | 0 | 0 | 0 | 0 | 0 | 0 | 0 | 0 | 0 | 0 | 0 | 0 | 0
F1_Commercial_Miscellaneous_Existing_Miscellaneous_Natural Gas_Miscellaneous_E3 | F1 | Commercial | Miscellaneous | Existing | Miscellaneous | Natural Gas | Miscellaneous | E3 | CCE | 0 | 0 | 0 | 0 | 0 | 0 | 0 | 0 | 0 | 0 | 0 | 0 | 0 | 0 | 0 | 0 | 0 | 0 | 0 | 0 | 0 | 0 | 0 | 0 | 0 | 0 | 0 | 0 | 0 | 0 | 0
F1_Commercial_Miscellaneous_Existing_Miscellaneous_Natural Gas_Miscellaneous_E4 | F1 | Commercial | Miscellaneous | Existing | Miscellaneous | Natural Gas | Miscellaneous | E4 | CCE | 0 | 0 | 0 | 0 | 0 | 0 | 0 | 0 | 0 | 0 | 0 | 0 | 0 | 0 | 0 | 0 | 0 | 0 | 0 | 0 | 0 | 0 | 0 | 0 | 0 | 0 | 0 | 0 | 0 | 0 | 0
F1_Commercial_Miscellaneous_Existing_Miscellaneous_Natural Gas_Miscellaneous_E5 | F1 | Commercial | Miscellaneous | Existing | Miscellaneous | Natural Gas | Miscellaneous | E5 | CCE | 0 | 0 | 0 | 0 | 0 | 0 | 0 | 0 | 0 | 0 | 0 | 0 | 0 | 0 | 0 | 0 | 0 | 0 | 0 | 0 | 0 | 0 | 0 | 0 | 0 | 0 | 0 | 0 | 0 | 0 | 0
F1_Commercial_Miscellaneous_Existing_Miscellaneous_Natural Gas_Miscellaneous_E6 | F1 | Commercial | Miscellaneous | Existing | Miscellaneous | Natural Gas | Miscellaneous | E6 | CCE | 0 | 0 | 0 | 0 | 0 | 0 | 0 | 0 | 0 | 0 | 0 | 0 | 0 | 0 | 0 | 0 | 0 | 0 | 0 | 0 | 0 | 0 | 0 | 0 | 0 | 0 | 0 | 0 | 0 | 0 | 0
F1_Commercial_Miscellaneous_Existing_Miscellaneous_Natural Gas_Miscellaneous_E7 | F1 | Commercial | Miscellaneous | Existing | Miscellaneous | Natural Gas | Miscellaneous | E7 | CCE | 0 | 0 | 0 | 0 | 0 | 0 | 0 | 0 | 0 | 0 | 0 | 0 | 0 | 0 | 0 | 0 | 0 | 0 | 0 | 0 | 0 | 0 | 0 | 0 | 0 | 0 | 0 | 0 | 0 | 0 | 0
F1_Commercial_Miscellaneous_Existing_Miscellaneous_Natural Gas_Miscellaneous_E8 | F1 | Commercial | Miscellaneous | Existing | Miscellaneous | Natural Gas | Miscellaneous | E8 | CCE | 0 | 0 | 0 | 0 | 0 | 0 | 0 | 0 | 0 | 0 | 0 | 0 | 0 | 0 | 0 | 0 | 0 | 0 | 0 | 0 | 0 | 0 | 0 | 0 | 0 | 0 | 0 | 0 | 0 | 0 | 0
F1_Commercial_Miscellaneous_Existing_Miscellaneous_Natural Gas_Miscellaneous_E9 | F1 | Commercial | Miscellaneous | Existing | Miscellaneous | Natural Gas | Miscellaneous | E9 | CCE | 0 | 0 | 0 | 0 | 0 | 0 | 0 | 0 | 0 | 0 | 0 | 0 | 0 | 0 | 0 | 0 | 0 | 0 | 0 | 0 | 0 | 0 | 0 | 0 | 0 | 0 | 0 | 0 | 0 | 0 | 0
F1_Commercial_Miscellaneous_Existing_Miscellaneous_Natural Gas_Miscellaneous_E10 | F1 | Commercial | Miscellaneous | Existing | Miscellaneous | Natural Gas | Miscellaneous | E10 | CCE | 0 | 0 | 0 | 0 | 0 | 0 | 0 | 0 | 0 | 0 | 0 | 0 | 0 | 0 | 0 | 0 | 0 | 0 | 0 | 0 | 0 | 0 | 0 | 0 | 0 | 0 | 0 | 0 | 0 | 0 | 0
F2_Commercial_Miscellaneous_Existing_Miscellaneous_Natural Gas_Miscellaneous_E1 | F2 | Commercial | Miscellaneous | Existing | Miscellaneous | Natural Gas | Miscellaneous | E1 | TRC BC Ratio | 0.9 | 0.9 | 0.9 | 0.9 | 0.9 | 0.9 | 0.9 | 0.9 | 0.9 | 0.9 | 0.9 | 0.9 | 0.9 | 0.9 | 0.9 | 0.9 | 0.9 | 0.9 | 0.9 | 0.9 | 0.9 | 0.9 | 0.9 | 0.9 | 0.9 | 0.9 | 0.9 | 0.9 | 0.9 | 0.9 | 0.9
F2_Commercial_Miscellaneous_Existing_Miscellaneous_Natural Gas_Miscellaneous_E2 | F2 | Commercial | Miscellaneous | Existing | Miscellaneous | Natural Gas | Miscellaneous | E2 | TRC BC Ratio | 0 | 0 | 0 | 0 | 0 | 0 | 0 | 0 | 0 | 0 | 0 | 0 | 0 | 0 | 0 | 0 | 0 | 0 | 0 | 0 | 0 | 0 | 0 | 0 | 0 | 0 | 0 | 0 | 0 | 0 | 0
F2_Commercial_Miscellaneous_Existing_Miscellaneous_Natural Gas_Miscellaneous_E3 | F2 | Commercial | Miscellaneous | Existing | Miscellaneous | Natural Gas | Miscellaneous | E3 | TRC BC Ratio | 0 | 0 | 0 | 0 | 0 | 0 | 0 | 0 | 0 | 0 | 0 | 0 | 0 | 0 | 0 | 0 | 0 | 0 | 0 | 0 | 0 | 0 | 0 | 0 | 0 | 0 | 0 | 0 | 0 | 0 | 0
F2_Commercial_Miscellaneous_Existing_Miscellaneous_Natural Gas_Miscellaneous_E4 | F2 | Commercial | Miscellaneous | Existing | Miscellaneous | Natural Gas | Miscellaneous | E4 | TRC BC Ratio | 0 | 0 | 0 | 0 | 0 | 0 | 0 | 0 | 0 | 0 | 0 | 0 | 0 | 0 | 0 | 0 | 0 | 0 | 0 | 0 | 0 | 0 | 0 | 0 | 0 | 0 | 0 | 0 | 0 | 0 | 0
F2_Commercial_Miscellaneous_Existing_Miscellaneous_Natural Gas_Miscellaneous_E5 | F2 | Commercial | Miscellaneous | Existing | Miscellaneous | Natural Gas | Miscellaneous | E5 | TRC BC Ratio | 0 | 0 | 0 | 0 | 0 | 0 | 0 | 0 | 0 | 0 | 0 | 0 | 0 | 0 | 0 | 0 | 0 | 0 | 0 | 0 | 0 | 0 | 0 | 0 | 0 | 0 | 0 | 0 | 0 | 0 | 0
F2_Commercial_Miscellaneous_Existing_Miscellaneous_Natural Gas_Miscellaneous_E6 | F2 | Commercial | Miscellaneous | Existing | Miscellaneous | Natural Gas | Miscellaneous | E6 | TRC BC Ratio | 0 | 0 | 0 | 0 | 0 | 0 | 0 | 0 | 0 | 0 | 0 | 0 | 0 | 0 | 0 | 0 | 0 | 0 | 0 | 0 | 0 | 0 | 0 | 0 | 0 | 0 | 0 | 0 | 0 | 0 | 0
F2_Commercial_Miscellaneous_Existing_Miscellaneous_Natural Gas_Miscellaneous_E7 | F2 | Commercial | Miscellaneous | Existing | Miscellaneous | Natural Gas | Miscellaneous | E7 | TRC BC Ratio | 0 | 0 | 0 | 0 | 0 | 0 | 0 | 0 | 0 | 0 | 0 | 0 | 0 | 0 | 0 | 0 | 0 | 0 | 0 | 0 | 0 | 0 | 0 | 0 | 0 | 0 | 0 | 0 | 0 | 0 | 0
F2_Commercial_Miscellaneous_Existing_Miscellaneous_Natural Gas_Miscellaneous_E8 | F2 | Commercial | Miscellaneous | Existing | Miscellaneous | Natural Gas | Miscellaneous | E8 | TRC BC Ratio | 0 | 0 | 0 | 0 | 0 | 0 | 0 | 0 | 0 | 0 | 0 | 0 | 0 | 0 | 0 | 0 | 0 | 0 | 0 | 0 | 0 | 0 | 0 | 0 | 0 | 0 | 0 | 0 | 0 | 0 | 0
F2_Commercial_Miscellaneous_Existing_Miscellaneous_Natural Gas_Miscellaneous_E9 | F2 | Commercial | Miscellaneous | Existing | Miscellaneous | Natural Gas | Miscellaneous | E9 | TRC BC Ratio | 0 | 0 | 0 | 0 | 0 | 0 | 0 | 0 | 0 | 0 | 0 | 0 | 0 | 0 | 0 | 0 | 0 | 0 | 0 | 0 | 0 | 0 | 0 | 0 | 0 | 0 | 0 | 0 | 0 | 0 | 0
F2_Commercial_Miscellaneous_Existing_Miscellaneous_Natural Gas_Miscellaneous_E10 | F2 | Commercial | Miscellaneous | Existing | Miscellaneous | Natural Gas | Miscellaneous | E10 | TRC BC Ratio | 0 | 0 | 0 | 0 | 0 | 0 | 0 | 0 | 0 | 0 | 0 | 0 | 0 | 0 | 0 | 0 | 0 | 0 | 0 | 0 | 0 | 0 | 0 | 0 | 0 | 0 | 0 | 0 | 0 | 0 | 0
F3_Commercial_Miscellaneous_Existing_Miscellaneous_Natural Gas_Miscellaneous_E1 | F3 | Commercial | Miscellaneous | Existing | Miscellaneous | Natural Gas | Miscellaneous | E1 | PACT BC Ratio | 0.9 | 0.9 | 0.9 | 0.9 | 0.9 | 0.9 | 0.9 | 0.9 | 0.9 | 0.9 | 0.9 | 0.9 | 0.9 | 0.9 | 0.9 | 0.9 | 0.9 | 0.9 | 0.9 | 0.9 | 0.9 | 0.9 | 0.9 | 0.9 | 0.9 | 0.9 | 0.9 | 0.9 | 0.9 | 0.9 | 0.9
F3_Commercial_Miscellaneous_Existing_Miscellaneous_Natural Gas_Miscellaneous_E2 | F3 | Commercial | Miscellaneous | Existing | Miscellaneous | Natural Gas | Miscellaneous | E2 | PACT BC Ratio | 0 | 0 | 0 | 0 | 0 | 0 | 0 | 0 | 0 | 0 | 0 | 0 | 0 | 0 | 0 | 0 | 0 | 0 | 0 | 0 | 0 | 0 | 0 | 0 | 0 | 0 | 0 | 0 | 0 | 0 | 0
F3_Commercial_Miscellaneous_Existing_Miscellaneous_Natural Gas_Miscellaneous_E3 | F3 | Commercial | Miscellaneous | Existing | Miscellaneous | Natural Gas | Miscellaneous | E3 | PACT BC Ratio | 0 | 0 | 0 | 0 | 0 | 0 | 0 | 0 | 0 | 0 | 0 | 0 | 0 | 0 | 0 | 0 | 0 | 0 | 0 | 0 | 0 | 0 | 0 | 0 | 0 | 0 | 0 | 0 | 0 | 0 | 0
F3_Commercial_Miscellaneous_Existing_Miscellaneous_Natural Gas_Miscellaneous_E4 | F3 | Commercial | Miscellaneous | Existing | Miscellaneous | Natural Gas | Miscellaneous | E4 | PACT BC Ratio | 0 | 0 | 0 | 0 | 0 | 0 | 0 | 0 | 0 | 0 | 0 | 0 | 0 | 0 | 0 | 0 | 0 | 0 | 0 | 0 | 0 | 0 | 0 | 0 | 0 | 0 | 0 | 0 | 0 | 0 | 0
F3_Commercial_Miscellaneous_Existing_Miscellaneous_Natural Gas_Miscellaneous_E5 | F3 | Commercial | Miscellaneous | Existing | Miscellaneous | Natural Gas | Miscellaneous | E5 | PACT BC Ratio | 0 | 0 | 0 | 0 | 0 | 0 | 0 | 0 | 0 | 0 | 0 | 0 | 0 | 0 | 0 | 0 | 0 | 0 | 0 | 0 | 0 | 0 | 0 | 0 | 0 | 0 | 0 | 0 | 0 | 0 | 0
F3_Commercial_Miscellaneous_Existing_Miscellaneous_Natural Gas_Miscellaneous_E6 | F3 | Commercial | Miscellaneous | Existing | Miscellaneous | Natural Gas | Miscellaneous | E6 | PACT BC Ratio | 0 | 0 | 0 | 0 | 0 | 0 | 0 | 0 | 0 | 0 | 0 | 0 | 0 | 0 | 0 | 0 | 0 | 0 | 0 | 0 | 0 | 0 | 0 | 0 | 0 | 0 | 0 | 0 | 0 | 0 | 0
F3_Commercial_Miscellaneous_Existing_Miscellaneous_Natural Gas_Miscellaneous_E7 | F3 | Commercial | Miscellaneous | Existing | Miscellaneous | Natural Gas | Miscellaneous | E7 | PACT BC Ratio | 0 | 0 | 0 | 0 | 0 | 0 | 0 | 0 | 0 | 0 | 0 | 0 | 0 | 0 | 0 | 0 | 0 | 0 | 0 | 0 | 0 | 0 | 0 | 0 | 0 | 0 | 0 | 0 | 0 | 0 | 0
F3_Commercial_Miscellaneous_Existing_Miscellaneous_Natural Gas_Miscellaneous_E8 | F3 | Commercial | Miscellaneous | Existing | Miscellaneous | Natural Gas | Miscellaneous | E8 | PACT BC Ratio | 0 | 0 | 0 | 0 | 0 | 0 | 0 | 0 | 0 | 0 | 0 | 0 | 0 | 0 | 0 | 0 | 0 | 0 | 0 | 0 | 0 | 0 | 0 | 0 | 0 | 0 | 0 | 0 | 0 | 0 | 0
F3_Commercial_Miscellaneous_Existing_Miscellaneous_Natural Gas_Miscellaneous_E9 | F3 | Commercial | Miscellaneous | Existing | Miscellaneous | Natural Gas | Miscellaneous | E9 | PACT BC Ratio | 0 | 0 | 0 | 0 | 0 | 0 | 0 | 0 | 0 | 0 | 0 | 0 | 0 | 0 | 0 | 0 | 0 | 0 | 0 | 0 | 0 | 0 | 0 | 0 | 0 | 0 | 0 | 0 | 0 | 0 | 0
F3_Commercial_Miscellaneous_Existing_Miscellaneous_Natural Gas_Miscellaneous_E10 | F3 | Commercial | Miscellaneous | Existing | Miscellaneous | Natural Gas | Miscellaneous | E10 | PACT BC Ratio | 0 | 0 | 0 | 0 | 0 | 0 | 0 | 0 | 0 | 0 | 0 | 0 | 0 | 0 | 0 | 0 | 0 | 0 | 0 | 0 | 0 | 0 | 0 | 0 | 0 | 0 | 0 | 0 | 0 | 0 | 0
F4_Commercial_Miscellaneous_Existing_Miscellaneous_Natural Gas_Miscellaneous_E1 | F4 | Commercial | Miscellaneous | Existing | Miscellaneous | Natural Gas | Miscellaneous | E1 | PCT BC Ratio | 0.9 | 0.9 | 0.9 | 0.9 | 0.9 | 0.9 | 0.9 | 0.9 | 0.9 | 0.9 | 0.9 | 0.9 | 0.9 | 0.9 | 0.9 | 0.9 | 0.9 | 0.9 | 0.9 | 0.9 | 0.9 | 0.9 | 0.9 | 0.9 | 0.9 | 0.9 | 0.9 | 0.9 | 0.9 | 0.9 | 0.9
F4_Commercial_Miscellaneous_Existing_Miscellaneous_Natural Gas_Miscellaneous_E2 | F4 | Commercial | Miscellaneous | Existing | Miscellaneous | Natural Gas | Miscellaneous | E2 | PCT BC Ratio | 0 | 0 | 0 | 0 | 0 | 0 | 0 | 0 | 0 | 0 | 0 | 0 | 0 | 0 | 0 | 0 | 0 | 0 | 0 | 0 | 0 | 0 | 0 | 0 | 0 | 0 | 0 | 0 | 0 | 0 | 0
F4_Commercial_Miscellaneous_Existing_Miscellaneous_Natural Gas_Miscellaneous_E3 | F4 | Commercial | Miscellaneous | Existing | Miscellaneous | Natural Gas | Miscellaneous | E3 | PCT BC Ratio | 0 | 0 | 0 | 0 | 0 | 0 | 0 | 0 | 0 | 0 | 0 | 0 | 0 | 0 | 0 | 0 | 0 | 0 | 0 | 0 | 0 | 0 | 0 | 0 | 0 | 0 | 0 | 0 | 0 | 0 | 0
F4_Commercial_Miscellaneous_Existing_Miscellaneous_Natural Gas_Miscellaneous_E4 | F4 | Commercial | Miscellaneous | Existing | Miscellaneous | Natural Gas | Miscellaneous | E4 | PCT BC Ratio | 0 | 0 | 0 | 0 | 0 | 0 | 0 | 0 | 0 | 0 | 0 | 0 | 0 | 0 | 0 | 0 | 0 | 0 | 0 | 0 | 0 | 0 | 0 | 0 | 0 | 0 | 0 | 0 | 0 | 0 | 0
F4_Commercial_Miscellaneous_Existing_Miscellaneous_Natural Gas_Miscellaneous_E5 | F4 | Commercial | Miscellaneous | Existing | Miscellaneous | Natural Gas | Miscellaneous | E5 | PCT BC Ratio | 0 | 0 | 0 | 0 | 0 | 0 | 0 | 0 | 0 | 0 | 0 | 0 | 0 | 0 | 0 | 0 | 0 | 0 | 0 | 0 | 0 | 0 | 0 | 0 | 0 | 0 | 0 | 0 | 0 | 0 | 0
F4_Commercial_Miscellaneous_Existing_Miscellaneous_Natural Gas_Miscellaneous_E6 | F4 | Commercial | Miscellaneous | Existing | Miscellaneous | Natural Gas | Miscellaneous | E6 | PCT BC Ratio | 0 | 0 | 0 | 0 | 0 | 0 | 0 | 0 | 0 | 0 | 0 | 0 | 0 | 0 | 0 | 0 | 0 | 0 | 0 | 0 | 0 | 0 | 0 | 0 | 0 | 0 | 0 | 0 | 0 | 0 | 0
F4_Commercial_Miscellaneous_Existing_Miscellaneous_Natural Gas_Miscellaneous_E7 | F4 | Commercial | Miscellaneous | Existing | Miscellaneous | Natural Gas | Miscellaneous | E7 | PCT BC Ratio | 0 | 0 | 0 | 0 | 0 | 0 | 0 | 0 | 0 | 0 | 0 | 0 | 0 | 0 | 0 | 0 | 0 | 0 | 0 | 0 | 0 | 0 | 0 | 0 | 0 | 0 | 0 | 0 | 0 | 0 | 0
F4_Commercial_Miscellaneous_Existing_Miscellaneous_Natural Gas_Miscellaneous_E8 | F4 | Commercial | Miscellaneous | Existing | Miscellaneous | Natural Gas | Miscellaneous | E8 | PCT BC Ratio | 0 | 0 | 0 | 0 | 0 | 0 | 0 | 0 | 0 | 0 | 0 | 0 | 0 | 0 | 0 | 0 | 0 | 0 | 0 | 0 | 0 | 0 | 0 | 0 | 0 | 0 | 0 | 0 | 0 | 0 | 0
F4_Commercial_Miscellaneous_Existing_Miscellaneous_Natural Gas_Miscellaneous_E9 | F4 | Commercial | Miscellaneous | Existing | Miscellaneous | Natural Gas | Miscellaneous | E9 | PCT BC Ratio | 0 | 0 | 0 | 0 | 0 | 0 | 0 | 0 | 0 | 0 | 0 | 0 | 0 | 0 | 0 | 0 | 0 | 0 | 0 | 0 | 0 | 0 | 0 | 0 | 0 | 0 | 0 | 0 | 0 | 0 | 0
F4_Commercial_Miscellaneous_Existing_Miscellaneous_Natural Gas_Miscellaneous_E10 | F4 | Commercial | Miscellaneous | Existing | Miscellaneous | Natural Gas | Miscellaneous | E10 | PCT BC Ratio | 0 | 0 | 0 | 0 | 0 | 0 | 0 | 0 | 0 | 0 | 0 | 0 | 0 | 0 | 0 | 0 | 0 | 0 | 0 | 0 | 0 | 0 | 0 | 0 | 0 | 0 | 0 | 0 | 0 | 0 | 0
F5_Commercial_Miscellaneous_Existing_Miscellaneous_Natural Gas_Miscellaneous_E1 | F5 | Commercial | Miscellaneous | Existing | Miscellaneous | Natural Gas | Miscellaneous | E1 | RIM BC Ratio | 0.9 | 0.9 | 0.9 | 0.9 | 0.9 | 0.9 | 0.9 | 0.9 | 0.9 | 0.9 | 0.9 | 0.9 | 0.9 | 0.9 | 0.9 | 0.9 | 0.9 | 0.9 | 0.9 | 0.9 | 0.9 | 0.9 | 0.9 | 0.9 | 0.9 | 0.9 | 0.9 | 0.9 | 0.9 | 0.9 | 0.9
F5_Commercial_Miscellaneous_Existing_Miscellaneous_Natural Gas_Miscellaneous_E2 | F5 | Commercial | Miscellaneous | Existing | Miscellaneous | Natural Gas | Miscellaneous | E2 | RIM BC Ratio | 0 | 0 | 0 | 0 | 0 | 0 | 0 | 0 | 0 | 0 | 0 | 0 | 0 | 0 | 0 | 0 | 0 | 0 | 0 | 0 | 0 | 0 | 0 | 0 | 0 | 0 | 0 | 0 | 0 | 0 | 0
F5_Commercial_Miscellaneous_Existing_Miscellaneous_Natural Gas_Miscellaneous_E3 | F5 | Commercial | Miscellaneous | Existing | Miscellaneous | Natural Gas | Miscellaneous | E3 | RIM BC Ratio | 0 | 0 | 0 | 0 | 0 | 0 | 0 | 0 | 0 | 0 | 0 | 0 | 0 | 0 | 0 | 0 | 0 | 0 | 0 | 0 | 0 | 0 | 0 | 0 | 0 | 0 | 0 | 0 | 0 | 0 | 0
F5_Commercial_Miscellaneous_Existing_Miscellaneous_Natural Gas_Miscellaneous_E4 | F5 | Commercial | Miscellaneous | Existing | Miscellaneous | Natural Gas | Miscellaneous | E4 | RIM BC Ratio | 0 | 0 | 0 | 0 | 0 | 0 | 0 | 0 | 0 | 0 | 0 | 0 | 0 | 0 | 0 | 0 | 0 | 0 | 0 | 0 | 0 | 0 | 0 | 0 | 0 | 0 | 0 | 0 | 0 | 0 | 0
F5_Commercial_Miscellaneous_Existing_Miscellaneous_Natural Gas_Miscellaneous_E5 | F5 | Commercial | Miscellaneous | Existing | Miscellaneous | Natural Gas | Miscellaneous | E5 | RIM BC Ratio | 0 | 0 | 0 | 0 | 0 | 0 | 0 | 0 | 0 | 0 | 0 | 0 | 0 | 0 | 0 | 0 | 0 | 0 | 0 | 0 | 0 | 0 | 0 | 0 | 0 | 0 | 0 | 0 | 0 | 0 | 0
F5_Commercial_Miscellaneous_Existing_Miscellaneous_Natural Gas_Miscellaneous_E6 | F5 | Commercial | Miscellaneous | Existing | Miscellaneous | Natural Gas | Miscellaneous | E6 | RIM BC Ratio | 0 | 0 | 0 | 0 | 0 | 0 | 0 | 0 | 0 | 0 | 0 | 0 | 0 | 0 | 0 | 0 | 0 | 0 | 0 | 0 | 0 | 0 | 0 | 0 | 0 | 0 | 0 | 0 | 0 | 0 | 0
F5_Commercial_Miscellaneous_Existing_Miscellaneous_Natural Gas_Miscellaneous_E7 | F5 | Commercial | Miscellaneous | Existing | Miscellaneous | Natural Gas | Miscellaneous | E7 | RIM BC Ratio | 0 | 0 | 0 | 0 | 0 | 0 | 0 | 0 | 0 | 0 | 0 | 0 | 0 | 0 | 0 | 0 | 0 | 0 | 0 | 0 | 0 | 0 | 0 | 0 | 0 | 0 | 0 | 0 | 0 | 0 | 0
F5_Commercial_Miscellaneous_Existing_Miscellaneous_Natural Gas_Miscellaneous_E8 | F5 | Commercial | Miscellaneous | Existing | Miscellaneous | Natural Gas | Miscellaneous | E8 | RIM BC Ratio | 0 | 0 | 0 | 0 | 0 | 0 | 0 | 0 | 0 | 0 | 0 | 0 | 0 | 0 | 0 | 0 | 0 | 0 | 0 | 0 | 0 | 0 | 0 | 0 | 0 | 0 | 0 | 0 | 0 | 0 | 0
F5_Commercial_Miscellaneous_Existing_Miscellaneous_Natural Gas_Miscellaneous_E9 | F5 | Commercial | Miscellaneous | Existing | Miscellaneous | Natural Gas | Miscellaneous | E9 | RIM BC Ratio | 0 | 0 | 0 | 0 | 0 | 0 | 0 | 0 | 0 | 0 | 0 | 0 | 0 | 0 | 0 | 0 | 0 | 0 | 0 | 0 | 0 | 0 | 0 | 0 | 0 | 0 | 0 | 0 | 0 | 0 | 0
F5_Commercial_Miscellaneous_Existing_Miscellaneous_Natural Gas_Miscellaneous_E10 | F5 | Commercial | Miscellaneous | Existing | Miscellaneous | Natural Gas | Miscellaneous | E10 | RIM BC Ratio | 0 | 0 | 0 | 0 | 0 | 0 | 0 | 0 | 0 | 0 | 0 | 0 | 0 | 0 | 0 | 0 | 0 | 0 | 0 | 0 | 0 | 0 | 0 | 0 | 0 | 0 | 0 | 0 | 0 | 0 | 0
F0_Commercial_Miscellaneous_New_Space Heating_Natural Gas_Furnace_E0 | F0 | Commercial | Miscellaneous | New | Space Heating | Natural Gas | Furnace | E0 | Economic Unit | AFUE 80% (Standard) | AFUE 80% (Standard) | AFUE 80% (Standard) | AFUE 80% (Standard) | AFUE 80% (Standard) | AFUE 96% | AFUE 96% | AFUE 96% | AFUE 96% | AFUE 96% | AFUE 96% | AFUE 96% | AFUE 96% | AFUE 96% | AFUE 96% | AFUE 96% | AFUE 96% | AFUE 96% | AFUE 96% | AFUE 96% | AFUE 96% | AFUE 96% | AFUE 96% | AFUE 96% | AFUE 96% | AFUE 96% | AFUE 96% | AFUE 96% | AFUE 96% | AFUE 96% | AFUE 96%
F1_Commercial_Miscellaneous_New_Space Heating_Natural Gas_Furnace_E1 | F1 | Commercial | Miscellaneous | New | Space Heating | Natural Gas | Furnace | E1 | CCE | 0 | 0 | 0 | 0 | 0 | 0 | 0 | 0 | 0 | 0 | 0 | 0 | 0 | 0 | 0 | 0 | 0 | 0 | 0 | 0 | 0 | 0 | 0 | 0 | 0 | 0 | 0 | 0 | 0 | 0 | 0
F1_Commercial_Miscellaneous_New_Space Heating_Natural Gas_Furnace_E2 | F1 | Commercial | Miscellaneous | New | Space Heating | Natural Gas | Furnace | E2 | CCE | 0.22537 | 0.21666 | 0.21769 | 0.21997 | 0.21997 | 0 | 0 | 0 | 0 | 0 | 0 | 0 | 0 | 0 | 0 | 0 | 0 | 0 | 0 | 0 | 0 | 0 | 0 | 0 | 0 | 0 | 0 | 0 | 0 | 0 | 0
F1_Commercial_Miscellaneous_New_Space Heating_Natural Gas_Furnace_E3 | F1 | Commercial | Miscellaneous | New | Space Heating | Natural Gas | Furnace | E3 | CCE | 0.048003 | 0.046148 | 0.046368 | 0.046853 | 0.046853 | 0 | 0 | 0 | 0 | 0 | 0 | 0 | 0 | 0 | 0 | 0 | 0 | 0 | 0 | 0 | 0 | 0 | 0 | 0 | 0 | 0 | 0 | 0 | 0 | 0 | 0
F1_Commercial_Miscellaneous_New_Space Heating_Natural Gas_Furnace_E4 | F1 | Commercial | Miscellaneous | New | Space Heating | Natural Gas | Furnace | E4 | CCE | 0.016523 | 0.015885 | 0.015961 | 0.016127 | 0.016127 | -0.064987 | -0.064987 | -0.064987 | -0.064987 | -0.064987 | -0.064987 | -0.064987 | -0.064987 | -0.064987 | -0.064987 | -0.064987 | -0.064987 | -0.064987 | -0.064987 | -0.064987 | -0.064987 | -0.064987 | -0.064987 | -0.064987 | -0.064987 | -0.064987 | -0.064987 | -0.064987 | -0.064987 | -0.064987 | -0.064987
F1_Commercial_Miscellaneous_New_Space Heating_Natural Gas_Furnace_E5 | F1 | Commercial | Miscellaneous | New | Space Heating | Natural Gas | Furnace | E5 | CCE | 0 | 0 | 0 | 0 | 0 | 0 | 0 | 0.38424 | 0.38424 | 0.38424 | 0.38424 | 0.38424 | 0.38424 | 0.38424 | 0.38424 | 0.38424 | 0.38424 | 0.38424 | 0.38424 | 0.38424 | 0.38424 | 0.38424 | 0.38424 | 0.38424 | 0.38424 | 0.38424 | 0.38424 | 0.38424 | 0.38424 | 0.38424 | 0.38424
F1_Commercial_Miscellaneous_New_Space Heating_Natural Gas_Furnace_E6 | F1 | Commercial | Miscellaneous | New | Space Heating | Natural Gas | Furnace | E6 | CCE | 0 | 0 | 0 | 0 | 0 | 0 | 0 | 0 | 0 | 0 | 0 | 0 | 0 | 0 | 0 | 0 | 0 | 0 | 0 | 0 | 0 | 0 | 0 | 0 | 0 | 0 | 0 | 0 | 0 | 0 | 0
F1_Commercial_Miscellaneous_New_Space Heating_Natural Gas_Furnace_E7 | F1 | Commercial | Miscellaneous | New | Space Heating | Natural Gas | Furnace | E7 | CCE | 0 | 0 | 0 | 0 | 0 | 0 | 0 | 0 | 0 | 0 | 0 | 0 | 0 | 0 | 0 | 0 | 0 | 0 | 0 | 0 | 0 | 0 | 0 | 0 | 0 | 0 | 0 | 0 | 0 | 0 | 0
F1_Commercial_Miscellaneous_New_Space Heating_Natural Gas_Furnace_E8 | F1 | Commercial | Miscellaneous | New | Space Heating | Natural Gas | Furnace | E8 | CCE | 0 | 0 | 0 | 0 | 0 | 0 | 0 | 0 | 0 | 0 | 0 | 0 | 0 | 0 | 0 | 0 | 0 | 0 | 0 | 0 | 0 | 0 | 0 | 0 | 0 | 0 | 0 | 0 | 0 | 0 | 0
F1_Commercial_Miscellaneous_New_Space Heating_Natural Gas_Furnace_E9 | F1 | Commercial | Miscellaneous | New | Space Heating | Natural Gas | Furnace | E9 | CCE | 0 | 0 | 0 | 0 | 0 | 0 | 0 | 0 | 0 | 0 | 0 | 0 | 0 | 0 | 0 | 0 | 0 | 0 | 0 | 0 | 0 | 0 | 0 | 0 | 0 | 0 | 0 | 0 | 0 | 0 | 0
F1_Commercial_Miscellaneous_New_Space Heating_Natural Gas_Furnace_E10 | F1 | Commercial | Miscellaneous | New | Space Heating | Natural Gas | Furnace | E10 | CCE | 0 | 0 | 0 | 0 | 0 | 0 | 0 | 0 | 0 | 0 | 0 | 0 | 0 | 0 | 0 | 0 | 0 | 0 | 0 | 0 | 0 | 0 | 0 | 0 | 0 | 0 | 0 | 0 | 0 | 0 | 0
F2_Commercial_Miscellaneous_New_Space Heating_Natural Gas_Furnace_E1 | F2 | Commercial | Miscellaneous | New | Space Heating | Natural Gas | Furnace | E1 | TRC BC Ratio | 0.9 | 0.9 | 0.9 | 0.9 | 0.9 | 0 | 0 | 0 | 0 | 0 | 0 | 0 | 0 | 0 | 0 | 0 | 0 | 0 | 0 | 0 | 0 | 0 | 0 | 0 | 0 | 0 | 0 | 0 | 0 | 0 | 0
F2_Commercial_Miscellaneous_New_Space Heating_Natural Gas_Furnace_E2 | F2 | Commercial | Miscellaneous | New | Space Heating | Natural Gas | Furnace | E2 | TRC BC Ratio | 0.044108 | 0.044392 | 0.04455 | 0.044741 | 0.045136 | 0 | 0 | 0 | 0 | 0 | 0 | 0 | 0 | 0 | 0 | 0 | 0 | 0 | 0 | 0 | 0 | 0 | 0 | 0 | 0 | 0 | 0 | 0 | 0 | 0 | 0
F2_Commercial_Miscellaneous_New_Space Heating_Natural Gas_Furnace_E3 | F2 | Commercial | Miscellaneous | New | Space Heating | Natural Gas | Furnace | E3 | TRC BC Ratio | 0.20708 | 0.20842 | 0.20916 | 0.21006 | 0.21191 | 0.9 | 0.9 | 0.9 | 0.9 | 0.9 | 0.9 | 0.9 | 0.9 | 0.9 | 0.9 | 0.9 | 0.9 | 0.9 | 0.9 | 0.9 | 0.9 | 0.9 | 0.9 | 0.9 | 0.9 | 0.9 | 0.9 | 0.9 | 0.9 | 0.9 | 0.9
F2_Commercial_Miscellaneous_New_Space Heating_Natural Gas_Furnace_E4 | F2 | Commercial | Miscellaneous | New | Space Heating | Natural Gas | Furnace | E4 | TRC BC Ratio | 0.60161 | 0.60548 | 0.60763 | 0.61025 | 0.61564 | 0.9 | 0.9 | 0.9 | 0.9 | 0.9 | 0.9 | 0.9 | 0.9 | 0.9 | 0.9 | 0.9 | 0.9 | 0.9 | 0.9 | 0.9 | 0.9 | 0.9 | 0.9 | 0.9 | 0.9 | 0.9 | 0.9 | 0.9 | 0.9 | 0.9 | 0.9
F2_Commercial_Miscellaneous_New_Space Heating_Natural Gas_Furnace_E5 | F2 | Commercial | Miscellaneous | New | Space Heating | Natural Gas | Furnace | E5 | TRC BC Ratio | 0 | 0 | 0 | 0 | 0 | 0 | 0 | 0.024097 | 0.023952 | 0.023746 | 0.023634 | 0.023479 | 0.021074 | 0.020904 | 0.020883 | 0.020726 | 0.02067 | 0.020654 | 0.020269 | 0.020398 | 0.020454 | 0.020549 | 0.020683 | 0.012033 | 0.011732 | 0.011424 | 0.011105 | 0.010771 | 0.01042 | 0.010049 | 0.0096546
F2_Commercial_Miscellaneous_New_Space Heating_Natural Gas_Furnace_E6 | F2 | Commercial | Miscellaneous | New | Space Heating | Natural Gas | Furnace | E6 | TRC BC Ratio | 0 | 0 | 0 | 0 | 0 | 0 | 0 | 0 | 0 | 0 | 0 | 0 | 0 | 0 | 0 | 0 | 0 | 0 | 0 | 0 | 0 | 0 | 0 | 0 | 0 | 0 | 0 | 0 | 0 | 0 | 0
F2_Commercial_Miscellaneous_New_Space Heating_Natural Gas_Furnace_E7 | F2 | Commercial | Miscellaneous | New | Space Heating | Natural Gas | Furnace | E7 | TRC BC Ratio | 0 | 0 | 0 | 0 | 0 | 0 | 0 | 0 | 0 | 0 | 0 | 0 | 0 | 0 | 0 | 0 | 0 | 0 | 0 | 0 | 0 | 0 | 0 | 0 | 0 | 0 | 0 | 0 | 0 | 0 | 0
F2_Commercial_Miscellaneous_New_Space Heating_Natural Gas_Furnace_E8 | F2 | Commercial | Miscellaneous | New | Space Heating | Natural Gas | Furnace | E8 | TRC BC Ratio | 0 | 0 | 0 | 0 | 0 | 0 | 0 | 0 | 0 | 0 | 0 | 0 | 0 | 0 | 0 | 0 | 0 | 0 | 0 | 0 | 0 | 0 | 0 | 0 | 0 | 0 | 0 | 0 | 0 | 0 | 0
F2_Commercial_Miscellaneous_New_Space Heating_Natural Gas_Furnace_E9 | F2 | Commercial | Miscellaneous | New | Space Heating | Natural Gas | Furnace | E9 | TRC BC Ratio | 0 | 0 | 0 | 0 | 0 | 0 | 0 | 0 | 0 | 0 | 0 | 0 | 0 | 0 | 0 | 0 | 0 | 0 | 0 | 0 | 0 | 0 | 0 | 0 | 0 | 0 | 0 | 0 | 0 | 0 | 0
F2_Commercial_Miscellaneous_New_Space Heating_Natural Gas_Furnace_E10 | F2 | Commercial | Miscellaneous | New | Space Heating | Natural Gas | Furnace | E10 | TRC BC Ratio | 0 | 0 | 0 | 0 | 0 | 0 | 0 | 0 | 0 | 0 | 0 | 0 | 0 | 0 | 0 | 0 | 0 | 0 | 0 | 0 | 0 | 0 | 0 | 0 | 0 | 0 | 0 | 0 | 0 | 0 | 0
F3_Commercial_Miscellaneous_New_Space Heating_Natural Gas_Furnace_E1 | F3 | Commercial | Miscellaneous | New | Space Heating | Natural Gas | Furnace | E1 | PACT BC Ratio | 0.9 | 0.9 | 0.9 | 0.9 | 0.9 | 0 | 0 | 0 | 0 | 0 | 0 | 0 | 0 | 0 | 0 | 0 | 0 | 0 | 0 | 0 | 0 | 0 | 0 | 0 | 0 | 0 | 0 | 0 | 0 | 0 | 0
F3_Commercial_Miscellaneous_New_Space Heating_Natural Gas_Furnace_E2 | F3 | Commercial | Miscellaneous | New | Space Heating | Natural Gas | Furnace | E2 | PACT BC Ratio | 0.044108 | 0.044392 | 0.04455 | 0.044741 | 0.045136 | 0 | 0 | 0 | 0 | 0 | 0 | 0 | 0 | 0 | 0 | 0 | 0 | 0 | 0 | 0 | 0 | 0 | 0 | 0 | 0 | 0 | 0 | 0 | 0 | 0 | 0
F3_Commercial_Miscellaneous_New_Space Heating_Natural Gas_Furnace_E3 | F3 | Commercial | Miscellaneous | New | Space Heating | Natural Gas | Furnace | E3 | PACT BC Ratio | 0.20708 | 0.20842 | 0.20916 | 0.21006 | 0.21191 | 0.9 | 0.9 | 0.9 | 0.9 | 0.9 | 0.9 | 0.9 | 0.9 | 0.9 | 0.9 | 0.9 | 0.9 | 0.9 | 0.9 | 0.9 | 0.9 | 0.9 | 0.9 | 0.9 | 0.9 | 0.9 | 0.9 | 0.9 | 0.9 | 0.9 | 0.9
F3_Commercial_Miscellaneous_New_Space Heating_Natural Gas_Furnace_E4 | F3 | Commercial | Miscellaneous | New | Space Heating | Natural Gas | Furnace | E4 | PACT BC Ratio | 0.60161 | 0.60548 | 0.60763 | 0.61025 | 0.61564 | 0.9 | 0.9 | 0.9 | 0.9 | 0.9 | 0.9 | 0.9 | 0.9 | 0.9 | 0.9 | 0.9 | 0.9 | 0.9 | 0.9 | 0.9 | 0.9 | 0.9 | 0.9 | 0.9 | 0.9 | 0.9 | 0.9 | 0.9 | 0.9 | 0.9 | 0.9
F3_Commercial_Miscellaneous_New_Space Heating_Natural Gas_Furnace_E5 | F3 | Commercial | Miscellaneous | New | Space Heating | Natural Gas | Furnace | E5 | PACT BC Ratio | 0 | 0 | 0 | 0 | 0 | 0 | 0 | 0.024097 | 0.023952 | 0.023746 | 0.023634 | 0.023479 | 0.021074 | 0.020904 | 0.020883 | 0.020726 | 0.02067 | 0.020654 | 0.020269 | 0.020398 | 0.020454 | 0.020549 | 0.020683 | 0.012033 | 0.011732 | 0.011424 | 0.011105 | 0.010771 | 0.01042 | 0.010049 | 0.0096546
F3_Commercial_Miscellaneous_New_Space Heating_Natural Gas_Furnace_E6 | F3 | Commercial | Miscellaneous | New | Space Heating | Natural Gas | Furnace | E6 | PACT BC Ratio | 0 | 0 | 0 | 0 | 0 | 0 | 0 | 0 | 0 | 0 | 0 | 0 | 0 | 0 | 0 | 0 | 0 | 0 | 0 | 0 | 0 | 0 | 0 | 0 | 0 | 0 | 0 | 0 | 0 | 0 | 0
F3_Commercial_Miscellaneous_New_Space Heating_Natural Gas_Furnace_E7 | F3 | Commercial | Miscellaneous | New | Space Heating | Natural Gas | Furnace | E7 | PACT BC Ratio | 0 | 0 | 0 | 0 | 0 | 0 | 0 | 0 | 0 | 0 | 0 | 0 | 0 | 0 | 0 | 0 | 0 | 0 | 0 | 0 | 0 | 0 | 0 | 0 | 0 | 0 | 0 | 0 | 0 | 0 | 0
F3_Commercial_Miscellaneous_New_Space Heating_Natural Gas_Furnace_E8 | F3 | Commercial | Miscellaneous | New | Space Heating | Natural Gas | Furnace | E8 | PACT BC Ratio | 0 | 0 | 0 | 0 | 0 | 0 | 0 | 0 | 0 | 0 | 0 | 0 | 0 | 0 | 0 | 0 | 0 | 0 | 0 | 0 | 0 | 0 | 0 | 0 | 0 | 0 | 0 | 0 | 0 | 0 | 0
F3_Commercial_Miscellaneous_New_Space Heating_Natural Gas_Furnace_E9 | F3 | Commercial | Miscellaneous | New | Space Heating | Natural Gas | Furnace | E9 | PACT BC Ratio | 0 | 0 | 0 | 0 | 0 | 0 | 0 | 0 | 0 | 0 | 0 | 0 | 0 | 0 | 0 | 0 | 0 | 0 | 0 | 0 | 0 | 0 | 0 | 0 | 0 | 0 | 0 | 0 | 0 | 0 | 0
F3_Commercial_Miscellaneous_New_Space Heating_Natural Gas_Furnace_E10 | F3 | Commercial | Miscellaneous | New | Space Heating | Natural Gas | Furnace | E10 | PACT BC Ratio | 0 | 0 | 0 | 0 | 0 | 0 | 0 | 0 | 0 | 0 | 0 | 0 | 0 | 0 | 0 | 0 | 0 | 0 | 0 | 0 | 0 | 0 | 0 | 0 | 0 | 0 | 0 | 0 | 0 | 0 | 0
F4_Commercial_Miscellaneous_New_Space Heating_Natural Gas_Furnace_E1 | F4 | Commercial | Miscellaneous | New | Space Heating | Natural Gas | Furnace | E1 | PCT BC Ratio | 0.9 | 0.9 | 0.9 | 0.9 | 0.9 | 0 | 0 | 0 | 0 | 0 | 0 | 0 | 0 | 0 | 0 | 0 | 0 | 0 | 0 | 0 | 0 | 0 | 0 | 0 | 0 | 0 | 0 | 0 | 0 | 0 | 0
F4_Commercial_Miscellaneous_New_Space Heating_Natural Gas_Furnace_E2 | F4 | Commercial | Miscellaneous | New | Space Heating | Natural Gas | Furnace | E2 | PCT BC Ratio | 1.111 | 1.1117 | 1.1121 | 1.1126 | 1.1136 | 0 | 0 | 0 | 0 | 0 | 0 | 0 | 0 | 0 | 0 | 0 | 0 | 0 | 0 | 0 | 0 | 0 | 0 | 0 | 0 | 0 | 0 | 0 | 0 | 0 | 0
F4_Commercial_Miscellaneous_New_Space Heating_Natural Gas_Furnace_E3 | F4 | Commercial | Miscellaneous | New | Space Heating | Natural Gas | Furnace | E3 | PCT BC Ratio | 1.521 | 1.5244 | 1.5262 | 1.5285 | 1.5332 | 0.9 | 0.9 | 0.9 | 0.9 | 0.9 | 0.9 | 0.9 | 0.9 | 0.9 | 0.9 | 0.9 | 0.9 | 0.9 | 0.9 | 0.9 | 0.9 | 0.9 | 0.9 | 0.9 | 0.9 | 0.9 | 0.9 | 0.9 | 0.9 | 0.9 | 0.9
F4_Commercial_Miscellaneous_New_Space Heating_Natural Gas_Furnace_E4 | F4 | Commercial | Miscellaneous | New | Space Heating | Natural Gas | Furnace | E4 | PCT BC Ratio | 2.5136 | 2.5234 | 2.5288 | 2.5353 | 2.5489 | 0.9 | 0.9 | 0.9 | 0.9 | 0.9 | 0.9 | 0.9 | 0.9 | 0.9 | 0.9 | 0.9 | 0.9 | 0.9 | 0.9 | 0.9 | 0.9 | 0.9 | 0.9 | 0.9 | 0.9 | 0.9 | 0.9 | 0.9 | 0.9 | 0.9 | 0.9
F4_Commercial_Miscellaneous_New_Space Heating_Natural Gas_Furnace_E5 | F4 | Commercial | Miscellaneous | New | Space Heating | Natural Gas | Furnace | E5 | PCT BC Ratio | 0 | 0 | 0 | 0 | 0 | 0 | 0 | 1.0606 | 1.0603 | 1.0597 | 1.0595 | 1.0591 | 1.053 | 1.0526 | 1.0525 | 1.0521 | 1.052 | 1.052 | 1.051 | 1.0513 | 1.0515 | 1.0517 | 1.052 | 1.0303 | 1.0295 | 1.0287 | 1.0279 | 1.0271 | 1.0262 | 1.0253 | 1.0243
F4_Commercial_Miscellaneous_New_Space Heating_Natural Gas_Furnace_E6 | F4 | Commercial | Miscellaneous | New | Space Heating | Natural Gas | Furnace | E6 | PCT BC Ratio | 0 | 0 | 0 | 0 | 0 | 0 | 0 | 0 | 0 | 0 | 0 | 0 | 0 | 0 | 0 | 0 | 0 | 0 | 0 | 0 | 0 | 0 | 0 | 0 | 0 | 0 | 0 | 0 | 0 | 0 | 0
F4_Commercial_Miscellaneous_New_Space Heating_Natural Gas_Furnace_E7 | F4 | Commercial | Miscellaneous | New | Space Heating | Natural Gas | Furnace | E7 | PCT BC Ratio | 0 | 0 | 0 | 0 | 0 | 0 | 0 | 0 | 0 | 0 | 0 | 0 | 0 | 0 | 0 | 0 | 0 | 0 | 0 | 0 | 0 | 0 | 0 | 0 | 0 | 0 | 0 | 0 | 0 | 0 | 0
F4_Commercial_Miscellaneous_New_Space Heating_Natural Gas_Furnace_E8 | F4 | Commercial | Miscellaneous | New | Space Heating | Natural Gas | Furnace | E8 | PCT BC Ratio | 0 | 0 | 0 | 0 | 0 | 0 | 0 | 0 | 0 | 0 | 0 | 0 | 0 | 0 | 0 | 0 | 0 | 0 | 0 | 0 | 0 | 0 | 0 | 0 | 0 | 0 | 0 | 0 | 0 | 0 | 0
F4_Commercial_Miscellaneous_New_Space Heating_Natural Gas_Furnace_E9 | F4 | Commercial | Miscellaneous | New | Space Heating | Natural Gas | Furnace | E9 | PCT BC Ratio | 0 | 0 | 0 | 0 | 0 | 0 | 0 | 0 | 0 | 0 | 0 | 0 | 0 | 0 | 0 | 0 | 0 | 0 | 0 | 0 | 0 | 0 | 0 | 0 | 0 | 0 | 0 | 0 | 0 | 0 | 0
F4_Commercial_Miscellaneous_New_Space Heating_Natural Gas_Furnace_E10 | F4 | Commercial | Miscellaneous | New | Space Heating | Natural Gas | Furnace | E10 | PCT BC Ratio | 0 | 0 | 0 | 0 | 0 | 0 | 0 | 0 | 0 | 0 | 0 | 0 | 0 | 0 | 0 | 0 | 0 | 0 | 0 | 0 | 0 | 0 | 0 | 0 | 0 | 0 | 0 | 0 | 0 | 0 | 0
F5_Commercial_Miscellaneous_New_Space Heating_Natural Gas_Furnace_E1 | F5 | Commercial | Miscellaneous | New | Space Heating | Natural Gas | Furnace | E1 | RIM BC Ratio | 0.9 | 0.9 | 0.9 | 0.9 | 0.9 | 0 | 0 | 0 | 0 | 0 | 0 | 0 | 0 | 0 | 0 | 0 | 0 | 0 | 0 | 0 | 0 | 0 | 0 | 0 | 0 | 0 | 0 | 0 | 0 | 0 | 0
F5_Commercial_Miscellaneous_New_Space Heating_Natural Gas_Furnace_E2 | F5 | Commercial | Miscellaneous | New | Space Heating | Natural Gas | Furnace | E2 | RIM BC Ratio | 0.041894 | 0.04215 | 0.042292 | 0.042465 | 0.042821 | 0 | 0 | 0 | 0 | 0 | 0 | 0 | 0 | 0 | 0 | 0 | 0 | 0 | 0 | 0 | 0 | 0 | 0 | 0 | 0 | 0 | 0 | 0 | 0 | 0 | 0
F5_Commercial_Miscellaneous_New_Space Heating_Natural Gas_Furnace_E3 | F5 | Commercial | Miscellaneous | New | Space Heating | Natural Gas | Furnace | E3 | RIM BC Ratio | 0.16592 | 0.16677 | 0.16725 | 0.16782 | 0.169 | 0.9 | 0.9 | 0.9 | 0.9 | 0.9 | 0.9 | 0.9 | 0.9 | 0.9 | 0.9 | 0.9 | 0.9 | 0.9 | 0.9 | 0.9 | 0.9 | 0.9 | 0.9 | 0.9 | 0.9 | 0.9 | 0.9 | 0.9 | 0.9 | 0.9 | 0.9
F5_Commercial_Miscellaneous_New_Space Heating_Natural Gas_Furnace_E4 | F5 | Commercial | Miscellaneous | New | Space Heating | Natural Gas | Furnace | E4 | RIM BC Ratio | 0.34962 | 0.35092 | 0.35164 | 0.35252 | 0.35431 | 0.9 | 0.9 | 0.9 | 0.9 | 0.9 | 0.9 | 0.9 | 0.9 | 0.9 | 0.9 | 0.9 | 0.9 | 0.9 | 0.9 | 0.9 | 0.9 | 0.9 | 0.9 | 0.9 | 0.9 | 0.9 | 0.9 | 0.9 | 0.9 | 0.9 | 0.9
F5_Commercial_Miscellaneous_New_Space Heating_Natural Gas_Furnace_E5 | F5 | Commercial | Miscellaneous | New | Space Heating | Natural Gas | Furnace | E5 | RIM BC Ratio | 0 | 0 | 0 | 0 | 0 | 0 | 0 | 0.02342 | 0.023283 | 0.023089 | 0.022983 | 0.022836 | 0.020555 | 0.020394 | 0.020374 | 0.020224 | 0.020171 | 0.020155 | 0.019789 | 0.019912 | 0.019964 | 0.020055 | 0.020183 | 0.011862 | 0.01157 | 0.01127 | 0.010959 | 0.010634 | 0.010292 | 0.0099294 | 0.0095442
F5_Commercial_Miscellaneous_New_Space Heating_Natural Gas_Furnace_E6 | F5 | Commercial | Miscellaneous | New | Space Heating | Natural Gas | Furnace | E6 | RIM BC Ratio | 0 | 0 | 0 | 0 | 0 | 0 | 0 | 0 | 0 | 0 | 0 | 0 | 0 | 0 | 0 | 0 | 0 | 0 | 0 | 0 | 0 | 0 | 0 | 0 | 0 | 0 | 0 | 0 | 0 | 0 | 0
F5_Commercial_Miscellaneous_New_Space Heating_Natural Gas_Furnace_E7 | F5 | Commercial | Miscellaneous | New | Space Heating | Natural Gas | Furnace | E7 | RIM BC Ratio | 0 | 0 | 0 | 0 | 0 | 0 | 0 | 0 | 0 | 0 | 0 | 0 | 0 | 0 | 0 | 0 | 0 | 0 | 0 | 0 | 0 | 0 | 0 | 0 | 0 | 0 | 0 | 0 | 0 | 0 | 0
F5_Commercial_Miscellaneous_New_Space Heating_Natural Gas_Furnace_E8 | F5 | Commercial | Miscellaneous | New | Space Heating | Natural Gas | Furnace | E8 | RIM BC Ratio | 0 | 0 | 0 | 0 | 0 | 0 | 0 | 0 | 0 | 0 | 0 | 0 | 0 | 0 | 0 | 0 | 0 | 0 | 0 | 0 | 0 | 0 | 0 | 0 | 0 | 0 | 0 | 0 | 0 | 0 | 0
F5_Commercial_Miscellaneous_New_Space Heating_Natural Gas_Furnace_E9 | F5 | Commercial | Miscellaneous | New | Space Heating | Natural Gas | Furnace | E9 | RIM BC Ratio | 0 | 0 | 0 | 0 | 0 | 0 | 0 | 0 | 0 | 0 | 0 | 0 | 0 | 0 | 0 | 0 | 0 | 0 | 0 | 0 | 0 | 0 | 0 | 0 | 0 | 0 | 0 | 0 | 0 | 0 | 0
F5_Commercial_Miscellaneous_New_Space Heating_Natural Gas_Furnace_E10 | F5 | Commercial | Miscellaneous | New | Space Heating | Natural Gas | Furnace | E10 | RIM BC Ratio | 0 | 0 | 0 | 0 | 0 | 0 | 0 | 0 | 0 | 0 | 0 | 0 | 0 | 0 | 0 | 0 | 0 | 0 | 0 | 0 | 0 | 0 | 0 | 0 | 0 | 0 | 0 | 0 | 0 | 0 | 0
F0_Commercial_Miscellaneous_New_Space Heating_Natural Gas_Boiler_E0 | F0 | Commercial | Miscellaneous | New | Space Heating | Natural Gas | Boiler | E0 | Economic Unit | TE 98% | TE 98% | TE 98% | TE 98% | TE 98% | TE 98% | TE 98% | TE 98% | TE 98% | TE 98% | TE 98% | TE 98% | TE 98% | TE 98% | TE 98% | TE 98% | TE 98% | TE 98% | TE 98% | TE 98% | TE 98% | TE 98% | TE 98% | TE 94% (ENERGY STAR 1.0) | TE 94% (ENERGY STAR 1.0) | TE 94% (ENERGY STAR 1.0) | TE 94% (ENERGY STAR 1.0) | TE 94% (ENERGY STAR 1.0) | TE 94% (ENERGY STAR 1.0) | TE 94% (ENERGY STAR 1.0) | TE 94% (ENERGY STAR 1.0)
F1_Commercial_Miscellaneous_New_Space Heating_Natural Gas_Boiler_E1 | F1 | Commercial | Miscellaneous | New | Space Heating | Natural Gas | Boiler | E1 | CCE | 0 | 0 | 0 | 0 | 0 | 0 | 0 | 0 | 0 | 0 | 0 | 0 | 0 | 0 | 0 | 0 | 0 | 0 | 0 | 0 | 0 | 0 | 0 | 0 | 0 | 0 | 0 | 0 | 0 | 0 | 0
F1_Commercial_Miscellaneous_New_Space Heating_Natural Gas_Boiler_E2 | F1 | Commercial | Miscellaneous | New | Space Heating | Natural Gas | Boiler | E2 | CCE | 0.0025488 | 0.0024503 | 0.0024619 | 0.0024877 | 0.0024877 | 0 | 0 | 0 | 0 | 0 | 0 | 0 | 0 | 0 | 0 | 0 | 0 | 0 | 0 | 0 | 0 | 0 | 0 | 0 | 0 | 0 | 0 | 0 | 0 | 0 | 0
F1_Commercial_Miscellaneous_New_Space Heating_Natural Gas_Boiler_E3 | F1 | Commercial | Miscellaneous | New | Space Heating | Natural Gas | Boiler | E3 | CCE | 0.0151 | 0.014516 | 0.014586 | 0.014738 | 0.014738 | 0 | 0 | 0 | 0 | 0 | 0 | 0 | 0 | 0 | 0 | 0 | 0 | 0 | 0 | 0 | 0 | 0 | 0 | 0 | 0 | 0 | 0 | 0 | 0 | 0 | 0
F1_Commercial_Miscellaneous_New_Space Heating_Natural Gas_Boiler_E4 | F1 | Commercial | Miscellaneous | New | Space Heating | Natural Gas | Boiler | E4 | CCE | 0.015226 | 0.014637 | 0.014707 | 0.014861 | 0.014861 | 0.015388 | 0.015388 | 0.015388 | 0.015388 | 0.015388 | 0.015388 | 0.015388 | 0.015388 | 0.015388 | 0.015388 | 0.015388 | 0.015388 | 0.015388 | 0.015388 | 0.015388 | 0.015388 | 0.015388 | 0.015388 | 0.015388 | 0.015388 | 0.015388 | 0.015388 | 0.015388 | 0.015388 | 0.015388 | 0.015388
F1_Commercial_Miscellaneous_New_Space Heating_Natural Gas_Boiler_E5 | F1 | Commercial | Miscellaneous | New | Space Heating | Natural Gas | Boiler | E5 | CCE | 0.04538 | 0.043626 | 0.043834 | 0.044292 | 0.044292 | 0.062969 | 0.062969 | 0.062969 | 0.062969 | 0.062969 | 0.062969 | 0.062969 | 0.062969 | 0.062969 | 0.062969 | 0.062969 | 0.062969 | 0.062969 | 0.062969 | 0.062969 | 0.062969 | 0.062969 | 0.062969 | 0.062969 | 0.062969 | 0.062969 | 0.062969 | 0.062969 | 0.062969 | 0.062969 | 0.062969
F1_Commercial_Miscellaneous_New_Space Heating_Natural Gas_Boiler_E6 | F1 | Commercial | Miscellaneous | New | Space Heating | Natural Gas | Boiler | E6 | CCE | 0 | 0 | 0 | 0 | 0 | 0 | 0 | 0 | 0 | 0 | 0 | 0 | 0 | 0 | 0 | 0 | 0 | 0 | 0 | 0 | 0 | 0 | 0 | 0 | 0 | 0 | 0 | 0 | 0 | 0 | 0
F1_Commercial_Miscellaneous_New_Space Heating_Natural Gas_Boiler_E7 | F1 | Commercial | Miscellaneous | New | Space Heating | Natural Gas | Boiler | E7 | CCE | 0 | 0 | 0 | 0 | 0 | 0 | 0 | 0 | 0 | 0 | 0 | 0 | 0 | 0 | 0 | 0 | 0 | 0 | 0 | 0 | 0 | 0 | 0 | 0 | 0 | 0 | 0 | 0 | 0 | 0 | 0
F1_Commercial_Miscellaneous_New_Space Heating_Natural Gas_Boiler_E8 | F1 | Commercial | Miscellaneous | New | Space Heating | Natural Gas | Boiler | E8 | CCE | 0 | 0 | 0 | 0 | 0 | 0 | 0 | 0 | 0 | 0 | 0 | 0 | 0 | 0 | 0 | 0 | 0 | 0 | 0 | 0 | 0 | 0 | 0 | 0 | 0 | 0 | 0 | 0 | 0 | 0 | 0
F1_Commercial_Miscellaneous_New_Space Heating_Natural Gas_Boiler_E9 | F1 | Commercial | Miscellaneous | New | Space Heating | Natural Gas | Boiler | E9 | CCE | 0 | 0 | 0 | 0 | 0 | 0 | 0 | 0 | 0 | 0 | 0 | 0 | 0 | 0 | 0 | 0 | 0 | 0 | 0 | 0 | 0 | 0 | 0 | 0 | 0 | 0 | 0 | 0 | 0 | 0 | 0
F1_Commercial_Miscellaneous_New_Space Heating_Natural Gas_Boiler_E10 | F1 | Commercial | Miscellaneous | New | Space Heating | Natural Gas | Boiler | E10 | CCE | 0 | 0 | 0 | 0 | 0 | 0 | 0 | 0 | 0 | 0 | 0 | 0 | 0 | 0 | 0 | 0 | 0 | 0 | 0 | 0 | 0 | 0 | 0 | 0 | 0 | 0 | 0 | 0 | 0 | 0 | 0
F2_Commercial_Miscellaneous_New_Space Heating_Natural Gas_Boiler_E1 | F2 | Commercial | Miscellaneous | New | Space Heating | Natural Gas | Boiler | E1 | TRC BC Ratio | 0.9 | 0.9 | 0.9 | 0.9 | 0.9 | 0 | 0 | 0 | 0 | 0 | 0 | 0 | 0 | 0 | 0 | 0 | 0 | 0 | 0 | 0 | 0 | 0 | 0 | 0 | 0 | 0 | 0 | 0 | 0 | 0 | 0
F2_Commercial_Miscellaneous_New_Space Heating_Natural Gas_Boiler_E2 | F2 | Commercial | Miscellaneous | New | Space Heating | Natural Gas | Boiler | E2 | TRC BC Ratio | 3.8978 | 3.9211 | 3.9359 | 3.9535 | 3.9889 | 0 | 0 | 0 | 0 | 0 | 0 | 0 | 0 | 0 | 0 | 0 | 0 | 0 | 0 | 0 | 0 | 0 | 0 | 0 | 0 | 0 | 0 | 0 | 0 | 0 | 0
F2_Commercial_Miscellaneous_New_Space Heating_Natural Gas_Boiler_E3 | F2 | Commercial | Miscellaneous | New | Space Heating | Natural Gas | Boiler | E3 | TRC BC Ratio | 0.65793 | 0.66185 | 0.66435 | 0.66733 | 0.6733 | 0.9 | 0.9 | 0.9 | 0.9 | 0.9 | 0.9 | 0.9 | 0.9 | 0.9 | 0.9 | 0.9 | 0.9 | 0.9 | 0.9 | 0.9 | 0.9 | 0.9 | 0.9 | 0.9 | 0.9 | 0.9 | 0.9 | 0.9 | 0.9 | 0.9 | 0.9
F2_Commercial_Miscellaneous_New_Space Heating_Natural Gas_Boiler_E4 | F2 | Commercial | Miscellaneous | New | Space Heating | Natural Gas | Boiler | E4 | TRC BC Ratio | 0.65249 | 0.65638 | 0.65886 | 0.66181 | 0.66773 | 0.62028 | 0.6004 | 0.58974 | 0.58602 | 0.58086 | 0.57796 | 0.57404 | 0.51635 | 0.51208 | 0.51137 | 0.50742 | 0.5059 | 0.50532 | 0.49567 | 0.49799 | 0.49854 | 0.50003 | 0.50241 | 0.29478 | 0.28674 | 0.27849 | 0.26994 | 0.26103 | 0.25167 | 0.2418 | 0.23135
F2_Commercial_Miscellaneous_New_Space Heating_Natural Gas_Boiler_E5 | F2 | Commercial | Miscellaneous | New | Space Heating | Natural Gas | Boiler | E5 | TRC BC Ratio | 0.21892 | 0.22023 | 0.22106 | 0.22205 | 0.22404 | 0.15158 | 0.14672 | 0.14411 | 0.14321 | 0.14195 | 0.14124 | 0.14028 | 0.12618 | 0.12514 | 0.12496 | 0.124 | 0.12363 | 0.12349 | 0.12113 | 0.12169 | 0.12183 | 0.12219 | 0.12277 | 0.072035 | 0.070071 | 0.068054 | 0.065966 | 0.063788 | 0.061502 | 0.059089 | 0.056534
F2_Commercial_Miscellaneous_New_Space Heating_Natural Gas_Boiler_E6 | F2 | Commercial | Miscellaneous | New | Space Heating | Natural Gas | Boiler | E6 | TRC BC Ratio | 0 | 0 | 0 | 0 | 0 | 0 | 0 | 0 | 0 | 0 | 0 | 0 | 0 | 0 | 0 | 0 | 0 | 0 | 0 | 0 | 0 | 0 | 0 | 0 | 0 | 0 | 0 | 0 | 0 | 0 | 0
F2_Commercial_Miscellaneous_New_Space Heating_Natural Gas_Boiler_E7 | F2 | Commercial | Miscellaneous | New | Space Heating | Natural Gas | Boiler | E7 | TRC BC Ratio | 0 | 0 | 0 | 0 | 0 | 0 | 0 | 0 | 0 | 0 | 0 | 0 | 0 | 0 | 0 | 0 | 0 | 0 | 0 | 0 | 0 | 0 | 0 | 0 | 0 | 0 | 0 | 0 | 0 | 0 | 0
F2_Commercial_Miscellaneous_New_Space Heating_Natural Gas_Boiler_E8 | F2 | Commercial | Miscellaneous | New | Space Heating | Natural Gas | Boiler | E8 | TRC BC Ratio | 0 | 0 | 0 | 0 | 0 | 0 | 0 | 0 | 0 | 0 | 0 | 0 | 0 | 0 | 0 | 0 | 0 | 0 | 0 | 0 | 0 | 0 | 0 | 0 | 0 | 0 | 0 | 0 | 0 | 0 | 0
F2_Commercial_Miscellaneous_New_Space Heating_Natural Gas_Boiler_E9 | F2 | Commercial | Miscellaneous | New | Space Heating | Natural Gas | Boiler | E9 | TRC BC Ratio | 0 | 0 | 0 | 0 | 0 | 0 | 0 | 0 | 0 | 0 | 0 | 0 | 0 | 0 | 0 | 0 | 0 | 0 | 0 | 0 | 0 | 0 | 0 | 0 | 0 | 0 | 0 | 0 | 0 | 0 | 0
F2_Commercial_Miscellaneous_New_Space Heating_Natural Gas_Boiler_E10 | F2 | Commercial | Miscellaneous | New | Space Heating | Natural Gas | Boiler | E10 | TRC BC Ratio | 0 | 0 | 0 | 0 | 0 | 0 | 0 | 0 | 0 | 0 | 0 | 0 | 0 | 0 | 0 | 0 | 0 | 0 | 0 | 0 | 0 | 0 | 0 | 0 | 0 | 0 | 0 | 0 | 0 | 0 | 0
F3_Commercial_Miscellaneous_New_Space Heating_Natural Gas_Boiler_E1 | F3 | Commercial | Miscellaneous | New | Space Heating | Natural Gas | Boiler | E1 | PACT BC Ratio | 0.9 | 0.9 | 0.9 | 0.9 | 0.9 | 0 | 0 | 0 | 0 | 0 | 0 | 0 | 0 | 0 | 0 | 0 | 0 | 0 | 0 | 0 | 0 | 0 | 0 | 0 | 0 | 0 | 0 | 0 | 0 | 0 | 0
F3_Commercial_Miscellaneous_New_Space Heating_Natural Gas_Boiler_E2 | F3 | Commercial | Miscellaneous | New | Space Heating | Natural Gas | Boiler | E2 | PACT BC Ratio | 9.9461 | 10.0055 | 10.0432 | 10.0882 | 10.1785 | 0 | 0 | 0 | 0 | 0 | 0 | 0 | 0 | 0 | 0 | 0 | 0 | 0 | 0 | 0 | 0 | 0 | 0 | 0 | 0 | 0 | 0 | 0 | 0 | 0 | 0
F3_Commercial_Miscellaneous_New_Space Heating_Natural Gas_Boiler_E3 | F3 | Commercial | Miscellaneous | New | Space Heating | Natural Gas | Boiler | E3 | PACT BC Ratio | 1.6788 | 1.6889 | 1.6952 | 1.7028 | 1.7181 | 0.9 | 0.9 | 0.9 | 0.9 | 0.9 | 0.9 | 0.9 | 0.9 | 0.9 | 0.9 | 0.9 | 0.9 | 0.9 | 0.9 | 0.9 | 0.9 | 0.9 | 0.9 | 0.9 | 0.9 | 0.9 | 0.9 | 0.9 | 0.9 | 0.9 | 0.9
F3_Commercial_Miscellaneous_New_Space Heating_Natural Gas_Boiler_E4 | F3 | Commercial | Miscellaneous | New | Space Heating | Natural Gas | Boiler | E4 | PACT BC Ratio | 1.665 | 1.6749 | 1.6812 | 1.6887 | 1.7039 | 1.5828 | 1.5321 | 1.5048 | 1.4954 | 1.4822 | 1.4748 | 1.4648 | 1.3176 | 1.3067 | 1.3049 | 1.2948 | 1.2909 | 1.2894 | 1.2648 | 1.2707 | 1.2721 | 1.2759 | 1.282 | 0.75219 | 0.73168 | 0.71062 | 0.68881 | 0.66607 | 0.6422 | 0.61701 | 0.59033
F3_Commercial_Miscellaneous_New_Space Heating_Natural Gas_Boiler_E5 | F3 | Commercial | Miscellaneous | New | Space Heating | Natural Gas | Boiler | E5 | PACT BC Ratio | 0.55862 | 0.56196 | 0.56408 | 0.5666 | 0.57167 | 0.38678 | 0.37439 | 0.36774 | 0.36542 | 0.3622 | 0.36039 | 0.35795 | 0.32197 | 0.31931 | 0.31887 | 0.31641 | 0.31546 | 0.3151 | 0.30908 | 0.31053 | 0.31087 | 0.3118 | 0.31329 | 0.18381 | 0.1788 | 0.17365 | 0.16832 | 0.16277 | 0.15693 | 0.15078 | 0.14426
F3_Commercial_Miscellaneous_New_Space Heating_Natural Gas_Boiler_E6 | F3 | Commercial | Miscellaneous | New | Space Heating | Natural Gas | Boiler | E6 | PACT BC Ratio | 0 | 0 | 0 | 0 | 0 | 0 | 0 | 0 | 0 | 0 | 0 | 0 | 0 | 0 | 0 | 0 | 0 | 0 | 0 | 0 | 0 | 0 | 0 | 0 | 0 | 0 | 0 | 0 | 0 | 0 | 0
F3_Commercial_Miscellaneous_New_Space Heating_Natural Gas_Boiler_E7 | F3 | Commercial | Miscellaneous | New | Space Heating | Natural Gas | Boiler | E7 | PACT BC Ratio | 0 | 0 | 0 | 0 | 0 | 0 | 0 | 0 | 0 | 0 | 0 | 0 | 0 | 0 | 0 | 0 | 0 | 0 | 0 | 0 | 0 | 0 | 0 | 0 | 0 | 0 | 0 | 0 | 0 | 0 | 0
F3_Commercial_Miscellaneous_New_Space Heating_Natural Gas_Boiler_E8 | F3 | Commercial | Miscellaneous | New | Space Heating | Natural Gas | Boiler | E8 | PACT BC Ratio | 0 | 0 | 0 | 0 | 0 | 0 | 0 | 0 | 0 | 0 | 0 | 0 | 0 | 0 | 0 | 0 | 0 | 0 | 0 | 0 | 0 | 0 | 0 | 0 | 0 | 0 | 0 | 0 | 0 | 0 | 0
F3_Commercial_Miscellaneous_New_Space Heating_Natural Gas_Boiler_E9 | F3 | Commercial | Miscellaneous | New | Space Heating | Natural Gas | Boiler | E9 | PACT BC Ratio | 0 | 0 | 0 | 0 | 0 | 0 | 0 | 0 | 0 | 0 | 0 | 0 | 0 | 0 | 0 | 0 | 0 | 0 | 0 | 0 | 0 | 0 | 0 | 0 | 0 | 0 | 0 | 0 | 0 | 0 | 0
F3_Commercial_Miscellaneous_New_Space Heating_Natural Gas_Boiler_E10 | F3 | Commercial | Miscellaneous | New | Space Heating | Natural Gas | Boiler | E10 | PACT BC Ratio | 0 | 0 | 0 | 0 | 0 | 0 | 0 | 0 | 0 | 0 | 0 | 0 | 0 | 0 | 0 | 0 | 0 | 0 | 0 | 0 | 0 | 0 | 0 | 0 | 0 | 0 | 0 | 0 | 0 | 0 | 0
F4_Commercial_Miscellaneous_New_Space Heating_Natural Gas_Boiler_E1 | F4 | Commercial | Miscellaneous | New | Space Heating | Natural Gas | Boiler | E1 | PCT BC Ratio | 0.9 | 0.9 | 0.9 | 0.9 | 0.9 | 0 | 0 | 0 | 0 | 0 | 0 | 0 | 0 | 0 | 0 | 0 | 0 | 0 | 0 | 0 | 0 | 0 | 0 | 0 | 0 | 0 | 0 | 0 | 0 | 0 | 0
F4_Commercial_Miscellaneous_New_Space Heating_Natural Gas_Boiler_E2 | F4 | Commercial | Miscellaneous | New | Space Heating | Natural Gas | Boiler | E2 | PCT BC Ratio | 6.1109 | 6.146 | 6.1683 | 6.1948 | 6.2482 | 0 | 0 | 0 | 0 | 0 | 0 | 0 | 0 | 0 | 0 | 0 | 0 | 0 | 0 | 0 | 0 | 0 | 0 | 0 | 0 | 0 | 0 | 0 | 0 | 0 | 0
F4_Commercial_Miscellaneous_New_Space Heating_Natural Gas_Boiler_E3 | F4 | Commercial | Miscellaneous | New | Space Heating | Natural Gas | Boiler | E3 | PCT BC Ratio | 1.2267 | 1.2326 | 1.2363 | 1.2408 | 1.2498 | 0.9 | 0.9 | 0.9 | 0.9 | 0.9 | 0.9 | 0.9 | 0.9 | 0.9 | 0.9 | 0.9 | 0.9 | 0.9 | 0.9 | 0.9 | 0.9 | 0.9 | 0.9 | 0.9 | 0.9 | 0.9 | 0.9 | 0.9 | 0.9 | 0.9 | 0.9
F4_Commercial_Miscellaneous_New_Space Heating_Natural Gas_Boiler_E4 | F4 | Commercial | Miscellaneous | New | Space Heating | Natural Gas | Boiler | E4 | PCT BC Ratio | 1.2185 | 1.2243 | 1.2281 | 1.2325 | 1.2414 | 1.1699 | 1.1399 | 1.1239 | 1.1183 | 1.1105 | 1.1061 | 1.1002 | 1.0132 | 1.0068 | 1.0057 | 0.99977 | 0.99748 | 0.99661 | 0.98205 | 0.98556 | 0.98638 | 0.98862 | 0.99222 | 0.67921 | 0.66709 | 0.65464 | 0.64176 | 0.62833 | 0.61423 | 0.59934 | 0.58358
F4_Commercial_Miscellaneous_New_Space Heating_Natural Gas_Boiler_E5 | F4 | Commercial | Miscellaneous | New | Space Heating | Natural Gas | Boiler | E5 | PCT BC Ratio | 0.56485 | 0.56682 | 0.56807 | 0.56956 | 0.57256 | 0.46333 | 0.456 | 0.45208 | 0.45071 | 0.44881 | 0.44774 | 0.44629 | 0.42504 | 0.42347 | 0.42321 | 0.42175 | 0.42119 | 0.42098 | 0.41742 | 0.41828 | 0.41848 | 0.41903 | 0.41991 | 0.34341 | 0.34045 | 0.33741 | 0.33426 | 0.33098 | 0.32753 | 0.3239 | 0.32005
F4_Commercial_Miscellaneous_New_Space Heating_Natural Gas_Boiler_E6 | F4 | Commercial | Miscellaneous | New | Space Heating | Natural Gas | Boiler | E6 | PCT BC Ratio | 0 | 0 | 0 | 0 | 0 | 0 | 0 | 0 | 0 | 0 | 0 | 0 | 0 | 0 | 0 | 0 | 0 | 0 | 0 | 0 | 0 | 0 | 0 | 0 | 0 | 0 | 0 | 0 | 0 | 0 | 0
F4_Commercial_Miscellaneous_New_Space Heating_Natural Gas_Boiler_E7 | F4 | Commercial | Miscellaneous | New | Space Heating | Natural Gas | Boiler | E7 | PCT BC Ratio | 0 | 0 | 0 | 0 | 0 | 0 | 0 | 0 | 0 | 0 | 0 | 0 | 0 | 0 | 0 | 0 | 0 | 0 | 0 | 0 | 0 | 0 | 0 | 0 | 0 | 0 | 0 | 0 | 0 | 0 | 0
F4_Commercial_Miscellaneous_New_Space Heating_Natural Gas_Boiler_E8 | F4 | Commercial | Miscellaneous | New | Space Heating | Natural Gas | Boiler | E8 | PCT BC Ratio | 0 | 0 | 0 | 0 | 0 | 0 | 0 | 0 | 0 | 0 | 0 | 0 | 0 | 0 | 0 | 0 | 0 | 0 | 0 | 0 | 0 | 0 | 0 | 0 | 0 | 0 | 0 | 0 | 0 | 0 | 0
F4_Commercial_Miscellaneous_New_Space Heating_Natural Gas_Boiler_E9 | F4 | Commercial | Miscellaneous | New | Space Heating | Natural Gas | Boiler | E9 | PCT BC Ratio | 0 | 0 | 0 | 0 | 0 | 0 | 0 | 0 | 0 | 0 | 0 | 0 | 0 | 0 | 0 | 0 | 0 | 0 | 0 | 0 | 0 | 0 | 0 | 0 | 0 | 0 | 0 | 0 | 0 | 0 | 0
F4_Commercial_Miscellaneous_New_Space Heating_Natural Gas_Boiler_E10 | F4 | Commercial | Miscellaneous | New | Space Heating | Natural Gas | Boiler | E10 | PCT BC Ratio | 0 | 0 | 0 | 0 | 0 | 0 | 0 | 0 | 0 | 0 | 0 | 0 | 0 | 0 | 0 | 0 | 0 | 0 | 0 | 0 | 0 | 0 | 0 | 0 | 0 | 0 | 0 | 0 | 0 | 0 | 0
F5_Commercial_Miscellaneous_New_Space Heating_Natural Gas_Boiler_E1 | F5 | Commercial | Miscellaneous | New | Space Heating | Natural Gas | Boiler | E1 | RIM BC Ratio | 0.9 | 0.9 | 0.9 | 0.9 | 0.9 | 0 | 0 | 0 | 0 | 0 | 0 | 0 | 0 | 0 | 0 | 0 | 0 | 0 | 0 | 0 | 0 | 0 | 0 | 0 | 0 | 0 | 0 | 0 | 0 | 0 | 0
F5_Commercial_Miscellaneous_New_Space Heating_Natural Gas_Boiler_E2 | F5 | Commercial | Miscellaneous | New | Space Heating | Natural Gas | Boiler | E2 | RIM BC Ratio | 0.77006 | 0.77041 | 0.77063 | 0.7709 | 0.77142 | 0 | 0 | 0 | 0 | 0 | 0 | 0 | 0 | 0 | 0 | 0 | 0 | 0 | 0 | 0 | 0 | 0 | 0 | 0 | 0 | 0 | 0 | 0 | 0 | 0 | 0
F5_Commercial_Miscellaneous_New_Space Heating_Natural Gas_Boiler_E3 | F5 | Commercial | Miscellaneous | New | Space Heating | Natural Gas | Boiler | E3 | RIM BC Ratio | 0.5575 | 0.5586 | 0.5593 | 0.56012 | 0.56176 | 0.9 | 0.9 | 0.9 | 0.9 | 0.9 | 0.9 | 0.9 | 0.9 | 0.9 | 0.9 | 0.9 | 0.9 | 0.9 | 0.9 | 0.9 | 0.9 | 0.9 | 0.9 | 0.9 | 0.9 | 0.9 | 0.9 | 0.9 | 0.9 | 0.9 | 0.9
F5_Commercial_Miscellaneous_New_Space Heating_Natural Gas_Boiler_E4 | F5 | Commercial | Miscellaneous | New | Space Heating | Natural Gas | Boiler | E4 | RIM BC Ratio | 0.55596 | 0.55707 | 0.55776 | 0.55859 | 0.56023 | 0.54649 | 0.54031 | 0.53689 | 0.53568 | 0.53398 | 0.53301 | 0.5317 | 0.51098 | 0.50933 | 0.50906 | 0.50751 | 0.50692 | 0.50669 | 0.50284 | 0.50378 | 0.50399 | 0.50459 | 0.50554 | 0.39565 | 0.3899 | 0.38383 | 0.37738 | 0.37045 | 0.36295 | 0.35476 | 0.34578
F5_Commercial_Miscellaneous_New_Space Heating_Natural Gas_Boiler_E5 | F5 | Commercial | Miscellaneous | New | Space Heating | Natural Gas | Boiler | E5 | RIM BC Ratio | 0.33465 | 0.33584 | 0.3366 | 0.3375 | 0.33929 | 0.2643 | 0.25846 | 0.25527 | 0.25415 | 0.25259 | 0.25171 | 0.25052 | 0.23235 | 0.23096 | 0.23073 | 0.22943 | 0.22894 | 0.22875 | 0.22556 | 0.22633 | 0.22651 | 0.227 | 0.22779 | 0.15064 | 0.14726 | 0.14375 | 0.14008 | 0.13621 | 0.1321 | 0.12771 | 0.123
F5_Commercial_Miscellaneous_New_Space Heating_Natural Gas_Boiler_E6 | F5 | Commercial | Miscellaneous | New | Space Heating | Natural Gas | Boiler | E6 | RIM BC Ratio | 0 | 0 | 0 | 0 | 0 | 0 | 0 | 0 | 0 | 0 | 0 | 0 | 0 | 0 | 0 | 0 | 0 | 0 | 0 | 0 | 0 | 0 | 0 | 0 | 0 | 0 | 0 | 0 | 0 | 0 | 0
F5_Commercial_Miscellaneous_New_Space Heating_Natural Gas_Boiler_E7 | F5 | Commercial | Miscellaneous | New | Space Heating | Natural Gas | Boiler | E7 | RIM BC Ratio | 0 | 0 | 0 | 0 | 0 | 0 | 0 | 0 | 0 | 0 | 0 | 0 | 0 | 0 | 0 | 0 | 0 | 0 | 0 | 0 | 0 | 0 | 0 | 0 | 0 | 0 | 0 | 0 | 0 | 0 | 0
F5_Commercial_Miscellaneous_New_Space Heating_Natural Gas_Boiler_E8 | F5 | Commercial | Miscellaneous | New | Space Heating | Natural Gas | Boiler | E8 | RIM BC Ratio | 0 | 0 | 0 | 0 | 0 | 0 | 0 | 0 | 0 | 0 | 0 | 0 | 0 | 0 | 0 | 0 | 0 | 0 | 0 | 0 | 0 | 0 | 0 | 0 | 0 | 0 | 0 | 0 | 0 | 0 | 0
F5_Commercial_Miscellaneous_New_Space Heating_Natural Gas_Boiler_E9 | F5 | Commercial | Miscellaneous | New | Space Heating | Natural Gas | Boiler | E9 | RIM BC Ratio | 0 | 0 | 0 | 0 | 0 | 0 | 0 | 0 | 0 | 0 | 0 | 0 | 0 | 0 | 0 | 0 | 0 | 0 | 0 | 0 | 0 | 0 | 0 | 0 | 0 | 0 | 0 | 0 | 0 | 0 | 0
F5_Commercial_Miscellaneous_New_Space Heating_Natural Gas_Boiler_E10 | F5 | Commercial | Miscellaneous | New | Space Heating | Natural Gas | Boiler | E10 | RIM BC Ratio | 0 | 0 | 0 | 0 | 0 | 0 | 0 | 0 | 0 | 0 | 0 | 0 | 0 | 0 | 0 | 0 | 0 | 0 | 0 | 0 | 0 | 0 | 0 | 0 | 0 | 0 | 0 | 0 | 0 | 0 | 0
F0_Commercial_Miscellaneous_New_Space Heating_Natural Gas_Unit Heater_E0 | F0 | Commercial | Miscellaneous | New | Space Heating | Natural Gas | Unit Heater | E0 | Economic Unit | Infrared Radiant | Infrared Radiant | Infrared Radiant | Infrared Radiant | Infrared Radiant | Infrared Radiant | Infrared Radiant | Infrared Radiant | Infrared Radiant | Infrared Radiant | Infrared Radiant | Infrared Radiant | Infrared Radiant | Infrared Radiant | Infrared Radiant | Infrared Radiant | Infrared Radiant | Infrared Radiant | Infrared Radiant | Infrared Radiant | Infrared Radiant | Infrared Radiant | Infrared Radiant | Infrared Radiant | Infrared Radiant | Infrared Radiant | Infrared Radiant | Infrared Radiant | Infrared Radiant | Infrared Radiant | Infrared Radiant
F1_Commercial_Miscellaneous_New_Space Heating_Natural Gas_Unit Heater_E1 | F1 | Commercial | Miscellaneous | New | Space Heating | Natural Gas | Unit Heater | E1 | CCE | 0 | 0 | 0 | 0 | 0 | 0 | 0 | 0 | 0 | 0 | 0 | 0 | 0 | 0 | 0 | 0 | 0 | 0 | 0 | 0 | 0 | 0 | 0 | 0 | 0 | 0 | 0 | 0 | 0 | 0 | 0
F1_Commercial_Miscellaneous_New_Space Heating_Natural Gas_Unit Heater_E2 | F1 | Commercial | Miscellaneous | New | Space Heating | Natural Gas | Unit Heater | E2 | CCE | 0.049839 | 0.047913 | 0.048141 | 0.048644 | 0.048644 | 0 | 0 | 0 | 0 | 0 | 0 | 0 | 0 | 0 | 0 | 0 | 0 | 0 | 0 | 0 | 0 | 0 | 0 | 0 | 0 | 0 | 0 | 0 | 0 | 0 | 0
F1_Commercial_Miscellaneous_New_Space Heating_Natural Gas_Unit Heater_E3 | F1 | Commercial | Miscellaneous | New | Space Heating | Natural Gas | Unit Heater | E3 | CCE | 0.0038857 | 0.0037355 | 0.0037533 | 0.0037926 | 0.0037926 | -0.032802 | -0.032802 | -0.032802 | -0.032802 | -0.032802 | -0.032802 | -0.032802 | -0.032802 | -0.032802 | -0.032802 | -0.032802 | -0.032802 | -0.032802 | -0.032802 | -0.032802 | -0.032802 | -0.032802 | -0.032802 | -0.032802 | -0.032802 | -0.032802 | -0.032802 | -0.032802 | -0.032802 | -0.032802 | -0.032802
F1_Commercial_Miscellaneous_New_Space Heating_Natural Gas_Unit Heater_E4 | F1 | Commercial | Miscellaneous | New | Space Heating | Natural Gas | Unit Heater | E4 | CCE | 0 | 0 | 0 | 0 | 0 | 0 | 0 | 0 | 0 | 0 | 0 | 0 | 0 | 0 | 0 | 0 | 0 | 0 | 0 | 0 | 0 | 0 | 0 | 0 | 0 | 0 | 0 | 0 | 0 | 0 | 0
F1_Commercial_Miscellaneous_New_Space Heating_Natural Gas_Unit Heater_E5 | F1 | Commercial | Miscellaneous | New | Space Heating | Natural Gas | Unit Heater | E5 | CCE | 0 | 0 | 0 | 0 | 0 | 0 | 0 | 0 | 0 | 0 | 0 | 0 | 0 | 0 | 0 | 0 | 0 | 0 | 0 | 0 | 0 | 0 | 0 | 0 | 0 | 0 | 0 | 0 | 0 | 0 | 0
F1_Commercial_Miscellaneous_New_Space Heating_Natural Gas_Unit Heater_E6 | F1 | Commercial | Miscellaneous | New | Space Heating | Natural Gas | Unit Heater | E6 | CCE | 0 | 0 | 0 | 0 | 0 | 0 | 0 | 0 | 0 | 0 | 0 | 0 | 0 | 0 | 0 | 0 | 0 | 0 | 0 | 0 | 0 | 0 | 0 | 0 | 0 | 0 | 0 | 0 | 0 | 0 | 0
F1_Commercial_Miscellaneous_New_Space Heating_Natural Gas_Unit Heater_E7 | F1 | Commercial | Miscellaneous | New | Space Heating | Natural Gas | Unit Heater | E7 | CCE | 0 | 0 | 0 | 0 | 0 | 0 | 0 | 0 | 0 | 0 | 0 | 0 | 0 | 0 | 0 | 0 | 0 | 0 | 0 | 0 | 0 | 0 | 0 | 0 | 0 | 0 | 0 | 0 | 0 | 0 | 0
F1_Commercial_Miscellaneous_New_Space Heating_Natural Gas_Unit Heater_E8 | F1 | Commercial | Miscellaneous | New | Space Heating | Natural Gas | Unit Heater | E8 | CCE | 0 | 0 | 0 | 0 | 0 | 0 | 0 | 0 | 0 | 0 | 0 | 0 | 0 | 0 | 0 | 0 | 0 | 0 | 0 | 0 | 0 | 0 | 0 | 0 | 0 | 0 | 0 | 0 | 0 | 0 | 0
F1_Commercial_Miscellaneous_New_Space Heating_Natural Gas_Unit Heater_E9 | F1 | Commercial | Miscellaneous | New | Space Heating | Natural Gas | Unit Heater | E9 | CCE | 0 | 0 | 0 | 0 | 0 | 0 | 0 | 0 | 0 | 0 | 0 | 0 | 0 | 0 | 0 | 0 | 0 | 0 | 0 | 0 | 0 | 0 | 0 | 0 | 0 | 0 | 0 | 0 | 0 | 0 | 0
F1_Commercial_Miscellaneous_New_Space Heating_Natural Gas_Unit Heater_E10 | F1 | Commercial | Miscellaneous | New | Space Heating | Natural Gas | Unit Heater | E10 | CCE | 0 | 0 | 0 | 0 | 0 | 0 | 0 | 0 | 0 | 0 | 0 | 0 | 0 | 0 | 0 | 0 | 0 | 0 | 0 | 0 | 0 | 0 | 0 | 0 | 0 | 0 | 0 | 0 | 0 | 0 | 0
F2_Commercial_Miscellaneous_New_Space Heating_Natural Gas_Unit Heater_E1 | F2 | Commercial | Miscellaneous | New | Space Heating | Natural Gas | Unit Heater | E1 | TRC BC Ratio | 0.9 | 0.9 | 0.9 | 0.9 | 0.9 | 0 | 0 | 0 | 0 | 0 | 0 | 0 | 0 | 0 | 0 | 0 | 0 | 0 | 0 | 0 | 0 | 0 | 0 | 0 | 0 | 0 | 0 | 0 | 0 | 0 | 0
F2_Commercial_Miscellaneous_New_Space Heating_Natural Gas_Unit Heater_E2 | F2 | Commercial | Miscellaneous | New | Space Heating | Natural Gas | Unit Heater | E2 | TRC BC Ratio | 0.20499 | 0.20719 | 0.20853 | 0.21014 | 0.21021 | 0.9 | 0.9 | 0.9 | 0.9 | 0.9 | 0.9 | 0.9 | 0.9 | 0.9 | 0.9 | 0.9 | 0.9 | 0.9 | 0.9 | 0.9 | 0.9 | 0.9 | 0.9 | 0.9 | 0.9 | 0.9 | 0.9 | 0.9 | 0.9 | 0.9 | 0.9
F2_Commercial_Miscellaneous_New_Space Heating_Natural Gas_Unit Heater_E3 | F2 | Commercial | Miscellaneous | New | Space Heating | Natural Gas | Unit Heater | E3 | TRC BC Ratio | 2.6292 | 2.6575 | 2.6747 | 2.6954 | 2.6962 | 0.9 | 0.9 | 0.9 | 0.9 | 0.9 | 0.9 | 0.9 | 0.9 | 0.9 | 0.9 | 0.9 | 0.9 | 0.9 | 0.9 | 0.9 | 0.9 | 0.9 | 0.9 | 0.9 | 0.9 | 0.9 | 0.9 | 0.9 | 0.9 | 0.9 | 0.9
F2_Commercial_Miscellaneous_New_Space Heating_Natural Gas_Unit Heater_E4 | F2 | Commercial | Miscellaneous | New | Space Heating | Natural Gas | Unit Heater | E4 | TRC BC Ratio | 0 | 0 | 0 | 0 | 0 | 0 | 0 | 0 | 0 | 0 | 0 | 0 | 0 | 0 | 0 | 0 | 0 | 0 | 0 | 0 | 0 | 0 | 0 | 0 | 0 | 0 | 0 | 0 | 0 | 0 | 0
F2_Commercial_Miscellaneous_New_Space Heating_Natural Gas_Unit Heater_E5 | F2 | Commercial | Miscellaneous | New | Space Heating | Natural Gas | Unit Heater | E5 | TRC BC Ratio | 0 | 0 | 0 | 0 | 0 | 0 | 0 | 0 | 0 | 0 | 0 | 0 | 0 | 0 | 0 | 0 | 0 | 0 | 0 | 0 | 0 | 0 | 0 | 0 | 0 | 0 | 0 | 0 | 0 | 0 | 0
F2_Commercial_Miscellaneous_New_Space Heating_Natural Gas_Unit Heater_E6 | F2 | Commercial | Miscellaneous | New | Space Heating | Natural Gas | Unit Heater | E6 | TRC BC Ratio | 0 | 0 | 0 | 0 | 0 | 0 | 0 | 0 | 0 | 0 | 0 | 0 | 0 | 0 | 0 | 0 | 0 | 0 | 0 | 0 | 0 | 0 | 0 | 0 | 0 | 0 | 0 | 0 | 0 | 0 | 0
F2_Commercial_Miscellaneous_New_Space Heating_Natural Gas_Unit Heater_E7 | F2 | Commercial | Miscellaneous | New | Space Heating | Natural Gas | Unit Heater | E7 | TRC BC Ratio | 0 | 0 | 0 | 0 | 0 | 0 | 0 | 0 | 0 | 0 | 0 | 0 | 0 | 0 | 0 | 0 | 0 | 0 | 0 | 0 | 0 | 0 | 0 | 0 | 0 | 0 | 0 | 0 | 0 | 0 | 0
F2_Commercial_Miscellaneous_New_Space Heating_Natural Gas_Unit Heater_E8 | F2 | Commercial | Miscellaneous | New | Space Heating | Natural Gas | Unit Heater | E8 | TRC BC Ratio | 0 | 0 | 0 | 0 | 0 | 0 | 0 | 0 | 0 | 0 | 0 | 0 | 0 | 0 | 0 | 0 | 0 | 0 | 0 | 0 | 0 | 0 | 0 | 0 | 0 | 0 | 0 | 0 | 0 | 0 | 0
F2_Commercial_Miscellaneous_New_Space Heating_Natural Gas_Unit Heater_E9 | F2 | Commercial | Miscellaneous | New | Space Heating | Natural Gas | Unit Heater | E9 | TRC BC Ratio | 0 | 0 | 0 | 0 | 0 | 0 | 0 | 0 | 0 | 0 | 0 | 0 | 0 | 0 | 0 | 0 | 0 | 0 | 0 | 0 | 0 | 0 | 0 | 0 | 0 | 0 | 0 | 0 | 0 | 0 | 0
F2_Commercial_Miscellaneous_New_Space Heating_Natural Gas_Unit Heater_E10 | F2 | Commercial | Miscellaneous | New | Space Heating | Natural Gas | Unit Heater | E10 | TRC BC Ratio | 0 | 0 | 0 | 0 | 0 | 0 | 0 | 0 | 0 | 0 | 0 | 0 | 0 | 0 | 0 | 0 | 0 | 0 | 0 | 0 | 0 | 0 | 0 | 0 | 0 | 0 | 0 | 0 | 0 | 0 | 0
F3_Commercial_Miscellaneous_New_Space Heating_Natural Gas_Unit Heater_E1 | F3 | Commercial | Miscellaneous | New | Space Heating | Natural Gas | Unit Heater | E1 | PACT BC Ratio | 0.9 | 0.9 | 0.9 | 0.9 | 0.9 | 0 | 0 | 0 | 0 | 0 | 0 | 0 | 0 | 0 | 0 | 0 | 0 | 0 | 0 | 0 | 0 | 0 | 0 | 0 | 0 | 0 | 0 | 0 | 0 | 0 | 0
F3_Commercial_Miscellaneous_New_Space Heating_Natural Gas_Unit Heater_E2 | F3 | Commercial | Miscellaneous | New | Space Heating | Natural Gas | Unit Heater | E2 | PACT BC Ratio | 0.20499 | 0.20719 | 0.20853 | 0.21014 | 0.21021 | 0.9 | 0.9 | 0.9 | 0.9 | 0.9 | 0.9 | 0.9 | 0.9 | 0.9 | 0.9 | 0.9 | 0.9 | 0.9 | 0.9 | 0.9 | 0.9 | 0.9 | 0.9 | 0.9 | 0.9 | 0.9 | 0.9 | 0.9 | 0.9 | 0.9 | 0.9
F3_Commercial_Miscellaneous_New_Space Heating_Natural Gas_Unit Heater_E3 | F3 | Commercial | Miscellaneous | New | Space Heating | Natural Gas | Unit Heater | E3 | PACT BC Ratio | 2.6292 | 2.6575 | 2.6747 | 2.6954 | 2.6962 | 0.9 | 0.9 | 0.9 | 0.9 | 0.9 | 0.9 | 0.9 | 0.9 | 0.9 | 0.9 | 0.9 | 0.9 | 0.9 | 0.9 | 0.9 | 0.9 | 0.9 | 0.9 | 0.9 | 0.9 | 0.9 | 0.9 | 0.9 | 0.9 | 0.9 | 0.9
F3_Commercial_Miscellaneous_New_Space Heating_Natural Gas_Unit Heater_E4 | F3 | Commercial | Miscellaneous | New | Space Heating | Natural Gas | Unit Heater | E4 | PACT BC Ratio | 0 | 0 | 0 | 0 | 0 | 0 | 0 | 0 | 0 | 0 | 0 | 0 | 0 | 0 | 0 | 0 | 0 | 0 | 0 | 0 | 0 | 0 | 0 | 0 | 0 | 0 | 0 | 0 | 0 | 0 | 0
F3_Commercial_Miscellaneous_New_Space Heating_Natural Gas_Unit Heater_E5 | F3 | Commercial | Miscellaneous | New | Space Heating | Natural Gas | Unit Heater | E5 | PACT BC Ratio | 0 | 0 | 0 | 0 | 0 | 0 | 0 | 0 | 0 | 0 | 0 | 0 | 0 | 0 | 0 | 0 | 0 | 0 | 0 | 0 | 0 | 0 | 0 | 0 | 0 | 0 | 0 | 0 | 0 | 0 | 0
F3_Commercial_Miscellaneous_New_Space Heating_Natural Gas_Unit Heater_E6 | F3 | Commercial | Miscellaneous | New | Space Heating | Natural Gas | Unit Heater | E6 | PACT BC Ratio | 0 | 0 | 0 | 0 | 0 | 0 | 0 | 0 | 0 | 0 | 0 | 0 | 0 | 0 | 0 | 0 | 0 | 0 | 0 | 0 | 0 | 0 | 0 | 0 | 0 | 0 | 0 | 0 | 0 | 0 | 0
F3_Commercial_Miscellaneous_New_Space Heating_Natural Gas_Unit Heater_E7 | F3 | Commercial | Miscellaneous | New | Space Heating | Natural Gas | Unit Heater | E7 | PACT BC Ratio | 0 | 0 | 0 | 0 | 0 | 0 | 0 | 0 | 0 | 0 | 0 | 0 | 0 | 0 | 0 | 0 | 0 | 0 | 0 | 0 | 0 | 0 | 0 | 0 | 0 | 0 | 0 | 0 | 0 | 0 | 0
F3_Commercial_Miscellaneous_New_Space Heating_Natural Gas_Unit Heater_E8 | F3 | Commercial | Miscellaneous | New | Space Heating | Natural Gas | Unit Heater | E8 | PACT BC Ratio | 0 | 0 | 0 | 0 | 0 | 0 | 0 | 0 | 0 | 0 | 0 | 0 | 0 | 0 | 0 | 0 | 0 | 0 | 0 | 0 | 0 | 0 | 0 | 0 | 0 | 0 | 0 | 0 | 0 | 0 | 0
F3_Commercial_Miscellaneous_New_Space Heating_Natural Gas_Unit Heater_E9 | F3 | Commercial | Miscellaneous | New | Space Heating | Natural Gas | Unit Heater | E9 | PACT BC Ratio | 0 | 0 | 0 | 0 | 0 | 0 | 0 | 0 | 0 | 0 | 0 | 0 | 0 | 0 | 0 | 0 | 0 | 0 | 0 | 0 | 0 | 0 | 0 | 0 | 0 | 0 | 0 | 0 | 0 | 0 | 0
F3_Commercial_Miscellaneous_New_Space Heating_Natural Gas_Unit Heater_E10 | F3 | Commercial | Miscellaneous | New | Space Heating | Natural Gas | Unit Heater | E10 | PACT BC Ratio | 0 | 0 | 0 | 0 | 0 | 0 | 0 | 0 | 0 | 0 | 0 | 0 | 0 | 0 | 0 | 0 | 0 | 0 | 0 | 0 | 0 | 0 | 0 | 0 | 0 | 0 | 0 | 0 | 0 | 0 | 0
F4_Commercial_Miscellaneous_New_Space Heating_Natural Gas_Unit Heater_E1 | F4 | Commercial | Miscellaneous | New | Space Heating | Natural Gas | Unit Heater | E1 | PCT BC Ratio | 0.9 | 0.9 | 0.9 | 0.9 | 0.9 | 0 | 0 | 0 | 0 | 0 | 0 | 0 | 0 | 0 | 0 | 0 | 0 | 0 | 0 | 0 | 0 | 0 | 0 | 0 | 0 | 0 | 0 | 0 | 0 | 0 | 0
F4_Commercial_Miscellaneous_New_Space Heating_Natural Gas_Unit Heater_E2 | F4 | Commercial | Miscellaneous | New | Space Heating | Natural Gas | Unit Heater | E2 | PCT BC Ratio | 1.5157 | 1.5213 | 1.5246 | 1.5287 | 1.5289 | 0.9 | 0.9 | 0.9 | 0.9 | 0.9 | 0.9 | 0.9 | 0.9 | 0.9 | 0.9 | 0.9 | 0.9 | 0.9 | 0.9 | 0.9 | 0.9 | 0.9 | 0.9 | 0.9 | 0.9 | 0.9 | 0.9 | 0.9 | 0.9 | 0.9 | 0.9
F4_Commercial_Miscellaneous_New_Space Heating_Natural Gas_Unit Heater_E3 | F4 | Commercial | Miscellaneous | New | Space Heating | Natural Gas | Unit Heater | E3 | PCT BC Ratio | 7.6149 | 7.686 | 7.7293 | 7.7814 | 7.7835 | 0.9 | 0.9 | 0.9 | 0.9 | 0.9 | 0.9 | 0.9 | 0.9 | 0.9 | 0.9 | 0.9 | 0.9 | 0.9 | 0.9 | 0.9 | 0.9 | 0.9 | 0.9 | 0.9 | 0.9 | 0.9 | 0.9 | 0.9 | 0.9 | 0.9 | 0.9
F4_Commercial_Miscellaneous_New_Space Heating_Natural Gas_Unit Heater_E4 | F4 | Commercial | Miscellaneous | New | Space Heating | Natural Gas | Unit Heater | E4 | PCT BC Ratio | 0 | 0 | 0 | 0 | 0 | 0 | 0 | 0 | 0 | 0 | 0 | 0 | 0 | 0 | 0 | 0 | 0 | 0 | 0 | 0 | 0 | 0 | 0 | 0 | 0 | 0 | 0 | 0 | 0 | 0 | 0
F4_Commercial_Miscellaneous_New_Space Heating_Natural Gas_Unit Heater_E5 | F4 | Commercial | Miscellaneous | New | Space Heating | Natural Gas | Unit Heater | E5 | PCT BC Ratio | 0 | 0 | 0 | 0 | 0 | 0 | 0 | 0 | 0 | 0 | 0 | 0 | 0 | 0 | 0 | 0 | 0 | 0 | 0 | 0 | 0 | 0 | 0 | 0 | 0 | 0 | 0 | 0 | 0 | 0 | 0
F4_Commercial_Miscellaneous_New_Space Heating_Natural Gas_Unit Heater_E6 | F4 | Commercial | Miscellaneous | New | Space Heating | Natural Gas | Unit Heater | E6 | PCT BC Ratio | 0 | 0 | 0 | 0 | 0 | 0 | 0 | 0 | 0 | 0 | 0 | 0 | 0 | 0 | 0 | 0 | 0 | 0 | 0 | 0 | 0 | 0 | 0 | 0 | 0 | 0 | 0 | 0 | 0 | 0 | 0
F4_Commercial_Miscellaneous_New_Space Heating_Natural Gas_Unit Heater_E7 | F4 | Commercial | Miscellaneous | New | Space Heating | Natural Gas | Unit Heater | E7 | PCT BC Ratio | 0 | 0 | 0 | 0 | 0 | 0 | 0 | 0 | 0 | 0 | 0 | 0 | 0 | 0 | 0 | 0 | 0 | 0 | 0 | 0 | 0 | 0 | 0 | 0 | 0 | 0 | 0 | 0 | 0 | 0 | 0
F4_Commercial_Miscellaneous_New_Space Heating_Natural Gas_Unit Heater_E8 | F4 | Commercial | Miscellaneous | New | Space Heating | Natural Gas | Unit Heater | E8 | PCT BC Ratio | 0 | 0 | 0 | 0 | 0 | 0 | 0 | 0 | 0 | 0 | 0 | 0 | 0 | 0 | 0 | 0 | 0 | 0 | 0 | 0 | 0 | 0 | 0 | 0 | 0 | 0 | 0 | 0 | 0 | 0 | 0
F4_Commercial_Miscellaneous_New_Space Heating_Natural Gas_Unit Heater_E9 | F4 | Commercial | Miscellaneous | New | Space Heating | Natural Gas | Unit Heater | E9 | PCT BC Ratio | 0 | 0 | 0 | 0 | 0 | 0 | 0 | 0 | 0 | 0 | 0 | 0 | 0 | 0 | 0 | 0 | 0 | 0 | 0 | 0 | 0 | 0 | 0 | 0 | 0 | 0 | 0 | 0 | 0 | 0 | 0
F4_Commercial_Miscellaneous_New_Space Heating_Natural Gas_Unit Heater_E10 | F4 | Commercial | Miscellaneous | New | Space Heating | Natural Gas | Unit Heater | E10 | PCT BC Ratio | 0 | 0 | 0 | 0 | 0 | 0 | 0 | 0 | 0 | 0 | 0 | 0 | 0 | 0 | 0 | 0 | 0 | 0 | 0 | 0 | 0 | 0 | 0 | 0 | 0 | 0 | 0 | 0 | 0 | 0 | 0
F5_Commercial_Miscellaneous_New_Space Heating_Natural Gas_Unit Heater_E1 | F5 | Commercial | Miscellaneous | New | Space Heating | Natural Gas | Unit Heater | E1 | RIM BC Ratio | 0.9 | 0.9 | 0.9 | 0.9 | 0.9 | 0 | 0 | 0 | 0 | 0 | 0 | 0 | 0 | 0 | 0 | 0 | 0 | 0 | 0 | 0 | 0 | 0 | 0 | 0 | 0 | 0 | 0 | 0 | 0 | 0 | 0
F5_Commercial_Miscellaneous_New_Space Heating_Natural Gas_Unit Heater_E2 | F5 | Commercial | Miscellaneous | New | Space Heating | Natural Gas | Unit Heater | E2 | RIM BC Ratio | 0.16457 | 0.16599 | 0.16685 | 0.16788 | 0.16792 | 0.9 | 0.9 | 0.9 | 0.9 | 0.9 | 0.9 | 0.9 | 0.9 | 0.9 | 0.9 | 0.9 | 0.9 | 0.9 | 0.9 | 0.9 | 0.9 | 0.9 | 0.9 | 0.9 | 0.9 | 0.9 | 0.9 | 0.9 | 0.9 | 0.9 | 0.9
F5_Commercial_Miscellaneous_New_Space Heating_Natural Gas_Unit Heater_E3 | F5 | Commercial | Miscellaneous | New | Space Heating | Natural Gas | Unit Heater | E3 | RIM BC Ratio | 0.63355 | 0.63518 | 0.63615 | 0.63732 | 0.63737 | 0.9 | 0.9 | 0.9 | 0.9 | 0.9 | 0.9 | 0.9 | 0.9 | 0.9 | 0.9 | 0.9 | 0.9 | 0.9 | 0.9 | 0.9 | 0.9 | 0.9 | 0.9 | 0.9 | 0.9 | 0.9 | 0.9 | 0.9 | 0.9 | 0.9 | 0.9
F5_Commercial_Miscellaneous_New_Space Heating_Natural Gas_Unit Heater_E4 | F5 | Commercial | Miscellaneous | New | Space Heating | Natural Gas | Unit Heater | E4 | RIM BC Ratio | 0 | 0 | 0 | 0 | 0 | 0 | 0 | 0 | 0 | 0 | 0 | 0 | 0 | 0 | 0 | 0 | 0 | 0 | 0 | 0 | 0 | 0 | 0 | 0 | 0 | 0 | 0 | 0 | 0 | 0 | 0
F5_Commercial_Miscellaneous_New_Space Heating_Natural Gas_Unit Heater_E5 | F5 | Commercial | Miscellaneous | New | Space Heating | Natural Gas | Unit Heater | E5 | RIM BC Ratio | 0 | 0 | 0 | 0 | 0 | 0 | 0 | 0 | 0 | 0 | 0 | 0 | 0 | 0 | 0 | 0 | 0 | 0 | 0 | 0 | 0 | 0 | 0 | 0 | 0 | 0 | 0 | 0 | 0 | 0 | 0
F5_Commercial_Miscellaneous_New_Space Heating_Natural Gas_Unit Heater_E6 | F5 | Commercial | Miscellaneous | New | Space Heating | Natural Gas | Unit Heater | E6 | RIM BC Ratio | 0 | 0 | 0 | 0 | 0 | 0 | 0 | 0 | 0 | 0 | 0 | 0 | 0 | 0 | 0 | 0 | 0 | 0 | 0 | 0 | 0 | 0 | 0 | 0 | 0 | 0 | 0 | 0 | 0 | 0 | 0
F5_Commercial_Miscellaneous_New_Space Heating_Natural Gas_Unit Heater_E7 | F5 | Commercial | Miscellaneous | New | Space Heating | Natural Gas | Unit Heater | E7 | RIM BC Ratio | 0 | 0 | 0 | 0 | 0 | 0 | 0 | 0 | 0 | 0 | 0 | 0 | 0 | 0 | 0 | 0 | 0 | 0 | 0 | 0 | 0 | 0 | 0 | 0 | 0 | 0 | 0 | 0 | 0 | 0 | 0
F5_Commercial_Miscellaneous_New_Space Heating_Natural Gas_Unit Heater_E8 | F5 | Commercial | Miscellaneous | New | Space Heating | Natural Gas | Unit Heater | E8 | RIM BC Ratio | 0 | 0 | 0 | 0 | 0 | 0 | 0 | 0 | 0 | 0 | 0 | 0 | 0 | 0 | 0 | 0 | 0 | 0 | 0 | 0 | 0 | 0 | 0 | 0 | 0 | 0 | 0 | 0 | 0 | 0 | 0
F5_Commercial_Miscellaneous_New_Space Heating_Natural Gas_Unit Heater_E9 | F5 | Commercial | Miscellaneous | New | Space Heating | Natural Gas | Unit Heater | E9 | RIM BC Ratio | 0 | 0 | 0 | 0 | 0 | 0 | 0 | 0 | 0 | 0 | 0 | 0 | 0 | 0 | 0 | 0 | 0 | 0 | 0 | 0 | 0 | 0 | 0 | 0 | 0 | 0 | 0 | 0 | 0 | 0 | 0
F5_Commercial_Miscellaneous_New_Space Heating_Natural Gas_Unit Heater_E10 | F5 | Commercial | Miscellaneous | New | Space Heating | Natural Gas | Unit Heater | E10 | RIM BC Ratio | 0 | 0 | 0 | 0 | 0 | 0 | 0 | 0 | 0 | 0 | 0 | 0 | 0 | 0 | 0 | 0 | 0 | 0 | 0 | 0 | 0 | 0 | 0 | 0 | 0 | 0 | 0 | 0 | 0 | 0 | 0
F0_Commercial_Miscellaneous_New_Water Heating_Natural Gas_Water Heater_E0 | F0 | Commercial | Miscellaneous | New | Water Heating | Natural Gas | Water Heater | E0 | Economic Unit | TE 96% (Instantaneous) | TE 96% (Instantaneous) | TE 96% (Instantaneous) | TE 96% (Instantaneous) | TE 96% (Instantaneous) | TE 96% (Instantaneous) | TE 96% (Instantaneous) | UEF 1.0+ (Gas-Fired HPWH) | UEF 1.0+ (Gas-Fired HPWH) | UEF 1.0+ (Gas-Fired HPWH) | UEF 1.0+ (Gas-Fired HPWH) | UEF 1.0+ (Gas-Fired HPWH) | UEF 1.0+ (Gas-Fired HPWH) | UEF 1.0+ (Gas-Fired HPWH) | UEF 1.0+ (Gas-Fired HPWH) | UEF 1.0+ (Gas-Fired HPWH) | UEF 1.0+ (Gas-Fired HPWH) | UEF 1.0+ (Gas-Fired HPWH) | UEF 1.0+ (Gas-Fired HPWH) | UEF 1.0+ (Gas-Fired HPWH) | UEF 1.0+ (Gas-Fired HPWH) | UEF 1.0+ (Gas-Fired HPWH) | UEF 1.0+ (Gas-Fired HPWH) | UEF 1.0+ (Gas-Fired HPWH) | UEF 1.0+ (Gas-Fired HPWH) | UEF 1.0+ (Gas-Fired HPWH) | UEF 1.0+ (Gas-Fired HPWH) | UEF 1.0+ (Gas-Fired HPWH) | UEF 1.0+ (Gas-Fired HPWH) | UEF 1.0+ (Gas-Fired HPWH) | UEF 1.0+ (Gas-Fired HPWH)
F1_Commercial_Miscellaneous_New_Water Heating_Natural Gas_Water Heater_E1 | F1 | Commercial | Miscellaneous | New | Water Heating | Natural Gas | Water Heater | E1 | CCE | 0 | 0 | 0 | 0 | 0 | 0 | 0 | 0 | 0 | 0 | 0 | 0 | 0 | 0 | 0 | 0 | 0 | 0 | 0 | 0 | 0 | 0 | 0 | 0 | 0 | 0 | 0 | 0 | 0 | 0 | 0
F1_Commercial_Miscellaneous_New_Water Heating_Natural Gas_Water Heater_E2 | F1 | Commercial | Miscellaneous | New | Water Heating | Natural Gas | Water Heater | E2 | CCE | 0.00084056 | 0.00080808 | 0.00081193 | 0.00082041 | 0.00082041 | 0.00082041 | 0.00082041 | 0.00082041 | 0.00082041 | 0.00082041 | 0.00082041 | 0.00082041 | 0.00082041 | 0.00082041 | 0.00082041 | 0.00082041 | 0.00082041 | 0.00082041 | 0.00082041 | 0.00082041 | 0.00082041 | 0.00082041 | 0.00082041 | 0.00082041 | 0.00082041 | 0.00082041 | 0.00082041 | 0.00082041 | 0.00082041 | 0.00082041 | 0.00082041
F1_Commercial_Miscellaneous_New_Water Heating_Natural Gas_Water Heater_E3 | F1 | Commercial | Miscellaneous | New | Water Heating | Natural Gas | Water Heater | E3 | CCE | 0.00061612 | 0.00059231 | 0.00059514 | 0.00060136 | 0.00060136 | 0.00060136 | 0.00060136 | 0.00060136 | 0.00060136 | 0.00060136 | 0.00060136 | 0.00060136 | 0.00060136 | 0.00060136 | 0.00060136 | 0.00060136 | 0.00060136 | 0.00060136 | 0.00060136 | 0.00060136 | 0.00060136 | 0.00060136 | 0.00060136 | 0.00060136 | 0.00060136 | 0.00060136 | 0.00060136 | 0.00060136 | 0.00060136 | 0.00060136 | 0.00060136
F1_Commercial_Miscellaneous_New_Water Heating_Natural Gas_Water Heater_E4 | F1 | Commercial | Miscellaneous | New | Water Heating | Natural Gas | Water Heater | E4 | CCE | 0 | 0 | 0 | 0 | 0 | 0 | 0 | 0.0013467 | 0.0013467 | 0.0013467 | 0.0013467 | 0.0013467 | 0.0013467 | 0.0013467 | 0.0013467 | 0.0013467 | 0.0013467 | 0.0013467 | 0.0013467 | 0.0013467 | 0.0013467 | 0.0013467 | 0.0013467 | 0.0013467 | 0.0013467 | 0.0013467 | 0.0013467 | 0.0013467 | 0.0013467 | 0.0013467 | 0.0013467
F1_Commercial_Miscellaneous_New_Water Heating_Natural Gas_Water Heater_E5 | F1 | Commercial | Miscellaneous | New | Water Heating | Natural Gas | Water Heater | E5 | CCE | 0 | 0 | 0 | 0 | 0 | 0 | 0 | 0 | 0 | 0 | 0 | 0 | 0 | 0 | 0 | 0 | 0 | 0 | 0 | 0 | 0 | 0 | 0 | 0 | 0 | 0 | 0 | 0 | 0 | 0 | 0
F1_Commercial_Miscellaneous_New_Water Heating_Natural Gas_Water Heater_E6 | F1 | Commercial | Miscellaneous | New | Water Heating | Natural Gas | Water Heater | E6 | CCE | 0 | 0 | 0 | 0 | 0 | 0 | 0 | 0 | 0 | 0 | 0 | 0 | 0 | 0 | 0 | 0 | 0 | 0 | 0 | 0 | 0 | 0 | 0 | 0 | 0 | 0 | 0 | 0 | 0 | 0 | 0
F1_Commercial_Miscellaneous_New_Water Heating_Natural Gas_Water Heater_E7 | F1 | Commercial | Miscellaneous | New | Water Heating | Natural Gas | Water Heater | E7 | CCE | 0 | 0 | 0 | 0 | 0 | 0 | 0 | 0 | 0 | 0 | 0 | 0 | 0 | 0 | 0 | 0 | 0 | 0 | 0 | 0 | 0 | 0 | 0 | 0 | 0 | 0 | 0 | 0 | 0 | 0 | 0
F1_Commercial_Miscellaneous_New_Water Heating_Natural Gas_Water Heater_E8 | F1 | Commercial | Miscellaneous | New | Water Heating | Natural Gas | Water Heater | E8 | CCE | 0 | 0 | 0 | 0 | 0 | 0 | 0 | 0 | 0 | 0 | 0 | 0 | 0 | 0 | 0 | 0 | 0 | 0 | 0 | 0 | 0 | 0 | 0 | 0 | 0 | 0 | 0 | 0 | 0 | 0 | 0
F1_Commercial_Miscellaneous_New_Water Heating_Natural Gas_Water Heater_E9 | F1 | Commercial | Miscellaneous | New | Water Heating | Natural Gas | Water Heater | E9 | CCE | 0 | 0 | 0 | 0 | 0 | 0 | 0 | 0 | 0 | 0 | 0 | 0 | 0 | 0 | 0 | 0 | 0 | 0 | 0 | 0 | 0 | 0 | 0 | 0 | 0 | 0 | 0 | 0 | 0 | 0 | 0
F1_Commercial_Miscellaneous_New_Water Heating_Natural Gas_Water Heater_E10 | F1 | Commercial | Miscellaneous | New | Water Heating | Natural Gas | Water Heater | E10 | CCE | 0 | 0 | 0 | 0 | 0 | 0 | 0 | 0 | 0 | 0 | 0 | 0 | 0 | 0 | 0 | 0 | 0 | 0 | 0 | 0 | 0 | 0 | 0 | 0 | 0 | 0 | 0 | 0 | 0 | 0 | 0
F2_Commercial_Miscellaneous_New_Water Heating_Natural Gas_Water Heater_E1 | F2 | Commercial | Miscellaneous | New | Water Heating | Natural Gas | Water Heater | E1 | TRC BC Ratio | 0.9 | 0.9 | 0.9 | 0.9 | 0.9 | 0.9 | 0.9 | 0.9 | 0.9 | 0.9 | 0.9 | 0.9 | 0.9 | 0.9 | 0.9 | 0.9 | 0.9 | 0.9 | 0.9 | 0.9 | 0.9 | 0.9 | 0.9 | 0.9 | 0.9 | 0.9 | 0.9 | 0.9 | 0.9 | 0.9 | 0.9
F2_Commercial_Miscellaneous_New_Water Heating_Natural Gas_Water Heater_E2 | F2 | Commercial | Miscellaneous | New | Water Heating | Natural Gas | Water Heater | E2 | TRC BC Ratio | 12.1406 | 12.3812 | 12.5533 | 12.7399 | 13.0079 | 12.1871 | 11.5456 | 11.2083 | 11.0871 | 10.9012 | 10.7757 | 11.3466 | 10.1548 | 10.854 | 11.7514 | 12.6238 | 12.6563 | 12.7168 | 12.4738 | 12.6471 | 12.7684 | 12.9322 | 13.138 | 6.1886 | 6.0652 | 5.9496 | 5.8408 | 5.7377 | 5.6392 | 5.5444 | 5.4529
F2_Commercial_Miscellaneous_New_Water Heating_Natural Gas_Water Heater_E3 | F2 | Commercial | Miscellaneous | New | Water Heating | Natural Gas | Water Heater | E3 | TRC BC Ratio | 16.5631 | 16.8914 | 17.1262 | 17.3807 | 17.7463 | 16.6266 | 15.7514 | 15.2912 | 15.1259 | 14.8722 | 14.701 | 15.4799 | 13.8539 | 14.8078 | 16.0322 | 17.2223 | 17.2667 | 17.3491 | 17.0176 | 17.2541 | 17.4196 | 17.643 | 17.9238 | 8.443 | 8.2746 | 8.1169 | 7.9685 | 7.8278 | 7.6934 | 7.5641 | 7.4393
F2_Commercial_Miscellaneous_New_Water Heating_Natural Gas_Water Heater_E4 | F2 | Commercial | Miscellaneous | New | Water Heating | Natural Gas | Water Heater | E4 | TRC BC Ratio | 0 | 0 | 0 | 0 | 0 | 0 | 0 | 6.702 | 6.4271 | 6.0753 | 5.746 | 6.3288 | 5.5385 | 6.5057 | 7.6703 | 8.8609 | 8.908 | 8.9756 | 8.803 | 8.9576 | 9.0704 | 9.2161 | 9.3944 | 3.9321 | 3.85 | 3.7739 | 3.7027 | 3.6357 | 3.572 | 3.5111 | 3.4654
F2_Commercial_Miscellaneous_New_Water Heating_Natural Gas_Water Heater_E5 | F2 | Commercial | Miscellaneous | New | Water Heating | Natural Gas | Water Heater | E5 | TRC BC Ratio | 0 | 0 | 0 | 0 | 0 | 0 | 0 | 0 | 0 | 0 | 0 | 0 | 0 | 0 | 0 | 0 | 0 | 0 | 0 | 0 | 0 | 0 | 0 | 0 | 0 | 0 | 0 | 0 | 0 | 0 | 0
F2_Commercial_Miscellaneous_New_Water Heating_Natural Gas_Water Heater_E6 | F2 | Commercial | Miscellaneous | New | Water Heating | Natural Gas | Water Heater | E6 | TRC BC Ratio | 0 | 0 | 0 | 0 | 0 | 0 | 0 | 0 | 0 | 0 | 0 | 0 | 0 | 0 | 0 | 0 | 0 | 0 | 0 | 0 | 0 | 0 | 0 | 0 | 0 | 0 | 0 | 0 | 0 | 0 | 0
F2_Commercial_Miscellaneous_New_Water Heating_Natural Gas_Water Heater_E7 | F2 | Commercial | Miscellaneous | New | Water Heating | Natural Gas | Water Heater | E7 | TRC BC Ratio | 0 | 0 | 0 | 0 | 0 | 0 | 0 | 0 | 0 | 0 | 0 | 0 | 0 | 0 | 0 | 0 | 0 | 0 | 0 | 0 | 0 | 0 | 0 | 0 | 0 | 0 | 0 | 0 | 0 | 0 | 0
F2_Commercial_Miscellaneous_New_Water Heating_Natural Gas_Water Heater_E8 | F2 | Commercial | Miscellaneous | New | Water Heating | Natural Gas | Water Heater | E8 | TRC BC Ratio | 0 | 0 | 0 | 0 | 0 | 0 | 0 | 0 | 0 | 0 | 0 | 0 | 0 | 0 | 0 | 0 | 0 | 0 | 0 | 0 | 0 | 0 | 0 | 0 | 0 | 0 | 0 | 0 | 0 | 0 | 0
F2_Commercial_Miscellaneous_New_Water Heating_Natural Gas_Water Heater_E9 | F2 | Commercial | Miscellaneous | New | Water Heating | Natural Gas | Water Heater | E9 | TRC BC Ratio | 0 | 0 | 0 | 0 | 0 | 0 | 0 | 0 | 0 | 0 | 0 | 0 | 0 | 0 | 0 | 0 | 0 | 0 | 0 | 0 | 0 | 0 | 0 | 0 | 0 | 0 | 0 | 0 | 0 | 0 | 0
F2_Commercial_Miscellaneous_New_Water Heating_Natural Gas_Water Heater_E10 | F2 | Commercial | Miscellaneous | New | Water Heating | Natural Gas | Water Heater | E10 | TRC BC Ratio | 0 | 0 | 0 | 0 | 0 | 0 | 0 | 0 | 0 | 0 | 0 | 0 | 0 | 0 | 0 | 0 | 0 | 0 | 0 | 0 | 0 | 0 | 0 | 0 | 0 | 0 | 0 | 0 | 0 | 0 | 0
F3_Commercial_Miscellaneous_New_Water Heating_Natural Gas_Water Heater_E1 | F3 | Commercial | Miscellaneous | New | Water Heating | Natural Gas | Water Heater | E1 | PACT BC Ratio | 0.9 | 0.9 | 0.9 | 0.9 | 0.9 | 0.9 | 0.9 | 0.9 | 0.9 | 0.9 | 0.9 | 0.9 | 0.9 | 0.9 | 0.9 | 0.9 | 0.9 | 0.9 | 0.9 | 0.9 | 0.9 | 0.9 | 0.9 | 0.9 | 0.9 | 0.9 | 0.9 | 0.9 | 0.9 | 0.9 | 0.9
F3_Commercial_Miscellaneous_New_Water Heating_Natural Gas_Water Heater_E2 | F3 | Commercial | Miscellaneous | New | Water Heating | Natural Gas | Water Heater | E2 | PACT BC Ratio | 19.8529 | 20.2465 | 20.5279 | 20.833 | 21.2712 | 19.929 | 18.8801 | 18.3284 | 18.1303 | 17.8262 | 17.621 | 18.5547 | 16.6056 | 17.7491 | 19.2166 | 20.6431 | 20.6963 | 20.7952 | 20.3978 | 20.6813 | 20.8796 | 21.1474 | 21.484 | 10.12 | 9.9181 | 9.7292 | 9.5513 | 9.3826 | 9.2215 | 9.0666 | 8.9169
F3_Commercial_Miscellaneous_New_Water Heating_Natural Gas_Water Heater_E3 | F3 | Commercial | Miscellaneous | New | Water Heating | Natural Gas | Water Heater | E3 | PACT BC Ratio | 27.0849 | 27.6217 | 28.0057 | 28.422 | 29.0198 | 27.1887 | 25.7576 | 25.005 | 24.7347 | 24.3198 | 24.0399 | 25.3137 | 22.6546 | 24.2146 | 26.2167 | 28.1629 | 28.2355 | 28.3703 | 27.8282 | 28.2149 | 28.4856 | 28.8509 | 29.3101 | 13.8065 | 13.531 | 13.2733 | 13.0306 | 12.8004 | 12.5806 | 12.3693 | 12.1651
F3_Commercial_Miscellaneous_New_Water Heating_Natural Gas_Water Heater_E4 | F3 | Commercial | Miscellaneous | New | Water Heating | Natural Gas | Water Heater | E4 | PACT BC Ratio | 0 | 0 | 0 | 0 | 0 | 0 | 0 | 10.9595 | 10.5099 | 9.9348 | 9.3961 | 10.3492 | 9.0569 | 10.6385 | 12.5429 | 14.4899 | 14.5668 | 14.6775 | 14.3951 | 14.648 | 14.8325 | 15.0707 | 15.3622 | 6.43 | 6.2958 | 6.1712 | 6.0549 | 5.9453 | 5.8412 | 5.7415 | 5.6668
F3_Commercial_Miscellaneous_New_Water Heating_Natural Gas_Water Heater_E5 | F3 | Commercial | Miscellaneous | New | Water Heating | Natural Gas | Water Heater | E5 | PACT BC Ratio | 0 | 0 | 0 | 0 | 0 | 0 | 0 | 0 | 0 | 0 | 0 | 0 | 0 | 0 | 0 | 0 | 0 | 0 | 0 | 0 | 0 | 0 | 0 | 0 | 0 | 0 | 0 | 0 | 0 | 0 | 0
F3_Commercial_Miscellaneous_New_Water Heating_Natural Gas_Water Heater_E6 | F3 | Commercial | Miscellaneous | New | Water Heating | Natural Gas | Water Heater | E6 | PACT BC Ratio | 0 | 0 | 0 | 0 | 0 | 0 | 0 | 0 | 0 | 0 | 0 | 0 | 0 | 0 | 0 | 0 | 0 | 0 | 0 | 0 | 0 | 0 | 0 | 0 | 0 | 0 | 0 | 0 | 0 | 0 | 0
F3_Commercial_Miscellaneous_New_Water Heating_Natural Gas_Water Heater_E7 | F3 | Commercial | Miscellaneous | New | Water Heating | Natural Gas | Water Heater | E7 | PACT BC Ratio | 0 | 0 | 0 | 0 | 0 | 0 | 0 | 0 | 0 | 0 | 0 | 0 | 0 | 0 | 0 | 0 | 0 | 0 | 0 | 0 | 0 | 0 | 0 | 0 | 0 | 0 | 0 | 0 | 0 | 0 | 0
F3_Commercial_Miscellaneous_New_Water Heating_Natural Gas_Water Heater_E8 | F3 | Commercial | Miscellaneous | New | Water Heating | Natural Gas | Water Heater | E8 | PACT BC Ratio | 0 | 0 | 0 | 0 | 0 | 0 | 0 | 0 | 0 | 0 | 0 | 0 | 0 | 0 | 0 | 0 | 0 | 0 | 0 | 0 | 0 | 0 | 0 | 0 | 0 | 0 | 0 | 0 | 0 | 0 | 0
F3_Commercial_Miscellaneous_New_Water Heating_Natural Gas_Water Heater_E9 | F3 | Commercial | Miscellaneous | New | Water Heating | Natural Gas | Water Heater | E9 | PACT BC Ratio | 0 | 0 | 0 | 0 | 0 | 0 | 0 | 0 | 0 | 0 | 0 | 0 | 0 | 0 | 0 | 0 | 0 | 0 | 0 | 0 | 0 | 0 | 0 | 0 | 0 | 0 | 0 | 0 | 0 | 0 | 0
F3_Commercial_Miscellaneous_New_Water Heating_Natural Gas_Water Heater_E10 | F3 | Commercial | Miscellaneous | New | Water Heating | Natural Gas | Water Heater | E10 | PACT BC Ratio | 0 | 0 | 0 | 0 | 0 | 0 | 0 | 0 | 0 | 0 | 0 | 0 | 0 | 0 | 0 | 0 | 0 | 0 | 0 | 0 | 0 | 0 | 0 | 0 | 0 | 0 | 0 | 0 | 0 | 0 | 0
F4_Commercial_Miscellaneous_New_Water Heating_Natural Gas_Water Heater_E1 | F4 | Commercial | Miscellaneous | New | Water Heating | Natural Gas | Water Heater | E1 | PCT BC Ratio | 0.9 | 0.9 | 0.9 | 0.9 | 0.9 | 0.9 | 0.9 | 0.9 | 0.9 | 0.9 | 0.9 | 0.9 | 0.9 | 0.9 | 0.9 | 0.9 | 0.9 | 0.9 | 0.9 | 0.9 | 0.9 | 0.9 | 0.9 | 0.9 | 0.9 | 0.9 | 0.9 | 0.9 | 0.9 | 0.9 | 0.9
F4_Commercial_Miscellaneous_New_Water Heating_Natural Gas_Water Heater_E2 | F4 | Commercial | Miscellaneous | New | Water Heating | Natural Gas | Water Heater | E2 | PCT BC Ratio | 21.8286 | 22.2528 | 22.5561 | 22.885 | 23.3574 | 21.9106 | 20.7799 | 20.1852 | 19.9716 | 19.6439 | 19.4227 | 20.4291 | 18.3282 | 19.5608 | 21.1427 | 22.6803 | 22.7377 | 22.8442 | 22.4159 | 22.7215 | 22.9353 | 23.2239 | 23.5867 | 11.3371 | 11.1195 | 10.9158 | 10.7241 | 10.5422 | 10.3686 | 10.2016 | 10.0403
F4_Commercial_Miscellaneous_New_Water Heating_Natural Gas_Water Heater_E3 | F4 | Commercial | Miscellaneous | New | Water Heating | Natural Gas | Water Heater | E3 | PCT BC Ratio | 29.6241 | 30.2028 | 30.6167 | 31.0654 | 31.7099 | 29.736 | 28.1934 | 27.3822 | 27.0907 | 26.6436 | 26.3418 | 27.7149 | 24.8486 | 26.5302 | 28.6883 | 30.7861 | 30.8644 | 31.0097 | 30.4254 | 30.8422 | 31.134 | 31.5278 | 32.0227 | 15.3109 | 15.014 | 14.7361 | 14.4745 | 14.2264 | 13.9895 | 13.7617 | 13.5416
F4_Commercial_Miscellaneous_New_Water Heating_Natural Gas_Water Heater_E4 | F4 | Commercial | Miscellaneous | New | Water Heating | Natural Gas | Water Heater | E4 | PCT BC Ratio | 0 | 0 | 0 | 0 | 0 | 0 | 0 | 12.242 | 11.7574 | 11.1374 | 10.5569 | 11.5842 | 10.1912 | 11.896 | 13.9488 | 16.0475 | 16.1305 | 16.2498 | 15.9454 | 16.218 | 16.4168 | 16.6736 | 16.9879 | 7.3596 | 7.2149 | 7.0806 | 6.9552 | 6.837 | 6.7248 | 6.6174 | 6.5369
F4_Commercial_Miscellaneous_New_Water Heating_Natural Gas_Water Heater_E5 | F4 | Commercial | Miscellaneous | New | Water Heating | Natural Gas | Water Heater | E5 | PCT BC Ratio | 0 | 0 | 0 | 0 | 0 | 0 | 0 | 0 | 0 | 0 | 0 | 0 | 0 | 0 | 0 | 0 | 0 | 0 | 0 | 0 | 0 | 0 | 0 | 0 | 0 | 0 | 0 | 0 | 0 | 0 | 0
F4_Commercial_Miscellaneous_New_Water Heating_Natural Gas_Water Heater_E6 | F4 | Commercial | Miscellaneous | New | Water Heating | Natural Gas | Water Heater | E6 | PCT BC Ratio | 0 | 0 | 0 | 0 | 0 | 0 | 0 | 0 | 0 | 0 | 0 | 0 | 0 | 0 | 0 | 0 | 0 | 0 | 0 | 0 | 0 | 0 | 0 | 0 | 0 | 0 | 0 | 0 | 0 | 0 | 0
F4_Commercial_Miscellaneous_New_Water Heating_Natural Gas_Water Heater_E7 | F4 | Commercial | Miscellaneous | New | Water Heating | Natural Gas | Water Heater | E7 | PCT BC Ratio | 0 | 0 | 0 | 0 | 0 | 0 | 0 | 0 | 0 | 0 | 0 | 0 | 0 | 0 | 0 | 0 | 0 | 0 | 0 | 0 | 0 | 0 | 0 | 0 | 0 | 0 | 0 | 0 | 0 | 0 | 0
F4_Commercial_Miscellaneous_New_Water Heating_Natural Gas_Water Heater_E8 | F4 | Commercial | Miscellaneous | New | Water Heating | Natural Gas | Water Heater | E8 | PCT BC Ratio | 0 | 0 | 0 | 0 | 0 | 0 | 0 | 0 | 0 | 0 | 0 | 0 | 0 | 0 | 0 | 0 | 0 | 0 | 0 | 0 | 0 | 0 | 0 | 0 | 0 | 0 | 0 | 0 | 0 | 0 | 0
F4_Commercial_Miscellaneous_New_Water Heating_Natural Gas_Water Heater_E9 | F4 | Commercial | Miscellaneous | New | Water Heating | Natural Gas | Water Heater | E9 | PCT BC Ratio | 0 | 0 | 0 | 0 | 0 | 0 | 0 | 0 | 0 | 0 | 0 | 0 | 0 | 0 | 0 | 0 | 0 | 0 | 0 | 0 | 0 | 0 | 0 | 0 | 0 | 0 | 0 | 0 | 0 | 0 | 0
F4_Commercial_Miscellaneous_New_Water Heating_Natural Gas_Water Heater_E10 | F4 | Commercial | Miscellaneous | New | Water Heating | Natural Gas | Water Heater | E10 | PCT BC Ratio | 0 | 0 | 0 | 0 | 0 | 0 | 0 | 0 | 0 | 0 | 0 | 0 | 0 | 0 | 0 | 0 | 0 | 0 | 0 | 0 | 0 | 0 | 0 | 0 | 0 | 0 | 0 | 0 | 0 | 0 | 0
F5_Commercial_Miscellaneous_New_Water Heating_Natural Gas_Water Heater_E1 | F5 | Commercial | Miscellaneous | New | Water Heating | Natural Gas | Water Heater | E1 | RIM BC Ratio | 0.9 | 0.9 | 0.9 | 0.9 | 0.9 | 0.9 | 0.9 | 0.9 | 0.9 | 0.9 | 0.9 | 0.9 | 0.9 | 0.9 | 0.9 | 0.9 | 0.9 | 0.9 | 0.9 | 0.9 | 0.9 | 0.9 | 0.9 | 0.9 | 0.9 | 0.9 | 0.9 | 0.9 | 0.9 | 0.9 | 0.9
F5_Commercial_Miscellaneous_New_Water Heating_Natural Gas_Water Heater_E2 | F5 | Commercial | Miscellaneous | New | Water Heating | Natural Gas | Water Heater | E2 | RIM BC Ratio | 0.801 | 0.80163 | 0.80207 | 0.80253 | 0.80316 | 0.80113 | 0.79934 | 0.79832 | 0.79794 | 0.79734 | 0.79693 | 0.79875 | 0.79473 | 0.79719 | 0.79993 | 0.80224 | 0.80232 | 0.80247 | 0.80187 | 0.8023 | 0.80259 | 0.80299 | 0.80346 | 0.77108 | 0.76989 | 0.76873 | 0.7676 | 0.76649 | 0.7654 | 0.76432 | 0.76324
F5_Commercial_Miscellaneous_New_Water Heating_Natural Gas_Water Heater_E3 | F5 | Commercial | Miscellaneous | New | Water Heating | Natural Gas | Water Heater | E3 | RIM BC Ratio | 0.80973 | 0.8102 | 0.81052 | 0.81087 | 0.81134 | 0.80982 | 0.80848 | 0.80772 | 0.80743 | 0.80698 | 0.80667 | 0.80804 | 0.80502 | 0.80687 | 0.80892 | 0.81065 | 0.81071 | 0.81082 | 0.81037 | 0.8107 | 0.81092 | 0.81121 | 0.81157 | 0.78709 | 0.78618 | 0.7853 | 0.78443 | 0.78358 | 0.78275 | 0.78192 | 0.78109
F5_Commercial_Miscellaneous_New_Water Heating_Natural Gas_Water Heater_E4 | F5 | Commercial | Miscellaneous | New | Water Heating | Natural Gas | Water Heater | E4 | RIM BC Ratio | 0 | 0 | 0 | 0 | 0 | 0 | 0 | 0.77561 | 0.77327 | 0.76999 | 0.76658 | 0.77239 | 0.76425 | 0.77396 | 0.7826 | 0.78922 | 0.78944 | 0.78977 | 0.78893 | 0.78968 | 0.79021 | 0.79088 | 0.79167 | 0.73878 | 0.73697 | 0.73524 | 0.73356 | 0.73192 | 0.73032 | 0.72874 | 0.72752
F5_Commercial_Miscellaneous_New_Water Heating_Natural Gas_Water Heater_E5 | F5 | Commercial | Miscellaneous | New | Water Heating | Natural Gas | Water Heater | E5 | RIM BC Ratio | 0 | 0 | 0 | 0 | 0 | 0 | 0 | 0 | 0 | 0 | 0 | 0 | 0 | 0 | 0 | 0 | 0 | 0 | 0 | 0 | 0 | 0 | 0 | 0 | 0 | 0 | 0 | 0 | 0 | 0 | 0
F5_Commercial_Miscellaneous_New_Water Heating_Natural Gas_Water Heater_E6 | F5 | Commercial | Miscellaneous | New | Water Heating | Natural Gas | Water Heater | E6 | RIM BC Ratio | 0 | 0 | 0 | 0 | 0 | 0 | 0 | 0 | 0 | 0 | 0 | 0 | 0 | 0 | 0 | 0 | 0 | 0 | 0 | 0 | 0 | 0 | 0 | 0 | 0 | 0 | 0 | 0 | 0 | 0 | 0
F5_Commercial_Miscellaneous_New_Water Heating_Natural Gas_Water Heater_E7 | F5 | Commercial | Miscellaneous | New | Water Heating | Natural Gas | Water Heater | E7 | RIM BC Ratio | 0 | 0 | 0 | 0 | 0 | 0 | 0 | 0 | 0 | 0 | 0 | 0 | 0 | 0 | 0 | 0 | 0 | 0 | 0 | 0 | 0 | 0 | 0 | 0 | 0 | 0 | 0 | 0 | 0 | 0 | 0
F5_Commercial_Miscellaneous_New_Water Heating_Natural Gas_Water Heater_E8 | F5 | Commercial | Miscellaneous | New | Water Heating | Natural Gas | Water Heater | E8 | RIM BC Ratio | 0 | 0 | 0 | 0 | 0 | 0 | 0 | 0 | 0 | 0 | 0 | 0 | 0 | 0 | 0 | 0 | 0 | 0 | 0 | 0 | 0 | 0 | 0 | 0 | 0 | 0 | 0 | 0 | 0 | 0 | 0
F5_Commercial_Miscellaneous_New_Water Heating_Natural Gas_Water Heater_E9 | F5 | Commercial | Miscellaneous | New | Water Heating | Natural Gas | Water Heater | E9 | RIM BC Ratio | 0 | 0 | 0 | 0 | 0 | 0 | 0 | 0 | 0 | 0 | 0 | 0 | 0 | 0 | 0 | 0 | 0 | 0 | 0 | 0 | 0 | 0 | 0 | 0 | 0 | 0 | 0 | 0 | 0 | 0 | 0
F5_Commercial_Miscellaneous_New_Water Heating_Natural Gas_Water Heater_E10 | F5 | Commercial | Miscellaneous | New | Water Heating | Natural Gas | Water Heater | E10 | RIM BC Ratio | 0 | 0 | 0 | 0 | 0 | 0 | 0 | 0 | 0 | 0 | 0 | 0 | 0 | 0 | 0 | 0 | 0 | 0 | 0 | 0 | 0 | 0 | 0 | 0 | 0 | 0 | 0 | 0 | 0 | 0 | 0
F0_Commercial_Miscellaneous_New_Food Preparation_Natural Gas_Oven_E0 | F0 | Commercial | Miscellaneous | New | Food Preparation | Natural Gas | Oven | E0 | Economic Unit | ENERGY STAR (3.0) | ENERGY STAR (3.0) | ENERGY STAR (3.0) | ENERGY STAR (3.0) | ENERGY STAR (3.0) | ENERGY STAR (3.0) | ENERGY STAR (3.0) | ENERGY STAR (3.0) | ENERGY STAR (3.0) | ENERGY STAR (3.0) | ENERGY STAR (3.0) | ENERGY STAR (3.0) | ENERGY STAR (3.0) | ENERGY STAR (3.0) | ENERGY STAR (3.0) | ENERGY STAR (3.0) | ENERGY STAR (3.0) | ENERGY STAR (3.0) | ENERGY STAR (3.0) | ENERGY STAR (3.0) | ENERGY STAR (3.0) | ENERGY STAR (3.0) | ENERGY STAR (3.0) | Standard | Standard | Standard | Standard | Standard | Standard | Standard | Standard
F1_Commercial_Miscellaneous_New_Food Preparation_Natural Gas_Oven_E1 | F1 | Commercial | Miscellaneous | New | Food Preparation | Natural Gas | Oven | E1 | CCE | 0 | 0 | 0 | 0 | 0 | 0 | 0 | 0 | 0 | 0 | 0 | 0 | 0 | 0 | 0 | 0 | 0 | 0 | 0 | 0 | 0 | 0 | 0 | 0 | 0 | 0 | 0 | 0 | 0 | 0 | 0
F1_Commercial_Miscellaneous_New_Food Preparation_Natural Gas_Oven_E2 | F1 | Commercial | Miscellaneous | New | Food Preparation | Natural Gas | Oven | E2 | CCE | 0.0062008 | 0.0059612 | 0.0059896 | 0.0060522 | 0.0060522 | 0.0060522 | 0.0060522 | 0.0060522 | 0.0060522 | 0.0060522 | 0.0060522 | 0.0060522 | 0.0060522 | 0.0060522 | 0.0060522 | 0.0060522 | 0.0060522 | 0.0060522 | 0.0060522 | 0.0060522 | 0.0060522 | 0.0060522 | 0.0060522 | 0.0060522 | 0.0060522 | 0.0060522 | 0.0060522 | 0.0060522 | 0.0060522 | 0.0060522 | 0.0060522
F1_Commercial_Miscellaneous_New_Food Preparation_Natural Gas_Oven_E3 | F1 | Commercial | Miscellaneous | New | Food Preparation | Natural Gas | Oven | E3 | CCE | 0 | 0 | 0 | 0 | 0 | 0 | 0 | 0 | 0 | 0 | 0 | 0 | 0 | 0 | 0 | 0 | 0 | 0 | 0 | 0 | 0 | 0 | 0 | 0 | 0 | 0 | 0 | 0 | 0 | 0 | 0
F1_Commercial_Miscellaneous_New_Food Preparation_Natural Gas_Oven_E4 | F1 | Commercial | Miscellaneous | New | Food Preparation | Natural Gas | Oven | E4 | CCE | 0 | 0 | 0 | 0 | 0 | 0 | 0 | 0 | 0 | 0 | 0 | 0 | 0 | 0 | 0 | 0 | 0 | 0 | 0 | 0 | 0 | 0 | 0 | 0 | 0 | 0 | 0 | 0 | 0 | 0 | 0
F1_Commercial_Miscellaneous_New_Food Preparation_Natural Gas_Oven_E5 | F1 | Commercial | Miscellaneous | New | Food Preparation | Natural Gas | Oven | E5 | CCE | 0 | 0 | 0 | 0 | 0 | 0 | 0 | 0 | 0 | 0 | 0 | 0 | 0 | 0 | 0 | 0 | 0 | 0 | 0 | 0 | 0 | 0 | 0 | 0 | 0 | 0 | 0 | 0 | 0 | 0 | 0
F1_Commercial_Miscellaneous_New_Food Preparation_Natural Gas_Oven_E6 | F1 | Commercial | Miscellaneous | New | Food Preparation | Natural Gas | Oven | E6 | CCE | 0 | 0 | 0 | 0 | 0 | 0 | 0 | 0 | 0 | 0 | 0 | 0 | 0 | 0 | 0 | 0 | 0 | 0 | 0 | 0 | 0 | 0 | 0 | 0 | 0 | 0 | 0 | 0 | 0 | 0 | 0
F1_Commercial_Miscellaneous_New_Food Preparation_Natural Gas_Oven_E7 | F1 | Commercial | Miscellaneous | New | Food Preparation | Natural Gas | Oven | E7 | CCE | 0 | 0 | 0 | 0 | 0 | 0 | 0 | 0 | 0 | 0 | 0 | 0 | 0 | 0 | 0 | 0 | 0 | 0 | 0 | 0 | 0 | 0 | 0 | 0 | 0 | 0 | 0 | 0 | 0 | 0 | 0
F1_Commercial_Miscellaneous_New_Food Preparation_Natural Gas_Oven_E8 | F1 | Commercial | Miscellaneous | New | Food Preparation | Natural Gas | Oven | E8 | CCE | 0 | 0 | 0 | 0 | 0 | 0 | 0 | 0 | 0 | 0 | 0 | 0 | 0 | 0 | 0 | 0 | 0 | 0 | 0 | 0 | 0 | 0 | 0 | 0 | 0 | 0 | 0 | 0 | 0 | 0 | 0
F1_Commercial_Miscellaneous_New_Food Preparation_Natural Gas_Oven_E9 | F1 | Commercial | Miscellaneous | New | Food Preparation | Natural Gas | Oven | E9 | CCE | 0 | 0 | 0 | 0 | 0 | 0 | 0 | 0 | 0 | 0 | 0 | 0 | 0 | 0 | 0 | 0 | 0 | 0 | 0 | 0 | 0 | 0 | 0 | 0 | 0 | 0 | 0 | 0 | 0 | 0 | 0
F1_Commercial_Miscellaneous_New_Food Preparation_Natural Gas_Oven_E10 | F1 | Commercial | Miscellaneous | New | Food Preparation | Natural Gas | Oven | E10 | CCE | 0 | 0 | 0 | 0 | 0 | 0 | 0 | 0 | 0 | 0 | 0 | 0 | 0 | 0 | 0 | 0 | 0 | 0 | 0 | 0 | 0 | 0 | 0 | 0 | 0 | 0 | 0 | 0 | 0 | 0 | 0
F2_Commercial_Miscellaneous_New_Food Preparation_Natural Gas_Oven_E1 | F2 | Commercial | Miscellaneous | New | Food Preparation | Natural Gas | Oven | E1 | TRC BC Ratio | 0.9 | 0.9 | 0.9 | 0.9 | 0.9 | 0.9 | 0.9 | 0.9 | 0.9 | 0.9 | 0.9 | 0.9 | 0.9 | 0.9 | 0.9 | 0.9 | 0.9 | 0.9 | 0.9 | 0.9 | 0.9 | 0.9 | 0.9 | 0.9 | 0.9 | 0.9 | 0.9 | 0.9 | 0.9 | 0.9 | 0.9
F2_Commercial_Miscellaneous_New_Food Preparation_Natural Gas_Oven_E2 | F2 | Commercial | Miscellaneous | New | Food Preparation | Natural Gas | Oven | E2 | TRC BC Ratio | 1.651 | 1.6761 | 1.6937 | 1.7118 | 1.7402 | 1.6356 | 1.5492 | 1.5033 | 1.4856 | 1.4593 | 1.5232 | 1.584 | 1.4129 | 1.4871 | 1.5856 | 1.6788 | 1.6824 | 1.6897 | 1.6574 | 1.6795 | 1.6949 | 1.7158 | 1.7422 | 0.83439 | 0.81785 | 0.80234 | 0.78773 | 0.77386 | 0.7606 | 0.74785 | 0.73552
F2_Commercial_Miscellaneous_New_Food Preparation_Natural Gas_Oven_E3 | F2 | Commercial | Miscellaneous | New | Food Preparation | Natural Gas | Oven | E3 | TRC BC Ratio | 0 | 0 | 0 | 0 | 0 | 0 | 0 | 0 | 0 | 0 | 0 | 0 | 0 | 0 | 0 | 0 | 0 | 0 | 0 | 0 | 0 | 0 | 0 | 0 | 0 | 0 | 0 | 0 | 0 | 0 | 0
F2_Commercial_Miscellaneous_New_Food Preparation_Natural Gas_Oven_E4 | F2 | Commercial | Miscellaneous | New | Food Preparation | Natural Gas | Oven | E4 | TRC BC Ratio | 0 | 0 | 0 | 0 | 0 | 0 | 0 | 0 | 0 | 0 | 0 | 0 | 0 | 0 | 0 | 0 | 0 | 0 | 0 | 0 | 0 | 0 | 0 | 0 | 0 | 0 | 0 | 0 | 0 | 0 | 0
F2_Commercial_Miscellaneous_New_Food Preparation_Natural Gas_Oven_E5 | F2 | Commercial | Miscellaneous | New | Food Preparation | Natural Gas | Oven | E5 | TRC BC Ratio | 0 | 0 | 0 | 0 | 0 | 0 | 0 | 0 | 0 | 0 | 0 | 0 | 0 | 0 | 0 | 0 | 0 | 0 | 0 | 0 | 0 | 0 | 0 | 0 | 0 | 0 | 0 | 0 | 0 | 0 | 0
F2_Commercial_Miscellaneous_New_Food Preparation_Natural Gas_Oven_E6 | F2 | Commercial | Miscellaneous | New | Food Preparation | Natural Gas | Oven | E6 | TRC BC Ratio | 0 | 0 | 0 | 0 | 0 | 0 | 0 | 0 | 0 | 0 | 0 | 0 | 0 | 0 | 0 | 0 | 0 | 0 | 0 | 0 | 0 | 0 | 0 | 0 | 0 | 0 | 0 | 0 | 0 | 0 | 0
F2_Commercial_Miscellaneous_New_Food Preparation_Natural Gas_Oven_E7 | F2 | Commercial | Miscellaneous | New | Food Preparation | Natural Gas | Oven | E7 | TRC BC Ratio | 0 | 0 | 0 | 0 | 0 | 0 | 0 | 0 | 0 | 0 | 0 | 0 | 0 | 0 | 0 | 0 | 0 | 0 | 0 | 0 | 0 | 0 | 0 | 0 | 0 | 0 | 0 | 0 | 0 | 0 | 0
F2_Commercial_Miscellaneous_New_Food Preparation_Natural Gas_Oven_E8 | F2 | Commercial | Miscellaneous | New | Food Preparation | Natural Gas | Oven | E8 | TRC BC Ratio | 0 | 0 | 0 | 0 | 0 | 0 | 0 | 0 | 0 | 0 | 0 | 0 | 0 | 0 | 0 | 0 | 0 | 0 | 0 | 0 | 0 | 0 | 0 | 0 | 0 | 0 | 0 | 0 | 0 | 0 | 0
F2_Commercial_Miscellaneous_New_Food Preparation_Natural Gas_Oven_E9 | F2 | Commercial | Miscellaneous | New | Food Preparation | Natural Gas | Oven | E9 | TRC BC Ratio | 0 | 0 | 0 | 0 | 0 | 0 | 0 | 0 | 0 | 0 | 0 | 0 | 0 | 0 | 0 | 0 | 0 | 0 | 0 | 0 | 0 | 0 | 0 | 0 | 0 | 0 | 0 | 0 | 0 | 0 | 0
F2_Commercial_Miscellaneous_New_Food Preparation_Natural Gas_Oven_E10 | F2 | Commercial | Miscellaneous | New | Food Preparation | Natural Gas | Oven | E10 | TRC BC Ratio | 0 | 0 | 0 | 0 | 0 | 0 | 0 | 0 | 0 | 0 | 0 | 0 | 0 | 0 | 0 | 0 | 0 | 0 | 0 | 0 | 0 | 0 | 0 | 0 | 0 | 0 | 0 | 0 | 0 | 0 | 0
F3_Commercial_Miscellaneous_New_Food Preparation_Natural Gas_Oven_E1 | F3 | Commercial | Miscellaneous | New | Food Preparation | Natural Gas | Oven | E1 | PACT BC Ratio | 0.9 | 0.9 | 0.9 | 0.9 | 0.9 | 0.9 | 0.9 | 0.9 | 0.9 | 0.9 | 0.9 | 0.9 | 0.9 | 0.9 | 0.9 | 0.9 | 0.9 | 0.9 | 0.9 | 0.9 | 0.9 | 0.9 | 0.9 | 0.9 | 0.9 | 0.9 | 0.9 | 0.9 | 0.9 | 0.9 | 0.9
F3_Commercial_Miscellaneous_New_Food Preparation_Natural Gas_Oven_E2 | F3 | Commercial | Miscellaneous | New | Food Preparation | Natural Gas | Oven | E2 | PACT BC Ratio | 1.651 | 1.6761 | 1.6937 | 1.7118 | 1.7402 | 1.6356 | 1.5492 | 1.5033 | 1.4856 | 1.4593 | 1.5232 | 1.584 | 1.4129 | 1.4871 | 1.5856 | 1.6788 | 1.6824 | 1.6897 | 1.6574 | 1.6795 | 1.6949 | 1.7158 | 1.7422 | 0.83439 | 0.81785 | 0.80234 | 0.78773 | 0.77386 | 0.7606 | 0.74785 | 0.73552
F3_Commercial_Miscellaneous_New_Food Preparation_Natural Gas_Oven_E3 | F3 | Commercial | Miscellaneous | New | Food Preparation | Natural Gas | Oven | E3 | PACT BC Ratio | 0 | 0 | 0 | 0 | 0 | 0 | 0 | 0 | 0 | 0 | 0 | 0 | 0 | 0 | 0 | 0 | 0 | 0 | 0 | 0 | 0 | 0 | 0 | 0 | 0 | 0 | 0 | 0 | 0 | 0 | 0
F3_Commercial_Miscellaneous_New_Food Preparation_Natural Gas_Oven_E4 | F3 | Commercial | Miscellaneous | New | Food Preparation | Natural Gas | Oven | E4 | PACT BC Ratio | 0 | 0 | 0 | 0 | 0 | 0 | 0 | 0 | 0 | 0 | 0 | 0 | 0 | 0 | 0 | 0 | 0 | 0 | 0 | 0 | 0 | 0 | 0 | 0 | 0 | 0 | 0 | 0 | 0 | 0 | 0
F3_Commercial_Miscellaneous_New_Food Preparation_Natural Gas_Oven_E5 | F3 | Commercial | Miscellaneous | New | Food Preparation | Natural Gas | Oven | E5 | PACT BC Ratio | 0 | 0 | 0 | 0 | 0 | 0 | 0 | 0 | 0 | 0 | 0 | 0 | 0 | 0 | 0 | 0 | 0 | 0 | 0 | 0 | 0 | 0 | 0 | 0 | 0 | 0 | 0 | 0 | 0 | 0 | 0
F3_Commercial_Miscellaneous_New_Food Preparation_Natural Gas_Oven_E6 | F3 | Commercial | Miscellaneous | New | Food Preparation | Natural Gas | Oven | E6 | PACT BC Ratio | 0 | 0 | 0 | 0 | 0 | 0 | 0 | 0 | 0 | 0 | 0 | 0 | 0 | 0 | 0 | 0 | 0 | 0 | 0 | 0 | 0 | 0 | 0 | 0 | 0 | 0 | 0 | 0 | 0 | 0 | 0
F3_Commercial_Miscellaneous_New_Food Preparation_Natural Gas_Oven_E7 | F3 | Commercial | Miscellaneous | New | Food Preparation | Natural Gas | Oven | E7 | PACT BC Ratio | 0 | 0 | 0 | 0 | 0 | 0 | 0 | 0 | 0 | 0 | 0 | 0 | 0 | 0 | 0 | 0 | 0 | 0 | 0 | 0 | 0 | 0 | 0 | 0 | 0 | 0 | 0 | 0 | 0 | 0 | 0
F3_Commercial_Miscellaneous_New_Food Preparation_Natural Gas_Oven_E8 | F3 | Commercial | Miscellaneous | New | Food Preparation | Natural Gas | Oven | E8 | PACT BC Ratio | 0 | 0 | 0 | 0 | 0 | 0 | 0 | 0 | 0 | 0 | 0 | 0 | 0 | 0 | 0 | 0 | 0 | 0 | 0 | 0 | 0 | 0 | 0 | 0 | 0 | 0 | 0 | 0 | 0 | 0 | 0
F3_Commercial_Miscellaneous_New_Food Preparation_Natural Gas_Oven_E9 | F3 | Commercial | Miscellaneous | New | Food Preparation | Natural Gas | Oven | E9 | PACT BC Ratio | 0 | 0 | 0 | 0 | 0 | 0 | 0 | 0 | 0 | 0 | 0 | 0 | 0 | 0 | 0 | 0 | 0 | 0 | 0 | 0 | 0 | 0 | 0 | 0 | 0 | 0 | 0 | 0 | 0 | 0 | 0
F3_Commercial_Miscellaneous_New_Food Preparation_Natural Gas_Oven_E10 | F3 | Commercial | Miscellaneous | New | Food Preparation | Natural Gas | Oven | E10 | PACT BC Ratio | 0 | 0 | 0 | 0 | 0 | 0 | 0 | 0 | 0 | 0 | 0 | 0 | 0 | 0 | 0 | 0 | 0 | 0 | 0 | 0 | 0 | 0 | 0 | 0 | 0 | 0 | 0 | 0 | 0 | 0 | 0
F4_Commercial_Miscellaneous_New_Food Preparation_Natural Gas_Oven_E1 | F4 | Commercial | Miscellaneous | New | Food Preparation | Natural Gas | Oven | E1 | PCT BC Ratio | 0.9 | 0.9 | 0.9 | 0.9 | 0.9 | 0.9 | 0.9 | 0.9 | 0.9 | 0.9 | 0.9 | 0.9 | 0.9 | 0.9 | 0.9 | 0.9 | 0.9 | 0.9 | 0.9 | 0.9 | 0.9 | 0.9 | 0.9 | 0.9 | 0.9 | 0.9 | 0.9 | 0.9 | 0.9 | 0.9 | 0.9
F4_Commercial_Miscellaneous_New_Food Preparation_Natural Gas_Oven_E2 | F4 | Commercial | Miscellaneous | New | Food Preparation | Natural Gas | Oven | E2 | PCT BC Ratio | 5.1538 | 5.2169 | 5.2611 | 5.3069 | 5.3783 | 5.115 | 4.8976 | 4.7822 | 4.7376 | 4.6715 | 4.8323 | 4.9851 | 4.5547 | 4.7415 | 4.9892 | 5.2237 | 5.2328 | 5.2512 | 5.1699 | 5.2256 | 5.2642 | 5.3168 | 5.3833 | 3.0993 | 3.0576 | 3.0186 | 2.9819 | 2.947 | 2.9136 | 2.8815 | 2.8505
F4_Commercial_Miscellaneous_New_Food Preparation_Natural Gas_Oven_E3 | F4 | Commercial | Miscellaneous | New | Food Preparation | Natural Gas | Oven | E3 | PCT BC Ratio | 0 | 0 | 0 | 0 | 0 | 0 | 0 | 0 | 0 | 0 | 0 | 0 | 0 | 0 | 0 | 0 | 0 | 0 | 0 | 0 | 0 | 0 | 0 | 0 | 0 | 0 | 0 | 0 | 0 | 0 | 0
F4_Commercial_Miscellaneous_New_Food Preparation_Natural Gas_Oven_E4 | F4 | Commercial | Miscellaneous | New | Food Preparation | Natural Gas | Oven | E4 | PCT BC Ratio | 0 | 0 | 0 | 0 | 0 | 0 | 0 | 0 | 0 | 0 | 0 | 0 | 0 | 0 | 0 | 0 | 0 | 0 | 0 | 0 | 0 | 0 | 0 | 0 | 0 | 0 | 0 | 0 | 0 | 0 | 0
F4_Commercial_Miscellaneous_New_Food Preparation_Natural Gas_Oven_E5 | F4 | Commercial | Miscellaneous | New | Food Preparation | Natural Gas | Oven | E5 | PCT BC Ratio | 0 | 0 | 0 | 0 | 0 | 0 | 0 | 0 | 0 | 0 | 0 | 0 | 0 | 0 | 0 | 0 | 0 | 0 | 0 | 0 | 0 | 0 | 0 | 0 | 0 | 0 | 0 | 0 | 0 | 0 | 0
F4_Commercial_Miscellaneous_New_Food Preparation_Natural Gas_Oven_E6 | F4 | Commercial | Miscellaneous | New | Food Preparation | Natural Gas | Oven | E6 | PCT BC Ratio | 0 | 0 | 0 | 0 | 0 | 0 | 0 | 0 | 0 | 0 | 0 | 0 | 0 | 0 | 0 | 0 | 0 | 0 | 0 | 0 | 0 | 0 | 0 | 0 | 0 | 0 | 0 | 0 | 0 | 0 | 0
F4_Commercial_Miscellaneous_New_Food Preparation_Natural Gas_Oven_E7 | F4 | Commercial | Miscellaneous | New | Food Preparation | Natural Gas | Oven | E7 | PCT BC Ratio | 0 | 0 | 0 | 0 | 0 | 0 | 0 | 0 | 0 | 0 | 0 | 0 | 0 | 0 | 0 | 0 | 0 | 0 | 0 | 0 | 0 | 0 | 0 | 0 | 0 | 0 | 0 | 0 | 0 | 0 | 0
F4_Commercial_Miscellaneous_New_Food Preparation_Natural Gas_Oven_E8 | F4 | Commercial | Miscellaneous | New | Food Preparation | Natural Gas | Oven | E8 | PCT BC Ratio | 0 | 0 | 0 | 0 | 0 | 0 | 0 | 0 | 0 | 0 | 0 | 0 | 0 | 0 | 0 | 0 | 0 | 0 | 0 | 0 | 0 | 0 | 0 | 0 | 0 | 0 | 0 | 0 | 0 | 0 | 0
F4_Commercial_Miscellaneous_New_Food Preparation_Natural Gas_Oven_E9 | F4 | Commercial | Miscellaneous | New | Food Preparation | Natural Gas | Oven | E9 | PCT BC Ratio | 0 | 0 | 0 | 0 | 0 | 0 | 0 | 0 | 0 | 0 | 0 | 0 | 0 | 0 | 0 | 0 | 0 | 0 | 0 | 0 | 0 | 0 | 0 | 0 | 0 | 0 | 0 | 0 | 0 | 0 | 0
F4_Commercial_Miscellaneous_New_Food Preparation_Natural Gas_Oven_E10 | F4 | Commercial | Miscellaneous | New | Food Preparation | Natural Gas | Oven | E10 | PCT BC Ratio | 0 | 0 | 0 | 0 | 0 | 0 | 0 | 0 | 0 | 0 | 0 | 0 | 0 | 0 | 0 | 0 | 0 | 0 | 0 | 0 | 0 | 0 | 0 | 0 | 0 | 0 | 0 | 0 | 0 | 0 | 0
F5_Commercial_Miscellaneous_New_Food Preparation_Natural Gas_Oven_E1 | F5 | Commercial | Miscellaneous | New | Food Preparation | Natural Gas | Oven | E1 | RIM BC Ratio | 0.9 | 0.9 | 0.9 | 0.9 | 0.9 | 0.9 | 0.9 | 0.9 | 0.9 | 0.9 | 0.9 | 0.9 | 0.9 | 0.9 | 0.9 | 0.9 | 0.9 | 0.9 | 0.9 | 0.9 | 0.9 | 0.9 | 0.9 | 0.9 | 0.9 | 0.9 | 0.9 | 0.9 | 0.9 | 0.9 | 0.9
F5_Commercial_Miscellaneous_New_Food Preparation_Natural Gas_Oven_E2 | F5 | Commercial | Miscellaneous | New | Food Preparation | Natural Gas | Oven | E2 | RIM BC Ratio | 0.5544 | 0.5572 | 0.55913 | 0.56109 | 0.56411 | 0.55265 | 0.54242 | 0.53669 | 0.53442 | 0.53097 | 0.53921 | 0.54663 | 0.5247 | 0.53462 | 0.54682 | 0.5575 | 0.55789 | 0.55869 | 0.55512 | 0.55758 | 0.55926 | 0.56152 | 0.56432 | 0.41727 | 0.41309 | 0.4091 | 0.40526 | 0.40156 | 0.39796 | 0.39444 | 0.39099
F5_Commercial_Miscellaneous_New_Food Preparation_Natural Gas_Oven_E3 | F5 | Commercial | Miscellaneous | New | Food Preparation | Natural Gas | Oven | E3 | RIM BC Ratio | 0 | 0 | 0 | 0 | 0 | 0 | 0 | 0 | 0 | 0 | 0 | 0 | 0 | 0 | 0 | 0 | 0 | 0 | 0 | 0 | 0 | 0 | 0 | 0 | 0 | 0 | 0 | 0 | 0 | 0 | 0
F5_Commercial_Miscellaneous_New_Food Preparation_Natural Gas_Oven_E4 | F5 | Commercial | Miscellaneous | New | Food Preparation | Natural Gas | Oven | E4 | RIM BC Ratio | 0 | 0 | 0 | 0 | 0 | 0 | 0 | 0 | 0 | 0 | 0 | 0 | 0 | 0 | 0 | 0 | 0 | 0 | 0 | 0 | 0 | 0 | 0 | 0 | 0 | 0 | 0 | 0 | 0 | 0 | 0
F5_Commercial_Miscellaneous_New_Food Preparation_Natural Gas_Oven_E5 | F5 | Commercial | Miscellaneous | New | Food Preparation | Natural Gas | Oven | E5 | RIM BC Ratio | 0 | 0 | 0 | 0 | 0 | 0 | 0 | 0 | 0 | 0 | 0 | 0 | 0 | 0 | 0 | 0 | 0 | 0 | 0 | 0 | 0 | 0 | 0 | 0 | 0 | 0 | 0 | 0 | 0 | 0 | 0
F5_Commercial_Miscellaneous_New_Food Preparation_Natural Gas_Oven_E6 | F5 | Commercial | Miscellaneous | New | Food Preparation | Natural Gas | Oven | E6 | RIM BC Ratio | 0 | 0 | 0 | 0 | 0 | 0 | 0 | 0 | 0 | 0 | 0 | 0 | 0 | 0 | 0 | 0 | 0 | 0 | 0 | 0 | 0 | 0 | 0 | 0 | 0 | 0 | 0 | 0 | 0 | 0 | 0
F5_Commercial_Miscellaneous_New_Food Preparation_Natural Gas_Oven_E7 | F5 | Commercial | Miscellaneous | New | Food Preparation | Natural Gas | Oven | E7 | RIM BC Ratio | 0 | 0 | 0 | 0 | 0 | 0 | 0 | 0 | 0 | 0 | 0 | 0 | 0 | 0 | 0 | 0 | 0 | 0 | 0 | 0 | 0 | 0 | 0 | 0 | 0 | 0 | 0 | 0 | 0 | 0 | 0
F5_Commercial_Miscellaneous_New_Food Preparation_Natural Gas_Oven_E8 | F5 | Commercial | Miscellaneous | New | Food Preparation | Natural Gas | Oven | E8 | RIM BC Ratio | 0 | 0 | 0 | 0 | 0 | 0 | 0 | 0 | 0 | 0 | 0 | 0 | 0 | 0 | 0 | 0 | 0 | 0 | 0 | 0 | 0 | 0 | 0 | 0 | 0 | 0 | 0 | 0 | 0 | 0 | 0
F5_Commercial_Miscellaneous_New_Food Preparation_Natural Gas_Oven_E9 | F5 | Commercial | Miscellaneous | New | Food Preparation | Natural Gas | Oven | E9 | RIM BC Ratio | 0 | 0 | 0 | 0 | 0 | 0 | 0 | 0 | 0 | 0 | 0 | 0 | 0 | 0 | 0 | 0 | 0 | 0 | 0 | 0 | 0 | 0 | 0 | 0 | 0 | 0 | 0 | 0 | 0 | 0 | 0
F5_Commercial_Miscellaneous_New_Food Preparation_Natural Gas_Oven_E10 | F5 | Commercial | Miscellaneous | New | Food Preparation | Natural Gas | Oven | E10 | RIM BC Ratio | 0 | 0 | 0 | 0 | 0 | 0 | 0 | 0 | 0 | 0 | 0 | 0 | 0 | 0 | 0 | 0 | 0 | 0 | 0 | 0 | 0 | 0 | 0 | 0 | 0 | 0 | 0 | 0 | 0 | 0 | 0
F0_Commercial_Miscellaneous_New_Food Preparation_Natural Gas_Conveyor Oven_E0 | F0 | Commercial | Miscellaneous | New | Food Preparation | Natural Gas | Conveyor Oven | E0 | Economic Unit | Efficient (>44% Baking Efficiency) | Efficient (>44% Baking Efficiency) | Efficient (>44% Baking Efficiency) | Efficient (>44% Baking Efficiency) | Efficient (>44% Baking Efficiency) | Efficient (>44% Baking Efficiency) | Efficient (>44% Baking Efficiency) | Efficient (>44% Baking Efficiency) | Efficient (>44% Baking Efficiency) | Efficient (>44% Baking Efficiency) | Efficient (>44% Baking Efficiency) | Efficient (>44% Baking Efficiency) | Efficient (>44% Baking Efficiency) | Efficient (>44% Baking Efficiency) | Efficient (>44% Baking Efficiency) | Efficient (>44% Baking Efficiency) | Efficient (>44% Baking Efficiency) | Efficient (>44% Baking Efficiency) | Efficient (>44% Baking Efficiency) | Efficient (>44% Baking Efficiency) | Efficient (>44% Baking Efficiency) | Efficient (>44% Baking Efficiency) | Efficient (>44% Baking Efficiency) | Efficient (>44% Baking Efficiency) | Efficient (>44% Baking Efficiency) | Efficient (>44% Baking Efficiency) | Efficient (>44% Baking Efficiency) | Efficient (>44% Baking Efficiency) | Efficient (>44% Baking Efficiency) | Efficient (>44% Baking Efficiency) | Efficient (>44% Baking Efficiency)
F1_Commercial_Miscellaneous_New_Food Preparation_Natural Gas_Conveyor Oven_E1 | F1 | Commercial | Miscellaneous | New | Food Preparation | Natural Gas | Conveyor Oven | E1 | CCE | 0 | 0 | 0 | 0 | 0 | 0 | 0 | 0 | 0 | 0 | 0 | 0 | 0 | 0 | 0 | 0 | 0 | 0 | 0 | 0 | 0 | 0 | 0 | 0 | 0 | 0 | 0 | 0 | 0 | 0 | 0
F1_Commercial_Miscellaneous_New_Food Preparation_Natural Gas_Conveyor Oven_E2 | F1 | Commercial | Miscellaneous | New | Food Preparation | Natural Gas | Conveyor Oven | E2 | CCE | 0.0038084 | 0.0036613 | 0.0036787 | 0.0037172 | 0.0037172 | 0.0037172 | 0.0037172 | 0.0037172 | 0.0037172 | 0.0037172 | 0.0037172 | 0.0037172 | 0.0037172 | 0.0037172 | 0.0037172 | 0.0037172 | 0.0037172 | 0.0037172 | 0.0037172 | 0.0037172 | 0.0037172 | 0.0037172 | 0.0037172 | 0.0037172 | 0.0037172 | 0.0037172 | 0.0037172 | 0.0037172 | 0.0037172 | 0.0037172 | 0.0037172
F1_Commercial_Miscellaneous_New_Food Preparation_Natural Gas_Conveyor Oven_E3 | F1 | Commercial | Miscellaneous | New | Food Preparation | Natural Gas | Conveyor Oven | E3 | CCE | 0 | 0 | 0 | 0 | 0 | 0 | 0 | 0 | 0 | 0 | 0 | 0 | 0 | 0 | 0 | 0 | 0 | 0 | 0 | 0 | 0 | 0 | 0 | 0 | 0 | 0 | 0 | 0 | 0 | 0 | 0
F1_Commercial_Miscellaneous_New_Food Preparation_Natural Gas_Conveyor Oven_E4 | F1 | Commercial | Miscellaneous | New | Food Preparation | Natural Gas | Conveyor Oven | E4 | CCE | 0 | 0 | 0 | 0 | 0 | 0 | 0 | 0 | 0 | 0 | 0 | 0 | 0 | 0 | 0 | 0 | 0 | 0 | 0 | 0 | 0 | 0 | 0 | 0 | 0 | 0 | 0 | 0 | 0 | 0 | 0
F1_Commercial_Miscellaneous_New_Food Preparation_Natural Gas_Conveyor Oven_E5 | F1 | Commercial | Miscellaneous | New | Food Preparation | Natural Gas | Conveyor Oven | E5 | CCE | 0 | 0 | 0 | 0 | 0 | 0 | 0 | 0 | 0 | 0 | 0 | 0 | 0 | 0 | 0 | 0 | 0 | 0 | 0 | 0 | 0 | 0 | 0 | 0 | 0 | 0 | 0 | 0 | 0 | 0 | 0
F1_Commercial_Miscellaneous_New_Food Preparation_Natural Gas_Conveyor Oven_E6 | F1 | Commercial | Miscellaneous | New | Food Preparation | Natural Gas | Conveyor Oven | E6 | CCE | 0 | 0 | 0 | 0 | 0 | 0 | 0 | 0 | 0 | 0 | 0 | 0 | 0 | 0 | 0 | 0 | 0 | 0 | 0 | 0 | 0 | 0 | 0 | 0 | 0 | 0 | 0 | 0 | 0 | 0 | 0
F1_Commercial_Miscellaneous_New_Food Preparation_Natural Gas_Conveyor Oven_E7 | F1 | Commercial | Miscellaneous | New | Food Preparation | Natural Gas | Conveyor Oven | E7 | CCE | 0 | 0 | 0 | 0 | 0 | 0 | 0 | 0 | 0 | 0 | 0 | 0 | 0 | 0 | 0 | 0 | 0 | 0 | 0 | 0 | 0 | 0 | 0 | 0 | 0 | 0 | 0 | 0 | 0 | 0 | 0
F1_Commercial_Miscellaneous_New_Food Preparation_Natural Gas_Conveyor Oven_E8 | F1 | Commercial | Miscellaneous | New | Food Preparation | Natural Gas | Conveyor Oven | E8 | CCE | 0 | 0 | 0 | 0 | 0 | 0 | 0 | 0 | 0 | 0 | 0 | 0 | 0 | 0 | 0 | 0 | 0 | 0 | 0 | 0 | 0 | 0 | 0 | 0 | 0 | 0 | 0 | 0 | 0 | 0 | 0
F1_Commercial_Miscellaneous_New_Food Preparation_Natural Gas_Conveyor Oven_E9 | F1 | Commercial | Miscellaneous | New | Food Preparation | Natural Gas | Conveyor Oven | E9 | CCE | 0 | 0 | 0 | 0 | 0 | 0 | 0 | 0 | 0 | 0 | 0 | 0 | 0 | 0 | 0 | 0 | 0 | 0 | 0 | 0 | 0 | 0 | 0 | 0 | 0 | 0 | 0 | 0 | 0 | 0 | 0
F1_Commercial_Miscellaneous_New_Food Preparation_Natural Gas_Conveyor Oven_E10 | F1 | Commercial | Miscellaneous | New | Food Preparation | Natural Gas | Conveyor Oven | E10 | CCE | 0 | 0 | 0 | 0 | 0 | 0 | 0 | 0 | 0 | 0 | 0 | 0 | 0 | 0 | 0 | 0 | 0 | 0 | 0 | 0 | 0 | 0 | 0 | 0 | 0 | 0 | 0 | 0 | 0 | 0 | 0
F2_Commercial_Miscellaneous_New_Food Preparation_Natural Gas_Conveyor Oven_E1 | F2 | Commercial | Miscellaneous | New | Food Preparation | Natural Gas | Conveyor Oven | E1 | TRC BC Ratio | 0.9 | 0.9 | 0.9 | 0.9 | 0.9 | 0.9 | 0.9 | 0.9 | 0.9 | 0.9 | 0.9 | 0.9 | 0.9 | 0.9 | 0.9 | 0.9 | 0.9 | 0.9 | 0.9 | 0.9 | 0.9 | 0.9 | 0.9 | 0.9 | 0.9 | 0.9 | 0.9 | 0.9 | 0.9 | 0.9 | 0.9
F2_Commercial_Miscellaneous_New_Food Preparation_Natural Gas_Conveyor Oven_E2 | F2 | Commercial | Miscellaneous | New | Food Preparation | Natural Gas | Conveyor Oven | E2 | TRC BC Ratio | 2.6175 | 2.6105 | 2.5926 | 2.5726 | 2.643 | 2.5958 | 2.5803 | 2.6208 | 2.7065 | 2.6859 | 2.6766 | 2.6618 | 2.3689 | 2.3519 | 2.3531 | 2.3373 | 2.3341 | 2.3356 | 2.2915 | 2.3108 | 2.3225 | 2.3409 | 2.3658 | 1.3075 | 1.2829 | 1.2596 | 1.2374 | 1.2162 | 1.1958 | 1.1761 | 1.1502
F2_Commercial_Miscellaneous_New_Food Preparation_Natural Gas_Conveyor Oven_E3 | F2 | Commercial | Miscellaneous | New | Food Preparation | Natural Gas | Conveyor Oven | E3 | TRC BC Ratio | 0 | 0 | 0 | 0 | 0 | 0 | 0 | 0 | 0 | 0 | 0 | 0 | 0 | 0 | 0 | 0 | 0 | 0 | 0 | 0 | 0 | 0 | 0 | 0 | 0 | 0 | 0 | 0 | 0 | 0 | 0
F2_Commercial_Miscellaneous_New_Food Preparation_Natural Gas_Conveyor Oven_E4 | F2 | Commercial | Miscellaneous | New | Food Preparation | Natural Gas | Conveyor Oven | E4 | TRC BC Ratio | 0 | 0 | 0 | 0 | 0 | 0 | 0 | 0 | 0 | 0 | 0 | 0 | 0 | 0 | 0 | 0 | 0 | 0 | 0 | 0 | 0 | 0 | 0 | 0 | 0 | 0 | 0 | 0 | 0 | 0 | 0
F2_Commercial_Miscellaneous_New_Food Preparation_Natural Gas_Conveyor Oven_E5 | F2 | Commercial | Miscellaneous | New | Food Preparation | Natural Gas | Conveyor Oven | E5 | TRC BC Ratio | 0 | 0 | 0 | 0 | 0 | 0 | 0 | 0 | 0 | 0 | 0 | 0 | 0 | 0 | 0 | 0 | 0 | 0 | 0 | 0 | 0 | 0 | 0 | 0 | 0 | 0 | 0 | 0 | 0 | 0 | 0
F2_Commercial_Miscellaneous_New_Food Preparation_Natural Gas_Conveyor Oven_E6 | F2 | Commercial | Miscellaneous | New | Food Preparation | Natural Gas | Conveyor Oven | E6 | TRC BC Ratio | 0 | 0 | 0 | 0 | 0 | 0 | 0 | 0 | 0 | 0 | 0 | 0 | 0 | 0 | 0 | 0 | 0 | 0 | 0 | 0 | 0 | 0 | 0 | 0 | 0 | 0 | 0 | 0 | 0 | 0 | 0
F2_Commercial_Miscellaneous_New_Food Preparation_Natural Gas_Conveyor Oven_E7 | F2 | Commercial | Miscellaneous | New | Food Preparation | Natural Gas | Conveyor Oven | E7 | TRC BC Ratio | 0 | 0 | 0 | 0 | 0 | 0 | 0 | 0 | 0 | 0 | 0 | 0 | 0 | 0 | 0 | 0 | 0 | 0 | 0 | 0 | 0 | 0 | 0 | 0 | 0 | 0 | 0 | 0 | 0 | 0 | 0
F2_Commercial_Miscellaneous_New_Food Preparation_Natural Gas_Conveyor Oven_E8 | F2 | Commercial | Miscellaneous | New | Food Preparation | Natural Gas | Conveyor Oven | E8 | TRC BC Ratio | 0 | 0 | 0 | 0 | 0 | 0 | 0 | 0 | 0 | 0 | 0 | 0 | 0 | 0 | 0 | 0 | 0 | 0 | 0 | 0 | 0 | 0 | 0 | 0 | 0 | 0 | 0 | 0 | 0 | 0 | 0
F2_Commercial_Miscellaneous_New_Food Preparation_Natural Gas_Conveyor Oven_E9 | F2 | Commercial | Miscellaneous | New | Food Preparation | Natural Gas | Conveyor Oven | E9 | TRC BC Ratio | 0 | 0 | 0 | 0 | 0 | 0 | 0 | 0 | 0 | 0 | 0 | 0 | 0 | 0 | 0 | 0 | 0 | 0 | 0 | 0 | 0 | 0 | 0 | 0 | 0 | 0 | 0 | 0 | 0 | 0 | 0
F2_Commercial_Miscellaneous_New_Food Preparation_Natural Gas_Conveyor Oven_E10 | F2 | Commercial | Miscellaneous | New | Food Preparation | Natural Gas | Conveyor Oven | E10 | TRC BC Ratio | 0 | 0 | 0 | 0 | 0 | 0 | 0 | 0 | 0 | 0 | 0 | 0 | 0 | 0 | 0 | 0 | 0 | 0 | 0 | 0 | 0 | 0 | 0 | 0 | 0 | 0 | 0 | 0 | 0 | 0 | 0
F3_Commercial_Miscellaneous_New_Food Preparation_Natural Gas_Conveyor Oven_E1 | F3 | Commercial | Miscellaneous | New | Food Preparation | Natural Gas | Conveyor Oven | E1 | PACT BC Ratio | 0.9 | 0.9 | 0.9 | 0.9 | 0.9 | 0.9 | 0.9 | 0.9 | 0.9 | 0.9 | 0.9 | 0.9 | 0.9 | 0.9 | 0.9 | 0.9 | 0.9 | 0.9 | 0.9 | 0.9 | 0.9 | 0.9 | 0.9 | 0.9 | 0.9 | 0.9 | 0.9 | 0.9 | 0.9 | 0.9 | 0.9
F3_Commercial_Miscellaneous_New_Food Preparation_Natural Gas_Conveyor Oven_E2 | F3 | Commercial | Miscellaneous | New | Food Preparation | Natural Gas | Conveyor Oven | E2 | PACT BC Ratio | 7.5479 | 7.5277 | 7.476 | 7.4185 | 7.6214 | 7.4852 | 7.4407 | 7.5574 | 7.8046 | 7.7451 | 7.7184 | 7.6756 | 6.831 | 6.7818 | 6.7853 | 6.7399 | 6.7306 | 6.7348 | 6.6078 | 6.6635 | 6.6972 | 6.7501 | 6.8219 | 3.7704 | 3.6993 | 3.6321 | 3.5682 | 3.507 | 3.4482 | 3.3914 | 3.3167
F3_Commercial_Miscellaneous_New_Food Preparation_Natural Gas_Conveyor Oven_E3 | F3 | Commercial | Miscellaneous | New | Food Preparation | Natural Gas | Conveyor Oven | E3 | PACT BC Ratio | 0 | 0 | 0 | 0 | 0 | 0 | 0 | 0 | 0 | 0 | 0 | 0 | 0 | 0 | 0 | 0 | 0 | 0 | 0 | 0 | 0 | 0 | 0 | 0 | 0 | 0 | 0 | 0 | 0 | 0 | 0
F3_Commercial_Miscellaneous_New_Food Preparation_Natural Gas_Conveyor Oven_E4 | F3 | Commercial | Miscellaneous | New | Food Preparation | Natural Gas | Conveyor Oven | E4 | PACT BC Ratio | 0 | 0 | 0 | 0 | 0 | 0 | 0 | 0 | 0 | 0 | 0 | 0 | 0 | 0 | 0 | 0 | 0 | 0 | 0 | 0 | 0 | 0 | 0 | 0 | 0 | 0 | 0 | 0 | 0 | 0 | 0
F3_Commercial_Miscellaneous_New_Food Preparation_Natural Gas_Conveyor Oven_E5 | F3 | Commercial | Miscellaneous | New | Food Preparation | Natural Gas | Conveyor Oven | E5 | PACT BC Ratio | 0 | 0 | 0 | 0 | 0 | 0 | 0 | 0 | 0 | 0 | 0 | 0 | 0 | 0 | 0 | 0 | 0 | 0 | 0 | 0 | 0 | 0 | 0 | 0 | 0 | 0 | 0 | 0 | 0 | 0 | 0
F3_Commercial_Miscellaneous_New_Food Preparation_Natural Gas_Conveyor Oven_E6 | F3 | Commercial | Miscellaneous | New | Food Preparation | Natural Gas | Conveyor Oven | E6 | PACT BC Ratio | 0 | 0 | 0 | 0 | 0 | 0 | 0 | 0 | 0 | 0 | 0 | 0 | 0 | 0 | 0 | 0 | 0 | 0 | 0 | 0 | 0 | 0 | 0 | 0 | 0 | 0 | 0 | 0 | 0 | 0 | 0
F3_Commercial_Miscellaneous_New_Food Preparation_Natural Gas_Conveyor Oven_E7 | F3 | Commercial | Miscellaneous | New | Food Preparation | Natural Gas | Conveyor Oven | E7 | PACT BC Ratio | 0 | 0 | 0 | 0 | 0 | 0 | 0 | 0 | 0 | 0 | 0 | 0 | 0 | 0 | 0 | 0 | 0 | 0 | 0 | 0 | 0 | 0 | 0 | 0 | 0 | 0 | 0 | 0 | 0 | 0 | 0
F3_Commercial_Miscellaneous_New_Food Preparation_Natural Gas_Conveyor Oven_E8 | F3 | Commercial | Miscellaneous | New | Food Preparation | Natural Gas | Conveyor Oven | E8 | PACT BC Ratio | 0 | 0 | 0 | 0 | 0 | 0 | 0 | 0 | 0 | 0 | 0 | 0 | 0 | 0 | 0 | 0 | 0 | 0 | 0 | 0 | 0 | 0 | 0 | 0 | 0 | 0 | 0 | 0 | 0 | 0 | 0
F3_Commercial_Miscellaneous_New_Food Preparation_Natural Gas_Conveyor Oven_E9 | F3 | Commercial | Miscellaneous | New | Food Preparation | Natural Gas | Conveyor Oven | E9 | PACT BC Ratio | 0 | 0 | 0 | 0 | 0 | 0 | 0 | 0 | 0 | 0 | 0 | 0 | 0 | 0 | 0 | 0 | 0 | 0 | 0 | 0 | 0 | 0 | 0 | 0 | 0 | 0 | 0 | 0 | 0 | 0 | 0
F3_Commercial_Miscellaneous_New_Food Preparation_Natural Gas_Conveyor Oven_E10 | F3 | Commercial | Miscellaneous | New | Food Preparation | Natural Gas | Conveyor Oven | E10 | PACT BC Ratio | 0 | 0 | 0 | 0 | 0 | 0 | 0 | 0 | 0 | 0 | 0 | 0 | 0 | 0 | 0 | 0 | 0 | 0 | 0 | 0 | 0 | 0 | 0 | 0 | 0 | 0 | 0 | 0 | 0 | 0 | 0
F4_Commercial_Miscellaneous_New_Food Preparation_Natural Gas_Conveyor Oven_E1 | F4 | Commercial | Miscellaneous | New | Food Preparation | Natural Gas | Conveyor Oven | E1 | PCT BC Ratio | 0.9 | 0.9 | 0.9 | 0.9 | 0.9 | 0.9 | 0.9 | 0.9 | 0.9 | 0.9 | 0.9 | 0.9 | 0.9 | 0.9 | 0.9 | 0.9 | 0.9 | 0.9 | 0.9 | 0.9 | 0.9 | 0.9 | 0.9 | 0.9 | 0.9 | 0.9 | 0.9 | 0.9 | 0.9 | 0.9 | 0.9
F4_Commercial_Miscellaneous_New_Food Preparation_Natural Gas_Conveyor Oven_E2 | F4 | Commercial | Miscellaneous | New | Food Preparation | Natural Gas | Conveyor Oven | E2 | PCT BC Ratio | 4.0339 | 4.0236 | 3.9973 | 3.9682 | 4.0712 | 4.002 | 3.9794 | 4.0387 | 4.1642 | 4.134 | 4.1204 | 4.0987 | 3.6699 | 3.6449 | 3.6467 | 3.6237 | 3.6189 | 3.6211 | 3.5566 | 3.5848 | 3.602 | 3.6288 | 3.6653 | 2.116 | 2.0799 | 2.0458 | 2.0134 | 1.9823 | 1.9525 | 1.9236 | 1.8857
F4_Commercial_Miscellaneous_New_Food Preparation_Natural Gas_Conveyor Oven_E3 | F4 | Commercial | Miscellaneous | New | Food Preparation | Natural Gas | Conveyor Oven | E3 | PCT BC Ratio | 0 | 0 | 0 | 0 | 0 | 0 | 0 | 0 | 0 | 0 | 0 | 0 | 0 | 0 | 0 | 0 | 0 | 0 | 0 | 0 | 0 | 0 | 0 | 0 | 0 | 0 | 0 | 0 | 0 | 0 | 0
F4_Commercial_Miscellaneous_New_Food Preparation_Natural Gas_Conveyor Oven_E4 | F4 | Commercial | Miscellaneous | New | Food Preparation | Natural Gas | Conveyor Oven | E4 | PCT BC Ratio | 0 | 0 | 0 | 0 | 0 | 0 | 0 | 0 | 0 | 0 | 0 | 0 | 0 | 0 | 0 | 0 | 0 | 0 | 0 | 0 | 0 | 0 | 0 | 0 | 0 | 0 | 0 | 0 | 0 | 0 | 0
F4_Commercial_Miscellaneous_New_Food Preparation_Natural Gas_Conveyor Oven_E5 | F4 | Commercial | Miscellaneous | New | Food Preparation | Natural Gas | Conveyor Oven | E5 | PCT BC Ratio | 0 | 0 | 0 | 0 | 0 | 0 | 0 | 0 | 0 | 0 | 0 | 0 | 0 | 0 | 0 | 0 | 0 | 0 | 0 | 0 | 0 | 0 | 0 | 0 | 0 | 0 | 0 | 0 | 0 | 0 | 0
F4_Commercial_Miscellaneous_New_Food Preparation_Natural Gas_Conveyor Oven_E6 | F4 | Commercial | Miscellaneous | New | Food Preparation | Natural Gas | Conveyor Oven | E6 | PCT BC Ratio | 0 | 0 | 0 | 0 | 0 | 0 | 0 | 0 | 0 | 0 | 0 | 0 | 0 | 0 | 0 | 0 | 0 | 0 | 0 | 0 | 0 | 0 | 0 | 0 | 0 | 0 | 0 | 0 | 0 | 0 | 0
F4_Commercial_Miscellaneous_New_Food Preparation_Natural Gas_Conveyor Oven_E7 | F4 | Commercial | Miscellaneous | New | Food Preparation | Natural Gas | Conveyor Oven | E7 | PCT BC Ratio | 0 | 0 | 0 | 0 | 0 | 0 | 0 | 0 | 0 | 0 | 0 | 0 | 0 | 0 | 0 | 0 | 0 | 0 | 0 | 0 | 0 | 0 | 0 | 0 | 0 | 0 | 0 | 0 | 0 | 0 | 0
F4_Commercial_Miscellaneous_New_Food Preparation_Natural Gas_Conveyor Oven_E8 | F4 | Commercial | Miscellaneous | New | Food Preparation | Natural Gas | Conveyor Oven | E8 | PCT BC Ratio | 0 | 0 | 0 | 0 | 0 | 0 | 0 | 0 | 0 | 0 | 0 | 0 | 0 | 0 | 0 | 0 | 0 | 0 | 0 | 0 | 0 | 0 | 0 | 0 | 0 | 0 | 0 | 0 | 0 | 0 | 0
F4_Commercial_Miscellaneous_New_Food Preparation_Natural Gas_Conveyor Oven_E9 | F4 | Commercial | Miscellaneous | New | Food Preparation | Natural Gas | Conveyor Oven | E9 | PCT BC Ratio | 0 | 0 | 0 | 0 | 0 | 0 | 0 | 0 | 0 | 0 | 0 | 0 | 0 | 0 | 0 | 0 | 0 | 0 | 0 | 0 | 0 | 0 | 0 | 0 | 0 | 0 | 0 | 0 | 0 | 0 | 0
F4_Commercial_Miscellaneous_New_Food Preparation_Natural Gas_Conveyor Oven_E10 | F4 | Commercial | Miscellaneous | New | Food Preparation | Natural Gas | Conveyor Oven | E10 | PCT BC Ratio | 0 | 0 | 0 | 0 | 0 | 0 | 0 | 0 | 0 | 0 | 0 | 0 | 0 | 0 | 0 | 0 | 0 | 0 | 0 | 0 | 0 | 0 | 0 | 0 | 0 | 0 | 0 | 0 | 0 | 0 | 0
F5_Commercial_Miscellaneous_New_Food Preparation_Natural Gas_Conveyor Oven_E1 | F5 | Commercial | Miscellaneous | New | Food Preparation | Natural Gas | Conveyor Oven | E1 | RIM BC Ratio | 0.9 | 0.9 | 0.9 | 0.9 | 0.9 | 0.9 | 0.9 | 0.9 | 0.9 | 0.9 | 0.9 | 0.9 | 0.9 | 0.9 | 0.9 | 0.9 | 0.9 | 0.9 | 0.9 | 0.9 | 0.9 | 0.9 | 0.9 | 0.9 | 0.9 | 0.9 | 0.9 | 0.9 | 0.9 | 0.9 | 0.9
F5_Commercial_Miscellaneous_New_Food Preparation_Natural Gas_Conveyor Oven_E2 | F5 | Commercial | Miscellaneous | New | Food Preparation | Natural Gas | Conveyor Oven | E2 | RIM BC Ratio | 0.75157 | 0.75137 | 0.75085 | 0.75026 | 0.75229 | 0.75094 | 0.75049 | 0.75166 | 0.75404 | 0.75348 | 0.75322 | 0.75281 | 0.74379 | 0.74321 | 0.74325 | 0.7427 | 0.74259 | 0.74264 | 0.74107 | 0.74176 | 0.74218 | 0.74283 | 0.74369 | 0.68339 | 0.68102 | 0.67871 | 0.67644 | 0.67421 | 0.67201 | 0.66982 | 0.66686
F5_Commercial_Miscellaneous_New_Food Preparation_Natural Gas_Conveyor Oven_E3 | F5 | Commercial | Miscellaneous | New | Food Preparation | Natural Gas | Conveyor Oven | E3 | RIM BC Ratio | 0 | 0 | 0 | 0 | 0 | 0 | 0 | 0 | 0 | 0 | 0 | 0 | 0 | 0 | 0 | 0 | 0 | 0 | 0 | 0 | 0 | 0 | 0 | 0 | 0 | 0 | 0 | 0 | 0 | 0 | 0
F5_Commercial_Miscellaneous_New_Food Preparation_Natural Gas_Conveyor Oven_E4 | F5 | Commercial | Miscellaneous | New | Food Preparation | Natural Gas | Conveyor Oven | E4 | RIM BC Ratio | 0 | 0 | 0 | 0 | 0 | 0 | 0 | 0 | 0 | 0 | 0 | 0 | 0 | 0 | 0 | 0 | 0 | 0 | 0 | 0 | 0 | 0 | 0 | 0 | 0 | 0 | 0 | 0 | 0 | 0 | 0
F5_Commercial_Miscellaneous_New_Food Preparation_Natural Gas_Conveyor Oven_E5 | F5 | Commercial | Miscellaneous | New | Food Preparation | Natural Gas | Conveyor Oven | E5 | RIM BC Ratio | 0 | 0 | 0 | 0 | 0 | 0 | 0 | 0 | 0 | 0 | 0 | 0 | 0 | 0 | 0 | 0 | 0 | 0 | 0 | 0 | 0 | 0 | 0 | 0 | 0 | 0 | 0 | 0 | 0 | 0 | 0
F5_Commercial_Miscellaneous_New_Food Preparation_Natural Gas_Conveyor Oven_E6 | F5 | Commercial | Miscellaneous | New | Food Preparation | Natural Gas | Conveyor Oven | E6 | RIM BC Ratio | 0 | 0 | 0 | 0 | 0 | 0 | 0 | 0 | 0 | 0 | 0 | 0 | 0 | 0 | 0 | 0 | 0 | 0 | 0 | 0 | 0 | 0 | 0 | 0 | 0 | 0 | 0 | 0 | 0 | 0 | 0
F5_Commercial_Miscellaneous_New_Food Preparation_Natural Gas_Conveyor Oven_E7 | F5 | Commercial | Miscellaneous | New | Food Preparation | Natural Gas | Conveyor Oven | E7 | RIM BC Ratio | 0 | 0 | 0 | 0 | 0 | 0 | 0 | 0 | 0 | 0 | 0 | 0 | 0 | 0 | 0 | 0 | 0 | 0 | 0 | 0 | 0 | 0 | 0 | 0 | 0 | 0 | 0 | 0 | 0 | 0 | 0
F5_Commercial_Miscellaneous_New_Food Preparation_Natural Gas_Conveyor Oven_E8 | F5 | Commercial | Miscellaneous | New | Food Preparation | Natural Gas | Conveyor Oven | E8 | RIM BC Ratio | 0 | 0 | 0 | 0 | 0 | 0 | 0 | 0 | 0 | 0 | 0 | 0 | 0 | 0 | 0 | 0 | 0 | 0 | 0 | 0 | 0 | 0 | 0 | 0 | 0 | 0 | 0 | 0 | 0 | 0 | 0
F5_Commercial_Miscellaneous_New_Food Preparation_Natural Gas_Conveyor Oven_E9 | F5 | Commercial | Miscellaneous | New | Food Preparation | Natural Gas | Conveyor Oven | E9 | RIM BC Ratio | 0 | 0 | 0 | 0 | 0 | 0 | 0 | 0 | 0 | 0 | 0 | 0 | 0 | 0 | 0 | 0 | 0 | 0 | 0 | 0 | 0 | 0 | 0 | 0 | 0 | 0 | 0 | 0 | 0 | 0 | 0
F5_Commercial_Miscellaneous_New_Food Preparation_Natural Gas_Conveyor Oven_E10 | F5 | Commercial | Miscellaneous | New | Food Preparation | Natural Gas | Conveyor Oven | E10 | RIM BC Ratio | 0 | 0 | 0 | 0 | 0 | 0 | 0 | 0 | 0 | 0 | 0 | 0 | 0 | 0 | 0 | 0 | 0 | 0 | 0 | 0 | 0 | 0 | 0 | 0 | 0 | 0 | 0 | 0 | 0 | 0 | 0
F0_Commercial_Miscellaneous_New_Food Preparation_Natural Gas_Double Rack Oven_E0 | F0 | Commercial | Miscellaneous | New | Food Preparation | Natural Gas | Double Rack Oven | E0 | Economic Unit | FTSC Qualified (>50% Cooking Efficiency) | FTSC Qualified (>50% Cooking Efficiency) | FTSC Qualified (>50% Cooking Efficiency) | FTSC Qualified (>50% Cooking Efficiency) | FTSC Qualified (>50% Cooking Efficiency) | FTSC Qualified (>50% Cooking Efficiency) | FTSC Qualified (>50% Cooking Efficiency) | FTSC Qualified (>50% Cooking Efficiency) | FTSC Qualified (>50% Cooking Efficiency) | FTSC Qualified (>50% Cooking Efficiency) | FTSC Qualified (>50% Cooking Efficiency) | FTSC Qualified (>50% Cooking Efficiency) | FTSC Qualified (>50% Cooking Efficiency) | FTSC Qualified (>50% Cooking Efficiency) | FTSC Qualified (>50% Cooking Efficiency) | FTSC Qualified (>50% Cooking Efficiency) | FTSC Qualified (>50% Cooking Efficiency) | FTSC Qualified (>50% Cooking Efficiency) | FTSC Qualified (>50% Cooking Efficiency) | FTSC Qualified (>50% Cooking Efficiency) | FTSC Qualified (>50% Cooking Efficiency) | FTSC Qualified (>50% Cooking Efficiency) | FTSC Qualified (>50% Cooking Efficiency) | FTSC Qualified (>50% Cooking Efficiency) | FTSC Qualified (>50% Cooking Efficiency) | FTSC Qualified (>50% Cooking Efficiency) | FTSC Qualified (>50% Cooking Efficiency) | FTSC Qualified (>50% Cooking Efficiency) | FTSC Qualified (>50% Cooking Efficiency) | FTSC Qualified (>50% Cooking Efficiency) | FTSC Qualified (>50% Cooking Efficiency)
F1_Commercial_Miscellaneous_New_Food Preparation_Natural Gas_Double Rack Oven_E1 | F1 | Commercial | Miscellaneous | New | Food Preparation | Natural Gas | Double Rack Oven | E1 | CCE | 0 | 0 | 0 | 0 | 0 | 0 | 0 | 0 | 0 | 0 | 0 | 0 | 0 | 0 | 0 | 0 | 0 | 0 | 0 | 0 | 0 | 0 | 0 | 0 | 0 | 0 | 0 | 0 | 0 | 0 | 0
F1_Commercial_Miscellaneous_New_Food Preparation_Natural Gas_Double Rack Oven_E2 | F1 | Commercial | Miscellaneous | New | Food Preparation | Natural Gas | Double Rack Oven | E2 | CCE | 0.004326 | 0.0041588 | 0.0041786 | 0.0042223 | 0.0042223 | 0.0042223 | 0.0042223 | 0.0042223 | 0.0042223 | 0.0042223 | 0.0042223 | 0.0042223 | 0.0042223 | 0.0042223 | 0.0042223 | 0.0042223 | 0.0042223 | 0.0042223 | 0.0042223 | 0.0042223 | 0.0042223 | 0.0042223 | 0.0042223 | 0.0042223 | 0.0042223 | 0.0042223 | 0.0042223 | 0.0042223 | 0.0042223 | 0.0042223 | 0.0042223
F1_Commercial_Miscellaneous_New_Food Preparation_Natural Gas_Double Rack Oven_E3 | F1 | Commercial | Miscellaneous | New | Food Preparation | Natural Gas | Double Rack Oven | E3 | CCE | 0 | 0 | 0 | 0 | 0 | 0 | 0 | 0 | 0 | 0 | 0 | 0 | 0 | 0 | 0 | 0 | 0 | 0 | 0 | 0 | 0 | 0 | 0 | 0 | 0 | 0 | 0 | 0 | 0 | 0 | 0
F1_Commercial_Miscellaneous_New_Food Preparation_Natural Gas_Double Rack Oven_E4 | F1 | Commercial | Miscellaneous | New | Food Preparation | Natural Gas | Double Rack Oven | E4 | CCE | 0 | 0 | 0 | 0 | 0 | 0 | 0 | 0 | 0 | 0 | 0 | 0 | 0 | 0 | 0 | 0 | 0 | 0 | 0 | 0 | 0 | 0 | 0 | 0 | 0 | 0 | 0 | 0 | 0 | 0 | 0
F1_Commercial_Miscellaneous_New_Food Preparation_Natural Gas_Double Rack Oven_E5 | F1 | Commercial | Miscellaneous | New | Food Preparation | Natural Gas | Double Rack Oven | E5 | CCE | 0 | 0 | 0 | 0 | 0 | 0 | 0 | 0 | 0 | 0 | 0 | 0 | 0 | 0 | 0 | 0 | 0 | 0 | 0 | 0 | 0 | 0 | 0 | 0 | 0 | 0 | 0 | 0 | 0 | 0 | 0
F1_Commercial_Miscellaneous_New_Food Preparation_Natural Gas_Double Rack Oven_E6 | F1 | Commercial | Miscellaneous | New | Food Preparation | Natural Gas | Double Rack Oven | E6 | CCE | 0 | 0 | 0 | 0 | 0 | 0 | 0 | 0 | 0 | 0 | 0 | 0 | 0 | 0 | 0 | 0 | 0 | 0 | 0 | 0 | 0 | 0 | 0 | 0 | 0 | 0 | 0 | 0 | 0 | 0 | 0
F1_Commercial_Miscellaneous_New_Food Preparation_Natural Gas_Double Rack Oven_E7 | F1 | Commercial | Miscellaneous | New | Food Preparation | Natural Gas | Double Rack Oven | E7 | CCE | 0 | 0 | 0 | 0 | 0 | 0 | 0 | 0 | 0 | 0 | 0 | 0 | 0 | 0 | 0 | 0 | 0 | 0 | 0 | 0 | 0 | 0 | 0 | 0 | 0 | 0 | 0 | 0 | 0 | 0 | 0
F1_Commercial_Miscellaneous_New_Food Preparation_Natural Gas_Double Rack Oven_E8 | F1 | Commercial | Miscellaneous | New | Food Preparation | Natural Gas | Double Rack Oven | E8 | CCE | 0 | 0 | 0 | 0 | 0 | 0 | 0 | 0 | 0 | 0 | 0 | 0 | 0 | 0 | 0 | 0 | 0 | 0 | 0 | 0 | 0 | 0 | 0 | 0 | 0 | 0 | 0 | 0 | 0 | 0 | 0
F1_Commercial_Miscellaneous_New_Food Preparation_Natural Gas_Double Rack Oven_E9 | F1 | Commercial | Miscellaneous | New | Food Preparation | Natural Gas | Double Rack Oven | E9 | CCE | 0 | 0 | 0 | 0 | 0 | 0 | 0 | 0 | 0 | 0 | 0 | 0 | 0 | 0 | 0 | 0 | 0 | 0 | 0 | 0 | 0 | 0 | 0 | 0 | 0 | 0 | 0 | 0 | 0 | 0 | 0
F1_Commercial_Miscellaneous_New_Food Preparation_Natural Gas_Double Rack Oven_E10 | F1 | Commercial | Miscellaneous | New | Food Preparation | Natural Gas | Double Rack Oven | E10 | CCE | 0 | 0 | 0 | 0 | 0 | 0 | 0 | 0 | 0 | 0 | 0 | 0 | 0 | 0 | 0 | 0 | 0 | 0 | 0 | 0 | 0 | 0 | 0 | 0 | 0 | 0 | 0 | 0 | 0 | 0 | 0
F2_Commercial_Miscellaneous_New_Food Preparation_Natural Gas_Double Rack Oven_E1 | F2 | Commercial | Miscellaneous | New | Food Preparation | Natural Gas | Double Rack Oven | E1 | TRC BC Ratio | 0.9 | 0.9 | 0.9 | 0.9 | 0.9 | 0.9 | 0.9 | 0.9 | 0.9 | 0.9 | 0.9 | 0.9 | 0.9 | 0.9 | 0.9 | 0.9 | 0.9 | 0.9 | 0.9 | 0.9 | 0.9 | 0.9 | 0.9 | 0.9 | 0.9 | 0.9 | 0.9 | 0.9 | 0.9 | 0.9 | 0.9
F2_Commercial_Miscellaneous_New_Food Preparation_Natural Gas_Double Rack Oven_E2 | F2 | Commercial | Miscellaneous | New | Food Preparation | Natural Gas | Double Rack Oven | E2 | TRC BC Ratio | 2.3756 | 2.4122 | 2.4389 | 2.4253 | 2.4277 | 2.2883 | 2.173 | 2.1086 | 2.0819 | 2.1591 | 2.2604 | 2.3663 | 2.1732 | 2.3021 | 2.3099 | 2.2984 | 2.3005 | 2.3076 | 2.2635 | 2.2901 | 2.3081 | 2.3333 | 2.3658 | 1.1865 | 1.1634 | 1.1416 | 1.121 | 1.1014 | 1.0827 | 1.0646 | 1.0472
F2_Commercial_Miscellaneous_New_Food Preparation_Natural Gas_Double Rack Oven_E3 | F2 | Commercial | Miscellaneous | New | Food Preparation | Natural Gas | Double Rack Oven | E3 | TRC BC Ratio | 0 | 0 | 0 | 0 | 0 | 0 | 0 | 0 | 0 | 0 | 0 | 0 | 0 | 0 | 0 | 0 | 0 | 0 | 0 | 0 | 0 | 0 | 0 | 0 | 0 | 0 | 0 | 0 | 0 | 0 | 0
F2_Commercial_Miscellaneous_New_Food Preparation_Natural Gas_Double Rack Oven_E4 | F2 | Commercial | Miscellaneous | New | Food Preparation | Natural Gas | Double Rack Oven | E4 | TRC BC Ratio | 0 | 0 | 0 | 0 | 0 | 0 | 0 | 0 | 0 | 0 | 0 | 0 | 0 | 0 | 0 | 0 | 0 | 0 | 0 | 0 | 0 | 0 | 0 | 0 | 0 | 0 | 0 | 0 | 0 | 0 | 0
F2_Commercial_Miscellaneous_New_Food Preparation_Natural Gas_Double Rack Oven_E5 | F2 | Commercial | Miscellaneous | New | Food Preparation | Natural Gas | Double Rack Oven | E5 | TRC BC Ratio | 0 | 0 | 0 | 0 | 0 | 0 | 0 | 0 | 0 | 0 | 0 | 0 | 0 | 0 | 0 | 0 | 0 | 0 | 0 | 0 | 0 | 0 | 0 | 0 | 0 | 0 | 0 | 0 | 0 | 0 | 0
F2_Commercial_Miscellaneous_New_Food Preparation_Natural Gas_Double Rack Oven_E6 | F2 | Commercial | Miscellaneous | New | Food Preparation | Natural Gas | Double Rack Oven | E6 | TRC BC Ratio | 0 | 0 | 0 | 0 | 0 | 0 | 0 | 0 | 0 | 0 | 0 | 0 | 0 | 0 | 0 | 0 | 0 | 0 | 0 | 0 | 0 | 0 | 0 | 0 | 0 | 0 | 0 | 0 | 0 | 0 | 0
F2_Commercial_Miscellaneous_New_Food Preparation_Natural Gas_Double Rack Oven_E7 | F2 | Commercial | Miscellaneous | New | Food Preparation | Natural Gas | Double Rack Oven | E7 | TRC BC Ratio | 0 | 0 | 0 | 0 | 0 | 0 | 0 | 0 | 0 | 0 | 0 | 0 | 0 | 0 | 0 | 0 | 0 | 0 | 0 | 0 | 0 | 0 | 0 | 0 | 0 | 0 | 0 | 0 | 0 | 0 | 0
F2_Commercial_Miscellaneous_New_Food Preparation_Natural Gas_Double Rack Oven_E8 | F2 | Commercial | Miscellaneous | New | Food Preparation | Natural Gas | Double Rack Oven | E8 | TRC BC Ratio | 0 | 0 | 0 | 0 | 0 | 0 | 0 | 0 | 0 | 0 | 0 | 0 | 0 | 0 | 0 | 0 | 0 | 0 | 0 | 0 | 0 | 0 | 0 | 0 | 0 | 0 | 0 | 0 | 0 | 0 | 0
F2_Commercial_Miscellaneous_New_Food Preparation_Natural Gas_Double Rack Oven_E9 | F2 | Commercial | Miscellaneous | New | Food Preparation | Natural Gas | Double Rack Oven | E9 | TRC BC Ratio | 0 | 0 | 0 | 0 | 0 | 0 | 0 | 0 | 0 | 0 | 0 | 0 | 0 | 0 | 0 | 0 | 0 | 0 | 0 | 0 | 0 | 0 | 0 | 0 | 0 | 0 | 0 | 0 | 0 | 0 | 0
F2_Commercial_Miscellaneous_New_Food Preparation_Natural Gas_Double Rack Oven_E10 | F2 | Commercial | Miscellaneous | New | Food Preparation | Natural Gas | Double Rack Oven | E10 | TRC BC Ratio | 0 | 0 | 0 | 0 | 0 | 0 | 0 | 0 | 0 | 0 | 0 | 0 | 0 | 0 | 0 | 0 | 0 | 0 | 0 | 0 | 0 | 0 | 0 | 0 | 0 | 0 | 0 | 0 | 0 | 0 | 0
F3_Commercial_Miscellaneous_New_Food Preparation_Natural Gas_Double Rack Oven_E1 | F3 | Commercial | Miscellaneous | New | Food Preparation | Natural Gas | Double Rack Oven | E1 | PACT BC Ratio | 0.9 | 0.9 | 0.9 | 0.9 | 0.9 | 0.9 | 0.9 | 0.9 | 0.9 | 0.9 | 0.9 | 0.9 | 0.9 | 0.9 | 0.9 | 0.9 | 0.9 | 0.9 | 0.9 | 0.9 | 0.9 | 0.9 | 0.9 | 0.9 | 0.9 | 0.9 | 0.9 | 0.9 | 0.9 | 0.9 | 0.9
F3_Commercial_Miscellaneous_New_Food Preparation_Natural Gas_Double Rack Oven_E2 | F3 | Commercial | Miscellaneous | New | Food Preparation | Natural Gas | Double Rack Oven | E2 | PACT BC Ratio | 3.1122 | 3.1603 | 3.1951 | 3.1773 | 3.1806 | 2.9979 | 2.8468 | 2.7625 | 2.7275 | 2.8286 | 2.9613 | 3.1001 | 2.8471 | 3.016 | 3.0263 | 3.0112 | 3.0139 | 3.0232 | 2.9654 | 3.0003 | 3.0238 | 3.0569 | 3.0994 | 1.5545 | 1.5241 | 1.4956 | 1.4686 | 1.443 | 1.4184 | 1.3948 | 1.3719
F3_Commercial_Miscellaneous_New_Food Preparation_Natural Gas_Double Rack Oven_E3 | F3 | Commercial | Miscellaneous | New | Food Preparation | Natural Gas | Double Rack Oven | E3 | PACT BC Ratio | 0 | 0 | 0 | 0 | 0 | 0 | 0 | 0 | 0 | 0 | 0 | 0 | 0 | 0 | 0 | 0 | 0 | 0 | 0 | 0 | 0 | 0 | 0 | 0 | 0 | 0 | 0 | 0 | 0 | 0 | 0
F3_Commercial_Miscellaneous_New_Food Preparation_Natural Gas_Double Rack Oven_E4 | F3 | Commercial | Miscellaneous | New | Food Preparation | Natural Gas | Double Rack Oven | E4 | PACT BC Ratio | 0 | 0 | 0 | 0 | 0 | 0 | 0 | 0 | 0 | 0 | 0 | 0 | 0 | 0 | 0 | 0 | 0 | 0 | 0 | 0 | 0 | 0 | 0 | 0 | 0 | 0 | 0 | 0 | 0 | 0 | 0
F3_Commercial_Miscellaneous_New_Food Preparation_Natural Gas_Double Rack Oven_E5 | F3 | Commercial | Miscellaneous | New | Food Preparation | Natural Gas | Double Rack Oven | E5 | PACT BC Ratio | 0 | 0 | 0 | 0 | 0 | 0 | 0 | 0 | 0 | 0 | 0 | 0 | 0 | 0 | 0 | 0 | 0 | 0 | 0 | 0 | 0 | 0 | 0 | 0 | 0 | 0 | 0 | 0 | 0 | 0 | 0
F3_Commercial_Miscellaneous_New_Food Preparation_Natural Gas_Double Rack Oven_E6 | F3 | Commercial | Miscellaneous | New | Food Preparation | Natural Gas | Double Rack Oven | E6 | PACT BC Ratio | 0 | 0 | 0 | 0 | 0 | 0 | 0 | 0 | 0 | 0 | 0 | 0 | 0 | 0 | 0 | 0 | 0 | 0 | 0 | 0 | 0 | 0 | 0 | 0 | 0 | 0 | 0 | 0 | 0 | 0 | 0
F3_Commercial_Miscellaneous_New_Food Preparation_Natural Gas_Double Rack Oven_E7 | F3 | Commercial | Miscellaneous | New | Food Preparation | Natural Gas | Double Rack Oven | E7 | PACT BC Ratio | 0 | 0 | 0 | 0 | 0 | 0 | 0 | 0 | 0 | 0 | 0 | 0 | 0 | 0 | 0 | 0 | 0 | 0 | 0 | 0 | 0 | 0 | 0 | 0 | 0 | 0 | 0 | 0 | 0 | 0 | 0
F3_Commercial_Miscellaneous_New_Food Preparation_Natural Gas_Double Rack Oven_E8 | F3 | Commercial | Miscellaneous | New | Food Preparation | Natural Gas | Double Rack Oven | E8 | PACT BC Ratio | 0 | 0 | 0 | 0 | 0 | 0 | 0 | 0 | 0 | 0 | 0 | 0 | 0 | 0 | 0 | 0 | 0 | 0 | 0 | 0 | 0 | 0 | 0 | 0 | 0 | 0 | 0 | 0 | 0 | 0 | 0
F3_Commercial_Miscellaneous_New_Food Preparation_Natural Gas_Double Rack Oven_E9 | F3 | Commercial | Miscellaneous | New | Food Preparation | Natural Gas | Double Rack Oven | E9 | PACT BC Ratio | 0 | 0 | 0 | 0 | 0 | 0 | 0 | 0 | 0 | 0 | 0 | 0 | 0 | 0 | 0 | 0 | 0 | 0 | 0 | 0 | 0 | 0 | 0 | 0 | 0 | 0 | 0 | 0 | 0 | 0 | 0
F3_Commercial_Miscellaneous_New_Food Preparation_Natural Gas_Double Rack Oven_E10 | F3 | Commercial | Miscellaneous | New | Food Preparation | Natural Gas | Double Rack Oven | E10 | PACT BC Ratio | 0 | 0 | 0 | 0 | 0 | 0 | 0 | 0 | 0 | 0 | 0 | 0 | 0 | 0 | 0 | 0 | 0 | 0 | 0 | 0 | 0 | 0 | 0 | 0 | 0 | 0 | 0 | 0 | 0 | 0 | 0
F4_Commercial_Miscellaneous_New_Food Preparation_Natural Gas_Double Rack Oven_E1 | F4 | Commercial | Miscellaneous | New | Food Preparation | Natural Gas | Double Rack Oven | E1 | PCT BC Ratio | 0.9 | 0.9 | 0.9 | 0.9 | 0.9 | 0.9 | 0.9 | 0.9 | 0.9 | 0.9 | 0.9 | 0.9 | 0.9 | 0.9 | 0.9 | 0.9 | 0.9 | 0.9 | 0.9 | 0.9 | 0.9 | 0.9 | 0.9 | 0.9 | 0.9 | 0.9 | 0.9 | 0.9 | 0.9 | 0.9 | 0.9
F4_Commercial_Miscellaneous_New_Food Preparation_Natural Gas_Double Rack Oven_E2 | F4 | Commercial | Miscellaneous | New | Food Preparation | Natural Gas | Double Rack Oven | E2 | PCT BC Ratio | 5.3478 | 5.4209 | 5.4741 | 5.4469 | 5.4518 | 5.1735 | 4.9433 | 4.8148 | 4.7615 | 4.9155 | 5.1178 | 5.3292 | 4.9438 | 5.201 | 5.2167 | 5.1937 | 5.1979 | 5.2121 | 5.1241 | 5.1772 | 5.213 | 5.2634 | 5.3282 | 2.9741 | 2.9279 | 2.8844 | 2.8434 | 2.8043 | 2.7669 | 2.7308 | 2.6959
F4_Commercial_Miscellaneous_New_Food Preparation_Natural Gas_Double Rack Oven_E3 | F4 | Commercial | Miscellaneous | New | Food Preparation | Natural Gas | Double Rack Oven | E3 | PCT BC Ratio | 0 | 0 | 0 | 0 | 0 | 0 | 0 | 0 | 0 | 0 | 0 | 0 | 0 | 0 | 0 | 0 | 0 | 0 | 0 | 0 | 0 | 0 | 0 | 0 | 0 | 0 | 0 | 0 | 0 | 0 | 0
F4_Commercial_Miscellaneous_New_Food Preparation_Natural Gas_Double Rack Oven_E4 | F4 | Commercial | Miscellaneous | New | Food Preparation | Natural Gas | Double Rack Oven | E4 | PCT BC Ratio | 0 | 0 | 0 | 0 | 0 | 0 | 0 | 0 | 0 | 0 | 0 | 0 | 0 | 0 | 0 | 0 | 0 | 0 | 0 | 0 | 0 | 0 | 0 | 0 | 0 | 0 | 0 | 0 | 0 | 0 | 0
F4_Commercial_Miscellaneous_New_Food Preparation_Natural Gas_Double Rack Oven_E5 | F4 | Commercial | Miscellaneous | New | Food Preparation | Natural Gas | Double Rack Oven | E5 | PCT BC Ratio | 0 | 0 | 0 | 0 | 0 | 0 | 0 | 0 | 0 | 0 | 0 | 0 | 0 | 0 | 0 | 0 | 0 | 0 | 0 | 0 | 0 | 0 | 0 | 0 | 0 | 0 | 0 | 0 | 0 | 0 | 0
F4_Commercial_Miscellaneous_New_Food Preparation_Natural Gas_Double Rack Oven_E6 | F4 | Commercial | Miscellaneous | New | Food Preparation | Natural Gas | Double Rack Oven | E6 | PCT BC Ratio | 0 | 0 | 0 | 0 | 0 | 0 | 0 | 0 | 0 | 0 | 0 | 0 | 0 | 0 | 0 | 0 | 0 | 0 | 0 | 0 | 0 | 0 | 0 | 0 | 0 | 0 | 0 | 0 | 0 | 0 | 0
F4_Commercial_Miscellaneous_New_Food Preparation_Natural Gas_Double Rack Oven_E7 | F4 | Commercial | Miscellaneous | New | Food Preparation | Natural Gas | Double Rack Oven | E7 | PCT BC Ratio | 0 | 0 | 0 | 0 | 0 | 0 | 0 | 0 | 0 | 0 | 0 | 0 | 0 | 0 | 0 | 0 | 0 | 0 | 0 | 0 | 0 | 0 | 0 | 0 | 0 | 0 | 0 | 0 | 0 | 0 | 0
F4_Commercial_Miscellaneous_New_Food Preparation_Natural Gas_Double Rack Oven_E8 | F4 | Commercial | Miscellaneous | New | Food Preparation | Natural Gas | Double Rack Oven | E8 | PCT BC Ratio | 0 | 0 | 0 | 0 | 0 | 0 | 0 | 0 | 0 | 0 | 0 | 0 | 0 | 0 | 0 | 0 | 0 | 0 | 0 | 0 | 0 | 0 | 0 | 0 | 0 | 0 | 0 | 0 | 0 | 0 | 0
F4_Commercial_Miscellaneous_New_Food Preparation_Natural Gas_Double Rack Oven_E9 | F4 | Commercial | Miscellaneous | New | Food Preparation | Natural Gas | Double Rack Oven | E9 | PCT BC Ratio | 0 | 0 | 0 | 0 | 0 | 0 | 0 | 0 | 0 | 0 | 0 | 0 | 0 | 0 | 0 | 0 | 0 | 0 | 0 | 0 | 0 | 0 | 0 | 0 | 0 | 0 | 0 | 0 | 0 | 0 | 0
F4_Commercial_Miscellaneous_New_Food Preparation_Natural Gas_Double Rack Oven_E10 | F4 | Commercial | Miscellaneous | New | Food Preparation | Natural Gas | Double Rack Oven | E10 | PCT BC Ratio | 0 | 0 | 0 | 0 | 0 | 0 | 0 | 0 | 0 | 0 | 0 | 0 | 0 | 0 | 0 | 0 | 0 | 0 | 0 | 0 | 0 | 0 | 0 | 0 | 0 | 0 | 0 | 0 | 0 | 0 | 0
F5_Commercial_Miscellaneous_New_Food Preparation_Natural Gas_Double Rack Oven_E1 | F5 | Commercial | Miscellaneous | New | Food Preparation | Natural Gas | Double Rack Oven | E1 | RIM BC Ratio | 0.9 | 0.9 | 0.9 | 0.9 | 0.9 | 0.9 | 0.9 | 0.9 | 0.9 | 0.9 | 0.9 | 0.9 | 0.9 | 0.9 | 0.9 | 0.9 | 0.9 | 0.9 | 0.9 | 0.9 | 0.9 | 0.9 | 0.9 | 0.9 | 0.9 | 0.9 | 0.9 | 0.9 | 0.9 | 0.9 | 0.9
F5_Commercial_Miscellaneous_New_Food Preparation_Natural Gas_Double Rack Oven_E2 | F5 | Commercial | Miscellaneous | New | Food Preparation | Natural Gas | Double Rack Oven | E2 | RIM BC Ratio | 0.65816 | 0.66029 | 0.6618 | 0.66103 | 0.66117 | 0.6529 | 0.64544 | 0.641 | 0.6391 | 0.6445 | 0.65115 | 0.65762 | 0.64545 | 0.65375 | 0.65423 | 0.65352 | 0.65365 | 0.65409 | 0.65135 | 0.65301 | 0.65412 | 0.65565 | 0.65759 | 0.54307 | 0.53932 | 0.5357 | 0.53221 | 0.5288 | 0.52547 | 0.52219 | 0.51894
F5_Commercial_Miscellaneous_New_Food Preparation_Natural Gas_Double Rack Oven_E3 | F5 | Commercial | Miscellaneous | New | Food Preparation | Natural Gas | Double Rack Oven | E3 | RIM BC Ratio | 0 | 0 | 0 | 0 | 0 | 0 | 0 | 0 | 0 | 0 | 0 | 0 | 0 | 0 | 0 | 0 | 0 | 0 | 0 | 0 | 0 | 0 | 0 | 0 | 0 | 0 | 0 | 0 | 0 | 0 | 0
F5_Commercial_Miscellaneous_New_Food Preparation_Natural Gas_Double Rack Oven_E4 | F5 | Commercial | Miscellaneous | New | Food Preparation | Natural Gas | Double Rack Oven | E4 | RIM BC Ratio | 0 | 0 | 0 | 0 | 0 | 0 | 0 | 0 | 0 | 0 | 0 | 0 | 0 | 0 | 0 | 0 | 0 | 0 | 0 | 0 | 0 | 0 | 0 | 0 | 0 | 0 | 0 | 0 | 0 | 0 | 0
F5_Commercial_Miscellaneous_New_Food Preparation_Natural Gas_Double Rack Oven_E5 | F5 | Commercial | Miscellaneous | New | Food Preparation | Natural Gas | Double Rack Oven | E5 | RIM BC Ratio | 0 | 0 | 0 | 0 | 0 | 0 | 0 | 0 | 0 | 0 | 0 | 0 | 0 | 0 | 0 | 0 | 0 | 0 | 0 | 0 | 0 | 0 | 0 | 0 | 0 | 0 | 0 | 0 | 0 | 0 | 0
F5_Commercial_Miscellaneous_New_Food Preparation_Natural Gas_Double Rack Oven_E6 | F5 | Commercial | Miscellaneous | New | Food Preparation | Natural Gas | Double Rack Oven | E6 | RIM BC Ratio | 0 | 0 | 0 | 0 | 0 | 0 | 0 | 0 | 0 | 0 | 0 | 0 | 0 | 0 | 0 | 0 | 0 | 0 | 0 | 0 | 0 | 0 | 0 | 0 | 0 | 0 | 0 | 0 | 0 | 0 | 0
F5_Commercial_Miscellaneous_New_Food Preparation_Natural Gas_Double Rack Oven_E7 | F5 | Commercial | Miscellaneous | New | Food Preparation | Natural Gas | Double Rack Oven | E7 | RIM BC Ratio | 0 | 0 | 0 | 0 | 0 | 0 | 0 | 0 | 0 | 0 | 0 | 0 | 0 | 0 | 0 | 0 | 0 | 0 | 0 | 0 | 0 | 0 | 0 | 0 | 0 | 0 | 0 | 0 | 0 | 0 | 0
F5_Commercial_Miscellaneous_New_Food Preparation_Natural Gas_Double Rack Oven_E8 | F5 | Commercial | Miscellaneous | New | Food Preparation | Natural Gas | Double Rack Oven | E8 | RIM BC Ratio | 0 | 0 | 0 | 0 | 0 | 0 | 0 | 0 | 0 | 0 | 0 | 0 | 0 | 0 | 0 | 0 | 0 | 0 | 0 | 0 | 0 | 0 | 0 | 0 | 0 | 0 | 0 | 0 | 0 | 0 | 0
F5_Commercial_Miscellaneous_New_Food Preparation_Natural Gas_Double Rack Oven_E9 | F5 | Commercial | Miscellaneous | New | Food Preparation | Natural Gas | Double Rack Oven | E9 | RIM BC Ratio | 0 | 0 | 0 | 0 | 0 | 0 | 0 | 0 | 0 | 0 | 0 | 0 | 0 | 0 | 0 | 0 | 0 | 0 | 0 | 0 | 0 | 0 | 0 | 0 | 0 | 0 | 0 | 0 | 0 | 0 | 0
F5_Commercial_Miscellaneous_New_Food Preparation_Natural Gas_Double Rack Oven_E10 | F5 | Commercial | Miscellaneous | New | Food Preparation | Natural Gas | Double Rack Oven | E10 | RIM BC Ratio | 0 | 0 | 0 | 0 | 0 | 0 | 0 | 0 | 0 | 0 | 0 | 0 | 0 | 0 | 0 | 0 | 0 | 0 | 0 | 0 | 0 | 0 | 0 | 0 | 0 | 0 | 0 | 0 | 0 | 0 | 0
F0_Commercial_Miscellaneous_New_Food Preparation_Natural Gas_Fryer_E0 | F0 | Commercial | Miscellaneous | New | Food Preparation | Natural Gas | Fryer | E0 | Economic Unit | ENERGY STAR (3.0) | ENERGY STAR (3.0) | ENERGY STAR (3.0) | ENERGY STAR (3.0) | ENERGY STAR (3.0) | ENERGY STAR (3.0) | ENERGY STAR (3.0) | ENERGY STAR (3.0) | ENERGY STAR (3.0) | ENERGY STAR (3.0) | ENERGY STAR (3.0) | ENERGY STAR (3.0) | ENERGY STAR (3.0) | ENERGY STAR (3.0) | ENERGY STAR (3.0) | ENERGY STAR (3.0) | ENERGY STAR (3.0) | ENERGY STAR (3.0) | ENERGY STAR (3.0) | ENERGY STAR (3.0) | ENERGY STAR (3.0) | ENERGY STAR (3.0) | ENERGY STAR (3.0) | ENERGY STAR (3.0) | ENERGY STAR (3.0) | ENERGY STAR (3.0) | ENERGY STAR (3.0) | ENERGY STAR (3.0) | ENERGY STAR (3.0) | ENERGY STAR (3.0) | ENERGY STAR (3.0)
F1_Commercial_Miscellaneous_New_Food Preparation_Natural Gas_Fryer_E1 | F1 | Commercial | Miscellaneous | New | Food Preparation | Natural Gas | Fryer | E1 | CCE | 0 | 0 | 0 | 0 | 0 | 0 | 0 | 0 | 0 | 0 | 0 | 0 | 0 | 0 | 0 | 0 | 0 | 0 | 0 | 0 | 0 | 0 | 0 | 0 | 0 | 0 | 0 | 0 | 0 | 0 | 0
F1_Commercial_Miscellaneous_New_Food Preparation_Natural Gas_Fryer_E2 | F1 | Commercial | Miscellaneous | New | Food Preparation | Natural Gas | Fryer | E2 | CCE | 0.0069821 | 0.0067123 | 0.0067443 | 0 | 0 | 0 | 0 | 0 | 0 | 0 | 0 | 0 | 0 | 0 | 0 | 0 | 0 | 0 | 0 | 0 | 0 | 0 | 0 | 0 | 0 | 0 | 0 | 0 | 0 | 0 | 0
F1_Commercial_Miscellaneous_New_Food Preparation_Natural Gas_Fryer_E3 | F1 | Commercial | Miscellaneous | New | Food Preparation | Natural Gas | Fryer | E3 | CCE | 0 | 0 | 0 | 0 | 0 | 0 | 0 | 0 | 0 | 0 | 0 | 0 | 0 | 0 | 0 | 0 | 0 | 0 | 0 | 0 | 0 | 0 | 0 | 0 | 0 | 0 | 0 | 0 | 0 | 0 | 0
F1_Commercial_Miscellaneous_New_Food Preparation_Natural Gas_Fryer_E4 | F1 | Commercial | Miscellaneous | New | Food Preparation | Natural Gas | Fryer | E4 | CCE | 0 | 0 | 0 | 0 | 0 | 0 | 0 | 0 | 0 | 0 | 0 | 0 | 0 | 0 | 0 | 0 | 0 | 0 | 0 | 0 | 0 | 0 | 0 | 0 | 0 | 0 | 0 | 0 | 0 | 0 | 0
F1_Commercial_Miscellaneous_New_Food Preparation_Natural Gas_Fryer_E5 | F1 | Commercial | Miscellaneous | New | Food Preparation | Natural Gas | Fryer | E5 | CCE | 0 | 0 | 0 | 0 | 0 | 0 | 0 | 0 | 0 | 0 | 0 | 0 | 0 | 0 | 0 | 0 | 0 | 0 | 0 | 0 | 0 | 0 | 0 | 0 | 0 | 0 | 0 | 0 | 0 | 0 | 0
F1_Commercial_Miscellaneous_New_Food Preparation_Natural Gas_Fryer_E6 | F1 | Commercial | Miscellaneous | New | Food Preparation | Natural Gas | Fryer | E6 | CCE | 0 | 0 | 0 | 0 | 0 | 0 | 0 | 0 | 0 | 0 | 0 | 0 | 0 | 0 | 0 | 0 | 0 | 0 | 0 | 0 | 0 | 0 | 0 | 0 | 0 | 0 | 0 | 0 | 0 | 0 | 0
F1_Commercial_Miscellaneous_New_Food Preparation_Natural Gas_Fryer_E7 | F1 | Commercial | Miscellaneous | New | Food Preparation | Natural Gas | Fryer | E7 | CCE | 0 | 0 | 0 | 0 | 0 | 0 | 0 | 0 | 0 | 0 | 0 | 0 | 0 | 0 | 0 | 0 | 0 | 0 | 0 | 0 | 0 | 0 | 0 | 0 | 0 | 0 | 0 | 0 | 0 | 0 | 0
F1_Commercial_Miscellaneous_New_Food Preparation_Natural Gas_Fryer_E8 | F1 | Commercial | Miscellaneous | New | Food Preparation | Natural Gas | Fryer | E8 | CCE | 0 | 0 | 0 | 0 | 0 | 0 | 0 | 0 | 0 | 0 | 0 | 0 | 0 | 0 | 0 | 0 | 0 | 0 | 0 | 0 | 0 | 0 | 0 | 0 | 0 | 0 | 0 | 0 | 0 | 0 | 0
F1_Commercial_Miscellaneous_New_Food Preparation_Natural Gas_Fryer_E9 | F1 | Commercial | Miscellaneous | New | Food Preparation | Natural Gas | Fryer | E9 | CCE | 0 | 0 | 0 | 0 | 0 | 0 | 0 | 0 | 0 | 0 | 0 | 0 | 0 | 0 | 0 | 0 | 0 | 0 | 0 | 0 | 0 | 0 | 0 | 0 | 0 | 0 | 0 | 0 | 0 | 0 | 0
F1_Commercial_Miscellaneous_New_Food Preparation_Natural Gas_Fryer_E10 | F1 | Commercial | Miscellaneous | New | Food Preparation | Natural Gas | Fryer | E10 | CCE | 0 | 0 | 0 | 0 | 0 | 0 | 0 | 0 | 0 | 0 | 0 | 0 | 0 | 0 | 0 | 0 | 0 | 0 | 0 | 0 | 0 | 0 | 0 | 0 | 0 | 0 | 0 | 0 | 0 | 0 | 0
F2_Commercial_Miscellaneous_New_Food Preparation_Natural Gas_Fryer_E1 | F2 | Commercial | Miscellaneous | New | Food Preparation | Natural Gas | Fryer | E1 | TRC BC Ratio | 0.9 | 0.9 | 0.9 | 0 | 0 | 0 | 0 | 0 | 0 | 0 | 0 | 0 | 0 | 0 | 0 | 0 | 0 | 0 | 0 | 0 | 0 | 0 | 0 | 0 | 0 | 0 | 0 | 0 | 0 | 0 | 0
F2_Commercial_Miscellaneous_New_Food Preparation_Natural Gas_Fryer_E2 | F2 | Commercial | Miscellaneous | New | Food Preparation | Natural Gas | Fryer | E2 | TRC BC Ratio | 1.4526 | 1.4846 | 1.5103 | 0.9 | 0.9 | 0.9 | 0.9 | 0.9 | 0.9 | 0.9 | 0.9 | 0.9 | 0.9 | 0.9 | 0.9 | 0.9 | 0.9 | 0.9 | 0.9 | 0.9 | 0.9 | 0.9 | 0.9 | 0.9 | 0.9 | 0.9 | 0.9 | 0.9 | 0.9 | 0.9 | 0.9
F2_Commercial_Miscellaneous_New_Food Preparation_Natural Gas_Fryer_E3 | F2 | Commercial | Miscellaneous | New | Food Preparation | Natural Gas | Fryer | E3 | TRC BC Ratio | 0 | 0 | 0 | 0 | 0 | 0 | 0 | 0 | 0 | 0 | 0 | 0 | 0 | 0 | 0 | 0 | 0 | 0 | 0 | 0 | 0 | 0 | 0 | 0 | 0 | 0 | 0 | 0 | 0 | 0 | 0
F2_Commercial_Miscellaneous_New_Food Preparation_Natural Gas_Fryer_E4 | F2 | Commercial | Miscellaneous | New | Food Preparation | Natural Gas | Fryer | E4 | TRC BC Ratio | 0 | 0 | 0 | 0 | 0 | 0 | 0 | 0 | 0 | 0 | 0 | 0 | 0 | 0 | 0 | 0 | 0 | 0 | 0 | 0 | 0 | 0 | 0 | 0 | 0 | 0 | 0 | 0 | 0 | 0 | 0
F2_Commercial_Miscellaneous_New_Food Preparation_Natural Gas_Fryer_E5 | F2 | Commercial | Miscellaneous | New | Food Preparation | Natural Gas | Fryer | E5 | TRC BC Ratio | 0 | 0 | 0 | 0 | 0 | 0 | 0 | 0 | 0 | 0 | 0 | 0 | 0 | 0 | 0 | 0 | 0 | 0 | 0 | 0 | 0 | 0 | 0 | 0 | 0 | 0 | 0 | 0 | 0 | 0 | 0
F2_Commercial_Miscellaneous_New_Food Preparation_Natural Gas_Fryer_E6 | F2 | Commercial | Miscellaneous | New | Food Preparation | Natural Gas | Fryer | E6 | TRC BC Ratio | 0 | 0 | 0 | 0 | 0 | 0 | 0 | 0 | 0 | 0 | 0 | 0 | 0 | 0 | 0 | 0 | 0 | 0 | 0 | 0 | 0 | 0 | 0 | 0 | 0 | 0 | 0 | 0 | 0 | 0 | 0
F2_Commercial_Miscellaneous_New_Food Preparation_Natural Gas_Fryer_E7 | F2 | Commercial | Miscellaneous | New | Food Preparation | Natural Gas | Fryer | E7 | TRC BC Ratio | 0 | 0 | 0 | 0 | 0 | 0 | 0 | 0 | 0 | 0 | 0 | 0 | 0 | 0 | 0 | 0 | 0 | 0 | 0 | 0 | 0 | 0 | 0 | 0 | 0 | 0 | 0 | 0 | 0 | 0 | 0
F2_Commercial_Miscellaneous_New_Food Preparation_Natural Gas_Fryer_E8 | F2 | Commercial | Miscellaneous | New | Food Preparation | Natural Gas | Fryer | E8 | TRC BC Ratio | 0 | 0 | 0 | 0 | 0 | 0 | 0 | 0 | 0 | 0 | 0 | 0 | 0 | 0 | 0 | 0 | 0 | 0 | 0 | 0 | 0 | 0 | 0 | 0 | 0 | 0 | 0 | 0 | 0 | 0 | 0
F2_Commercial_Miscellaneous_New_Food Preparation_Natural Gas_Fryer_E9 | F2 | Commercial | Miscellaneous | New | Food Preparation | Natural Gas | Fryer | E9 | TRC BC Ratio | 0 | 0 | 0 | 0 | 0 | 0 | 0 | 0 | 0 | 0 | 0 | 0 | 0 | 0 | 0 | 0 | 0 | 0 | 0 | 0 | 0 | 0 | 0 | 0 | 0 | 0 | 0 | 0 | 0 | 0 | 0
F2_Commercial_Miscellaneous_New_Food Preparation_Natural Gas_Fryer_E10 | F2 | Commercial | Miscellaneous | New | Food Preparation | Natural Gas | Fryer | E10 | TRC BC Ratio | 0 | 0 | 0 | 0 | 0 | 0 | 0 | 0 | 0 | 0 | 0 | 0 | 0 | 0 | 0 | 0 | 0 | 0 | 0 | 0 | 0 | 0 | 0 | 0 | 0 | 0 | 0 | 0 | 0 | 0 | 0
F3_Commercial_Miscellaneous_New_Food Preparation_Natural Gas_Fryer_E1 | F3 | Commercial | Miscellaneous | New | Food Preparation | Natural Gas | Fryer | E1 | PACT BC Ratio | 0.9 | 0.9 | 0.9 | 0 | 0 | 0 | 0 | 0 | 0 | 0 | 0 | 0 | 0 | 0 | 0 | 0 | 0 | 0 | 0 | 0 | 0 | 0 | 0 | 0 | 0 | 0 | 0 | 0 | 0 | 0 | 0
F3_Commercial_Miscellaneous_New_Food Preparation_Natural Gas_Fryer_E2 | F3 | Commercial | Miscellaneous | New | Food Preparation | Natural Gas | Fryer | E2 | PACT BC Ratio | 1.4526 | 1.4846 | 1.5103 | 0.9 | 0.9 | 0.9 | 0.9 | 0.9 | 0.9 | 0.9 | 0.9 | 0.9 | 0.9 | 0.9 | 0.9 | 0.9 | 0.9 | 0.9 | 0.9 | 0.9 | 0.9 | 0.9 | 0.9 | 0.9 | 0.9 | 0.9 | 0.9 | 0.9 | 0.9 | 0.9 | 0.9
F3_Commercial_Miscellaneous_New_Food Preparation_Natural Gas_Fryer_E3 | F3 | Commercial | Miscellaneous | New | Food Preparation | Natural Gas | Fryer | E3 | PACT BC Ratio | 0 | 0 | 0 | 0 | 0 | 0 | 0 | 0 | 0 | 0 | 0 | 0 | 0 | 0 | 0 | 0 | 0 | 0 | 0 | 0 | 0 | 0 | 0 | 0 | 0 | 0 | 0 | 0 | 0 | 0 | 0
F3_Commercial_Miscellaneous_New_Food Preparation_Natural Gas_Fryer_E4 | F3 | Commercial | Miscellaneous | New | Food Preparation | Natural Gas | Fryer | E4 | PACT BC Ratio | 0 | 0 | 0 | 0 | 0 | 0 | 0 | 0 | 0 | 0 | 0 | 0 | 0 | 0 | 0 | 0 | 0 | 0 | 0 | 0 | 0 | 0 | 0 | 0 | 0 | 0 | 0 | 0 | 0 | 0 | 0
F3_Commercial_Miscellaneous_New_Food Preparation_Natural Gas_Fryer_E5 | F3 | Commercial | Miscellaneous | New | Food Preparation | Natural Gas | Fryer | E5 | PACT BC Ratio | 0 | 0 | 0 | 0 | 0 | 0 | 0 | 0 | 0 | 0 | 0 | 0 | 0 | 0 | 0 | 0 | 0 | 0 | 0 | 0 | 0 | 0 | 0 | 0 | 0 | 0 | 0 | 0 | 0 | 0 | 0
F3_Commercial_Miscellaneous_New_Food Preparation_Natural Gas_Fryer_E6 | F3 | Commercial | Miscellaneous | New | Food Preparation | Natural Gas | Fryer | E6 | PACT BC Ratio | 0 | 0 | 0 | 0 | 0 | 0 | 0 | 0 | 0 | 0 | 0 | 0 | 0 | 0 | 0 | 0 | 0 | 0 | 0 | 0 | 0 | 0 | 0 | 0 | 0 | 0 | 0 | 0 | 0 | 0 | 0
F3_Commercial_Miscellaneous_New_Food Preparation_Natural Gas_Fryer_E7 | F3 | Commercial | Miscellaneous | New | Food Preparation | Natural Gas | Fryer | E7 | PACT BC Ratio | 0 | 0 | 0 | 0 | 0 | 0 | 0 | 0 | 0 | 0 | 0 | 0 | 0 | 0 | 0 | 0 | 0 | 0 | 0 | 0 | 0 | 0 | 0 | 0 | 0 | 0 | 0 | 0 | 0 | 0 | 0
F3_Commercial_Miscellaneous_New_Food Preparation_Natural Gas_Fryer_E8 | F3 | Commercial | Miscellaneous | New | Food Preparation | Natural Gas | Fryer | E8 | PACT BC Ratio | 0 | 0 | 0 | 0 | 0 | 0 | 0 | 0 | 0 | 0 | 0 | 0 | 0 | 0 | 0 | 0 | 0 | 0 | 0 | 0 | 0 | 0 | 0 | 0 | 0 | 0 | 0 | 0 | 0 | 0 | 0
F3_Commercial_Miscellaneous_New_Food Preparation_Natural Gas_Fryer_E9 | F3 | Commercial | Miscellaneous | New | Food Preparation | Natural Gas | Fryer | E9 | PACT BC Ratio | 0 | 0 | 0 | 0 | 0 | 0 | 0 | 0 | 0 | 0 | 0 | 0 | 0 | 0 | 0 | 0 | 0 | 0 | 0 | 0 | 0 | 0 | 0 | 0 | 0 | 0 | 0 | 0 | 0 | 0 | 0
F3_Commercial_Miscellaneous_New_Food Preparation_Natural Gas_Fryer_E10 | F3 | Commercial | Miscellaneous | New | Food Preparation | Natural Gas | Fryer | E10 | PACT BC Ratio | 0 | 0 | 0 | 0 | 0 | 0 | 0 | 0 | 0 | 0 | 0 | 0 | 0 | 0 | 0 | 0 | 0 | 0 | 0 | 0 | 0 | 0 | 0 | 0 | 0 | 0 | 0 | 0 | 0 | 0 | 0
F4_Commercial_Miscellaneous_New_Food Preparation_Natural Gas_Fryer_E1 | F4 | Commercial | Miscellaneous | New | Food Preparation | Natural Gas | Fryer | E1 | PCT BC Ratio | 0.9 | 0.9 | 0.9 | 0 | 0 | 0 | 0 | 0 | 0 | 0 | 0 | 0 | 0 | 0 | 0 | 0 | 0 | 0 | 0 | 0 | 0 | 0 | 0 | 0 | 0 | 0 | 0 | 0 | 0 | 0 | 0
F4_Commercial_Miscellaneous_New_Food Preparation_Natural Gas_Fryer_E2 | F4 | Commercial | Miscellaneous | New | Food Preparation | Natural Gas | Fryer | E2 | PCT BC Ratio | 4.6546 | 4.7351 | 4.7997 | 0.9 | 0.9 | 0.9 | 0.9 | 0.9 | 0.9 | 0.9 | 0.9 | 0.9 | 0.9 | 0.9 | 0.9 | 0.9 | 0.9 | 0.9 | 0.9 | 0.9 | 0.9 | 0.9 | 0.9 | 0.9 | 0.9 | 0.9 | 0.9 | 0.9 | 0.9 | 0.9 | 0.9
F4_Commercial_Miscellaneous_New_Food Preparation_Natural Gas_Fryer_E3 | F4 | Commercial | Miscellaneous | New | Food Preparation | Natural Gas | Fryer | E3 | PCT BC Ratio | 0 | 0 | 0 | 0 | 0 | 0 | 0 | 0 | 0 | 0 | 0 | 0 | 0 | 0 | 0 | 0 | 0 | 0 | 0 | 0 | 0 | 0 | 0 | 0 | 0 | 0 | 0 | 0 | 0 | 0 | 0
F4_Commercial_Miscellaneous_New_Food Preparation_Natural Gas_Fryer_E4 | F4 | Commercial | Miscellaneous | New | Food Preparation | Natural Gas | Fryer | E4 | PCT BC Ratio | 0 | 0 | 0 | 0 | 0 | 0 | 0 | 0 | 0 | 0 | 0 | 0 | 0 | 0 | 0 | 0 | 0 | 0 | 0 | 0 | 0 | 0 | 0 | 0 | 0 | 0 | 0 | 0 | 0 | 0 | 0
F4_Commercial_Miscellaneous_New_Food Preparation_Natural Gas_Fryer_E5 | F4 | Commercial | Miscellaneous | New | Food Preparation | Natural Gas | Fryer | E5 | PCT BC Ratio | 0 | 0 | 0 | 0 | 0 | 0 | 0 | 0 | 0 | 0 | 0 | 0 | 0 | 0 | 0 | 0 | 0 | 0 | 0 | 0 | 0 | 0 | 0 | 0 | 0 | 0 | 0 | 0 | 0 | 0 | 0
F4_Commercial_Miscellaneous_New_Food Preparation_Natural Gas_Fryer_E6 | F4 | Commercial | Miscellaneous | New | Food Preparation | Natural Gas | Fryer | E6 | PCT BC Ratio | 0 | 0 | 0 | 0 | 0 | 0 | 0 | 0 | 0 | 0 | 0 | 0 | 0 | 0 | 0 | 0 | 0 | 0 | 0 | 0 | 0 | 0 | 0 | 0 | 0 | 0 | 0 | 0 | 0 | 0 | 0
F4_Commercial_Miscellaneous_New_Food Preparation_Natural Gas_Fryer_E7 | F4 | Commercial | Miscellaneous | New | Food Preparation | Natural Gas | Fryer | E7 | PCT BC Ratio | 0 | 0 | 0 | 0 | 0 | 0 | 0 | 0 | 0 | 0 | 0 | 0 | 0 | 0 | 0 | 0 | 0 | 0 | 0 | 0 | 0 | 0 | 0 | 0 | 0 | 0 | 0 | 0 | 0 | 0 | 0
F4_Commercial_Miscellaneous_New_Food Preparation_Natural Gas_Fryer_E8 | F4 | Commercial | Miscellaneous | New | Food Preparation | Natural Gas | Fryer | E8 | PCT BC Ratio | 0 | 0 | 0 | 0 | 0 | 0 | 0 | 0 | 0 | 0 | 0 | 0 | 0 | 0 | 0 | 0 | 0 | 0 | 0 | 0 | 0 | 0 | 0 | 0 | 0 | 0 | 0 | 0 | 0 | 0 | 0
F4_Commercial_Miscellaneous_New_Food Preparation_Natural Gas_Fryer_E9 | F4 | Commercial | Miscellaneous | New | Food Preparation | Natural Gas | Fryer | E9 | PCT BC Ratio | 0 | 0 | 0 | 0 | 0 | 0 | 0 | 0 | 0 | 0 | 0 | 0 | 0 | 0 | 0 | 0 | 0 | 0 | 0 | 0 | 0 | 0 | 0 | 0 | 0 | 0 | 0 | 0 | 0 | 0 | 0
F4_Commercial_Miscellaneous_New_Food Preparation_Natural Gas_Fryer_E10 | F4 | Commercial | Miscellaneous | New | Food Preparation | Natural Gas | Fryer | E10 | PCT BC Ratio | 0 | 0 | 0 | 0 | 0 | 0 | 0 | 0 | 0 | 0 | 0 | 0 | 0 | 0 | 0 | 0 | 0 | 0 | 0 | 0 | 0 | 0 | 0 | 0 | 0 | 0 | 0 | 0 | 0 | 0 | 0
F5_Commercial_Miscellaneous_New_Food Preparation_Natural Gas_Fryer_E1 | F5 | Commercial | Miscellaneous | New | Food Preparation | Natural Gas | Fryer | E1 | RIM BC Ratio | 0.9 | 0.9 | 0.9 | 0 | 0 | 0 | 0 | 0 | 0 | 0 | 0 | 0 | 0 | 0 | 0 | 0 | 0 | 0 | 0 | 0 | 0 | 0 | 0 | 0 | 0 | 0 | 0 | 0 | 0 | 0 | 0
F5_Commercial_Miscellaneous_New_Food Preparation_Natural Gas_Fryer_E2 | F5 | Commercial | Miscellaneous | New | Food Preparation | Natural Gas | Fryer | E2 | RIM BC Ratio | 0.53008 | 0.53428 | 0.53758 | 0.9 | 0.9 | 0.9 | 0.9 | 0.9 | 0.9 | 0.9 | 0.9 | 0.9 | 0.9 | 0.9 | 0.9 | 0.9 | 0.9 | 0.9 | 0.9 | 0.9 | 0.9 | 0.9 | 0.9 | 0.9 | 0.9 | 0.9 | 0.9 | 0.9 | 0.9 | 0.9 | 0.9
F5_Commercial_Miscellaneous_New_Food Preparation_Natural Gas_Fryer_E3 | F5 | Commercial | Miscellaneous | New | Food Preparation | Natural Gas | Fryer | E3 | RIM BC Ratio | 0 | 0 | 0 | 0 | 0 | 0 | 0 | 0 | 0 | 0 | 0 | 0 | 0 | 0 | 0 | 0 | 0 | 0 | 0 | 0 | 0 | 0 | 0 | 0 | 0 | 0 | 0 | 0 | 0 | 0 | 0
F5_Commercial_Miscellaneous_New_Food Preparation_Natural Gas_Fryer_E4 | F5 | Commercial | Miscellaneous | New | Food Preparation | Natural Gas | Fryer | E4 | RIM BC Ratio | 0 | 0 | 0 | 0 | 0 | 0 | 0 | 0 | 0 | 0 | 0 | 0 | 0 | 0 | 0 | 0 | 0 | 0 | 0 | 0 | 0 | 0 | 0 | 0 | 0 | 0 | 0 | 0 | 0 | 0 | 0
F5_Commercial_Miscellaneous_New_Food Preparation_Natural Gas_Fryer_E5 | F5 | Commercial | Miscellaneous | New | Food Preparation | Natural Gas | Fryer | E5 | RIM BC Ratio | 0 | 0 | 0 | 0 | 0 | 0 | 0 | 0 | 0 | 0 | 0 | 0 | 0 | 0 | 0 | 0 | 0 | 0 | 0 | 0 | 0 | 0 | 0 | 0 | 0 | 0 | 0 | 0 | 0 | 0 | 0
F5_Commercial_Miscellaneous_New_Food Preparation_Natural Gas_Fryer_E6 | F5 | Commercial | Miscellaneous | New | Food Preparation | Natural Gas | Fryer | E6 | RIM BC Ratio | 0 | 0 | 0 | 0 | 0 | 0 | 0 | 0 | 0 | 0 | 0 | 0 | 0 | 0 | 0 | 0 | 0 | 0 | 0 | 0 | 0 | 0 | 0 | 0 | 0 | 0 | 0 | 0 | 0 | 0 | 0
F5_Commercial_Miscellaneous_New_Food Preparation_Natural Gas_Fryer_E7 | F5 | Commercial | Miscellaneous | New | Food Preparation | Natural Gas | Fryer | E7 | RIM BC Ratio | 0 | 0 | 0 | 0 | 0 | 0 | 0 | 0 | 0 | 0 | 0 | 0 | 0 | 0 | 0 | 0 | 0 | 0 | 0 | 0 | 0 | 0 | 0 | 0 | 0 | 0 | 0 | 0 | 0 | 0 | 0
F5_Commercial_Miscellaneous_New_Food Preparation_Natural Gas_Fryer_E8 | F5 | Commercial | Miscellaneous | New | Food Preparation | Natural Gas | Fryer | E8 | RIM BC Ratio | 0 | 0 | 0 | 0 | 0 | 0 | 0 | 0 | 0 | 0 | 0 | 0 | 0 | 0 | 0 | 0 | 0 | 0 | 0 | 0 | 0 | 0 | 0 | 0 | 0 | 0 | 0 | 0 | 0 | 0 | 0
F5_Commercial_Miscellaneous_New_Food Preparation_Natural Gas_Fryer_E9 | F5 | Commercial | Miscellaneous | New | Food Preparation | Natural Gas | Fryer | E9 | RIM BC Ratio | 0 | 0 | 0 | 0 | 0 | 0 | 0 | 0 | 0 | 0 | 0 | 0 | 0 | 0 | 0 | 0 | 0 | 0 | 0 | 0 | 0 | 0 | 0 | 0 | 0 | 0 | 0 | 0 | 0 | 0 | 0
F5_Commercial_Miscellaneous_New_Food Preparation_Natural Gas_Fryer_E10 | F5 | Commercial | Miscellaneous | New | Food Preparation | Natural Gas | Fryer | E10 | RIM BC Ratio | 0 | 0 | 0 | 0 | 0 | 0 | 0 | 0 | 0 | 0 | 0 | 0 | 0 | 0 | 0 | 0 | 0 | 0 | 0 | 0 | 0 | 0 | 0 | 0 | 0 | 0 | 0 | 0 | 0 | 0 | 0
F0_Commercial_Miscellaneous_New_Food Preparation_Natural Gas_Broiler_E0 | F0 | Commercial | Miscellaneous | New | Food Preparation | Natural Gas | Broiler | E0 | Economic Unit | Infrared Burners | Infrared Burners | Infrared Burners | Infrared Burners | Infrared Burners | Infrared Burners | Infrared Burners | Infrared Burners | Infrared Burners | Infrared Burners | Infrared Burners | Infrared Burners | Infrared Burners | Infrared Burners | Infrared Burners | Infrared Burners | Infrared Burners | Infrared Burners | Infrared Burners | Infrared Burners | Infrared Burners | Infrared Burners | Infrared Burners | Standard | Standard | Standard | Standard | Standard | Standard | Standard | Standard
F1_Commercial_Miscellaneous_New_Food Preparation_Natural Gas_Broiler_E1 | F1 | Commercial | Miscellaneous | New | Food Preparation | Natural Gas | Broiler | E1 | CCE | 0 | 0 | 0 | 0 | 0 | 0 | 0 | 0 | 0 | 0 | 0 | 0 | 0 | 0 | 0 | 0 | 0 | 0 | 0 | 0 | 0 | 0 | 0 | 0 | 0 | 0 | 0 | 0 | 0 | 0 | 0
F1_Commercial_Miscellaneous_New_Food Preparation_Natural Gas_Broiler_E2 | F1 | Commercial | Miscellaneous | New | Food Preparation | Natural Gas | Broiler | E2 | CCE | 0.0095007 | 0.0091336 | 0.0091772 | 0.0092731 | 0.0092731 | 0.0092731 | 0.0092731 | 0.0092731 | 0.0092731 | 0.0092731 | 0.0092731 | 0.0092731 | 0.0092731 | 0.0092731 | 0.0092731 | 0.0092731 | 0.0092731 | 0.0092731 | 0.0092731 | 0.0092731 | 0.0092731 | 0.0092731 | 0.0092731 | 0.0092731 | 0.0092731 | 0.0092731 | 0.0092731 | 0.0092731 | 0.0092731 | 0.0092731 | 0.0092731
F1_Commercial_Miscellaneous_New_Food Preparation_Natural Gas_Broiler_E3 | F1 | Commercial | Miscellaneous | New | Food Preparation | Natural Gas | Broiler | E3 | CCE | 0 | 0 | 0 | 0 | 0 | 0 | 0 | 0 | 0 | 0 | 0 | 0 | 0 | 0 | 0 | 0 | 0 | 0 | 0 | 0 | 0 | 0 | 0 | 0 | 0 | 0 | 0 | 0 | 0 | 0 | 0
F1_Commercial_Miscellaneous_New_Food Preparation_Natural Gas_Broiler_E4 | F1 | Commercial | Miscellaneous | New | Food Preparation | Natural Gas | Broiler | E4 | CCE | 0 | 0 | 0 | 0 | 0 | 0 | 0 | 0 | 0 | 0 | 0 | 0 | 0 | 0 | 0 | 0 | 0 | 0 | 0 | 0 | 0 | 0 | 0 | 0 | 0 | 0 | 0 | 0 | 0 | 0 | 0
F1_Commercial_Miscellaneous_New_Food Preparation_Natural Gas_Broiler_E5 | F1 | Commercial | Miscellaneous | New | Food Preparation | Natural Gas | Broiler | E5 | CCE | 0 | 0 | 0 | 0 | 0 | 0 | 0 | 0 | 0 | 0 | 0 | 0 | 0 | 0 | 0 | 0 | 0 | 0 | 0 | 0 | 0 | 0 | 0 | 0 | 0 | 0 | 0 | 0 | 0 | 0 | 0
F1_Commercial_Miscellaneous_New_Food Preparation_Natural Gas_Broiler_E6 | F1 | Commercial | Miscellaneous | New | Food Preparation | Natural Gas | Broiler | E6 | CCE | 0 | 0 | 0 | 0 | 0 | 0 | 0 | 0 | 0 | 0 | 0 | 0 | 0 | 0 | 0 | 0 | 0 | 0 | 0 | 0 | 0 | 0 | 0 | 0 | 0 | 0 | 0 | 0 | 0 | 0 | 0
F1_Commercial_Miscellaneous_New_Food Preparation_Natural Gas_Broiler_E7 | F1 | Commercial | Miscellaneous | New | Food Preparation | Natural Gas | Broiler | E7 | CCE | 0 | 0 | 0 | 0 | 0 | 0 | 0 | 0 | 0 | 0 | 0 | 0 | 0 | 0 | 0 | 0 | 0 | 0 | 0 | 0 | 0 | 0 | 0 | 0 | 0 | 0 | 0 | 0 | 0 | 0 | 0
F1_Commercial_Miscellaneous_New_Food Preparation_Natural Gas_Broiler_E8 | F1 | Commercial | Miscellaneous | New | Food Preparation | Natural Gas | Broiler | E8 | CCE | 0 | 0 | 0 | 0 | 0 | 0 | 0 | 0 | 0 | 0 | 0 | 0 | 0 | 0 | 0 | 0 | 0 | 0 | 0 | 0 | 0 | 0 | 0 | 0 | 0 | 0 | 0 | 0 | 0 | 0 | 0
F1_Commercial_Miscellaneous_New_Food Preparation_Natural Gas_Broiler_E9 | F1 | Commercial | Miscellaneous | New | Food Preparation | Natural Gas | Broiler | E9 | CCE | 0 | 0 | 0 | 0 | 0 | 0 | 0 | 0 | 0 | 0 | 0 | 0 | 0 | 0 | 0 | 0 | 0 | 0 | 0 | 0 | 0 | 0 | 0 | 0 | 0 | 0 | 0 | 0 | 0 | 0 | 0
F1_Commercial_Miscellaneous_New_Food Preparation_Natural Gas_Broiler_E10 | F1 | Commercial | Miscellaneous | New | Food Preparation | Natural Gas | Broiler | E10 | CCE | 0 | 0 | 0 | 0 | 0 | 0 | 0 | 0 | 0 | 0 | 0 | 0 | 0 | 0 | 0 | 0 | 0 | 0 | 0 | 0 | 0 | 0 | 0 | 0 | 0 | 0 | 0 | 0 | 0 | 0 | 0
F2_Commercial_Miscellaneous_New_Food Preparation_Natural Gas_Broiler_E1 | F2 | Commercial | Miscellaneous | New | Food Preparation | Natural Gas | Broiler | E1 | TRC BC Ratio | 0.9 | 0.9 | 0.9 | 0.9 | 0.9 | 0.9 | 0.9 | 0.9 | 0.9 | 0.9 | 0.9 | 0.9 | 0.9 | 0.9 | 0.9 | 0.9 | 0.9 | 0.9 | 0.9 | 0.9 | 0.9 | 0.9 | 0.9 | 0.9 | 0.9 | 0.9 | 0.9 | 0.9 | 0.9 | 0.9 | 0.9
F2_Commercial_Miscellaneous_New_Food Preparation_Natural Gas_Broiler_E2 | F2 | Commercial | Miscellaneous | New | Food Preparation | Natural Gas | Broiler | E2 | TRC BC Ratio | 1.0817 | 1.0984 | 1.1105 | 1.1043 | 1.1054 | 1.0419 | 0.98943 | 0.96011 | 0.94795 | 0.98308 | 1.0292 | 1.0775 | 0.98953 | 1.0482 | 1.0518 | 1.0465 | 1.0475 | 1.0507 | 1.0307 | 1.0428 | 1.0509 | 1.0624 | 1.0772 | 0.54026 | 0.52971 | 0.5198 | 0.51043 | 0.50152 | 0.49298 | 0.48476 | 0.4768
F2_Commercial_Miscellaneous_New_Food Preparation_Natural Gas_Broiler_E3 | F2 | Commercial | Miscellaneous | New | Food Preparation | Natural Gas | Broiler | E3 | TRC BC Ratio | 0 | 0 | 0 | 0 | 0 | 0 | 0 | 0 | 0 | 0 | 0 | 0 | 0 | 0 | 0 | 0 | 0 | 0 | 0 | 0 | 0 | 0 | 0 | 0 | 0 | 0 | 0 | 0 | 0 | 0 | 0
F2_Commercial_Miscellaneous_New_Food Preparation_Natural Gas_Broiler_E4 | F2 | Commercial | Miscellaneous | New | Food Preparation | Natural Gas | Broiler | E4 | TRC BC Ratio | 0 | 0 | 0 | 0 | 0 | 0 | 0 | 0 | 0 | 0 | 0 | 0 | 0 | 0 | 0 | 0 | 0 | 0 | 0 | 0 | 0 | 0 | 0 | 0 | 0 | 0 | 0 | 0 | 0 | 0 | 0
F2_Commercial_Miscellaneous_New_Food Preparation_Natural Gas_Broiler_E5 | F2 | Commercial | Miscellaneous | New | Food Preparation | Natural Gas | Broiler | E5 | TRC BC Ratio | 0 | 0 | 0 | 0 | 0 | 0 | 0 | 0 | 0 | 0 | 0 | 0 | 0 | 0 | 0 | 0 | 0 | 0 | 0 | 0 | 0 | 0 | 0 | 0 | 0 | 0 | 0 | 0 | 0 | 0 | 0
F2_Commercial_Miscellaneous_New_Food Preparation_Natural Gas_Broiler_E6 | F2 | Commercial | Miscellaneous | New | Food Preparation | Natural Gas | Broiler | E6 | TRC BC Ratio | 0 | 0 | 0 | 0 | 0 | 0 | 0 | 0 | 0 | 0 | 0 | 0 | 0 | 0 | 0 | 0 | 0 | 0 | 0 | 0 | 0 | 0 | 0 | 0 | 0 | 0 | 0 | 0 | 0 | 0 | 0
F2_Commercial_Miscellaneous_New_Food Preparation_Natural Gas_Broiler_E7 | F2 | Commercial | Miscellaneous | New | Food Preparation | Natural Gas | Broiler | E7 | TRC BC Ratio | 0 | 0 | 0 | 0 | 0 | 0 | 0 | 0 | 0 | 0 | 0 | 0 | 0 | 0 | 0 | 0 | 0 | 0 | 0 | 0 | 0 | 0 | 0 | 0 | 0 | 0 | 0 | 0 | 0 | 0 | 0
F2_Commercial_Miscellaneous_New_Food Preparation_Natural Gas_Broiler_E8 | F2 | Commercial | Miscellaneous | New | Food Preparation | Natural Gas | Broiler | E8 | TRC BC Ratio | 0 | 0 | 0 | 0 | 0 | 0 | 0 | 0 | 0 | 0 | 0 | 0 | 0 | 0 | 0 | 0 | 0 | 0 | 0 | 0 | 0 | 0 | 0 | 0 | 0 | 0 | 0 | 0 | 0 | 0 | 0
F2_Commercial_Miscellaneous_New_Food Preparation_Natural Gas_Broiler_E9 | F2 | Commercial | Miscellaneous | New | Food Preparation | Natural Gas | Broiler | E9 | TRC BC Ratio | 0 | 0 | 0 | 0 | 0 | 0 | 0 | 0 | 0 | 0 | 0 | 0 | 0 | 0 | 0 | 0 | 0 | 0 | 0 | 0 | 0 | 0 | 0 | 0 | 0 | 0 | 0 | 0 | 0 | 0 | 0
F2_Commercial_Miscellaneous_New_Food Preparation_Natural Gas_Broiler_E10 | F2 | Commercial | Miscellaneous | New | Food Preparation | Natural Gas | Broiler | E10 | TRC BC Ratio | 0 | 0 | 0 | 0 | 0 | 0 | 0 | 0 | 0 | 0 | 0 | 0 | 0 | 0 | 0 | 0 | 0 | 0 | 0 | 0 | 0 | 0 | 0 | 0 | 0 | 0 | 0 | 0 | 0 | 0 | 0
F3_Commercial_Miscellaneous_New_Food Preparation_Natural Gas_Broiler_E1 | F3 | Commercial | Miscellaneous | New | Food Preparation | Natural Gas | Broiler | E1 | PACT BC Ratio | 0.9 | 0.9 | 0.9 | 0.9 | 0.9 | 0.9 | 0.9 | 0.9 | 0.9 | 0.9 | 0.9 | 0.9 | 0.9 | 0.9 | 0.9 | 0.9 | 0.9 | 0.9 | 0.9 | 0.9 | 0.9 | 0.9 | 0.9 | 0.9 | 0.9 | 0.9 | 0.9 | 0.9 | 0.9 | 0.9 | 0.9
F3_Commercial_Miscellaneous_New_Food Preparation_Natural Gas_Broiler_E2 | F3 | Commercial | Miscellaneous | New | Food Preparation | Natural Gas | Broiler | E2 | PACT BC Ratio | 1.3418 | 1.3625 | 1.3776 | 1.3699 | 1.3713 | 1.2925 | 1.2274 | 1.191 | 1.1759 | 1.2195 | 1.2768 | 1.3366 | 1.2275 | 1.3003 | 1.3048 | 1.2982 | 1.2994 | 1.3034 | 1.2785 | 1.2936 | 1.3037 | 1.318 | 1.3363 | 0.6702 | 0.65711 | 0.64482 | 0.6332 | 0.62214 | 0.61155 | 0.60135 | 0.59148
F3_Commercial_Miscellaneous_New_Food Preparation_Natural Gas_Broiler_E3 | F3 | Commercial | Miscellaneous | New | Food Preparation | Natural Gas | Broiler | E3 | PACT BC Ratio | 0 | 0 | 0 | 0 | 0 | 0 | 0 | 0 | 0 | 0 | 0 | 0 | 0 | 0 | 0 | 0 | 0 | 0 | 0 | 0 | 0 | 0 | 0 | 0 | 0 | 0 | 0 | 0 | 0 | 0 | 0
F3_Commercial_Miscellaneous_New_Food Preparation_Natural Gas_Broiler_E4 | F3 | Commercial | Miscellaneous | New | Food Preparation | Natural Gas | Broiler | E4 | PACT BC Ratio | 0 | 0 | 0 | 0 | 0 | 0 | 0 | 0 | 0 | 0 | 0 | 0 | 0 | 0 | 0 | 0 | 0 | 0 | 0 | 0 | 0 | 0 | 0 | 0 | 0 | 0 | 0 | 0 | 0 | 0 | 0
F3_Commercial_Miscellaneous_New_Food Preparation_Natural Gas_Broiler_E5 | F3 | Commercial | Miscellaneous | New | Food Preparation | Natural Gas | Broiler | E5 | PACT BC Ratio | 0 | 0 | 0 | 0 | 0 | 0 | 0 | 0 | 0 | 0 | 0 | 0 | 0 | 0 | 0 | 0 | 0 | 0 | 0 | 0 | 0 | 0 | 0 | 0 | 0 | 0 | 0 | 0 | 0 | 0 | 0
F3_Commercial_Miscellaneous_New_Food Preparation_Natural Gas_Broiler_E6 | F3 | Commercial | Miscellaneous | New | Food Preparation | Natural Gas | Broiler | E6 | PACT BC Ratio | 0 | 0 | 0 | 0 | 0 | 0 | 0 | 0 | 0 | 0 | 0 | 0 | 0 | 0 | 0 | 0 | 0 | 0 | 0 | 0 | 0 | 0 | 0 | 0 | 0 | 0 | 0 | 0 | 0 | 0 | 0
F3_Commercial_Miscellaneous_New_Food Preparation_Natural Gas_Broiler_E7 | F3 | Commercial | Miscellaneous | New | Food Preparation | Natural Gas | Broiler | E7 | PACT BC Ratio | 0 | 0 | 0 | 0 | 0 | 0 | 0 | 0 | 0 | 0 | 0 | 0 | 0 | 0 | 0 | 0 | 0 | 0 | 0 | 0 | 0 | 0 | 0 | 0 | 0 | 0 | 0 | 0 | 0 | 0 | 0
F3_Commercial_Miscellaneous_New_Food Preparation_Natural Gas_Broiler_E8 | F3 | Commercial | Miscellaneous | New | Food Preparation | Natural Gas | Broiler | E8 | PACT BC Ratio | 0 | 0 | 0 | 0 | 0 | 0 | 0 | 0 | 0 | 0 | 0 | 0 | 0 | 0 | 0 | 0 | 0 | 0 | 0 | 0 | 0 | 0 | 0 | 0 | 0 | 0 | 0 | 0 | 0 | 0 | 0
F3_Commercial_Miscellaneous_New_Food Preparation_Natural Gas_Broiler_E9 | F3 | Commercial | Miscellaneous | New | Food Preparation | Natural Gas | Broiler | E9 | PACT BC Ratio | 0 | 0 | 0 | 0 | 0 | 0 | 0 | 0 | 0 | 0 | 0 | 0 | 0 | 0 | 0 | 0 | 0 | 0 | 0 | 0 | 0 | 0 | 0 | 0 | 0 | 0 | 0 | 0 | 0 | 0 | 0
F3_Commercial_Miscellaneous_New_Food Preparation_Natural Gas_Broiler_E10 | F3 | Commercial | Miscellaneous | New | Food Preparation | Natural Gas | Broiler | E10 | PACT BC Ratio | 0 | 0 | 0 | 0 | 0 | 0 | 0 | 0 | 0 | 0 | 0 | 0 | 0 | 0 | 0 | 0 | 0 | 0 | 0 | 0 | 0 | 0 | 0 | 0 | 0 | 0 | 0 | 0 | 0 | 0 | 0
F4_Commercial_Miscellaneous_New_Food Preparation_Natural Gas_Broiler_E1 | F4 | Commercial | Miscellaneous | New | Food Preparation | Natural Gas | Broiler | E1 | PCT BC Ratio | 0.9 | 0.9 | 0.9 | 0.9 | 0.9 | 0.9 | 0.9 | 0.9 | 0.9 | 0.9 | 0.9 | 0.9 | 0.9 | 0.9 | 0.9 | 0.9 | 0.9 | 0.9 | 0.9 | 0.9 | 0.9 | 0.9 | 0.9 | 0.9 | 0.9 | 0.9 | 0.9 | 0.9 | 0.9 | 0.9 | 0.9
F4_Commercial_Miscellaneous_New_Food Preparation_Natural Gas_Broiler_E2 | F4 | Commercial | Miscellaneous | New | Food Preparation | Natural Gas | Broiler | E2 | PCT BC Ratio | 2.9075 | 2.9421 | 2.9672 | 2.9544 | 2.9567 | 2.8251 | 2.7162 | 2.6554 | 2.6302 | 2.703 | 2.7987 | 2.8987 | 2.7164 | 2.8381 | 2.8455 | 2.8346 | 2.8366 | 2.8433 | 2.8017 | 2.8268 | 2.8437 | 2.8676 | 2.8982 | 1.7847 | 1.7629 | 1.7423 | 1.7229 | 1.7044 | 1.6867 | 1.6697 | 1.6532
F4_Commercial_Miscellaneous_New_Food Preparation_Natural Gas_Broiler_E3 | F4 | Commercial | Miscellaneous | New | Food Preparation | Natural Gas | Broiler | E3 | PCT BC Ratio | 0 | 0 | 0 | 0 | 0 | 0 | 0 | 0 | 0 | 0 | 0 | 0 | 0 | 0 | 0 | 0 | 0 | 0 | 0 | 0 | 0 | 0 | 0 | 0 | 0 | 0 | 0 | 0 | 0 | 0 | 0
F4_Commercial_Miscellaneous_New_Food Preparation_Natural Gas_Broiler_E4 | F4 | Commercial | Miscellaneous | New | Food Preparation | Natural Gas | Broiler | E4 | PCT BC Ratio | 0 | 0 | 0 | 0 | 0 | 0 | 0 | 0 | 0 | 0 | 0 | 0 | 0 | 0 | 0 | 0 | 0 | 0 | 0 | 0 | 0 | 0 | 0 | 0 | 0 | 0 | 0 | 0 | 0 | 0 | 0
F4_Commercial_Miscellaneous_New_Food Preparation_Natural Gas_Broiler_E5 | F4 | Commercial | Miscellaneous | New | Food Preparation | Natural Gas | Broiler | E5 | PCT BC Ratio | 0 | 0 | 0 | 0 | 0 | 0 | 0 | 0 | 0 | 0 | 0 | 0 | 0 | 0 | 0 | 0 | 0 | 0 | 0 | 0 | 0 | 0 | 0 | 0 | 0 | 0 | 0 | 0 | 0 | 0 | 0
F4_Commercial_Miscellaneous_New_Food Preparation_Natural Gas_Broiler_E6 | F4 | Commercial | Miscellaneous | New | Food Preparation | Natural Gas | Broiler | E6 | PCT BC Ratio | 0 | 0 | 0 | 0 | 0 | 0 | 0 | 0 | 0 | 0 | 0 | 0 | 0 | 0 | 0 | 0 | 0 | 0 | 0 | 0 | 0 | 0 | 0 | 0 | 0 | 0 | 0 | 0 | 0 | 0 | 0
F4_Commercial_Miscellaneous_New_Food Preparation_Natural Gas_Broiler_E7 | F4 | Commercial | Miscellaneous | New | Food Preparation | Natural Gas | Broiler | E7 | PCT BC Ratio | 0 | 0 | 0 | 0 | 0 | 0 | 0 | 0 | 0 | 0 | 0 | 0 | 0 | 0 | 0 | 0 | 0 | 0 | 0 | 0 | 0 | 0 | 0 | 0 | 0 | 0 | 0 | 0 | 0 | 0 | 0
F4_Commercial_Miscellaneous_New_Food Preparation_Natural Gas_Broiler_E8 | F4 | Commercial | Miscellaneous | New | Food Preparation | Natural Gas | Broiler | E8 | PCT BC Ratio | 0 | 0 | 0 | 0 | 0 | 0 | 0 | 0 | 0 | 0 | 0 | 0 | 0 | 0 | 0 | 0 | 0 | 0 | 0 | 0 | 0 | 0 | 0 | 0 | 0 | 0 | 0 | 0 | 0 | 0 | 0
F4_Commercial_Miscellaneous_New_Food Preparation_Natural Gas_Broiler_E9 | F4 | Commercial | Miscellaneous | New | Food Preparation | Natural Gas | Broiler | E9 | PCT BC Ratio | 0 | 0 | 0 | 0 | 0 | 0 | 0 | 0 | 0 | 0 | 0 | 0 | 0 | 0 | 0 | 0 | 0 | 0 | 0 | 0 | 0 | 0 | 0 | 0 | 0 | 0 | 0 | 0 | 0 | 0 | 0
F4_Commercial_Miscellaneous_New_Food Preparation_Natural Gas_Broiler_E10 | F4 | Commercial | Miscellaneous | New | Food Preparation | Natural Gas | Broiler | E10 | PCT BC Ratio | 0 | 0 | 0 | 0 | 0 | 0 | 0 | 0 | 0 | 0 | 0 | 0 | 0 | 0 | 0 | 0 | 0 | 0 | 0 | 0 | 0 | 0 | 0 | 0 | 0 | 0 | 0 | 0 | 0 | 0 | 0
F5_Commercial_Miscellaneous_New_Food Preparation_Natural Gas_Broiler_E1 | F5 | Commercial | Miscellaneous | New | Food Preparation | Natural Gas | Broiler | E1 | RIM BC Ratio | 0.9 | 0.9 | 0.9 | 0.9 | 0.9 | 0.9 | 0.9 | 0.9 | 0.9 | 0.9 | 0.9 | 0.9 | 0.9 | 0.9 | 0.9 | 0.9 | 0.9 | 0.9 | 0.9 | 0.9 | 0.9 | 0.9 | 0.9 | 0.9 | 0.9 | 0.9 | 0.9 | 0.9 | 0.9 | 0.9 | 0.9
F5_Commercial_Miscellaneous_New_Food Preparation_Natural Gas_Broiler_E2 | F5 | Commercial | Miscellaneous | New | Food Preparation | Natural Gas | Broiler | E2 | RIM BC Ratio | 0.51458 | 0.5176 | 0.51976 | 0.51866 | 0.51886 | 0.50717 | 0.49682 | 0.49075 | 0.48817 | 0.49553 | 0.50472 | 0.51381 | 0.49684 | 0.50836 | 0.50904 | 0.50804 | 0.50823 | 0.50884 | 0.505 | 0.50733 | 0.50888 | 0.51103 | 0.51377 | 0.37172 | 0.36766 | 0.36378 | 0.36005 | 0.35645 | 0.35295 | 0.34953 | 0.34617
F5_Commercial_Miscellaneous_New_Food Preparation_Natural Gas_Broiler_E3 | F5 | Commercial | Miscellaneous | New | Food Preparation | Natural Gas | Broiler | E3 | RIM BC Ratio | 0 | 0 | 0 | 0 | 0 | 0 | 0 | 0 | 0 | 0 | 0 | 0 | 0 | 0 | 0 | 0 | 0 | 0 | 0 | 0 | 0 | 0 | 0 | 0 | 0 | 0 | 0 | 0 | 0 | 0 | 0
F5_Commercial_Miscellaneous_New_Food Preparation_Natural Gas_Broiler_E4 | F5 | Commercial | Miscellaneous | New | Food Preparation | Natural Gas | Broiler | E4 | RIM BC Ratio | 0 | 0 | 0 | 0 | 0 | 0 | 0 | 0 | 0 | 0 | 0 | 0 | 0 | 0 | 0 | 0 | 0 | 0 | 0 | 0 | 0 | 0 | 0 | 0 | 0 | 0 | 0 | 0 | 0 | 0 | 0
F5_Commercial_Miscellaneous_New_Food Preparation_Natural Gas_Broiler_E5 | F5 | Commercial | Miscellaneous | New | Food Preparation | Natural Gas | Broiler | E5 | RIM BC Ratio | 0 | 0 | 0 | 0 | 0 | 0 | 0 | 0 | 0 | 0 | 0 | 0 | 0 | 0 | 0 | 0 | 0 | 0 | 0 | 0 | 0 | 0 | 0 | 0 | 0 | 0 | 0 | 0 | 0 | 0 | 0
F5_Commercial_Miscellaneous_New_Food Preparation_Natural Gas_Broiler_E6 | F5 | Commercial | Miscellaneous | New | Food Preparation | Natural Gas | Broiler | E6 | RIM BC Ratio | 0 | 0 | 0 | 0 | 0 | 0 | 0 | 0 | 0 | 0 | 0 | 0 | 0 | 0 | 0 | 0 | 0 | 0 | 0 | 0 | 0 | 0 | 0 | 0 | 0 | 0 | 0 | 0 | 0 | 0 | 0
F5_Commercial_Miscellaneous_New_Food Preparation_Natural Gas_Broiler_E7 | F5 | Commercial | Miscellaneous | New | Food Preparation | Natural Gas | Broiler | E7 | RIM BC Ratio | 0 | 0 | 0 | 0 | 0 | 0 | 0 | 0 | 0 | 0 | 0 | 0 | 0 | 0 | 0 | 0 | 0 | 0 | 0 | 0 | 0 | 0 | 0 | 0 | 0 | 0 | 0 | 0 | 0 | 0 | 0
F5_Commercial_Miscellaneous_New_Food Preparation_Natural Gas_Broiler_E8 | F5 | Commercial | Miscellaneous | New | Food Preparation | Natural Gas | Broiler | E8 | RIM BC Ratio | 0 | 0 | 0 | 0 | 0 | 0 | 0 | 0 | 0 | 0 | 0 | 0 | 0 | 0 | 0 | 0 | 0 | 0 | 0 | 0 | 0 | 0 | 0 | 0 | 0 | 0 | 0 | 0 | 0 | 0 | 0
F5_Commercial_Miscellaneous_New_Food Preparation_Natural Gas_Broiler_E9 | F5 | Commercial | Miscellaneous | New | Food Preparation | Natural Gas | Broiler | E9 | RIM BC Ratio | 0 | 0 | 0 | 0 | 0 | 0 | 0 | 0 | 0 | 0 | 0 | 0 | 0 | 0 | 0 | 0 | 0 | 0 | 0 | 0 | 0 | 0 | 0 | 0 | 0 | 0 | 0 | 0 | 0 | 0 | 0
F5_Commercial_Miscellaneous_New_Food Preparation_Natural Gas_Broiler_E10 | F5 | Commercial | Miscellaneous | New | Food Preparation | Natural Gas | Broiler | E10 | RIM BC Ratio | 0 | 0 | 0 | 0 | 0 | 0 | 0 | 0 | 0 | 0 | 0 | 0 | 0 | 0 | 0 | 0 | 0 | 0 | 0 | 0 | 0 | 0 | 0 | 0 | 0 | 0 | 0 | 0 | 0 | 0 | 0
F0_Commercial_Miscellaneous_New_Food Preparation_Natural Gas_Griddle_E0 | F0 | Commercial | Miscellaneous | New | Food Preparation | Natural Gas | Griddle | E0 | Economic Unit | ENERGY STAR | ENERGY STAR | ENERGY STAR | ENERGY STAR | ENERGY STAR | ENERGY STAR | ENERGY STAR | ENERGY STAR | ENERGY STAR | ENERGY STAR | ENERGY STAR | ENERGY STAR | ENERGY STAR | ENERGY STAR | ENERGY STAR | ENERGY STAR | ENERGY STAR | ENERGY STAR | ENERGY STAR | ENERGY STAR | ENERGY STAR | ENERGY STAR | ENERGY STAR | Standard | Standard | Standard | Standard | Standard | Standard | Standard | Standard
F1_Commercial_Miscellaneous_New_Food Preparation_Natural Gas_Griddle_E1 | F1 | Commercial | Miscellaneous | New | Food Preparation | Natural Gas | Griddle | E1 | CCE | 0 | 0 | 0 | 0 | 0 | 0 | 0 | 0 | 0 | 0 | 0 | 0 | 0 | 0 | 0 | 0 | 0 | 0 | 0 | 0 | 0 | 0 | 0 | 0 | 0 | 0 | 0 | 0 | 0 | 0 | 0
F1_Commercial_Miscellaneous_New_Food Preparation_Natural Gas_Griddle_E2 | F1 | Commercial | Miscellaneous | New | Food Preparation | Natural Gas | Griddle | E2 | CCE | 0.005722 | 0.0055009 | 0.0055271 | 0.0055849 | 0.0055849 | 0.0055849 | 0.0055849 | 0.0055849 | 0.0055849 | 0.0055849 | 0.0055849 | 0.0055849 | 0.0055849 | 0.0055849 | 0.0055849 | 0.0055849 | 0.0055849 | 0.0055849 | 0.0055849 | 0.0055849 | 0.0055849 | 0.0055849 | 0.0055849 | 0.0055849 | 0.0055849 | 0.0055849 | 0.0055849 | 0.0055849 | 0.0055849 | 0.0055849 | 0.0055849
F1_Commercial_Miscellaneous_New_Food Preparation_Natural Gas_Griddle_E3 | F1 | Commercial | Miscellaneous | New | Food Preparation | Natural Gas | Griddle | E3 | CCE | 0 | 0 | 0 | 0 | 0 | 0 | 0 | 0 | 0 | 0 | 0 | 0 | 0 | 0 | 0 | 0 | 0 | 0 | 0 | 0 | 0 | 0 | 0 | 0 | 0 | 0 | 0 | 0 | 0 | 0 | 0
F1_Commercial_Miscellaneous_New_Food Preparation_Natural Gas_Griddle_E4 | F1 | Commercial | Miscellaneous | New | Food Preparation | Natural Gas | Griddle | E4 | CCE | 0 | 0 | 0 | 0 | 0 | 0 | 0 | 0 | 0 | 0 | 0 | 0 | 0 | 0 | 0 | 0 | 0 | 0 | 0 | 0 | 0 | 0 | 0 | 0 | 0 | 0 | 0 | 0 | 0 | 0 | 0
F1_Commercial_Miscellaneous_New_Food Preparation_Natural Gas_Griddle_E5 | F1 | Commercial | Miscellaneous | New | Food Preparation | Natural Gas | Griddle | E5 | CCE | 0 | 0 | 0 | 0 | 0 | 0 | 0 | 0 | 0 | 0 | 0 | 0 | 0 | 0 | 0 | 0 | 0 | 0 | 0 | 0 | 0 | 0 | 0 | 0 | 0 | 0 | 0 | 0 | 0 | 0 | 0
F1_Commercial_Miscellaneous_New_Food Preparation_Natural Gas_Griddle_E6 | F1 | Commercial | Miscellaneous | New | Food Preparation | Natural Gas | Griddle | E6 | CCE | 0 | 0 | 0 | 0 | 0 | 0 | 0 | 0 | 0 | 0 | 0 | 0 | 0 | 0 | 0 | 0 | 0 | 0 | 0 | 0 | 0 | 0 | 0 | 0 | 0 | 0 | 0 | 0 | 0 | 0 | 0
F1_Commercial_Miscellaneous_New_Food Preparation_Natural Gas_Griddle_E7 | F1 | Commercial | Miscellaneous | New | Food Preparation | Natural Gas | Griddle | E7 | CCE | 0 | 0 | 0 | 0 | 0 | 0 | 0 | 0 | 0 | 0 | 0 | 0 | 0 | 0 | 0 | 0 | 0 | 0 | 0 | 0 | 0 | 0 | 0 | 0 | 0 | 0 | 0 | 0 | 0 | 0 | 0
F1_Commercial_Miscellaneous_New_Food Preparation_Natural Gas_Griddle_E8 | F1 | Commercial | Miscellaneous | New | Food Preparation | Natural Gas | Griddle | E8 | CCE | 0 | 0 | 0 | 0 | 0 | 0 | 0 | 0 | 0 | 0 | 0 | 0 | 0 | 0 | 0 | 0 | 0 | 0 | 0 | 0 | 0 | 0 | 0 | 0 | 0 | 0 | 0 | 0 | 0 | 0 | 0
F1_Commercial_Miscellaneous_New_Food Preparation_Natural Gas_Griddle_E9 | F1 | Commercial | Miscellaneous | New | Food Preparation | Natural Gas | Griddle | E9 | CCE | 0 | 0 | 0 | 0 | 0 | 0 | 0 | 0 | 0 | 0 | 0 | 0 | 0 | 0 | 0 | 0 | 0 | 0 | 0 | 0 | 0 | 0 | 0 | 0 | 0 | 0 | 0 | 0 | 0 | 0 | 0
F1_Commercial_Miscellaneous_New_Food Preparation_Natural Gas_Griddle_E10 | F1 | Commercial | Miscellaneous | New | Food Preparation | Natural Gas | Griddle | E10 | CCE | 0 | 0 | 0 | 0 | 0 | 0 | 0 | 0 | 0 | 0 | 0 | 0 | 0 | 0 | 0 | 0 | 0 | 0 | 0 | 0 | 0 | 0 | 0 | 0 | 0 | 0 | 0 | 0 | 0 | 0 | 0
F2_Commercial_Miscellaneous_New_Food Preparation_Natural Gas_Griddle_E1 | F2 | Commercial | Miscellaneous | New | Food Preparation | Natural Gas | Griddle | E1 | TRC BC Ratio | 0.9 | 0.9 | 0.9 | 0.9 | 0.9 | 0.9 | 0.9 | 0.9 | 0.9 | 0.9 | 0.9 | 0.9 | 0.9 | 0.9 | 0.9 | 0.9 | 0.9 | 0.9 | 0.9 | 0.9 | 0.9 | 0.9 | 0.9 | 0.9 | 0.9 | 0.9 | 0.9 | 0.9 | 0.9 | 0.9 | 0.9
F2_Commercial_Miscellaneous_New_Food Preparation_Natural Gas_Griddle_E2 | F2 | Commercial | Miscellaneous | New | Food Preparation | Natural Gas | Griddle | E2 | TRC BC Ratio | 1.796 | 1.8237 | 1.8438 | 1.8336 | 1.8354 | 1.73 | 1.6428 | 1.5942 | 1.574 | 1.6323 | 1.7089 | 1.789 | 1.643 | 1.7404 | 1.7464 | 1.7377 | 1.7393 | 1.7446 | 1.7113 | 1.7314 | 1.745 | 1.764 | 1.7886 | 0.89704 | 0.87953 | 0.86307 | 0.84752 | 0.83272 | 0.81854 | 0.80489 | 0.79167
F2_Commercial_Miscellaneous_New_Food Preparation_Natural Gas_Griddle_E3 | F2 | Commercial | Miscellaneous | New | Food Preparation | Natural Gas | Griddle | E3 | TRC BC Ratio | 0 | 0 | 0 | 0 | 0 | 0 | 0 | 0 | 0 | 0 | 0 | 0 | 0 | 0 | 0 | 0 | 0 | 0 | 0 | 0 | 0 | 0 | 0 | 0 | 0 | 0 | 0 | 0 | 0 | 0 | 0
F2_Commercial_Miscellaneous_New_Food Preparation_Natural Gas_Griddle_E4 | F2 | Commercial | Miscellaneous | New | Food Preparation | Natural Gas | Griddle | E4 | TRC BC Ratio | 0 | 0 | 0 | 0 | 0 | 0 | 0 | 0 | 0 | 0 | 0 | 0 | 0 | 0 | 0 | 0 | 0 | 0 | 0 | 0 | 0 | 0 | 0 | 0 | 0 | 0 | 0 | 0 | 0 | 0 | 0
F2_Commercial_Miscellaneous_New_Food Preparation_Natural Gas_Griddle_E5 | F2 | Commercial | Miscellaneous | New | Food Preparation | Natural Gas | Griddle | E5 | TRC BC Ratio | 0 | 0 | 0 | 0 | 0 | 0 | 0 | 0 | 0 | 0 | 0 | 0 | 0 | 0 | 0 | 0 | 0 | 0 | 0 | 0 | 0 | 0 | 0 | 0 | 0 | 0 | 0 | 0 | 0 | 0 | 0
F2_Commercial_Miscellaneous_New_Food Preparation_Natural Gas_Griddle_E6 | F2 | Commercial | Miscellaneous | New | Food Preparation | Natural Gas | Griddle | E6 | TRC BC Ratio | 0 | 0 | 0 | 0 | 0 | 0 | 0 | 0 | 0 | 0 | 0 | 0 | 0 | 0 | 0 | 0 | 0 | 0 | 0 | 0 | 0 | 0 | 0 | 0 | 0 | 0 | 0 | 0 | 0 | 0 | 0
F2_Commercial_Miscellaneous_New_Food Preparation_Natural Gas_Griddle_E7 | F2 | Commercial | Miscellaneous | New | Food Preparation | Natural Gas | Griddle | E7 | TRC BC Ratio | 0 | 0 | 0 | 0 | 0 | 0 | 0 | 0 | 0 | 0 | 0 | 0 | 0 | 0 | 0 | 0 | 0 | 0 | 0 | 0 | 0 | 0 | 0 | 0 | 0 | 0 | 0 | 0 | 0 | 0 | 0
F2_Commercial_Miscellaneous_New_Food Preparation_Natural Gas_Griddle_E8 | F2 | Commercial | Miscellaneous | New | Food Preparation | Natural Gas | Griddle | E8 | TRC BC Ratio | 0 | 0 | 0 | 0 | 0 | 0 | 0 | 0 | 0 | 0 | 0 | 0 | 0 | 0 | 0 | 0 | 0 | 0 | 0 | 0 | 0 | 0 | 0 | 0 | 0 | 0 | 0 | 0 | 0 | 0 | 0
F2_Commercial_Miscellaneous_New_Food Preparation_Natural Gas_Griddle_E9 | F2 | Commercial | Miscellaneous | New | Food Preparation | Natural Gas | Griddle | E9 | TRC BC Ratio | 0 | 0 | 0 | 0 | 0 | 0 | 0 | 0 | 0 | 0 | 0 | 0 | 0 | 0 | 0 | 0 | 0 | 0 | 0 | 0 | 0 | 0 | 0 | 0 | 0 | 0 | 0 | 0 | 0 | 0 | 0
F2_Commercial_Miscellaneous_New_Food Preparation_Natural Gas_Griddle_E10 | F2 | Commercial | Miscellaneous | New | Food Preparation | Natural Gas | Griddle | E10 | TRC BC Ratio | 0 | 0 | 0 | 0 | 0 | 0 | 0 | 0 | 0 | 0 | 0 | 0 | 0 | 0 | 0 | 0 | 0 | 0 | 0 | 0 | 0 | 0 | 0 | 0 | 0 | 0 | 0 | 0 | 0 | 0 | 0
F3_Commercial_Miscellaneous_New_Food Preparation_Natural Gas_Griddle_E1 | F3 | Commercial | Miscellaneous | New | Food Preparation | Natural Gas | Griddle | E1 | PACT BC Ratio | 0.9 | 0.9 | 0.9 | 0.9 | 0.9 | 0.9 | 0.9 | 0.9 | 0.9 | 0.9 | 0.9 | 0.9 | 0.9 | 0.9 | 0.9 | 0.9 | 0.9 | 0.9 | 0.9 | 0.9 | 0.9 | 0.9 | 0.9 | 0.9 | 0.9 | 0.9 | 0.9 | 0.9 | 0.9 | 0.9 | 0.9
F3_Commercial_Miscellaneous_New_Food Preparation_Natural Gas_Griddle_E2 | F3 | Commercial | Miscellaneous | New | Food Preparation | Natural Gas | Griddle | E2 | PACT BC Ratio | 1.796 | 1.8237 | 1.8438 | 1.8336 | 1.8354 | 1.73 | 1.6428 | 1.5942 | 1.574 | 1.6323 | 1.7089 | 1.789 | 1.643 | 1.7404 | 1.7464 | 1.7377 | 1.7393 | 1.7446 | 1.7113 | 1.7314 | 1.745 | 1.764 | 1.7886 | 0.89704 | 0.87953 | 0.86307 | 0.84752 | 0.83272 | 0.81854 | 0.80489 | 0.79167
F3_Commercial_Miscellaneous_New_Food Preparation_Natural Gas_Griddle_E3 | F3 | Commercial | Miscellaneous | New | Food Preparation | Natural Gas | Griddle | E3 | PACT BC Ratio | 0 | 0 | 0 | 0 | 0 | 0 | 0 | 0 | 0 | 0 | 0 | 0 | 0 | 0 | 0 | 0 | 0 | 0 | 0 | 0 | 0 | 0 | 0 | 0 | 0 | 0 | 0 | 0 | 0 | 0 | 0
F3_Commercial_Miscellaneous_New_Food Preparation_Natural Gas_Griddle_E4 | F3 | Commercial | Miscellaneous | New | Food Preparation | Natural Gas | Griddle | E4 | PACT BC Ratio | 0 | 0 | 0 | 0 | 0 | 0 | 0 | 0 | 0 | 0 | 0 | 0 | 0 | 0 | 0 | 0 | 0 | 0 | 0 | 0 | 0 | 0 | 0 | 0 | 0 | 0 | 0 | 0 | 0 | 0 | 0
F3_Commercial_Miscellaneous_New_Food Preparation_Natural Gas_Griddle_E5 | F3 | Commercial | Miscellaneous | New | Food Preparation | Natural Gas | Griddle | E5 | PACT BC Ratio | 0 | 0 | 0 | 0 | 0 | 0 | 0 | 0 | 0 | 0 | 0 | 0 | 0 | 0 | 0 | 0 | 0 | 0 | 0 | 0 | 0 | 0 | 0 | 0 | 0 | 0 | 0 | 0 | 0 | 0 | 0
F3_Commercial_Miscellaneous_New_Food Preparation_Natural Gas_Griddle_E6 | F3 | Commercial | Miscellaneous | New | Food Preparation | Natural Gas | Griddle | E6 | PACT BC Ratio | 0 | 0 | 0 | 0 | 0 | 0 | 0 | 0 | 0 | 0 | 0 | 0 | 0 | 0 | 0 | 0 | 0 | 0 | 0 | 0 | 0 | 0 | 0 | 0 | 0 | 0 | 0 | 0 | 0 | 0 | 0
F3_Commercial_Miscellaneous_New_Food Preparation_Natural Gas_Griddle_E7 | F3 | Commercial | Miscellaneous | New | Food Preparation | Natural Gas | Griddle | E7 | PACT BC Ratio | 0 | 0 | 0 | 0 | 0 | 0 | 0 | 0 | 0 | 0 | 0 | 0 | 0 | 0 | 0 | 0 | 0 | 0 | 0 | 0 | 0 | 0 | 0 | 0 | 0 | 0 | 0 | 0 | 0 | 0 | 0
F3_Commercial_Miscellaneous_New_Food Preparation_Natural Gas_Griddle_E8 | F3 | Commercial | Miscellaneous | New | Food Preparation | Natural Gas | Griddle | E8 | PACT BC Ratio | 0 | 0 | 0 | 0 | 0 | 0 | 0 | 0 | 0 | 0 | 0 | 0 | 0 | 0 | 0 | 0 | 0 | 0 | 0 | 0 | 0 | 0 | 0 | 0 | 0 | 0 | 0 | 0 | 0 | 0 | 0
F3_Commercial_Miscellaneous_New_Food Preparation_Natural Gas_Griddle_E9 | F3 | Commercial | Miscellaneous | New | Food Preparation | Natural Gas | Griddle | E9 | PACT BC Ratio | 0 | 0 | 0 | 0 | 0 | 0 | 0 | 0 | 0 | 0 | 0 | 0 | 0 | 0 | 0 | 0 | 0 | 0 | 0 | 0 | 0 | 0 | 0 | 0 | 0 | 0 | 0 | 0 | 0 | 0 | 0
F3_Commercial_Miscellaneous_New_Food Preparation_Natural Gas_Griddle_E10 | F3 | Commercial | Miscellaneous | New | Food Preparation | Natural Gas | Griddle | E10 | PACT BC Ratio | 0 | 0 | 0 | 0 | 0 | 0 | 0 | 0 | 0 | 0 | 0 | 0 | 0 | 0 | 0 | 0 | 0 | 0 | 0 | 0 | 0 | 0 | 0 | 0 | 0 | 0 | 0 | 0 | 0 | 0 | 0
F4_Commercial_Miscellaneous_New_Food Preparation_Natural Gas_Griddle_E1 | F4 | Commercial | Miscellaneous | New | Food Preparation | Natural Gas | Griddle | E1 | PCT BC Ratio | 0.9 | 0.9 | 0.9 | 0.9 | 0.9 | 0.9 | 0.9 | 0.9 | 0.9 | 0.9 | 0.9 | 0.9 | 0.9 | 0.9 | 0.9 | 0.9 | 0.9 | 0.9 | 0.9 | 0.9 | 0.9 | 0.9 | 0.9 | 0.9 | 0.9 | 0.9 | 0.9 | 0.9 | 0.9 | 0.9 | 0.9
F4_Commercial_Miscellaneous_New_Food Preparation_Natural Gas_Griddle_E2 | F4 | Commercial | Miscellaneous | New | Food Preparation | Natural Gas | Griddle | E2 | PCT BC Ratio | 5.5186 | 5.5883 | 5.639 | 5.6131 | 5.6178 | 5.3526 | 5.1333 | 5.0108 | 4.96 | 5.1068 | 5.2995 | 5.501 | 5.1337 | 5.3789 | 5.3938 | 5.3719 | 5.3759 | 5.3893 | 5.3055 | 5.3561 | 5.3902 | 5.4382 | 5.5 | 3.2569 | 3.2128 | 3.1714 | 3.1323 | 3.0951 | 3.0594 | 3.0251 | 2.9918
F4_Commercial_Miscellaneous_New_Food Preparation_Natural Gas_Griddle_E3 | F4 | Commercial | Miscellaneous | New | Food Preparation | Natural Gas | Griddle | E3 | PCT BC Ratio | 0 | 0 | 0 | 0 | 0 | 0 | 0 | 0 | 0 | 0 | 0 | 0 | 0 | 0 | 0 | 0 | 0 | 0 | 0 | 0 | 0 | 0 | 0 | 0 | 0 | 0 | 0 | 0 | 0 | 0 | 0
F4_Commercial_Miscellaneous_New_Food Preparation_Natural Gas_Griddle_E4 | F4 | Commercial | Miscellaneous | New | Food Preparation | Natural Gas | Griddle | E4 | PCT BC Ratio | 0 | 0 | 0 | 0 | 0 | 0 | 0 | 0 | 0 | 0 | 0 | 0 | 0 | 0 | 0 | 0 | 0 | 0 | 0 | 0 | 0 | 0 | 0 | 0 | 0 | 0 | 0 | 0 | 0 | 0 | 0
F4_Commercial_Miscellaneous_New_Food Preparation_Natural Gas_Griddle_E5 | F4 | Commercial | Miscellaneous | New | Food Preparation | Natural Gas | Griddle | E5 | PCT BC Ratio | 0 | 0 | 0 | 0 | 0 | 0 | 0 | 0 | 0 | 0 | 0 | 0 | 0 | 0 | 0 | 0 | 0 | 0 | 0 | 0 | 0 | 0 | 0 | 0 | 0 | 0 | 0 | 0 | 0 | 0 | 0
F4_Commercial_Miscellaneous_New_Food Preparation_Natural Gas_Griddle_E6 | F4 | Commercial | Miscellaneous | New | Food Preparation | Natural Gas | Griddle | E6 | PCT BC Ratio | 0 | 0 | 0 | 0 | 0 | 0 | 0 | 0 | 0 | 0 | 0 | 0 | 0 | 0 | 0 | 0 | 0 | 0 | 0 | 0 | 0 | 0 | 0 | 0 | 0 | 0 | 0 | 0 | 0 | 0 | 0
F4_Commercial_Miscellaneous_New_Food Preparation_Natural Gas_Griddle_E7 | F4 | Commercial | Miscellaneous | New | Food Preparation | Natural Gas | Griddle | E7 | PCT BC Ratio | 0 | 0 | 0 | 0 | 0 | 0 | 0 | 0 | 0 | 0 | 0 | 0 | 0 | 0 | 0 | 0 | 0 | 0 | 0 | 0 | 0 | 0 | 0 | 0 | 0 | 0 | 0 | 0 | 0 | 0 | 0
F4_Commercial_Miscellaneous_New_Food Preparation_Natural Gas_Griddle_E8 | F4 | Commercial | Miscellaneous | New | Food Preparation | Natural Gas | Griddle | E8 | PCT BC Ratio | 0 | 0 | 0 | 0 | 0 | 0 | 0 | 0 | 0 | 0 | 0 | 0 | 0 | 0 | 0 | 0 | 0 | 0 | 0 | 0 | 0 | 0 | 0 | 0 | 0 | 0 | 0 | 0 | 0 | 0 | 0
F4_Commercial_Miscellaneous_New_Food Preparation_Natural Gas_Griddle_E9 | F4 | Commercial | Miscellaneous | New | Food Preparation | Natural Gas | Griddle | E9 | PCT BC Ratio | 0 | 0 | 0 | 0 | 0 | 0 | 0 | 0 | 0 | 0 | 0 | 0 | 0 | 0 | 0 | 0 | 0 | 0 | 0 | 0 | 0 | 0 | 0 | 0 | 0 | 0 | 0 | 0 | 0 | 0 | 0
F4_Commercial_Miscellaneous_New_Food Preparation_Natural Gas_Griddle_E10 | F4 | Commercial | Miscellaneous | New | Food Preparation | Natural Gas | Griddle | E10 | PCT BC Ratio | 0 | 0 | 0 | 0 | 0 | 0 | 0 | 0 | 0 | 0 | 0 | 0 | 0 | 0 | 0 | 0 | 0 | 0 | 0 | 0 | 0 | 0 | 0 | 0 | 0 | 0 | 0 | 0 | 0 | 0 | 0
F5_Commercial_Miscellaneous_New_Food Preparation_Natural Gas_Griddle_E1 | F5 | Commercial | Miscellaneous | New | Food Preparation | Natural Gas | Griddle | E1 | RIM BC Ratio | 0.9 | 0.9 | 0.9 | 0.9 | 0.9 | 0.9 | 0.9 | 0.9 | 0.9 | 0.9 | 0.9 | 0.9 | 0.9 | 0.9 | 0.9 | 0.9 | 0.9 | 0.9 | 0.9 | 0.9 | 0.9 | 0.9 | 0.9 | 0.9 | 0.9 | 0.9 | 0.9 | 0.9 | 0.9 | 0.9 | 0.9
F5_Commercial_Miscellaneous_New_Food Preparation_Natural Gas_Griddle_E2 | F5 | Commercial | Miscellaneous | New | Food Preparation | Natural Gas | Griddle | E2 | RIM BC Ratio | 0.56985 | 0.57261 | 0.57458 | 0.57358 | 0.57376 | 0.56303 | 0.55347 | 0.54784 | 0.54543 | 0.55227 | 0.56078 | 0.56914 | 0.55349 | 0.56413 | 0.56476 | 0.56384 | 0.56401 | 0.56457 | 0.56103 | 0.56318 | 0.56461 | 0.56659 | 0.5691 | 0.43237 | 0.42826 | 0.42432 | 0.42052 | 0.41685 | 0.41327 | 0.40976 | 0.4063
F5_Commercial_Miscellaneous_New_Food Preparation_Natural Gas_Griddle_E3 | F5 | Commercial | Miscellaneous | New | Food Preparation | Natural Gas | Griddle | E3 | RIM BC Ratio | 0 | 0 | 0 | 0 | 0 | 0 | 0 | 0 | 0 | 0 | 0 | 0 | 0 | 0 | 0 | 0 | 0 | 0 | 0 | 0 | 0 | 0 | 0 | 0 | 0 | 0 | 0 | 0 | 0 | 0 | 0
F5_Commercial_Miscellaneous_New_Food Preparation_Natural Gas_Griddle_E4 | F5 | Commercial | Miscellaneous | New | Food Preparation | Natural Gas | Griddle | E4 | RIM BC Ratio | 0 | 0 | 0 | 0 | 0 | 0 | 0 | 0 | 0 | 0 | 0 | 0 | 0 | 0 | 0 | 0 | 0 | 0 | 0 | 0 | 0 | 0 | 0 | 0 | 0 | 0 | 0 | 0 | 0 | 0 | 0
F5_Commercial_Miscellaneous_New_Food Preparation_Natural Gas_Griddle_E5 | F5 | Commercial | Miscellaneous | New | Food Preparation | Natural Gas | Griddle | E5 | RIM BC Ratio | 0 | 0 | 0 | 0 | 0 | 0 | 0 | 0 | 0 | 0 | 0 | 0 | 0 | 0 | 0 | 0 | 0 | 0 | 0 | 0 | 0 | 0 | 0 | 0 | 0 | 0 | 0 | 0 | 0 | 0 | 0
F5_Commercial_Miscellaneous_New_Food Preparation_Natural Gas_Griddle_E6 | F5 | Commercial | Miscellaneous | New | Food Preparation | Natural Gas | Griddle | E6 | RIM BC Ratio | 0 | 0 | 0 | 0 | 0 | 0 | 0 | 0 | 0 | 0 | 0 | 0 | 0 | 0 | 0 | 0 | 0 | 0 | 0 | 0 | 0 | 0 | 0 | 0 | 0 | 0 | 0 | 0 | 0 | 0 | 0
F5_Commercial_Miscellaneous_New_Food Preparation_Natural Gas_Griddle_E7 | F5 | Commercial | Miscellaneous | New | Food Preparation | Natural Gas | Griddle | E7 | RIM BC Ratio | 0 | 0 | 0 | 0 | 0 | 0 | 0 | 0 | 0 | 0 | 0 | 0 | 0 | 0 | 0 | 0 | 0 | 0 | 0 | 0 | 0 | 0 | 0 | 0 | 0 | 0 | 0 | 0 | 0 | 0 | 0
F5_Commercial_Miscellaneous_New_Food Preparation_Natural Gas_Griddle_E8 | F5 | Commercial | Miscellaneous | New | Food Preparation | Natural Gas | Griddle | E8 | RIM BC Ratio | 0 | 0 | 0 | 0 | 0 | 0 | 0 | 0 | 0 | 0 | 0 | 0 | 0 | 0 | 0 | 0 | 0 | 0 | 0 | 0 | 0 | 0 | 0 | 0 | 0 | 0 | 0 | 0 | 0 | 0 | 0
F5_Commercial_Miscellaneous_New_Food Preparation_Natural Gas_Griddle_E9 | F5 | Commercial | Miscellaneous | New | Food Preparation | Natural Gas | Griddle | E9 | RIM BC Ratio | 0 | 0 | 0 | 0 | 0 | 0 | 0 | 0 | 0 | 0 | 0 | 0 | 0 | 0 | 0 | 0 | 0 | 0 | 0 | 0 | 0 | 0 | 0 | 0 | 0 | 0 | 0 | 0 | 0 | 0 | 0
F5_Commercial_Miscellaneous_New_Food Preparation_Natural Gas_Griddle_E10 | F5 | Commercial | Miscellaneous | New | Food Preparation | Natural Gas | Griddle | E10 | RIM BC Ratio | 0 | 0 | 0 | 0 | 0 | 0 | 0 | 0 | 0 | 0 | 0 | 0 | 0 | 0 | 0 | 0 | 0 | 0 | 0 | 0 | 0 | 0 | 0 | 0 | 0 | 0 | 0 | 0 | 0 | 0 | 0
F0_Commercial_Miscellaneous_New_Food Preparation_Natural Gas_Range_E0 | F0 | Commercial | Miscellaneous | New | Food Preparation | Natural Gas | Range | E0 | Economic Unit | High Efficiency | High Efficiency | High Efficiency | High Efficiency | High Efficiency | High Efficiency | High Efficiency | High Efficiency | High Efficiency | High Efficiency | High Efficiency | High Efficiency | High Efficiency | High Efficiency | High Efficiency | High Efficiency | High Efficiency | High Efficiency | High Efficiency | High Efficiency | High Efficiency | High Efficiency | High Efficiency | High Efficiency | High Efficiency | High Efficiency | High Efficiency | High Efficiency | High Efficiency | High Efficiency | High Efficiency
F1_Commercial_Miscellaneous_New_Food Preparation_Natural Gas_Range_E1 | F1 | Commercial | Miscellaneous | New | Food Preparation | Natural Gas | Range | E1 | CCE | 0 | 0 | 0 | 0 | 0 | 0 | 0 | 0 | 0 | 0 | 0 | 0 | 0 | 0 | 0 | 0 | 0 | 0 | 0 | 0 | 0 | 0 | 0 | 0 | 0 | 0 | 0 | 0 | 0 | 0 | 0
F1_Commercial_Miscellaneous_New_Food Preparation_Natural Gas_Range_E2 | F1 | Commercial | Miscellaneous | New | Food Preparation | Natural Gas | Range | E2 | CCE | 9.6499e-06 | 9.277e-06 | 9.3212e-06 | 9.4186e-06 | 9.4186e-06 | 9.4186e-06 | 9.4186e-06 | 9.4186e-06 | 9.4186e-06 | 9.4186e-06 | 9.4186e-06 | 9.4186e-06 | 9.4186e-06 | 9.4186e-06 | 9.4186e-06 | 9.4186e-06 | 9.4186e-06 | 9.4186e-06 | 9.4186e-06 | 9.4186e-06 | 9.4186e-06 | 9.4186e-06 | 9.4186e-06 | 9.4186e-06 | 9.4186e-06 | 9.4186e-06 | 9.4186e-06 | 9.4186e-06 | 9.4186e-06 | 9.4186e-06 | 9.4186e-06
F1_Commercial_Miscellaneous_New_Food Preparation_Natural Gas_Range_E3 | F1 | Commercial | Miscellaneous | New | Food Preparation | Natural Gas | Range | E3 | CCE | 0 | 0 | 0 | 0 | 0 | 0 | 0 | 0 | 0 | 0 | 0 | 0 | 0 | 0 | 0 | 0 | 0 | 0 | 0 | 0 | 0 | 0 | 0 | 0 | 0 | 0 | 0 | 0 | 0 | 0 | 0
F1_Commercial_Miscellaneous_New_Food Preparation_Natural Gas_Range_E4 | F1 | Commercial | Miscellaneous | New | Food Preparation | Natural Gas | Range | E4 | CCE | 0 | 0 | 0 | 0 | 0 | 0 | 0 | 0 | 0 | 0 | 0 | 0 | 0 | 0 | 0 | 0 | 0 | 0 | 0 | 0 | 0 | 0 | 0 | 0 | 0 | 0 | 0 | 0 | 0 | 0 | 0
F1_Commercial_Miscellaneous_New_Food Preparation_Natural Gas_Range_E5 | F1 | Commercial | Miscellaneous | New | Food Preparation | Natural Gas | Range | E5 | CCE | 0 | 0 | 0 | 0 | 0 | 0 | 0 | 0 | 0 | 0 | 0 | 0 | 0 | 0 | 0 | 0 | 0 | 0 | 0 | 0 | 0 | 0 | 0 | 0 | 0 | 0 | 0 | 0 | 0 | 0 | 0
F1_Commercial_Miscellaneous_New_Food Preparation_Natural Gas_Range_E6 | F1 | Commercial | Miscellaneous | New | Food Preparation | Natural Gas | Range | E6 | CCE | 0 | 0 | 0 | 0 | 0 | 0 | 0 | 0 | 0 | 0 | 0 | 0 | 0 | 0 | 0 | 0 | 0 | 0 | 0 | 0 | 0 | 0 | 0 | 0 | 0 | 0 | 0 | 0 | 0 | 0 | 0
F1_Commercial_Miscellaneous_New_Food Preparation_Natural Gas_Range_E7 | F1 | Commercial | Miscellaneous | New | Food Preparation | Natural Gas | Range | E7 | CCE | 0 | 0 | 0 | 0 | 0 | 0 | 0 | 0 | 0 | 0 | 0 | 0 | 0 | 0 | 0 | 0 | 0 | 0 | 0 | 0 | 0 | 0 | 0 | 0 | 0 | 0 | 0 | 0 | 0 | 0 | 0
F1_Commercial_Miscellaneous_New_Food Preparation_Natural Gas_Range_E8 | F1 | Commercial | Miscellaneous | New | Food Preparation | Natural Gas | Range | E8 | CCE | 0 | 0 | 0 | 0 | 0 | 0 | 0 | 0 | 0 | 0 | 0 | 0 | 0 | 0 | 0 | 0 | 0 | 0 | 0 | 0 | 0 | 0 | 0 | 0 | 0 | 0 | 0 | 0 | 0 | 0 | 0
F1_Commercial_Miscellaneous_New_Food Preparation_Natural Gas_Range_E9 | F1 | Commercial | Miscellaneous | New | Food Preparation | Natural Gas | Range | E9 | CCE | 0 | 0 | 0 | 0 | 0 | 0 | 0 | 0 | 0 | 0 | 0 | 0 | 0 | 0 | 0 | 0 | 0 | 0 | 0 | 0 | 0 | 0 | 0 | 0 | 0 | 0 | 0 | 0 | 0 | 0 | 0
F1_Commercial_Miscellaneous_New_Food Preparation_Natural Gas_Range_E10 | F1 | Commercial | Miscellaneous | New | Food Preparation | Natural Gas | Range | E10 | CCE | 0 | 0 | 0 | 0 | 0 | 0 | 0 | 0 | 0 | 0 | 0 | 0 | 0 | 0 | 0 | 0 | 0 | 0 | 0 | 0 | 0 | 0 | 0 | 0 | 0 | 0 | 0 | 0 | 0 | 0 | 0
F2_Commercial_Miscellaneous_New_Food Preparation_Natural Gas_Range_E1 | F2 | Commercial | Miscellaneous | New | Food Preparation | Natural Gas | Range | E1 | TRC BC Ratio | 0.9 | 0.9 | 0.9 | 0.9 | 0.9 | 0.9 | 0.9 | 0.9 | 0.9 | 0.9 | 0.9 | 0.9 | 0.9 | 0.9 | 0.9 | 0.9 | 0.9 | 0.9 | 0.9 | 0.9 | 0.9 | 0.9 | 0.9 | 0.9 | 0.9 | 0.9 | 0.9 | 0.9 | 0.9 | 0.9 | 0.9
F2_Commercial_Miscellaneous_New_Food Preparation_Natural Gas_Range_E2 | F2 | Commercial | Miscellaneous | New | Food Preparation | Natural Gas | Range | E2 | TRC BC Ratio | 1057.5122 | 1078.4736 | 1093.4653 | 1109.7176 | 1133.061 | 1061.5651 | 1005.6887 | 976.305 | 965.7499 | 949.553 | 938.6219 | 988.3561 | 884.5366 | 945.4449 | 1023.6163 | 1099.6016 | 1102.4375 | 1107.7013 | 1086.5344 | 1101.6349 | 1112.2016 | 1126.4659 | 1144.3937 | 539.0652 | 528.311 | 518.2462 | 508.7709 | 499.7846 | 491.2032 | 482.9519 | 474.9797
F2_Commercial_Miscellaneous_New_Food Preparation_Natural Gas_Range_E3 | F2 | Commercial | Miscellaneous | New | Food Preparation | Natural Gas | Range | E3 | TRC BC Ratio | 0 | 0 | 0 | 0 | 0 | 0 | 0 | 0 | 0 | 0 | 0 | 0 | 0 | 0 | 0 | 0 | 0 | 0 | 0 | 0 | 0 | 0 | 0 | 0 | 0 | 0 | 0 | 0 | 0 | 0 | 0
F2_Commercial_Miscellaneous_New_Food Preparation_Natural Gas_Range_E4 | F2 | Commercial | Miscellaneous | New | Food Preparation | Natural Gas | Range | E4 | TRC BC Ratio | 0 | 0 | 0 | 0 | 0 | 0 | 0 | 0 | 0 | 0 | 0 | 0 | 0 | 0 | 0 | 0 | 0 | 0 | 0 | 0 | 0 | 0 | 0 | 0 | 0 | 0 | 0 | 0 | 0 | 0 | 0
F2_Commercial_Miscellaneous_New_Food Preparation_Natural Gas_Range_E5 | F2 | Commercial | Miscellaneous | New | Food Preparation | Natural Gas | Range | E5 | TRC BC Ratio | 0 | 0 | 0 | 0 | 0 | 0 | 0 | 0 | 0 | 0 | 0 | 0 | 0 | 0 | 0 | 0 | 0 | 0 | 0 | 0 | 0 | 0 | 0 | 0 | 0 | 0 | 0 | 0 | 0 | 0 | 0
F2_Commercial_Miscellaneous_New_Food Preparation_Natural Gas_Range_E6 | F2 | Commercial | Miscellaneous | New | Food Preparation | Natural Gas | Range | E6 | TRC BC Ratio | 0 | 0 | 0 | 0 | 0 | 0 | 0 | 0 | 0 | 0 | 0 | 0 | 0 | 0 | 0 | 0 | 0 | 0 | 0 | 0 | 0 | 0 | 0 | 0 | 0 | 0 | 0 | 0 | 0 | 0 | 0
F2_Commercial_Miscellaneous_New_Food Preparation_Natural Gas_Range_E7 | F2 | Commercial | Miscellaneous | New | Food Preparation | Natural Gas | Range | E7 | TRC BC Ratio | 0 | 0 | 0 | 0 | 0 | 0 | 0 | 0 | 0 | 0 | 0 | 0 | 0 | 0 | 0 | 0 | 0 | 0 | 0 | 0 | 0 | 0 | 0 | 0 | 0 | 0 | 0 | 0 | 0 | 0 | 0
F2_Commercial_Miscellaneous_New_Food Preparation_Natural Gas_Range_E8 | F2 | Commercial | Miscellaneous | New | Food Preparation | Natural Gas | Range | E8 | TRC BC Ratio | 0 | 0 | 0 | 0 | 0 | 0 | 0 | 0 | 0 | 0 | 0 | 0 | 0 | 0 | 0 | 0 | 0 | 0 | 0 | 0 | 0 | 0 | 0 | 0 | 0 | 0 | 0 | 0 | 0 | 0 | 0
F2_Commercial_Miscellaneous_New_Food Preparation_Natural Gas_Range_E9 | F2 | Commercial | Miscellaneous | New | Food Preparation | Natural Gas | Range | E9 | TRC BC Ratio | 0 | 0 | 0 | 0 | 0 | 0 | 0 | 0 | 0 | 0 | 0 | 0 | 0 | 0 | 0 | 0 | 0 | 0 | 0 | 0 | 0 | 0 | 0 | 0 | 0 | 0 | 0 | 0 | 0 | 0 | 0
F2_Commercial_Miscellaneous_New_Food Preparation_Natural Gas_Range_E10 | F2 | Commercial | Miscellaneous | New | Food Preparation | Natural Gas | Range | E10 | TRC BC Ratio | 0 | 0 | 0 | 0 | 0 | 0 | 0 | 0 | 0 | 0 | 0 | 0 | 0 | 0 | 0 | 0 | 0 | 0 | 0 | 0 | 0 | 0 | 0 | 0 | 0 | 0 | 0 | 0 | 0 | 0 | 0
F3_Commercial_Miscellaneous_New_Food Preparation_Natural Gas_Range_E1 | F3 | Commercial | Miscellaneous | New | Food Preparation | Natural Gas | Range | E1 | PACT BC Ratio | 0.9 | 0.9 | 0.9 | 0.9 | 0.9 | 0.9 | 0.9 | 0.9 | 0.9 | 0.9 | 0.9 | 0.9 | 0.9 | 0.9 | 0.9 | 0.9 | 0.9 | 0.9 | 0.9 | 0.9 | 0.9 | 0.9 | 0.9 | 0.9 | 0.9 | 0.9 | 0.9 | 0.9 | 0.9 | 0.9 | 0.9
F3_Commercial_Miscellaneous_New_Food Preparation_Natural Gas_Range_E2 | F3 | Commercial | Miscellaneous | New | Food Preparation | Natural Gas | Range | E2 | PACT BC Ratio | 1057.5122 | 1078.4736 | 1093.4653 | 1109.7176 | 1133.061 | 1061.5651 | 1005.6887 | 976.305 | 965.7499 | 949.553 | 938.6219 | 988.3561 | 884.5366 | 945.4449 | 1023.6163 | 1099.6016 | 1102.4375 | 1107.7013 | 1086.5344 | 1101.6349 | 1112.2016 | 1126.4659 | 1144.3937 | 539.0652 | 528.311 | 518.2462 | 508.7709 | 499.7846 | 491.2032 | 482.9519 | 474.9797
F3_Commercial_Miscellaneous_New_Food Preparation_Natural Gas_Range_E3 | F3 | Commercial | Miscellaneous | New | Food Preparation | Natural Gas | Range | E3 | PACT BC Ratio | 0 | 0 | 0 | 0 | 0 | 0 | 0 | 0 | 0 | 0 | 0 | 0 | 0 | 0 | 0 | 0 | 0 | 0 | 0 | 0 | 0 | 0 | 0 | 0 | 0 | 0 | 0 | 0 | 0 | 0 | 0
F3_Commercial_Miscellaneous_New_Food Preparation_Natural Gas_Range_E4 | F3 | Commercial | Miscellaneous | New | Food Preparation | Natural Gas | Range | E4 | PACT BC Ratio | 0 | 0 | 0 | 0 | 0 | 0 | 0 | 0 | 0 | 0 | 0 | 0 | 0 | 0 | 0 | 0 | 0 | 0 | 0 | 0 | 0 | 0 | 0 | 0 | 0 | 0 | 0 | 0 | 0 | 0 | 0
F3_Commercial_Miscellaneous_New_Food Preparation_Natural Gas_Range_E5 | F3 | Commercial | Miscellaneous | New | Food Preparation | Natural Gas | Range | E5 | PACT BC Ratio | 0 | 0 | 0 | 0 | 0 | 0 | 0 | 0 | 0 | 0 | 0 | 0 | 0 | 0 | 0 | 0 | 0 | 0 | 0 | 0 | 0 | 0 | 0 | 0 | 0 | 0 | 0 | 0 | 0 | 0 | 0
F3_Commercial_Miscellaneous_New_Food Preparation_Natural Gas_Range_E6 | F3 | Commercial | Miscellaneous | New | Food Preparation | Natural Gas | Range | E6 | PACT BC Ratio | 0 | 0 | 0 | 0 | 0 | 0 | 0 | 0 | 0 | 0 | 0 | 0 | 0 | 0 | 0 | 0 | 0 | 0 | 0 | 0 | 0 | 0 | 0 | 0 | 0 | 0 | 0 | 0 | 0 | 0 | 0
F3_Commercial_Miscellaneous_New_Food Preparation_Natural Gas_Range_E7 | F3 | Commercial | Miscellaneous | New | Food Preparation | Natural Gas | Range | E7 | PACT BC Ratio | 0 | 0 | 0 | 0 | 0 | 0 | 0 | 0 | 0 | 0 | 0 | 0 | 0 | 0 | 0 | 0 | 0 | 0 | 0 | 0 | 0 | 0 | 0 | 0 | 0 | 0 | 0 | 0 | 0 | 0 | 0
F3_Commercial_Miscellaneous_New_Food Preparation_Natural Gas_Range_E8 | F3 | Commercial | Miscellaneous | New | Food Preparation | Natural Gas | Range | E8 | PACT BC Ratio | 0 | 0 | 0 | 0 | 0 | 0 | 0 | 0 | 0 | 0 | 0 | 0 | 0 | 0 | 0 | 0 | 0 | 0 | 0 | 0 | 0 | 0 | 0 | 0 | 0 | 0 | 0 | 0 | 0 | 0 | 0
F3_Commercial_Miscellaneous_New_Food Preparation_Natural Gas_Range_E9 | F3 | Commercial | Miscellaneous | New | Food Preparation | Natural Gas | Range | E9 | PACT BC Ratio | 0 | 0 | 0 | 0 | 0 | 0 | 0 | 0 | 0 | 0 | 0 | 0 | 0 | 0 | 0 | 0 | 0 | 0 | 0 | 0 | 0 | 0 | 0 | 0 | 0 | 0 | 0 | 0 | 0 | 0 | 0
F3_Commercial_Miscellaneous_New_Food Preparation_Natural Gas_Range_E10 | F3 | Commercial | Miscellaneous | New | Food Preparation | Natural Gas | Range | E10 | PACT BC Ratio | 0 | 0 | 0 | 0 | 0 | 0 | 0 | 0 | 0 | 0 | 0 | 0 | 0 | 0 | 0 | 0 | 0 | 0 | 0 | 0 | 0 | 0 | 0 | 0 | 0 | 0 | 0 | 0 | 0 | 0 | 0
F4_Commercial_Miscellaneous_New_Food Preparation_Natural Gas_Range_E1 | F4 | Commercial | Miscellaneous | New | Food Preparation | Natural Gas | Range | E1 | PCT BC Ratio | 0.9 | 0.9 | 0.9 | 0.9 | 0.9 | 0.9 | 0.9 | 0.9 | 0.9 | 0.9 | 0.9 | 0.9 | 0.9 | 0.9 | 0.9 | 0.9 | 0.9 | 0.9 | 0.9 | 0.9 | 0.9 | 0.9 | 0.9 | 0.9 | 0.9 | 0.9 | 0.9 | 0.9 | 0.9 | 0.9 | 0.9
F4_Commercial_Miscellaneous_New_Food Preparation_Natural Gas_Range_E2 | F4 | Commercial | Miscellaneous | New | Food Preparation | Natural Gas | Range | E2 | PCT BC Ratio | 2661.6339 | 2714.3714 | 2752.0895 | 2792.9794 | 2851.7097 | 2671.8307 | 2531.2492 | 2457.3217 | 2430.7657 | 2390.0152 | 2362.5134 | 2487.6415 | 2226.4381 | 2379.6796 | 2576.3539 | 2767.528 | 2774.663 | 2787.9063 | 2734.6519 | 2772.6439 | 2799.2289 | 2835.117 | 2880.2223 | 1357.254 | 1330.197 | 1304.8747 | 1281.0353 | 1258.4265 | 1236.8363 | 1216.0765 | 1196.0188
F4_Commercial_Miscellaneous_New_Food Preparation_Natural Gas_Range_E3 | F4 | Commercial | Miscellaneous | New | Food Preparation | Natural Gas | Range | E3 | PCT BC Ratio | 0 | 0 | 0 | 0 | 0 | 0 | 0 | 0 | 0 | 0 | 0 | 0 | 0 | 0 | 0 | 0 | 0 | 0 | 0 | 0 | 0 | 0 | 0 | 0 | 0 | 0 | 0 | 0 | 0 | 0 | 0
F4_Commercial_Miscellaneous_New_Food Preparation_Natural Gas_Range_E4 | F4 | Commercial | Miscellaneous | New | Food Preparation | Natural Gas | Range | E4 | PCT BC Ratio | 0 | 0 | 0 | 0 | 0 | 0 | 0 | 0 | 0 | 0 | 0 | 0 | 0 | 0 | 0 | 0 | 0 | 0 | 0 | 0 | 0 | 0 | 0 | 0 | 0 | 0 | 0 | 0 | 0 | 0 | 0
F4_Commercial_Miscellaneous_New_Food Preparation_Natural Gas_Range_E5 | F4 | Commercial | Miscellaneous | New | Food Preparation | Natural Gas | Range | E5 | PCT BC Ratio | 0 | 0 | 0 | 0 | 0 | 0 | 0 | 0 | 0 | 0 | 0 | 0 | 0 | 0 | 0 | 0 | 0 | 0 | 0 | 0 | 0 | 0 | 0 | 0 | 0 | 0 | 0 | 0 | 0 | 0 | 0
F4_Commercial_Miscellaneous_New_Food Preparation_Natural Gas_Range_E6 | F4 | Commercial | Miscellaneous | New | Food Preparation | Natural Gas | Range | E6 | PCT BC Ratio | 0 | 0 | 0 | 0 | 0 | 0 | 0 | 0 | 0 | 0 | 0 | 0 | 0 | 0 | 0 | 0 | 0 | 0 | 0 | 0 | 0 | 0 | 0 | 0 | 0 | 0 | 0 | 0 | 0 | 0 | 0
F4_Commercial_Miscellaneous_New_Food Preparation_Natural Gas_Range_E7 | F4 | Commercial | Miscellaneous | New | Food Preparation | Natural Gas | Range | E7 | PCT BC Ratio | 0 | 0 | 0 | 0 | 0 | 0 | 0 | 0 | 0 | 0 | 0 | 0 | 0 | 0 | 0 | 0 | 0 | 0 | 0 | 0 | 0 | 0 | 0 | 0 | 0 | 0 | 0 | 0 | 0 | 0 | 0
F4_Commercial_Miscellaneous_New_Food Preparation_Natural Gas_Range_E8 | F4 | Commercial | Miscellaneous | New | Food Preparation | Natural Gas | Range | E8 | PCT BC Ratio | 0 | 0 | 0 | 0 | 0 | 0 | 0 | 0 | 0 | 0 | 0 | 0 | 0 | 0 | 0 | 0 | 0 | 0 | 0 | 0 | 0 | 0 | 0 | 0 | 0 | 0 | 0 | 0 | 0 | 0 | 0
F4_Commercial_Miscellaneous_New_Food Preparation_Natural Gas_Range_E9 | F4 | Commercial | Miscellaneous | New | Food Preparation | Natural Gas | Range | E9 | PCT BC Ratio | 0 | 0 | 0 | 0 | 0 | 0 | 0 | 0 | 0 | 0 | 0 | 0 | 0 | 0 | 0 | 0 | 0 | 0 | 0 | 0 | 0 | 0 | 0 | 0 | 0 | 0 | 0 | 0 | 0 | 0 | 0
F4_Commercial_Miscellaneous_New_Food Preparation_Natural Gas_Range_E10 | F4 | Commercial | Miscellaneous | New | Food Preparation | Natural Gas | Range | E10 | PCT BC Ratio | 0 | 0 | 0 | 0 | 0 | 0 | 0 | 0 | 0 | 0 | 0 | 0 | 0 | 0 | 0 | 0 | 0 | 0 | 0 | 0 | 0 | 0 | 0 | 0 | 0 | 0 | 0 | 0 | 0 | 0 | 0
F5_Commercial_Miscellaneous_New_Food Preparation_Natural Gas_Range_E1 | F5 | Commercial | Miscellaneous | New | Food Preparation | Natural Gas | Range | E1 | RIM BC Ratio | 0.9 | 0.9 | 0.9 | 0.9 | 0.9 | 0.9 | 0.9 | 0.9 | 0.9 | 0.9 | 0.9 | 0.9 | 0.9 | 0.9 | 0.9 | 0.9 | 0.9 | 0.9 | 0.9 | 0.9 | 0.9 | 0.9 | 0.9 | 0.9 | 0.9 | 0.9 | 0.9 | 0.9 | 0.9 | 0.9 | 0.9
F5_Commercial_Miscellaneous_New_Food Preparation_Natural Gas_Range_E2 | F5 | Commercial | Miscellaneous | New | Food Preparation | Natural Gas | Range | E2 | RIM BC Ratio | 0.83402 | 0.83403 | 0.83404 | 0.83405 | 0.83406 | 0.83402 | 0.83399 | 0.83397 | 0.83396 | 0.83395 | 0.83394 | 0.83397 | 0.83389 | 0.83394 | 0.834 | 0.83405 | 0.83405 | 0.83405 | 0.83404 | 0.83405 | 0.83405 | 0.83406 | 0.83407 | 0.83339 | 0.83336 | 0.83334 | 0.83331 | 0.83329 | 0.83326 | 0.83324 | 0.83321
F5_Commercial_Miscellaneous_New_Food Preparation_Natural Gas_Range_E3 | F5 | Commercial | Miscellaneous | New | Food Preparation | Natural Gas | Range | E3 | RIM BC Ratio | 0 | 0 | 0 | 0 | 0 | 0 | 0 | 0 | 0 | 0 | 0 | 0 | 0 | 0 | 0 | 0 | 0 | 0 | 0 | 0 | 0 | 0 | 0 | 0 | 0 | 0 | 0 | 0 | 0 | 0 | 0
F5_Commercial_Miscellaneous_New_Food Preparation_Natural Gas_Range_E4 | F5 | Commercial | Miscellaneous | New | Food Preparation | Natural Gas | Range | E4 | RIM BC Ratio | 0 | 0 | 0 | 0 | 0 | 0 | 0 | 0 | 0 | 0 | 0 | 0 | 0 | 0 | 0 | 0 | 0 | 0 | 0 | 0 | 0 | 0 | 0 | 0 | 0 | 0 | 0 | 0 | 0 | 0 | 0
F5_Commercial_Miscellaneous_New_Food Preparation_Natural Gas_Range_E5 | F5 | Commercial | Miscellaneous | New | Food Preparation | Natural Gas | Range | E5 | RIM BC Ratio | 0 | 0 | 0 | 0 | 0 | 0 | 0 | 0 | 0 | 0 | 0 | 0 | 0 | 0 | 0 | 0 | 0 | 0 | 0 | 0 | 0 | 0 | 0 | 0 | 0 | 0 | 0 | 0 | 0 | 0 | 0
F5_Commercial_Miscellaneous_New_Food Preparation_Natural Gas_Range_E6 | F5 | Commercial | Miscellaneous | New | Food Preparation | Natural Gas | Range | E6 | RIM BC Ratio | 0 | 0 | 0 | 0 | 0 | 0 | 0 | 0 | 0 | 0 | 0 | 0 | 0 | 0 | 0 | 0 | 0 | 0 | 0 | 0 | 0 | 0 | 0 | 0 | 0 | 0 | 0 | 0 | 0 | 0 | 0
F5_Commercial_Miscellaneous_New_Food Preparation_Natural Gas_Range_E7 | F5 | Commercial | Miscellaneous | New | Food Preparation | Natural Gas | Range | E7 | RIM BC Ratio | 0 | 0 | 0 | 0 | 0 | 0 | 0 | 0 | 0 | 0 | 0 | 0 | 0 | 0 | 0 | 0 | 0 | 0 | 0 | 0 | 0 | 0 | 0 | 0 | 0 | 0 | 0 | 0 | 0 | 0 | 0
F5_Commercial_Miscellaneous_New_Food Preparation_Natural Gas_Range_E8 | F5 | Commercial | Miscellaneous | New | Food Preparation | Natural Gas | Range | E8 | RIM BC Ratio | 0 | 0 | 0 | 0 | 0 | 0 | 0 | 0 | 0 | 0 | 0 | 0 | 0 | 0 | 0 | 0 | 0 | 0 | 0 | 0 | 0 | 0 | 0 | 0 | 0 | 0 | 0 | 0 | 0 | 0 | 0
F5_Commercial_Miscellaneous_New_Food Preparation_Natural Gas_Range_E9 | F5 | Commercial | Miscellaneous | New | Food Preparation | Natural Gas | Range | E9 | RIM BC Ratio | 0 | 0 | 0 | 0 | 0 | 0 | 0 | 0 | 0 | 0 | 0 | 0 | 0 | 0 | 0 | 0 | 0 | 0 | 0 | 0 | 0 | 0 | 0 | 0 | 0 | 0 | 0 | 0 | 0 | 0 | 0
F5_Commercial_Miscellaneous_New_Food Preparation_Natural Gas_Range_E10 | F5 | Commercial | Miscellaneous | New | Food Preparation | Natural Gas | Range | E10 | RIM BC Ratio | 0 | 0 | 0 | 0 | 0 | 0 | 0 | 0 | 0 | 0 | 0 | 0 | 0 | 0 | 0 | 0 | 0 | 0 | 0 | 0 | 0 | 0 | 0 | 0 | 0 | 0 | 0 | 0 | 0 | 0 | 0
F0_Commercial_Miscellaneous_New_Food Preparation_Natural Gas_Steamer_E0 | F0 | Commercial | Miscellaneous | New | Food Preparation | Natural Gas | Steamer | E0 | Economic Unit | ENERGY STAR | ENERGY STAR | ENERGY STAR | ENERGY STAR | ENERGY STAR | ENERGY STAR | ENERGY STAR | ENERGY STAR | ENERGY STAR | ENERGY STAR | ENERGY STAR | ENERGY STAR | ENERGY STAR | ENERGY STAR | ENERGY STAR | ENERGY STAR | ENERGY STAR | ENERGY STAR | ENERGY STAR | ENERGY STAR | ENERGY STAR | ENERGY STAR | ENERGY STAR | ENERGY STAR | ENERGY STAR | ENERGY STAR | ENERGY STAR | ENERGY STAR | ENERGY STAR | ENERGY STAR | ENERGY STAR
F1_Commercial_Miscellaneous_New_Food Preparation_Natural Gas_Steamer_E1 | F1 | Commercial | Miscellaneous | New | Food Preparation | Natural Gas | Steamer | E1 | CCE | 0 | 0 | 0 | 0 | 0 | 0 | 0 | 0 | 0 | 0 | 0 | 0 | 0 | 0 | 0 | 0 | 0 | 0 | 0 | 0 | 0 | 0 | 0 | 0 | 0 | 0 | 0 | 0 | 0 | 0 | 0
F1_Commercial_Miscellaneous_New_Food Preparation_Natural Gas_Steamer_E2 | F1 | Commercial | Miscellaneous | New | Food Preparation | Natural Gas | Steamer | E2 | CCE | 0.0020223 | 0.0019441 | 0.0019534 | 0 | 0 | 0 | 0 | 0 | 0 | 0 | 0 | 0 | 0 | 0 | 0 | 0 | 0 | 0 | 0 | 0 | 0 | 0 | 0 | 0 | 0 | 0 | 0 | 0 | 0 | 0 | 0
F1_Commercial_Miscellaneous_New_Food Preparation_Natural Gas_Steamer_E3 | F1 | Commercial | Miscellaneous | New | Food Preparation | Natural Gas | Steamer | E3 | CCE | 0 | 0 | 0 | 0 | 0 | 0 | 0 | 0 | 0 | 0 | 0 | 0 | 0 | 0 | 0 | 0 | 0 | 0 | 0 | 0 | 0 | 0 | 0 | 0 | 0 | 0 | 0 | 0 | 0 | 0 | 0
F1_Commercial_Miscellaneous_New_Food Preparation_Natural Gas_Steamer_E4 | F1 | Commercial | Miscellaneous | New | Food Preparation | Natural Gas | Steamer | E4 | CCE | 0 | 0 | 0 | 0 | 0 | 0 | 0 | 0 | 0 | 0 | 0 | 0 | 0 | 0 | 0 | 0 | 0 | 0 | 0 | 0 | 0 | 0 | 0 | 0 | 0 | 0 | 0 | 0 | 0 | 0 | 0
F1_Commercial_Miscellaneous_New_Food Preparation_Natural Gas_Steamer_E5 | F1 | Commercial | Miscellaneous | New | Food Preparation | Natural Gas | Steamer | E5 | CCE | 0 | 0 | 0 | 0 | 0 | 0 | 0 | 0 | 0 | 0 | 0 | 0 | 0 | 0 | 0 | 0 | 0 | 0 | 0 | 0 | 0 | 0 | 0 | 0 | 0 | 0 | 0 | 0 | 0 | 0 | 0
F1_Commercial_Miscellaneous_New_Food Preparation_Natural Gas_Steamer_E6 | F1 | Commercial | Miscellaneous | New | Food Preparation | Natural Gas | Steamer | E6 | CCE | 0 | 0 | 0 | 0 | 0 | 0 | 0 | 0 | 0 | 0 | 0 | 0 | 0 | 0 | 0 | 0 | 0 | 0 | 0 | 0 | 0 | 0 | 0 | 0 | 0 | 0 | 0 | 0 | 0 | 0 | 0
F1_Commercial_Miscellaneous_New_Food Preparation_Natural Gas_Steamer_E7 | F1 | Commercial | Miscellaneous | New | Food Preparation | Natural Gas | Steamer | E7 | CCE | 0 | 0 | 0 | 0 | 0 | 0 | 0 | 0 | 0 | 0 | 0 | 0 | 0 | 0 | 0 | 0 | 0 | 0 | 0 | 0 | 0 | 0 | 0 | 0 | 0 | 0 | 0 | 0 | 0 | 0 | 0
F1_Commercial_Miscellaneous_New_Food Preparation_Natural Gas_Steamer_E8 | F1 | Commercial | Miscellaneous | New | Food Preparation | Natural Gas | Steamer | E8 | CCE | 0 | 0 | 0 | 0 | 0 | 0 | 0 | 0 | 0 | 0 | 0 | 0 | 0 | 0 | 0 | 0 | 0 | 0 | 0 | 0 | 0 | 0 | 0 | 0 | 0 | 0 | 0 | 0 | 0 | 0 | 0
F1_Commercial_Miscellaneous_New_Food Preparation_Natural Gas_Steamer_E9 | F1 | Commercial | Miscellaneous | New | Food Preparation | Natural Gas | Steamer | E9 | CCE | 0 | 0 | 0 | 0 | 0 | 0 | 0 | 0 | 0 | 0 | 0 | 0 | 0 | 0 | 0 | 0 | 0 | 0 | 0 | 0 | 0 | 0 | 0 | 0 | 0 | 0 | 0 | 0 | 0 | 0 | 0
F1_Commercial_Miscellaneous_New_Food Preparation_Natural Gas_Steamer_E10 | F1 | Commercial | Miscellaneous | New | Food Preparation | Natural Gas | Steamer | E10 | CCE | 0 | 0 | 0 | 0 | 0 | 0 | 0 | 0 | 0 | 0 | 0 | 0 | 0 | 0 | 0 | 0 | 0 | 0 | 0 | 0 | 0 | 0 | 0 | 0 | 0 | 0 | 0 | 0 | 0 | 0 | 0
F2_Commercial_Miscellaneous_New_Food Preparation_Natural Gas_Steamer_E1 | F2 | Commercial | Miscellaneous | New | Food Preparation | Natural Gas | Steamer | E1 | TRC BC Ratio | 0.9 | 0.9 | 0.9 | 0 | 0 | 0 | 0 | 0 | 0 | 0 | 0 | 0 | 0 | 0 | 0 | 0 | 0 | 0 | 0 | 0 | 0 | 0 | 0 | 0 | 0 | 0 | 0 | 0 | 0 | 0 | 0
F2_Commercial_Miscellaneous_New_Food Preparation_Natural Gas_Steamer_E2 | F2 | Commercial | Miscellaneous | New | Food Preparation | Natural Gas | Steamer | E2 | TRC BC Ratio | 5.0195 | 5.062 | 5.0865 | 0.9 | 0.9 | 0.9 | 0.9 | 0.9 | 0.9 | 0.9 | 0.9 | 0.9 | 0.9 | 0.9 | 0.9 | 0.9 | 0.9 | 0.9 | 0.9 | 0.9 | 0.9 | 0.9 | 0.9 | 0.9 | 0.9 | 0.9 | 0.9 | 0.9 | 0.9 | 0.9 | 0.9
F2_Commercial_Miscellaneous_New_Food Preparation_Natural Gas_Steamer_E3 | F2 | Commercial | Miscellaneous | New | Food Preparation | Natural Gas | Steamer | E3 | TRC BC Ratio | 0 | 0 | 0 | 0 | 0 | 0 | 0 | 0 | 0 | 0 | 0 | 0 | 0 | 0 | 0 | 0 | 0 | 0 | 0 | 0 | 0 | 0 | 0 | 0 | 0 | 0 | 0 | 0 | 0 | 0 | 0
F2_Commercial_Miscellaneous_New_Food Preparation_Natural Gas_Steamer_E4 | F2 | Commercial | Miscellaneous | New | Food Preparation | Natural Gas | Steamer | E4 | TRC BC Ratio | 0 | 0 | 0 | 0 | 0 | 0 | 0 | 0 | 0 | 0 | 0 | 0 | 0 | 0 | 0 | 0 | 0 | 0 | 0 | 0 | 0 | 0 | 0 | 0 | 0 | 0 | 0 | 0 | 0 | 0 | 0
F2_Commercial_Miscellaneous_New_Food Preparation_Natural Gas_Steamer_E5 | F2 | Commercial | Miscellaneous | New | Food Preparation | Natural Gas | Steamer | E5 | TRC BC Ratio | 0 | 0 | 0 | 0 | 0 | 0 | 0 | 0 | 0 | 0 | 0 | 0 | 0 | 0 | 0 | 0 | 0 | 0 | 0 | 0 | 0 | 0 | 0 | 0 | 0 | 0 | 0 | 0 | 0 | 0 | 0
F2_Commercial_Miscellaneous_New_Food Preparation_Natural Gas_Steamer_E6 | F2 | Commercial | Miscellaneous | New | Food Preparation | Natural Gas | Steamer | E6 | TRC BC Ratio | 0 | 0 | 0 | 0 | 0 | 0 | 0 | 0 | 0 | 0 | 0 | 0 | 0 | 0 | 0 | 0 | 0 | 0 | 0 | 0 | 0 | 0 | 0 | 0 | 0 | 0 | 0 | 0 | 0 | 0 | 0
F2_Commercial_Miscellaneous_New_Food Preparation_Natural Gas_Steamer_E7 | F2 | Commercial | Miscellaneous | New | Food Preparation | Natural Gas | Steamer | E7 | TRC BC Ratio | 0 | 0 | 0 | 0 | 0 | 0 | 0 | 0 | 0 | 0 | 0 | 0 | 0 | 0 | 0 | 0 | 0 | 0 | 0 | 0 | 0 | 0 | 0 | 0 | 0 | 0 | 0 | 0 | 0 | 0 | 0
F2_Commercial_Miscellaneous_New_Food Preparation_Natural Gas_Steamer_E8 | F2 | Commercial | Miscellaneous | New | Food Preparation | Natural Gas | Steamer | E8 | TRC BC Ratio | 0 | 0 | 0 | 0 | 0 | 0 | 0 | 0 | 0 | 0 | 0 | 0 | 0 | 0 | 0 | 0 | 0 | 0 | 0 | 0 | 0 | 0 | 0 | 0 | 0 | 0 | 0 | 0 | 0 | 0 | 0
F2_Commercial_Miscellaneous_New_Food Preparation_Natural Gas_Steamer_E9 | F2 | Commercial | Miscellaneous | New | Food Preparation | Natural Gas | Steamer | E9 | TRC BC Ratio | 0 | 0 | 0 | 0 | 0 | 0 | 0 | 0 | 0 | 0 | 0 | 0 | 0 | 0 | 0 | 0 | 0 | 0 | 0 | 0 | 0 | 0 | 0 | 0 | 0 | 0 | 0 | 0 | 0 | 0 | 0
F2_Commercial_Miscellaneous_New_Food Preparation_Natural Gas_Steamer_E10 | F2 | Commercial | Miscellaneous | New | Food Preparation | Natural Gas | Steamer | E10 | TRC BC Ratio | 0 | 0 | 0 | 0 | 0 | 0 | 0 | 0 | 0 | 0 | 0 | 0 | 0 | 0 | 0 | 0 | 0 | 0 | 0 | 0 | 0 | 0 | 0 | 0 | 0 | 0 | 0 | 0 | 0 | 0 | 0
F3_Commercial_Miscellaneous_New_Food Preparation_Natural Gas_Steamer_E1 | F3 | Commercial | Miscellaneous | New | Food Preparation | Natural Gas | Steamer | E1 | PACT BC Ratio | 0.9 | 0.9 | 0.9 | 0 | 0 | 0 | 0 | 0 | 0 | 0 | 0 | 0 | 0 | 0 | 0 | 0 | 0 | 0 | 0 | 0 | 0 | 0 | 0 | 0 | 0 | 0 | 0 | 0 | 0 | 0 | 0
F3_Commercial_Miscellaneous_New_Food Preparation_Natural Gas_Steamer_E2 | F3 | Commercial | Miscellaneous | New | Food Preparation | Natural Gas | Steamer | E2 | PACT BC Ratio | 5.4356 | 5.4817 | 5.5082 | 0.9 | 0.9 | 0.9 | 0.9 | 0.9 | 0.9 | 0.9 | 0.9 | 0.9 | 0.9 | 0.9 | 0.9 | 0.9 | 0.9 | 0.9 | 0.9 | 0.9 | 0.9 | 0.9 | 0.9 | 0.9 | 0.9 | 0.9 | 0.9 | 0.9 | 0.9 | 0.9 | 0.9
F3_Commercial_Miscellaneous_New_Food Preparation_Natural Gas_Steamer_E3 | F3 | Commercial | Miscellaneous | New | Food Preparation | Natural Gas | Steamer | E3 | PACT BC Ratio | 0 | 0 | 0 | 0 | 0 | 0 | 0 | 0 | 0 | 0 | 0 | 0 | 0 | 0 | 0 | 0 | 0 | 0 | 0 | 0 | 0 | 0 | 0 | 0 | 0 | 0 | 0 | 0 | 0 | 0 | 0
F3_Commercial_Miscellaneous_New_Food Preparation_Natural Gas_Steamer_E4 | F3 | Commercial | Miscellaneous | New | Food Preparation | Natural Gas | Steamer | E4 | PACT BC Ratio | 0 | 0 | 0 | 0 | 0 | 0 | 0 | 0 | 0 | 0 | 0 | 0 | 0 | 0 | 0 | 0 | 0 | 0 | 0 | 0 | 0 | 0 | 0 | 0 | 0 | 0 | 0 | 0 | 0 | 0 | 0
F3_Commercial_Miscellaneous_New_Food Preparation_Natural Gas_Steamer_E5 | F3 | Commercial | Miscellaneous | New | Food Preparation | Natural Gas | Steamer | E5 | PACT BC Ratio | 0 | 0 | 0 | 0 | 0 | 0 | 0 | 0 | 0 | 0 | 0 | 0 | 0 | 0 | 0 | 0 | 0 | 0 | 0 | 0 | 0 | 0 | 0 | 0 | 0 | 0 | 0 | 0 | 0 | 0 | 0
F3_Commercial_Miscellaneous_New_Food Preparation_Natural Gas_Steamer_E6 | F3 | Commercial | Miscellaneous | New | Food Preparation | Natural Gas | Steamer | E6 | PACT BC Ratio | 0 | 0 | 0 | 0 | 0 | 0 | 0 | 0 | 0 | 0 | 0 | 0 | 0 | 0 | 0 | 0 | 0 | 0 | 0 | 0 | 0 | 0 | 0 | 0 | 0 | 0 | 0 | 0 | 0 | 0 | 0
F3_Commercial_Miscellaneous_New_Food Preparation_Natural Gas_Steamer_E7 | F3 | Commercial | Miscellaneous | New | Food Preparation | Natural Gas | Steamer | E7 | PACT BC Ratio | 0 | 0 | 0 | 0 | 0 | 0 | 0 | 0 | 0 | 0 | 0 | 0 | 0 | 0 | 0 | 0 | 0 | 0 | 0 | 0 | 0 | 0 | 0 | 0 | 0 | 0 | 0 | 0 | 0 | 0 | 0
F3_Commercial_Miscellaneous_New_Food Preparation_Natural Gas_Steamer_E8 | F3 | Commercial | Miscellaneous | New | Food Preparation | Natural Gas | Steamer | E8 | PACT BC Ratio | 0 | 0 | 0 | 0 | 0 | 0 | 0 | 0 | 0 | 0 | 0 | 0 | 0 | 0 | 0 | 0 | 0 | 0 | 0 | 0 | 0 | 0 | 0 | 0 | 0 | 0 | 0 | 0 | 0 | 0 | 0
F3_Commercial_Miscellaneous_New_Food Preparation_Natural Gas_Steamer_E9 | F3 | Commercial | Miscellaneous | New | Food Preparation | Natural Gas | Steamer | E9 | PACT BC Ratio | 0 | 0 | 0 | 0 | 0 | 0 | 0 | 0 | 0 | 0 | 0 | 0 | 0 | 0 | 0 | 0 | 0 | 0 | 0 | 0 | 0 | 0 | 0 | 0 | 0 | 0 | 0 | 0 | 0 | 0 | 0
F3_Commercial_Miscellaneous_New_Food Preparation_Natural Gas_Steamer_E10 | F3 | Commercial | Miscellaneous | New | Food Preparation | Natural Gas | Steamer | E10 | PACT BC Ratio | 0 | 0 | 0 | 0 | 0 | 0 | 0 | 0 | 0 | 0 | 0 | 0 | 0 | 0 | 0 | 0 | 0 | 0 | 0 | 0 | 0 | 0 | 0 | 0 | 0 | 0 | 0 | 0 | 0 | 0 | 0
F4_Commercial_Miscellaneous_New_Food Preparation_Natural Gas_Steamer_E1 | F4 | Commercial | Miscellaneous | New | Food Preparation | Natural Gas | Steamer | E1 | PCT BC Ratio | 0.9 | 0.9 | 0.9 | 0 | 0 | 0 | 0 | 0 | 0 | 0 | 0 | 0 | 0 | 0 | 0 | 0 | 0 | 0 | 0 | 0 | 0 | 0 | 0 | 0 | 0 | 0 | 0 | 0 | 0 | 0 | 0
F4_Commercial_Miscellaneous_New_Food Preparation_Natural Gas_Steamer_E2 | F4 | Commercial | Miscellaneous | New | Food Preparation | Natural Gas | Steamer | E2 | PCT BC Ratio | 12.4994 | 12.5981 | 12.6548 | 0.9 | 0.9 | 0.9 | 0.9 | 0.9 | 0.9 | 0.9 | 0.9 | 0.9 | 0.9 | 0.9 | 0.9 | 0.9 | 0.9 | 0.9 | 0.9 | 0.9 | 0.9 | 0.9 | 0.9 | 0.9 | 0.9 | 0.9 | 0.9 | 0.9 | 0.9 | 0.9 | 0.9
F4_Commercial_Miscellaneous_New_Food Preparation_Natural Gas_Steamer_E3 | F4 | Commercial | Miscellaneous | New | Food Preparation | Natural Gas | Steamer | E3 | PCT BC Ratio | 0 | 0 | 0 | 0 | 0 | 0 | 0 | 0 | 0 | 0 | 0 | 0 | 0 | 0 | 0 | 0 | 0 | 0 | 0 | 0 | 0 | 0 | 0 | 0 | 0 | 0 | 0 | 0 | 0 | 0 | 0
F4_Commercial_Miscellaneous_New_Food Preparation_Natural Gas_Steamer_E4 | F4 | Commercial | Miscellaneous | New | Food Preparation | Natural Gas | Steamer | E4 | PCT BC Ratio | 0 | 0 | 0 | 0 | 0 | 0 | 0 | 0 | 0 | 0 | 0 | 0 | 0 | 0 | 0 | 0 | 0 | 0 | 0 | 0 | 0 | 0 | 0 | 0 | 0 | 0 | 0 | 0 | 0 | 0 | 0
F4_Commercial_Miscellaneous_New_Food Preparation_Natural Gas_Steamer_E5 | F4 | Commercial | Miscellaneous | New | Food Preparation | Natural Gas | Steamer | E5 | PCT BC Ratio | 0 | 0 | 0 | 0 | 0 | 0 | 0 | 0 | 0 | 0 | 0 | 0 | 0 | 0 | 0 | 0 | 0 | 0 | 0 | 0 | 0 | 0 | 0 | 0 | 0 | 0 | 0 | 0 | 0 | 0 | 0
F4_Commercial_Miscellaneous_New_Food Preparation_Natural Gas_Steamer_E6 | F4 | Commercial | Miscellaneous | New | Food Preparation | Natural Gas | Steamer | E6 | PCT BC Ratio | 0 | 0 | 0 | 0 | 0 | 0 | 0 | 0 | 0 | 0 | 0 | 0 | 0 | 0 | 0 | 0 | 0 | 0 | 0 | 0 | 0 | 0 | 0 | 0 | 0 | 0 | 0 | 0 | 0 | 0 | 0
F4_Commercial_Miscellaneous_New_Food Preparation_Natural Gas_Steamer_E7 | F4 | Commercial | Miscellaneous | New | Food Preparation | Natural Gas | Steamer | E7 | PCT BC Ratio | 0 | 0 | 0 | 0 | 0 | 0 | 0 | 0 | 0 | 0 | 0 | 0 | 0 | 0 | 0 | 0 | 0 | 0 | 0 | 0 | 0 | 0 | 0 | 0 | 0 | 0 | 0 | 0 | 0 | 0 | 0
F4_Commercial_Miscellaneous_New_Food Preparation_Natural Gas_Steamer_E8 | F4 | Commercial | Miscellaneous | New | Food Preparation | Natural Gas | Steamer | E8 | PCT BC Ratio | 0 | 0 | 0 | 0 | 0 | 0 | 0 | 0 | 0 | 0 | 0 | 0 | 0 | 0 | 0 | 0 | 0 | 0 | 0 | 0 | 0 | 0 | 0 | 0 | 0 | 0 | 0 | 0 | 0 | 0 | 0
F4_Commercial_Miscellaneous_New_Food Preparation_Natural Gas_Steamer_E9 | F4 | Commercial | Miscellaneous | New | Food Preparation | Natural Gas | Steamer | E9 | PCT BC Ratio | 0 | 0 | 0 | 0 | 0 | 0 | 0 | 0 | 0 | 0 | 0 | 0 | 0 | 0 | 0 | 0 | 0 | 0 | 0 | 0 | 0 | 0 | 0 | 0 | 0 | 0 | 0 | 0 | 0 | 0 | 0
F4_Commercial_Miscellaneous_New_Food Preparation_Natural Gas_Steamer_E10 | F4 | Commercial | Miscellaneous | New | Food Preparation | Natural Gas | Steamer | E10 | PCT BC Ratio | 0 | 0 | 0 | 0 | 0 | 0 | 0 | 0 | 0 | 0 | 0 | 0 | 0 | 0 | 0 | 0 | 0 | 0 | 0 | 0 | 0 | 0 | 0 | 0 | 0 | 0 | 0 | 0 | 0 | 0 | 0
F5_Commercial_Miscellaneous_New_Food Preparation_Natural Gas_Steamer_E1 | F5 | Commercial | Miscellaneous | New | Food Preparation | Natural Gas | Steamer | E1 | RIM BC Ratio | 0.9 | 0.9 | 0.9 | 0 | 0 | 0 | 0 | 0 | 0 | 0 | 0 | 0 | 0 | 0 | 0 | 0 | 0 | 0 | 0 | 0 | 0 | 0 | 0 | 0 | 0 | 0 | 0 | 0 | 0 | 0 | 0
F5_Commercial_Miscellaneous_New_Food Preparation_Natural Gas_Steamer_E2 | F5 | Commercial | Miscellaneous | New | Food Preparation | Natural Gas | Steamer | E2 | RIM BC Ratio | 0.72357 | 0.72438 | 0.72484 | 0.9 | 0.9 | 0.9 | 0.9 | 0.9 | 0.9 | 0.9 | 0.9 | 0.9 | 0.9 | 0.9 | 0.9 | 0.9 | 0.9 | 0.9 | 0.9 | 0.9 | 0.9 | 0.9 | 0.9 | 0.9 | 0.9 | 0.9 | 0.9 | 0.9 | 0.9 | 0.9 | 0.9
F5_Commercial_Miscellaneous_New_Food Preparation_Natural Gas_Steamer_E3 | F5 | Commercial | Miscellaneous | New | Food Preparation | Natural Gas | Steamer | E3 | RIM BC Ratio | 0 | 0 | 0 | 0 | 0 | 0 | 0 | 0 | 0 | 0 | 0 | 0 | 0 | 0 | 0 | 0 | 0 | 0 | 0 | 0 | 0 | 0 | 0 | 0 | 0 | 0 | 0 | 0 | 0 | 0 | 0
F5_Commercial_Miscellaneous_New_Food Preparation_Natural Gas_Steamer_E4 | F5 | Commercial | Miscellaneous | New | Food Preparation | Natural Gas | Steamer | E4 | RIM BC Ratio | 0 | 0 | 0 | 0 | 0 | 0 | 0 | 0 | 0 | 0 | 0 | 0 | 0 | 0 | 0 | 0 | 0 | 0 | 0 | 0 | 0 | 0 | 0 | 0 | 0 | 0 | 0 | 0 | 0 | 0 | 0
F5_Commercial_Miscellaneous_New_Food Preparation_Natural Gas_Steamer_E5 | F5 | Commercial | Miscellaneous | New | Food Preparation | Natural Gas | Steamer | E5 | RIM BC Ratio | 0 | 0 | 0 | 0 | 0 | 0 | 0 | 0 | 0 | 0 | 0 | 0 | 0 | 0 | 0 | 0 | 0 | 0 | 0 | 0 | 0 | 0 | 0 | 0 | 0 | 0 | 0 | 0 | 0 | 0 | 0
F5_Commercial_Miscellaneous_New_Food Preparation_Natural Gas_Steamer_E6 | F5 | Commercial | Miscellaneous | New | Food Preparation | Natural Gas | Steamer | E6 | RIM BC Ratio | 0 | 0 | 0 | 0 | 0 | 0 | 0 | 0 | 0 | 0 | 0 | 0 | 0 | 0 | 0 | 0 | 0 | 0 | 0 | 0 | 0 | 0 | 0 | 0 | 0 | 0 | 0 | 0 | 0 | 0 | 0
F5_Commercial_Miscellaneous_New_Food Preparation_Natural Gas_Steamer_E7 | F5 | Commercial | Miscellaneous | New | Food Preparation | Natural Gas | Steamer | E7 | RIM BC Ratio | 0 | 0 | 0 | 0 | 0 | 0 | 0 | 0 | 0 | 0 | 0 | 0 | 0 | 0 | 0 | 0 | 0 | 0 | 0 | 0 | 0 | 0 | 0 | 0 | 0 | 0 | 0 | 0 | 0 | 0 | 0
F5_Commercial_Miscellaneous_New_Food Preparation_Natural Gas_Steamer_E8 | F5 | Commercial | Miscellaneous | New | Food Preparation | Natural Gas | Steamer | E8 | RIM BC Ratio | 0 | 0 | 0 | 0 | 0 | 0 | 0 | 0 | 0 | 0 | 0 | 0 | 0 | 0 | 0 | 0 | 0 | 0 | 0 | 0 | 0 | 0 | 0 | 0 | 0 | 0 | 0 | 0 | 0 | 0 | 0
F5_Commercial_Miscellaneous_New_Food Preparation_Natural Gas_Steamer_E9 | F5 | Commercial | Miscellaneous | New | Food Preparation | Natural Gas | Steamer | E9 | RIM BC Ratio | 0 | 0 | 0 | 0 | 0 | 0 | 0 | 0 | 0 | 0 | 0 | 0 | 0 | 0 | 0 | 0 | 0 | 0 | 0 | 0 | 0 | 0 | 0 | 0 | 0 | 0 | 0 | 0 | 0 | 0 | 0
F5_Commercial_Miscellaneous_New_Food Preparation_Natural Gas_Steamer_E10 | F5 | Commercial | Miscellaneous | New | Food Preparation | Natural Gas | Steamer | E10 | RIM BC Ratio | 0 | 0 | 0 | 0 | 0 | 0 | 0 | 0 | 0 | 0 | 0 | 0 | 0 | 0 | 0 | 0 | 0 | 0 | 0 | 0 | 0 | 0 | 0 | 0 | 0 | 0 | 0 | 0 | 0 | 0 | 0
F0_Commercial_Miscellaneous_New_Food Preparation_Natural Gas_Food Prep Other_E0 | F0 | Commercial | Miscellaneous | New | Food Preparation | Natural Gas | Food Prep Other | E0 | Economic Unit | ENERGY STAR | ENERGY STAR | ENERGY STAR | ENERGY STAR | ENERGY STAR | ENERGY STAR | ENERGY STAR | ENERGY STAR | ENERGY STAR | ENERGY STAR | ENERGY STAR | ENERGY STAR | ENERGY STAR | ENERGY STAR | ENERGY STAR | ENERGY STAR | ENERGY STAR | ENERGY STAR | ENERGY STAR | ENERGY STAR | ENERGY STAR | ENERGY STAR | ENERGY STAR | Standard | Standard | Standard | Standard | Standard | Standard | Standard | Standard
F1_Commercial_Miscellaneous_New_Food Preparation_Natural Gas_Food Prep Other_E1 | F1 | Commercial | Miscellaneous | New | Food Preparation | Natural Gas | Food Prep Other | E1 | CCE | 0 | 0 | 0 | 0 | 0 | 0 | 0 | 0 | 0 | 0 | 0 | 0 | 0 | 0 | 0 | 0 | 0 | 0 | 0 | 0 | 0 | 0 | 0 | 0 | 0 | 0 | 0 | 0 | 0 | 0 | 0
F1_Commercial_Miscellaneous_New_Food Preparation_Natural Gas_Food Prep Other_E2 | F1 | Commercial | Miscellaneous | New | Food Preparation | Natural Gas | Food Prep Other | E2 | CCE | 0.15845 | 0.15233 | 0.15306 | 0.15466 | 0.15466 | 0.15466 | 0.15466 | 0.15466 | 0.15466 | 0.15466 | 0.15466 | 0.15466 | 0.15466 | 0.15466 | 0.15466 | 0.15466 | 0.15466 | 0.15466 | 0.15466 | 0.15466 | 0.15466 | 0.15466 | 0.15466 | 0.15466 | 0.15466 | 0.15466 | 0.15466 | 0.15466 | 0.15466 | 0.15466 | 0.15466
F1_Commercial_Miscellaneous_New_Food Preparation_Natural Gas_Food Prep Other_E3 | F1 | Commercial | Miscellaneous | New | Food Preparation | Natural Gas | Food Prep Other | E3 | CCE | 0 | 0 | 0 | 0 | 0 | 0 | 0 | 0 | 0 | 0 | 0 | 0 | 0 | 0 | 0 | 0 | 0 | 0 | 0 | 0 | 0 | 0 | 0 | 0 | 0 | 0 | 0 | 0 | 0 | 0 | 0
F1_Commercial_Miscellaneous_New_Food Preparation_Natural Gas_Food Prep Other_E4 | F1 | Commercial | Miscellaneous | New | Food Preparation | Natural Gas | Food Prep Other | E4 | CCE | 0 | 0 | 0 | 0 | 0 | 0 | 0 | 0 | 0 | 0 | 0 | 0 | 0 | 0 | 0 | 0 | 0 | 0 | 0 | 0 | 0 | 0 | 0 | 0 | 0 | 0 | 0 | 0 | 0 | 0 | 0
F1_Commercial_Miscellaneous_New_Food Preparation_Natural Gas_Food Prep Other_E5 | F1 | Commercial | Miscellaneous | New | Food Preparation | Natural Gas | Food Prep Other | E5 | CCE | 0 | 0 | 0 | 0 | 0 | 0 | 0 | 0 | 0 | 0 | 0 | 0 | 0 | 0 | 0 | 0 | 0 | 0 | 0 | 0 | 0 | 0 | 0 | 0 | 0 | 0 | 0 | 0 | 0 | 0 | 0
F1_Commercial_Miscellaneous_New_Food Preparation_Natural Gas_Food Prep Other_E6 | F1 | Commercial | Miscellaneous | New | Food Preparation | Natural Gas | Food Prep Other | E6 | CCE | 0 | 0 | 0 | 0 | 0 | 0 | 0 | 0 | 0 | 0 | 0 | 0 | 0 | 0 | 0 | 0 | 0 | 0 | 0 | 0 | 0 | 0 | 0 | 0 | 0 | 0 | 0 | 0 | 0 | 0 | 0
F1_Commercial_Miscellaneous_New_Food Preparation_Natural Gas_Food Prep Other_E7 | F1 | Commercial | Miscellaneous | New | Food Preparation | Natural Gas | Food Prep Other | E7 | CCE | 0 | 0 | 0 | 0 | 0 | 0 | 0 | 0 | 0 | 0 | 0 | 0 | 0 | 0 | 0 | 0 | 0 | 0 | 0 | 0 | 0 | 0 | 0 | 0 | 0 | 0 | 0 | 0 | 0 | 0 | 0
F1_Commercial_Miscellaneous_New_Food Preparation_Natural Gas_Food Prep Other_E8 | F1 | Commercial | Miscellaneous | New | Food Preparation | Natural Gas | Food Prep Other | E8 | CCE | 0 | 0 | 0 | 0 | 0 | 0 | 0 | 0 | 0 | 0 | 0 | 0 | 0 | 0 | 0 | 0 | 0 | 0 | 0 | 0 | 0 | 0 | 0 | 0 | 0 | 0 | 0 | 0 | 0 | 0 | 0
F1_Commercial_Miscellaneous_New_Food Preparation_Natural Gas_Food Prep Other_E9 | F1 | Commercial | Miscellaneous | New | Food Preparation | Natural Gas | Food Prep Other | E9 | CCE | 0 | 0 | 0 | 0 | 0 | 0 | 0 | 0 | 0 | 0 | 0 | 0 | 0 | 0 | 0 | 0 | 0 | 0 | 0 | 0 | 0 | 0 | 0 | 0 | 0 | 0 | 0 | 0 | 0 | 0 | 0
F1_Commercial_Miscellaneous_New_Food Preparation_Natural Gas_Food Prep Other_E10 | F1 | Commercial | Miscellaneous | New | Food Preparation | Natural Gas | Food Prep Other | E10 | CCE | 0 | 0 | 0 | 0 | 0 | 0 | 0 | 0 | 0 | 0 | 0 | 0 | 0 | 0 | 0 | 0 | 0 | 0 | 0 | 0 | 0 | 0 | 0 | 0 | 0 | 0 | 0 | 0 | 0 | 0 | 0
F2_Commercial_Miscellaneous_New_Food Preparation_Natural Gas_Food Prep Other_E1 | F2 | Commercial | Miscellaneous | New | Food Preparation | Natural Gas | Food Prep Other | E1 | TRC BC Ratio | 0.9 | 0.9 | 0.9 | 0.9 | 0.9 | 0.9 | 0.9 | 0.9 | 0.9 | 0.9 | 0.9 | 0.9 | 0.9 | 0.9 | 0.9 | 0.9 | 0.9 | 0.9 | 0.9 | 0.9 | 0.9 | 0.9 | 0.9 | 0.9 | 0.9 | 0.9 | 0.9 | 0.9 | 0.9 | 0.9 | 0.9
F2_Commercial_Miscellaneous_New_Food Preparation_Natural Gas_Food Prep Other_E2 | F2 | Commercial | Miscellaneous | New | Food Preparation | Natural Gas | Food Prep Other | E2 | TRC BC Ratio | 0.064402 | 0.065679 | 0.066592 | 0.067581 | 0.069003 | 0.064649 | 0.061246 | 0.059457 | 0.058814 | 0.057827 | 0.057162 | 0.060191 | 0.053868 | 0.057577 | 0.062338 | 0.066965 | 0.067138 | 0.067459 | 0.06617 | 0.067089 | 0.067733 | 0.068601 | 0.069693 | 0.032829 | 0.032174 | 0.031561 | 0.030984 | 0.030437 | 0.029914 | 0.029412 | 0.028926
F2_Commercial_Miscellaneous_New_Food Preparation_Natural Gas_Food Prep Other_E3 | F2 | Commercial | Miscellaneous | New | Food Preparation | Natural Gas | Food Prep Other | E3 | TRC BC Ratio | 0 | 0 | 0 | 0 | 0 | 0 | 0 | 0 | 0 | 0 | 0 | 0 | 0 | 0 | 0 | 0 | 0 | 0 | 0 | 0 | 0 | 0 | 0 | 0 | 0 | 0 | 0 | 0 | 0 | 0 | 0
F2_Commercial_Miscellaneous_New_Food Preparation_Natural Gas_Food Prep Other_E4 | F2 | Commercial | Miscellaneous | New | Food Preparation | Natural Gas | Food Prep Other | E4 | TRC BC Ratio | 0 | 0 | 0 | 0 | 0 | 0 | 0 | 0 | 0 | 0 | 0 | 0 | 0 | 0 | 0 | 0 | 0 | 0 | 0 | 0 | 0 | 0 | 0 | 0 | 0 | 0 | 0 | 0 | 0 | 0 | 0
F2_Commercial_Miscellaneous_New_Food Preparation_Natural Gas_Food Prep Other_E5 | F2 | Commercial | Miscellaneous | New | Food Preparation | Natural Gas | Food Prep Other | E5 | TRC BC Ratio | 0 | 0 | 0 | 0 | 0 | 0 | 0 | 0 | 0 | 0 | 0 | 0 | 0 | 0 | 0 | 0 | 0 | 0 | 0 | 0 | 0 | 0 | 0 | 0 | 0 | 0 | 0 | 0 | 0 | 0 | 0
F2_Commercial_Miscellaneous_New_Food Preparation_Natural Gas_Food Prep Other_E6 | F2 | Commercial | Miscellaneous | New | Food Preparation | Natural Gas | Food Prep Other | E6 | TRC BC Ratio | 0 | 0 | 0 | 0 | 0 | 0 | 0 | 0 | 0 | 0 | 0 | 0 | 0 | 0 | 0 | 0 | 0 | 0 | 0 | 0 | 0 | 0 | 0 | 0 | 0 | 0 | 0 | 0 | 0 | 0 | 0
F2_Commercial_Miscellaneous_New_Food Preparation_Natural Gas_Food Prep Other_E7 | F2 | Commercial | Miscellaneous | New | Food Preparation | Natural Gas | Food Prep Other | E7 | TRC BC Ratio | 0 | 0 | 0 | 0 | 0 | 0 | 0 | 0 | 0 | 0 | 0 | 0 | 0 | 0 | 0 | 0 | 0 | 0 | 0 | 0 | 0 | 0 | 0 | 0 | 0 | 0 | 0 | 0 | 0 | 0 | 0
F2_Commercial_Miscellaneous_New_Food Preparation_Natural Gas_Food Prep Other_E8 | F2 | Commercial | Miscellaneous | New | Food Preparation | Natural Gas | Food Prep Other | E8 | TRC BC Ratio | 0 | 0 | 0 | 0 | 0 | 0 | 0 | 0 | 0 | 0 | 0 | 0 | 0 | 0 | 0 | 0 | 0 | 0 | 0 | 0 | 0 | 0 | 0 | 0 | 0 | 0 | 0 | 0 | 0 | 0 | 0
F2_Commercial_Miscellaneous_New_Food Preparation_Natural Gas_Food Prep Other_E9 | F2 | Commercial | Miscellaneous | New | Food Preparation | Natural Gas | Food Prep Other | E9 | TRC BC Ratio | 0 | 0 | 0 | 0 | 0 | 0 | 0 | 0 | 0 | 0 | 0 | 0 | 0 | 0 | 0 | 0 | 0 | 0 | 0 | 0 | 0 | 0 | 0 | 0 | 0 | 0 | 0 | 0 | 0 | 0 | 0
F2_Commercial_Miscellaneous_New_Food Preparation_Natural Gas_Food Prep Other_E10 | F2 | Commercial | Miscellaneous | New | Food Preparation | Natural Gas | Food Prep Other | E10 | TRC BC Ratio | 0 | 0 | 0 | 0 | 0 | 0 | 0 | 0 | 0 | 0 | 0 | 0 | 0 | 0 | 0 | 0 | 0 | 0 | 0 | 0 | 0 | 0 | 0 | 0 | 0 | 0 | 0 | 0 | 0 | 0 | 0
F3_Commercial_Miscellaneous_New_Food Preparation_Natural Gas_Food Prep Other_E1 | F3 | Commercial | Miscellaneous | New | Food Preparation | Natural Gas | Food Prep Other | E1 | PACT BC Ratio | 0.9 | 0.9 | 0.9 | 0.9 | 0.9 | 0.9 | 0.9 | 0.9 | 0.9 | 0.9 | 0.9 | 0.9 | 0.9 | 0.9 | 0.9 | 0.9 | 0.9 | 0.9 | 0.9 | 0.9 | 0.9 | 0.9 | 0.9 | 0.9 | 0.9 | 0.9 | 0.9 | 0.9 | 0.9 | 0.9 | 0.9
F3_Commercial_Miscellaneous_New_Food Preparation_Natural Gas_Food Prep Other_E2 | F3 | Commercial | Miscellaneous | New | Food Preparation | Natural Gas | Food Prep Other | E2 | PACT BC Ratio | 1.1369 | 1.1594 | 1.1755 | 1.193 | 1.2181 | 1.1412 | 1.0812 | 1.0496 | 1.0382 | 1.0208 | 1.0091 | 1.0625 | 0.95093 | 1.0164 | 1.1004 | 1.1821 | 1.1852 | 1.1908 | 1.1681 | 1.1843 | 1.1957 | 1.211 | 1.2303 | 0.57953 | 0.56797 | 0.55715 | 0.54696 | 0.5373 | 0.52807 | 0.5192 | 0.51063
F3_Commercial_Miscellaneous_New_Food Preparation_Natural Gas_Food Prep Other_E3 | F3 | Commercial | Miscellaneous | New | Food Preparation | Natural Gas | Food Prep Other | E3 | PACT BC Ratio | 0 | 0 | 0 | 0 | 0 | 0 | 0 | 0 | 0 | 0 | 0 | 0 | 0 | 0 | 0 | 0 | 0 | 0 | 0 | 0 | 0 | 0 | 0 | 0 | 0 | 0 | 0 | 0 | 0 | 0 | 0
F3_Commercial_Miscellaneous_New_Food Preparation_Natural Gas_Food Prep Other_E4 | F3 | Commercial | Miscellaneous | New | Food Preparation | Natural Gas | Food Prep Other | E4 | PACT BC Ratio | 0 | 0 | 0 | 0 | 0 | 0 | 0 | 0 | 0 | 0 | 0 | 0 | 0 | 0 | 0 | 0 | 0 | 0 | 0 | 0 | 0 | 0 | 0 | 0 | 0 | 0 | 0 | 0 | 0 | 0 | 0
F3_Commercial_Miscellaneous_New_Food Preparation_Natural Gas_Food Prep Other_E5 | F3 | Commercial | Miscellaneous | New | Food Preparation | Natural Gas | Food Prep Other | E5 | PACT BC Ratio | 0 | 0 | 0 | 0 | 0 | 0 | 0 | 0 | 0 | 0 | 0 | 0 | 0 | 0 | 0 | 0 | 0 | 0 | 0 | 0 | 0 | 0 | 0 | 0 | 0 | 0 | 0 | 0 | 0 | 0 | 0
F3_Commercial_Miscellaneous_New_Food Preparation_Natural Gas_Food Prep Other_E6 | F3 | Commercial | Miscellaneous | New | Food Preparation | Natural Gas | Food Prep Other | E6 | PACT BC Ratio | 0 | 0 | 0 | 0 | 0 | 0 | 0 | 0 | 0 | 0 | 0 | 0 | 0 | 0 | 0 | 0 | 0 | 0 | 0 | 0 | 0 | 0 | 0 | 0 | 0 | 0 | 0 | 0 | 0 | 0 | 0
F3_Commercial_Miscellaneous_New_Food Preparation_Natural Gas_Food Prep Other_E7 | F3 | Commercial | Miscellaneous | New | Food Preparation | Natural Gas | Food Prep Other | E7 | PACT BC Ratio | 0 | 0 | 0 | 0 | 0 | 0 | 0 | 0 | 0 | 0 | 0 | 0 | 0 | 0 | 0 | 0 | 0 | 0 | 0 | 0 | 0 | 0 | 0 | 0 | 0 | 0 | 0 | 0 | 0 | 0 | 0
F3_Commercial_Miscellaneous_New_Food Preparation_Natural Gas_Food Prep Other_E8 | F3 | Commercial | Miscellaneous | New | Food Preparation | Natural Gas | Food Prep Other | E8 | PACT BC Ratio | 0 | 0 | 0 | 0 | 0 | 0 | 0 | 0 | 0 | 0 | 0 | 0 | 0 | 0 | 0 | 0 | 0 | 0 | 0 | 0 | 0 | 0 | 0 | 0 | 0 | 0 | 0 | 0 | 0 | 0 | 0
F3_Commercial_Miscellaneous_New_Food Preparation_Natural Gas_Food Prep Other_E9 | F3 | Commercial | Miscellaneous | New | Food Preparation | Natural Gas | Food Prep Other | E9 | PACT BC Ratio | 0 | 0 | 0 | 0 | 0 | 0 | 0 | 0 | 0 | 0 | 0 | 0 | 0 | 0 | 0 | 0 | 0 | 0 | 0 | 0 | 0 | 0 | 0 | 0 | 0 | 0 | 0 | 0 | 0 | 0 | 0
F3_Commercial_Miscellaneous_New_Food Preparation_Natural Gas_Food Prep Other_E10 | F3 | Commercial | Miscellaneous | New | Food Preparation | Natural Gas | Food Prep Other | E10 | PACT BC Ratio | 0 | 0 | 0 | 0 | 0 | 0 | 0 | 0 | 0 | 0 | 0 | 0 | 0 | 0 | 0 | 0 | 0 | 0 | 0 | 0 | 0 | 0 | 0 | 0 | 0 | 0 | 0 | 0 | 0 | 0 | 0
F4_Commercial_Miscellaneous_New_Food Preparation_Natural Gas_Food Prep Other_E1 | F4 | Commercial | Miscellaneous | New | Food Preparation | Natural Gas | Food Prep Other | E1 | PCT BC Ratio | 0.9 | 0.9 | 0.9 | 0.9 | 0.9 | 0.9 | 0.9 | 0.9 | 0.9 | 0.9 | 0.9 | 0.9 | 0.9 | 0.9 | 0.9 | 0.9 | 0.9 | 0.9 | 0.9 | 0.9 | 0.9 | 0.9 | 0.9 | 0.9 | 0.9 | 0.9 | 0.9 | 0.9 | 0.9 | 0.9 | 0.9
F4_Commercial_Miscellaneous_New_Food Preparation_Natural Gas_Food Prep Other_E2 | F4 | Commercial | Miscellaneous | New | Food Preparation | Natural Gas | Food Prep Other | E2 | PCT BC Ratio | 0.10732 | 0.10889 | 0.11002 | 0.11124 | 0.113 | 0.10762 | 0.10342 | 0.10121 | 0.10042 | 0.0992 | 0.098378 | 0.10212 | 0.094311 | 0.098891 | 0.10477 | 0.11048 | 0.1107 | 0.11109 | 0.1095 | 0.11064 | 0.11143 | 0.1125 | 0.11385 | 0.068334 | 0.067525 | 0.066768 | 0.066056 | 0.06538 | 0.064735 | 0.064115 | 0.063515
F4_Commercial_Miscellaneous_New_Food Preparation_Natural Gas_Food Prep Other_E3 | F4 | Commercial | Miscellaneous | New | Food Preparation | Natural Gas | Food Prep Other | E3 | PCT BC Ratio | 0 | 0 | 0 | 0 | 0 | 0 | 0 | 0 | 0 | 0 | 0 | 0 | 0 | 0 | 0 | 0 | 0 | 0 | 0 | 0 | 0 | 0 | 0 | 0 | 0 | 0 | 0 | 0 | 0 | 0 | 0
F4_Commercial_Miscellaneous_New_Food Preparation_Natural Gas_Food Prep Other_E4 | F4 | Commercial | Miscellaneous | New | Food Preparation | Natural Gas | Food Prep Other | E4 | PCT BC Ratio | 0 | 0 | 0 | 0 | 0 | 0 | 0 | 0 | 0 | 0 | 0 | 0 | 0 | 0 | 0 | 0 | 0 | 0 | 0 | 0 | 0 | 0 | 0 | 0 | 0 | 0 | 0 | 0 | 0 | 0 | 0
F4_Commercial_Miscellaneous_New_Food Preparation_Natural Gas_Food Prep Other_E5 | F4 | Commercial | Miscellaneous | New | Food Preparation | Natural Gas | Food Prep Other | E5 | PCT BC Ratio | 0 | 0 | 0 | 0 | 0 | 0 | 0 | 0 | 0 | 0 | 0 | 0 | 0 | 0 | 0 | 0 | 0 | 0 | 0 | 0 | 0 | 0 | 0 | 0 | 0 | 0 | 0 | 0 | 0 | 0 | 0
F4_Commercial_Miscellaneous_New_Food Preparation_Natural Gas_Food Prep Other_E6 | F4 | Commercial | Miscellaneous | New | Food Preparation | Natural Gas | Food Prep Other | E6 | PCT BC Ratio | 0 | 0 | 0 | 0 | 0 | 0 | 0 | 0 | 0 | 0 | 0 | 0 | 0 | 0 | 0 | 0 | 0 | 0 | 0 | 0 | 0 | 0 | 0 | 0 | 0 | 0 | 0 | 0 | 0 | 0 | 0
F4_Commercial_Miscellaneous_New_Food Preparation_Natural Gas_Food Prep Other_E7 | F4 | Commercial | Miscellaneous | New | Food Preparation | Natural Gas | Food Prep Other | E7 | PCT BC Ratio | 0 | 0 | 0 | 0 | 0 | 0 | 0 | 0 | 0 | 0 | 0 | 0 | 0 | 0 | 0 | 0 | 0 | 0 | 0 | 0 | 0 | 0 | 0 | 0 | 0 | 0 | 0 | 0 | 0 | 0 | 0
F4_Commercial_Miscellaneous_New_Food Preparation_Natural Gas_Food Prep Other_E8 | F4 | Commercial | Miscellaneous | New | Food Preparation | Natural Gas | Food Prep Other | E8 | PCT BC Ratio | 0 | 0 | 0 | 0 | 0 | 0 | 0 | 0 | 0 | 0 | 0 | 0 | 0 | 0 | 0 | 0 | 0 | 0 | 0 | 0 | 0 | 0 | 0 | 0 | 0 | 0 | 0 | 0 | 0 | 0 | 0
F4_Commercial_Miscellaneous_New_Food Preparation_Natural Gas_Food Prep Other_E9 | F4 | Commercial | Miscellaneous | New | Food Preparation | Natural Gas | Food Prep Other | E9 | PCT BC Ratio | 0 | 0 | 0 | 0 | 0 | 0 | 0 | 0 | 0 | 0 | 0 | 0 | 0 | 0 | 0 | 0 | 0 | 0 | 0 | 0 | 0 | 0 | 0 | 0 | 0 | 0 | 0 | 0 | 0 | 0 | 0
F4_Commercial_Miscellaneous_New_Food Preparation_Natural Gas_Food Prep Other_E10 | F4 | Commercial | Miscellaneous | New | Food Preparation | Natural Gas | Food Prep Other | E10 | PCT BC Ratio | 0 | 0 | 0 | 0 | 0 | 0 | 0 | 0 | 0 | 0 | 0 | 0 | 0 | 0 | 0 | 0 | 0 | 0 | 0 | 0 | 0 | 0 | 0 | 0 | 0 | 0 | 0 | 0 | 0 | 0 | 0
F5_Commercial_Miscellaneous_New_Food Preparation_Natural Gas_Food Prep Other_E1 | F5 | Commercial | Miscellaneous | New | Food Preparation | Natural Gas | Food Prep Other | E1 | RIM BC Ratio | 0.9 | 0.9 | 0.9 | 0.9 | 0.9 | 0.9 | 0.9 | 0.9 | 0.9 | 0.9 | 0.9 | 0.9 | 0.9 | 0.9 | 0.9 | 0.9 | 0.9 | 0.9 | 0.9 | 0.9 | 0.9 | 0.9 | 0.9 | 0.9 | 0.9 | 0.9 | 0.9 | 0.9 | 0.9 | 0.9 | 0.9
F5_Commercial_Miscellaneous_New_Food Preparation_Natural Gas_Food Prep Other_E2 | F5 | Commercial | Miscellaneous | New | Food Preparation | Natural Gas | Food Prep Other | E2 | RIM BC Ratio | 0.48131 | 0.4853 | 0.48811 | 0.49109 | 0.49529 | 0.48209 | 0.47104 | 0.46494 | 0.4627 | 0.45921 | 0.45681 | 0.46746 | 0.44451 | 0.45831 | 0.47466 | 0.48924 | 0.48976 | 0.49072 | 0.48682 | 0.48961 | 0.49154 | 0.49412 | 0.49729 | 0.34204 | 0.33798 | 0.33412 | 0.33043 | 0.32688 | 0.32344 | 0.32009 | 0.31681
F5_Commercial_Miscellaneous_New_Food Preparation_Natural Gas_Food Prep Other_E3 | F5 | Commercial | Miscellaneous | New | Food Preparation | Natural Gas | Food Prep Other | E3 | RIM BC Ratio | 0 | 0 | 0 | 0 | 0 | 0 | 0 | 0 | 0 | 0 | 0 | 0 | 0 | 0 | 0 | 0 | 0 | 0 | 0 | 0 | 0 | 0 | 0 | 0 | 0 | 0 | 0 | 0 | 0 | 0 | 0
F5_Commercial_Miscellaneous_New_Food Preparation_Natural Gas_Food Prep Other_E4 | F5 | Commercial | Miscellaneous | New | Food Preparation | Natural Gas | Food Prep Other | E4 | RIM BC Ratio | 0 | 0 | 0 | 0 | 0 | 0 | 0 | 0 | 0 | 0 | 0 | 0 | 0 | 0 | 0 | 0 | 0 | 0 | 0 | 0 | 0 | 0 | 0 | 0 | 0 | 0 | 0 | 0 | 0 | 0 | 0
F5_Commercial_Miscellaneous_New_Food Preparation_Natural Gas_Food Prep Other_E5 | F5 | Commercial | Miscellaneous | New | Food Preparation | Natural Gas | Food Prep Other | E5 | RIM BC Ratio | 0 | 0 | 0 | 0 | 0 | 0 | 0 | 0 | 0 | 0 | 0 | 0 | 0 | 0 | 0 | 0 | 0 | 0 | 0 | 0 | 0 | 0 | 0 | 0 | 0 | 0 | 0 | 0 | 0 | 0 | 0
F5_Commercial_Miscellaneous_New_Food Preparation_Natural Gas_Food Prep Other_E6 | F5 | Commercial | Miscellaneous | New | Food Preparation | Natural Gas | Food Prep Other | E6 | RIM BC Ratio | 0 | 0 | 0 | 0 | 0 | 0 | 0 | 0 | 0 | 0 | 0 | 0 | 0 | 0 | 0 | 0 | 0 | 0 | 0 | 0 | 0 | 0 | 0 | 0 | 0 | 0 | 0 | 0 | 0 | 0 | 0
F5_Commercial_Miscellaneous_New_Food Preparation_Natural Gas_Food Prep Other_E7 | F5 | Commercial | Miscellaneous | New | Food Preparation | Natural Gas | Food Prep Other | E7 | RIM BC Ratio | 0 | 0 | 0 | 0 | 0 | 0 | 0 | 0 | 0 | 0 | 0 | 0 | 0 | 0 | 0 | 0 | 0 | 0 | 0 | 0 | 0 | 0 | 0 | 0 | 0 | 0 | 0 | 0 | 0 | 0 | 0
F5_Commercial_Miscellaneous_New_Food Preparation_Natural Gas_Food Prep Other_E8 | F5 | Commercial | Miscellaneous | New | Food Preparation | Natural Gas | Food Prep Other | E8 | RIM BC Ratio | 0 | 0 | 0 | 0 | 0 | 0 | 0 | 0 | 0 | 0 | 0 | 0 | 0 | 0 | 0 | 0 | 0 | 0 | 0 | 0 | 0 | 0 | 0 | 0 | 0 | 0 | 0 | 0 | 0 | 0 | 0
F5_Commercial_Miscellaneous_New_Food Preparation_Natural Gas_Food Prep Other_E9 | F5 | Commercial | Miscellaneous | New | Food Preparation | Natural Gas | Food Prep Other | E9 | RIM BC Ratio | 0 | 0 | 0 | 0 | 0 | 0 | 0 | 0 | 0 | 0 | 0 | 0 | 0 | 0 | 0 | 0 | 0 | 0 | 0 | 0 | 0 | 0 | 0 | 0 | 0 | 0 | 0 | 0 | 0 | 0 | 0
F5_Commercial_Miscellaneous_New_Food Preparation_Natural Gas_Food Prep Other_E10 | F5 | Commercial | Miscellaneous | New | Food Preparation | Natural Gas | Food Prep Other | E10 | RIM BC Ratio | 0 | 0 | 0 | 0 | 0 | 0 | 0 | 0 | 0 | 0 | 0 | 0 | 0 | 0 | 0 | 0 | 0 | 0 | 0 | 0 | 0 | 0 | 0 | 0 | 0 | 0 | 0 | 0 | 0 | 0 | 0
F0_Commercial_Miscellaneous_New_Miscellaneous_Natural Gas_Pool Heater_E0 | F0 | Commercial | Miscellaneous | New | Miscellaneous | Natural Gas | Pool Heater | E0 | Economic Unit | Standard (EF .78) | Standard (EF .78) | Standard (EF .78) | Standard (EF .78) | Standard (EF .78) | Standard (EF .78) | Standard (EF .78) | Standard (EF .78) | Standard (EF .78) | Standard (EF .78) | Standard (EF .78) | Standard (EF .78) | Standard (EF .78) | Standard (EF .78) | Standard (EF .78) | Standard (EF .78) | Standard (EF .78) | Standard (EF .78) | Condensing (EF .90) | Condensing (EF .90) | Condensing (EF .90) | Condensing (EF .90) | Condensing (EF .90) | Standard (EF .78) | Standard (EF .78) | Standard (EF .78) | Standard (EF .78) | Standard (EF .78) | Standard (EF .78) | Standard (EF .78) | Standard (EF .78)
F1_Commercial_Miscellaneous_New_Miscellaneous_Natural Gas_Pool Heater_E1 | F1 | Commercial | Miscellaneous | New | Miscellaneous | Natural Gas | Pool Heater | E1 | CCE | 0 | 0 | 0 | 0 | 0 | 0 | 0 | 0 | 0 | 0 | 0 | 0 | 0 | 0 | 0 | 0 | 0 | 0 | 0 | 0 | 0 | 0 | 0 | 0 | 0 | 0 | 0 | 0 | 0 | 0 | 0
F1_Commercial_Miscellaneous_New_Miscellaneous_Natural Gas_Pool Heater_E2 | F1 | Commercial | Miscellaneous | New | Miscellaneous | Natural Gas | Pool Heater | E2 | CCE | 0.017772 | 0.017086 | 0.017167 | 0.017347 | 0.017347 | 0.017347 | 0.017347 | 0.017347 | 0.017347 | 0.017347 | 0.017347 | 0.017347 | 0.017347 | 0.017347 | 0.017347 | 0.017347 | 0.017347 | 0.017347 | 0.017347 | 0.017347 | 0.017347 | 0.017347 | 0.017347 | 0.017347 | 0.017347 | 0.017347 | 0.017347 | 0.017347 | 0.017347 | 0.017347 | 0.017347
F1_Commercial_Miscellaneous_New_Miscellaneous_Natural Gas_Pool Heater_E3 | F1 | Commercial | Miscellaneous | New | Miscellaneous | Natural Gas | Pool Heater | E3 | CCE | 0 | 0 | 0 | 0 | 0 | 0 | 0 | 0 | 0 | 0 | 0 | 0 | 0 | 0 | 0 | 0 | 0 | 0 | 0 | 0 | 0 | 0 | 0 | 0 | 0 | 0 | 0 | 0 | 0 | 0 | 0
F1_Commercial_Miscellaneous_New_Miscellaneous_Natural Gas_Pool Heater_E4 | F1 | Commercial | Miscellaneous | New | Miscellaneous | Natural Gas | Pool Heater | E4 | CCE | 0 | 0 | 0 | 0 | 0 | 0 | 0 | 0 | 0 | 0 | 0 | 0 | 0 | 0 | 0 | 0 | 0 | 0 | 0 | 0 | 0 | 0 | 0 | 0 | 0 | 0 | 0 | 0 | 0 | 0 | 0
F1_Commercial_Miscellaneous_New_Miscellaneous_Natural Gas_Pool Heater_E5 | F1 | Commercial | Miscellaneous | New | Miscellaneous | Natural Gas | Pool Heater | E5 | CCE | 0 | 0 | 0 | 0 | 0 | 0 | 0 | 0 | 0 | 0 | 0 | 0 | 0 | 0 | 0 | 0 | 0 | 0 | 0 | 0 | 0 | 0 | 0 | 0 | 0 | 0 | 0 | 0 | 0 | 0 | 0
F1_Commercial_Miscellaneous_New_Miscellaneous_Natural Gas_Pool Heater_E6 | F1 | Commercial | Miscellaneous | New | Miscellaneous | Natural Gas | Pool Heater | E6 | CCE | 0 | 0 | 0 | 0 | 0 | 0 | 0 | 0 | 0 | 0 | 0 | 0 | 0 | 0 | 0 | 0 | 0 | 0 | 0 | 0 | 0 | 0 | 0 | 0 | 0 | 0 | 0 | 0 | 0 | 0 | 0
F1_Commercial_Miscellaneous_New_Miscellaneous_Natural Gas_Pool Heater_E7 | F1 | Commercial | Miscellaneous | New | Miscellaneous | Natural Gas | Pool Heater | E7 | CCE | 0 | 0 | 0 | 0 | 0 | 0 | 0 | 0 | 0 | 0 | 0 | 0 | 0 | 0 | 0 | 0 | 0 | 0 | 0 | 0 | 0 | 0 | 0 | 0 | 0 | 0 | 0 | 0 | 0 | 0 | 0
F1_Commercial_Miscellaneous_New_Miscellaneous_Natural Gas_Pool Heater_E8 | F1 | Commercial | Miscellaneous | New | Miscellaneous | Natural Gas | Pool Heater | E8 | CCE | 0 | 0 | 0 | 0 | 0 | 0 | 0 | 0 | 0 | 0 | 0 | 0 | 0 | 0 | 0 | 0 | 0 | 0 | 0 | 0 | 0 | 0 | 0 | 0 | 0 | 0 | 0 | 0 | 0 | 0 | 0
F1_Commercial_Miscellaneous_New_Miscellaneous_Natural Gas_Pool Heater_E9 | F1 | Commercial | Miscellaneous | New | Miscellaneous | Natural Gas | Pool Heater | E9 | CCE | 0 | 0 | 0 | 0 | 0 | 0 | 0 | 0 | 0 | 0 | 0 | 0 | 0 | 0 | 0 | 0 | 0 | 0 | 0 | 0 | 0 | 0 | 0 | 0 | 0 | 0 | 0 | 0 | 0 | 0 | 0
F1_Commercial_Miscellaneous_New_Miscellaneous_Natural Gas_Pool Heater_E10 | F1 | Commercial | Miscellaneous | New | Miscellaneous | Natural Gas | Pool Heater | E10 | CCE | 0 | 0 | 0 | 0 | 0 | 0 | 0 | 0 | 0 | 0 | 0 | 0 | 0 | 0 | 0 | 0 | 0 | 0 | 0 | 0 | 0 | 0 | 0 | 0 | 0 | 0 | 0 | 0 | 0 | 0 | 0
F2_Commercial_Miscellaneous_New_Miscellaneous_Natural Gas_Pool Heater_E1 | F2 | Commercial | Miscellaneous | New | Miscellaneous | Natural Gas | Pool Heater | E1 | TRC BC Ratio | 0.9 | 0.9 | 0.9 | 0.9 | 0.9 | 0.9 | 0.9 | 0.9 | 0.9 | 0.9 | 0.9 | 0.9 | 0.9 | 0.9 | 0.9 | 0.9 | 0.9 | 0.9 | 0.9 | 0.9 | 0.9 | 0.9 | 0.9 | 0.9 | 0.9 | 0.9 | 0.9 | 0.9 | 0.9 | 0.9 | 0.9
F2_Commercial_Miscellaneous_New_Miscellaneous_Natural Gas_Pool Heater_E2 | F2 | Commercial | Miscellaneous | New | Miscellaneous | Natural Gas | Pool Heater | E2 | TRC BC Ratio | 0.56913 | 0.59017 | 0.59856 | 0.60055 | 0.62327 | 0.58756 | 0.56286 | 0.56218 | 0.57879 | 0.56904 | 0.56637 | 0.56026 | 0.42036 | 0.41012 | 0.40714 | 0.46017 | 0.52551 | 0.59905 | 0.65771 | 0.754 | 0.76585 | 0.78054 | 0.79807 | 0.30114 | 0.29474 | 0.28881 | 0.28328 | 0.2781 | 0.27319 | 0.2685 | 0.264
F2_Commercial_Miscellaneous_New_Miscellaneous_Natural Gas_Pool Heater_E3 | F2 | Commercial | Miscellaneous | New | Miscellaneous | Natural Gas | Pool Heater | E3 | TRC BC Ratio | 0 | 0 | 0 | 0 | 0 | 0 | 0 | 0 | 0 | 0 | 0 | 0 | 0 | 0 | 0 | 0 | 0 | 0 | 0 | 0 | 0 | 0 | 0 | 0 | 0 | 0 | 0 | 0 | 0 | 0 | 0
F2_Commercial_Miscellaneous_New_Miscellaneous_Natural Gas_Pool Heater_E4 | F2 | Commercial | Miscellaneous | New | Miscellaneous | Natural Gas | Pool Heater | E4 | TRC BC Ratio | 0 | 0 | 0 | 0 | 0 | 0 | 0 | 0 | 0 | 0 | 0 | 0 | 0 | 0 | 0 | 0 | 0 | 0 | 0 | 0 | 0 | 0 | 0 | 0 | 0 | 0 | 0 | 0 | 0 | 0 | 0
F2_Commercial_Miscellaneous_New_Miscellaneous_Natural Gas_Pool Heater_E5 | F2 | Commercial | Miscellaneous | New | Miscellaneous | Natural Gas | Pool Heater | E5 | TRC BC Ratio | 0 | 0 | 0 | 0 | 0 | 0 | 0 | 0 | 0 | 0 | 0 | 0 | 0 | 0 | 0 | 0 | 0 | 0 | 0 | 0 | 0 | 0 | 0 | 0 | 0 | 0 | 0 | 0 | 0 | 0 | 0
F2_Commercial_Miscellaneous_New_Miscellaneous_Natural Gas_Pool Heater_E6 | F2 | Commercial | Miscellaneous | New | Miscellaneous | Natural Gas | Pool Heater | E6 | TRC BC Ratio | 0 | 0 | 0 | 0 | 0 | 0 | 0 | 0 | 0 | 0 | 0 | 0 | 0 | 0 | 0 | 0 | 0 | 0 | 0 | 0 | 0 | 0 | 0 | 0 | 0 | 0 | 0 | 0 | 0 | 0 | 0
F2_Commercial_Miscellaneous_New_Miscellaneous_Natural Gas_Pool Heater_E7 | F2 | Commercial | Miscellaneous | New | Miscellaneous | Natural Gas | Pool Heater | E7 | TRC BC Ratio | 0 | 0 | 0 | 0 | 0 | 0 | 0 | 0 | 0 | 0 | 0 | 0 | 0 | 0 | 0 | 0 | 0 | 0 | 0 | 0 | 0 | 0 | 0 | 0 | 0 | 0 | 0 | 0 | 0 | 0 | 0
F2_Commercial_Miscellaneous_New_Miscellaneous_Natural Gas_Pool Heater_E8 | F2 | Commercial | Miscellaneous | New | Miscellaneous | Natural Gas | Pool Heater | E8 | TRC BC Ratio | 0 | 0 | 0 | 0 | 0 | 0 | 0 | 0 | 0 | 0 | 0 | 0 | 0 | 0 | 0 | 0 | 0 | 0 | 0 | 0 | 0 | 0 | 0 | 0 | 0 | 0 | 0 | 0 | 0 | 0 | 0
F2_Commercial_Miscellaneous_New_Miscellaneous_Natural Gas_Pool Heater_E9 | F2 | Commercial | Miscellaneous | New | Miscellaneous | Natural Gas | Pool Heater | E9 | TRC BC Ratio | 0 | 0 | 0 | 0 | 0 | 0 | 0 | 0 | 0 | 0 | 0 | 0 | 0 | 0 | 0 | 0 | 0 | 0 | 0 | 0 | 0 | 0 | 0 | 0 | 0 | 0 | 0 | 0 | 0 | 0 | 0
F2_Commercial_Miscellaneous_New_Miscellaneous_Natural Gas_Pool Heater_E10 | F2 | Commercial | Miscellaneous | New | Miscellaneous | Natural Gas | Pool Heater | E10 | TRC BC Ratio | 0 | 0 | 0 | 0 | 0 | 0 | 0 | 0 | 0 | 0 | 0 | 0 | 0 | 0 | 0 | 0 | 0 | 0 | 0 | 0 | 0 | 0 | 0 | 0 | 0 | 0 | 0 | 0 | 0 | 0 | 0
F3_Commercial_Miscellaneous_New_Miscellaneous_Natural Gas_Pool Heater_E1 | F3 | Commercial | Miscellaneous | New | Miscellaneous | Natural Gas | Pool Heater | E1 | PACT BC Ratio | 0.9 | 0.9 | 0.9 | 0.9 | 0.9 | 0.9 | 0.9 | 0.9 | 0.9 | 0.9 | 0.9 | 0.9 | 0.9 | 0.9 | 0.9 | 0.9 | 0.9 | 0.9 | 0.9 | 0.9 | 0.9 | 0.9 | 0.9 | 0.9 | 0.9 | 0.9 | 0.9 | 0.9 | 0.9 | 0.9 | 0.9
F3_Commercial_Miscellaneous_New_Miscellaneous_Natural Gas_Pool Heater_E2 | F3 | Commercial | Miscellaneous | New | Miscellaneous | Natural Gas | Pool Heater | E2 | PACT BC Ratio | 0.80033 | 0.82991 | 0.84171 | 0.84451 | 0.87645 | 0.82624 | 0.79152 | 0.79055 | 0.81391 | 0.8002 | 0.79645 | 0.78786 | 0.59112 | 0.57672 | 0.57253 | 0.64711 | 0.73899 | 0.8424 | 0.92489 | 1.0603 | 1.077 | 1.0976 | 1.1223 | 0.42347 | 0.41447 | 0.40613 | 0.39836 | 0.39107 | 0.38417 | 0.37758 | 0.37125
F3_Commercial_Miscellaneous_New_Miscellaneous_Natural Gas_Pool Heater_E3 | F3 | Commercial | Miscellaneous | New | Miscellaneous | Natural Gas | Pool Heater | E3 | PACT BC Ratio | 0 | 0 | 0 | 0 | 0 | 0 | 0 | 0 | 0 | 0 | 0 | 0 | 0 | 0 | 0 | 0 | 0 | 0 | 0 | 0 | 0 | 0 | 0 | 0 | 0 | 0 | 0 | 0 | 0 | 0 | 0
F3_Commercial_Miscellaneous_New_Miscellaneous_Natural Gas_Pool Heater_E4 | F3 | Commercial | Miscellaneous | New | Miscellaneous | Natural Gas | Pool Heater | E4 | PACT BC Ratio | 0 | 0 | 0 | 0 | 0 | 0 | 0 | 0 | 0 | 0 | 0 | 0 | 0 | 0 | 0 | 0 | 0 | 0 | 0 | 0 | 0 | 0 | 0 | 0 | 0 | 0 | 0 | 0 | 0 | 0 | 0
F3_Commercial_Miscellaneous_New_Miscellaneous_Natural Gas_Pool Heater_E5 | F3 | Commercial | Miscellaneous | New | Miscellaneous | Natural Gas | Pool Heater | E5 | PACT BC Ratio | 0 | 0 | 0 | 0 | 0 | 0 | 0 | 0 | 0 | 0 | 0 | 0 | 0 | 0 | 0 | 0 | 0 | 0 | 0 | 0 | 0 | 0 | 0 | 0 | 0 | 0 | 0 | 0 | 0 | 0 | 0
F3_Commercial_Miscellaneous_New_Miscellaneous_Natural Gas_Pool Heater_E6 | F3 | Commercial | Miscellaneous | New | Miscellaneous | Natural Gas | Pool Heater | E6 | PACT BC Ratio | 0 | 0 | 0 | 0 | 0 | 0 | 0 | 0 | 0 | 0 | 0 | 0 | 0 | 0 | 0 | 0 | 0 | 0 | 0 | 0 | 0 | 0 | 0 | 0 | 0 | 0 | 0 | 0 | 0 | 0 | 0
F3_Commercial_Miscellaneous_New_Miscellaneous_Natural Gas_Pool Heater_E7 | F3 | Commercial | Miscellaneous | New | Miscellaneous | Natural Gas | Pool Heater | E7 | PACT BC Ratio | 0 | 0 | 0 | 0 | 0 | 0 | 0 | 0 | 0 | 0 | 0 | 0 | 0 | 0 | 0 | 0 | 0 | 0 | 0 | 0 | 0 | 0 | 0 | 0 | 0 | 0 | 0 | 0 | 0 | 0 | 0
F3_Commercial_Miscellaneous_New_Miscellaneous_Natural Gas_Pool Heater_E8 | F3 | Commercial | Miscellaneous | New | Miscellaneous | Natural Gas | Pool Heater | E8 | PACT BC Ratio | 0 | 0 | 0 | 0 | 0 | 0 | 0 | 0 | 0 | 0 | 0 | 0 | 0 | 0 | 0 | 0 | 0 | 0 | 0 | 0 | 0 | 0 | 0 | 0 | 0 | 0 | 0 | 0 | 0 | 0 | 0
F3_Commercial_Miscellaneous_New_Miscellaneous_Natural Gas_Pool Heater_E9 | F3 | Commercial | Miscellaneous | New | Miscellaneous | Natural Gas | Pool Heater | E9 | PACT BC Ratio | 0 | 0 | 0 | 0 | 0 | 0 | 0 | 0 | 0 | 0 | 0 | 0 | 0 | 0 | 0 | 0 | 0 | 0 | 0 | 0 | 0 | 0 | 0 | 0 | 0 | 0 | 0 | 0 | 0 | 0 | 0
F3_Commercial_Miscellaneous_New_Miscellaneous_Natural Gas_Pool Heater_E10 | F3 | Commercial | Miscellaneous | New | Miscellaneous | Natural Gas | Pool Heater | E10 | PACT BC Ratio | 0 | 0 | 0 | 0 | 0 | 0 | 0 | 0 | 0 | 0 | 0 | 0 | 0 | 0 | 0 | 0 | 0 | 0 | 0 | 0 | 0 | 0 | 0 | 0 | 0 | 0 | 0 | 0 | 0 | 0 | 0
F4_Commercial_Miscellaneous_New_Miscellaneous_Natural Gas_Pool Heater_E1 | F4 | Commercial | Miscellaneous | New | Miscellaneous | Natural Gas | Pool Heater | E1 | PCT BC Ratio | 0.9 | 0.9 | 0.9 | 0.9 | 0.9 | 0.9 | 0.9 | 0.9 | 0.9 | 0.9 | 0.9 | 0.9 | 0.9 | 0.9 | 0.9 | 0.9 | 0.9 | 0.9 | 0.9 | 0.9 | 0.9 | 0.9 | 0.9 | 0.9 | 0.9 | 0.9 | 0.9 | 0.9 | 0.9 | 0.9 | 0.9
F4_Commercial_Miscellaneous_New_Miscellaneous_Natural Gas_Pool Heater_E2 | F4 | Commercial | Miscellaneous | New | Miscellaneous | Natural Gas | Pool Heater | E2 | PCT BC Ratio | 1.6263 | 1.6664 | 1.6824 | 1.6862 | 1.7296 | 1.6614 | 1.6143 | 1.613 | 1.6447 | 1.6261 | 1.621 | 1.6093 | 1.3422 | 1.3227 | 1.317 | 1.4182 | 1.543 | 1.6834 | 1.7954 | 1.9792 | 2.0018 | 2.0299 | 2.0634 | 1.1146 | 1.1024 | 1.091 | 1.0805 | 1.0706 | 1.0612 | 1.0523 | 1.0437
F4_Commercial_Miscellaneous_New_Miscellaneous_Natural Gas_Pool Heater_E3 | F4 | Commercial | Miscellaneous | New | Miscellaneous | Natural Gas | Pool Heater | E3 | PCT BC Ratio | 0 | 0 | 0 | 0 | 0 | 0 | 0 | 0 | 0 | 0 | 0 | 0 | 0 | 0 | 0 | 0 | 0 | 0 | 0 | 0 | 0 | 0 | 0 | 0 | 0 | 0 | 0 | 0 | 0 | 0 | 0
F4_Commercial_Miscellaneous_New_Miscellaneous_Natural Gas_Pool Heater_E4 | F4 | Commercial | Miscellaneous | New | Miscellaneous | Natural Gas | Pool Heater | E4 | PCT BC Ratio | 0 | 0 | 0 | 0 | 0 | 0 | 0 | 0 | 0 | 0 | 0 | 0 | 0 | 0 | 0 | 0 | 0 | 0 | 0 | 0 | 0 | 0 | 0 | 0 | 0 | 0 | 0 | 0 | 0 | 0 | 0
F4_Commercial_Miscellaneous_New_Miscellaneous_Natural Gas_Pool Heater_E5 | F4 | Commercial | Miscellaneous | New | Miscellaneous | Natural Gas | Pool Heater | E5 | PCT BC Ratio | 0 | 0 | 0 | 0 | 0 | 0 | 0 | 0 | 0 | 0 | 0 | 0 | 0 | 0 | 0 | 0 | 0 | 0 | 0 | 0 | 0 | 0 | 0 | 0 | 0 | 0 | 0 | 0 | 0 | 0 | 0
F4_Commercial_Miscellaneous_New_Miscellaneous_Natural Gas_Pool Heater_E6 | F4 | Commercial | Miscellaneous | New | Miscellaneous | Natural Gas | Pool Heater | E6 | PCT BC Ratio | 0 | 0 | 0 | 0 | 0 | 0 | 0 | 0 | 0 | 0 | 0 | 0 | 0 | 0 | 0 | 0 | 0 | 0 | 0 | 0 | 0 | 0 | 0 | 0 | 0 | 0 | 0 | 0 | 0 | 0 | 0
F4_Commercial_Miscellaneous_New_Miscellaneous_Natural Gas_Pool Heater_E7 | F4 | Commercial | Miscellaneous | New | Miscellaneous | Natural Gas | Pool Heater | E7 | PCT BC Ratio | 0 | 0 | 0 | 0 | 0 | 0 | 0 | 0 | 0 | 0 | 0 | 0 | 0 | 0 | 0 | 0 | 0 | 0 | 0 | 0 | 0 | 0 | 0 | 0 | 0 | 0 | 0 | 0 | 0 | 0 | 0
F4_Commercial_Miscellaneous_New_Miscellaneous_Natural Gas_Pool Heater_E8 | F4 | Commercial | Miscellaneous | New | Miscellaneous | Natural Gas | Pool Heater | E8 | PCT BC Ratio | 0 | 0 | 0 | 0 | 0 | 0 | 0 | 0 | 0 | 0 | 0 | 0 | 0 | 0 | 0 | 0 | 0 | 0 | 0 | 0 | 0 | 0 | 0 | 0 | 0 | 0 | 0 | 0 | 0 | 0 | 0
F4_Commercial_Miscellaneous_New_Miscellaneous_Natural Gas_Pool Heater_E9 | F4 | Commercial | Miscellaneous | New | Miscellaneous | Natural Gas | Pool Heater | E9 | PCT BC Ratio | 0 | 0 | 0 | 0 | 0 | 0 | 0 | 0 | 0 | 0 | 0 | 0 | 0 | 0 | 0 | 0 | 0 | 0 | 0 | 0 | 0 | 0 | 0 | 0 | 0 | 0 | 0 | 0 | 0 | 0 | 0
F4_Commercial_Miscellaneous_New_Miscellaneous_Natural Gas_Pool Heater_E10 | F4 | Commercial | Miscellaneous | New | Miscellaneous | Natural Gas | Pool Heater | E10 | PCT BC Ratio | 0 | 0 | 0 | 0 | 0 | 0 | 0 | 0 | 0 | 0 | 0 | 0 | 0 | 0 | 0 | 0 | 0 | 0 | 0 | 0 | 0 | 0 | 0 | 0 | 0 | 0 | 0 | 0 | 0 | 0 | 0
F5_Commercial_Miscellaneous_New_Miscellaneous_Natural Gas_Pool Heater_E1 | F5 | Commercial | Miscellaneous | New | Miscellaneous | Natural Gas | Pool Heater | E1 | RIM BC Ratio | 0.9 | 0.9 | 0.9 | 0.9 | 0.9 | 0.9 | 0.9 | 0.9 | 0.9 | 0.9 | 0.9 | 0.9 | 0.9 | 0.9 | 0.9 | 0.9 | 0.9 | 0.9 | 0.9 | 0.9 | 0.9 | 0.9 | 0.9 | 0.9 | 0.9 | 0.9 | 0.9 | 0.9 | 0.9 | 0.9 | 0.9
F5_Commercial_Miscellaneous_New_Miscellaneous_Natural Gas_Pool Heater_E2 | F5 | Commercial | Miscellaneous | New | Miscellaneous | Natural Gas | Pool Heater | E2 | RIM BC Ratio | 0.40857 | 0.41614 | 0.41909 | 0.41978 | 0.42753 | 0.41522 | 0.40626 | 0.40601 | 0.41208 | 0.40854 | 0.40756 | 0.4053 | 0.34605 | 0.34106 | 0.33959 | 0.36451 | 0.39196 | 0.41926 | 0.43874 | 0.46703 | 0.47023 | 0.47413 | 0.47867 | 0.28094 | 0.27695 | 0.2732 | 0.26966 | 0.2663 | 0.26308 | 0.25997 | 0.25696
F5_Commercial_Miscellaneous_New_Miscellaneous_Natural Gas_Pool Heater_E3 | F5 | Commercial | Miscellaneous | New | Miscellaneous | Natural Gas | Pool Heater | E3 | RIM BC Ratio | 0 | 0 | 0 | 0 | 0 | 0 | 0 | 0 | 0 | 0 | 0 | 0 | 0 | 0 | 0 | 0 | 0 | 0 | 0 | 0 | 0 | 0 | 0 | 0 | 0 | 0 | 0 | 0 | 0 | 0 | 0
F5_Commercial_Miscellaneous_New_Miscellaneous_Natural Gas_Pool Heater_E4 | F5 | Commercial | Miscellaneous | New | Miscellaneous | Natural Gas | Pool Heater | E4 | RIM BC Ratio | 0 | 0 | 0 | 0 | 0 | 0 | 0 | 0 | 0 | 0 | 0 | 0 | 0 | 0 | 0 | 0 | 0 | 0 | 0 | 0 | 0 | 0 | 0 | 0 | 0 | 0 | 0 | 0 | 0 | 0 | 0
F5_Commercial_Miscellaneous_New_Miscellaneous_Natural Gas_Pool Heater_E5 | F5 | Commercial | Miscellaneous | New | Miscellaneous | Natural Gas | Pool Heater | E5 | RIM BC Ratio | 0 | 0 | 0 | 0 | 0 | 0 | 0 | 0 | 0 | 0 | 0 | 0 | 0 | 0 | 0 | 0 | 0 | 0 | 0 | 0 | 0 | 0 | 0 | 0 | 0 | 0 | 0 | 0 | 0 | 0 | 0
F5_Commercial_Miscellaneous_New_Miscellaneous_Natural Gas_Pool Heater_E6 | F5 | Commercial | Miscellaneous | New | Miscellaneous | Natural Gas | Pool Heater | E6 | RIM BC Ratio | 0 | 0 | 0 | 0 | 0 | 0 | 0 | 0 | 0 | 0 | 0 | 0 | 0 | 0 | 0 | 0 | 0 | 0 | 0 | 0 | 0 | 0 | 0 | 0 | 0 | 0 | 0 | 0 | 0 | 0 | 0
F5_Commercial_Miscellaneous_New_Miscellaneous_Natural Gas_Pool Heater_E7 | F5 | Commercial | Miscellaneous | New | Miscellaneous | Natural Gas | Pool Heater | E7 | RIM BC Ratio | 0 | 0 | 0 | 0 | 0 | 0 | 0 | 0 | 0 | 0 | 0 | 0 | 0 | 0 | 0 | 0 | 0 | 0 | 0 | 0 | 0 | 0 | 0 | 0 | 0 | 0 | 0 | 0 | 0 | 0 | 0
F5_Commercial_Miscellaneous_New_Miscellaneous_Natural Gas_Pool Heater_E8 | F5 | Commercial | Miscellaneous | New | Miscellaneous | Natural Gas | Pool Heater | E8 | RIM BC Ratio | 0 | 0 | 0 | 0 | 0 | 0 | 0 | 0 | 0 | 0 | 0 | 0 | 0 | 0 | 0 | 0 | 0 | 0 | 0 | 0 | 0 | 0 | 0 | 0 | 0 | 0 | 0 | 0 | 0 | 0 | 0
F5_Commercial_Miscellaneous_New_Miscellaneous_Natural Gas_Pool Heater_E9 | F5 | Commercial | Miscellaneous | New | Miscellaneous | Natural Gas | Pool Heater | E9 | RIM BC Ratio | 0 | 0 | 0 | 0 | 0 | 0 | 0 | 0 | 0 | 0 | 0 | 0 | 0 | 0 | 0 | 0 | 0 | 0 | 0 | 0 | 0 | 0 | 0 | 0 | 0 | 0 | 0 | 0 | 0 | 0 | 0
F5_Commercial_Miscellaneous_New_Miscellaneous_Natural Gas_Pool Heater_E10 | F5 | Commercial | Miscellaneous | New | Miscellaneous | Natural Gas | Pool Heater | E10 | RIM BC Ratio | 0 | 0 | 0 | 0 | 0 | 0 | 0 | 0 | 0 | 0 | 0 | 0 | 0 | 0 | 0 | 0 | 0 | 0 | 0 | 0 | 0 | 0 | 0 | 0 | 0 | 0 | 0 | 0 | 0 | 0 | 0
F0_Commercial_Miscellaneous_New_Miscellaneous_Natural Gas_Miscellaneous_E0 | F0 | Commercial | Miscellaneous | New | Miscellaneous | Natural Gas | Miscellaneous | E0 | Economic Unit | Miscellaneous | Miscellaneous | Miscellaneous | Miscellaneous | Miscellaneous | Miscellaneous | Miscellaneous | Miscellaneous | Miscellaneous | Miscellaneous | Miscellaneous | Miscellaneous | Miscellaneous | Miscellaneous | Miscellaneous | Miscellaneous | Miscellaneous | Miscellaneous | Miscellaneous | Miscellaneous | Miscellaneous | Miscellaneous | Miscellaneous | Miscellaneous | Miscellaneous | Miscellaneous | Miscellaneous | Miscellaneous | Miscellaneous | Miscellaneous | Miscellaneous
F1_Commercial_Miscellaneous_New_Miscellaneous_Natural Gas_Miscellaneous_E1 | F1 | Commercial | Miscellaneous | New | Miscellaneous | Natural Gas | Miscellaneous | E1 | CCE | 0 | 0 | 0 | 0 | 0 | 0 | 0 | 0 | 0 | 0 | 0 | 0 | 0 | 0 | 0 | 0 | 0 | 0 | 0 | 0 | 0 | 0 | 0 | 0 | 0 | 0 | 0 | 0 | 0 | 0 | 0
F1_Commercial_Miscellaneous_New_Miscellaneous_Natural Gas_Miscellaneous_E2 | F1 | Commercial | Miscellaneous | New | Miscellaneous | Natural Gas | Miscellaneous | E2 | CCE | 0 | 0 | 0 | 0 | 0 | 0 | 0 | 0 | 0 | 0 | 0 | 0 | 0 | 0 | 0 | 0 | 0 | 0 | 0 | 0 | 0 | 0 | 0 | 0 | 0 | 0 | 0 | 0 | 0 | 0 | 0
F1_Commercial_Miscellaneous_New_Miscellaneous_Natural Gas_Miscellaneous_E3 | F1 | Commercial | Miscellaneous | New | Miscellaneous | Natural Gas | Miscellaneous | E3 | CCE | 0 | 0 | 0 | 0 | 0 | 0 | 0 | 0 | 0 | 0 | 0 | 0 | 0 | 0 | 0 | 0 | 0 | 0 | 0 | 0 | 0 | 0 | 0 | 0 | 0 | 0 | 0 | 0 | 0 | 0 | 0
F1_Commercial_Miscellaneous_New_Miscellaneous_Natural Gas_Miscellaneous_E4 | F1 | Commercial | Miscellaneous | New | Miscellaneous | Natural Gas | Miscellaneous | E4 | CCE | 0 | 0 | 0 | 0 | 0 | 0 | 0 | 0 | 0 | 0 | 0 | 0 | 0 | 0 | 0 | 0 | 0 | 0 | 0 | 0 | 0 | 0 | 0 | 0 | 0 | 0 | 0 | 0 | 0 | 0 | 0
F1_Commercial_Miscellaneous_New_Miscellaneous_Natural Gas_Miscellaneous_E5 | F1 | Commercial | Miscellaneous | New | Miscellaneous | Natural Gas | Miscellaneous | E5 | CCE | 0 | 0 | 0 | 0 | 0 | 0 | 0 | 0 | 0 | 0 | 0 | 0 | 0 | 0 | 0 | 0 | 0 | 0 | 0 | 0 | 0 | 0 | 0 | 0 | 0 | 0 | 0 | 0 | 0 | 0 | 0
F1_Commercial_Miscellaneous_New_Miscellaneous_Natural Gas_Miscellaneous_E6 | F1 | Commercial | Miscellaneous | New | Miscellaneous | Natural Gas | Miscellaneous | E6 | CCE | 0 | 0 | 0 | 0 | 0 | 0 | 0 | 0 | 0 | 0 | 0 | 0 | 0 | 0 | 0 | 0 | 0 | 0 | 0 | 0 | 0 | 0 | 0 | 0 | 0 | 0 | 0 | 0 | 0 | 0 | 0
F1_Commercial_Miscellaneous_New_Miscellaneous_Natural Gas_Miscellaneous_E7 | F1 | Commercial | Miscellaneous | New | Miscellaneous | Natural Gas | Miscellaneous | E7 | CCE | 0 | 0 | 0 | 0 | 0 | 0 | 0 | 0 | 0 | 0 | 0 | 0 | 0 | 0 | 0 | 0 | 0 | 0 | 0 | 0 | 0 | 0 | 0 | 0 | 0 | 0 | 0 | 0 | 0 | 0 | 0
F1_Commercial_Miscellaneous_New_Miscellaneous_Natural Gas_Miscellaneous_E8 | F1 | Commercial | Miscellaneous | New | Miscellaneous | Natural Gas | Miscellaneous | E8 | CCE | 0 | 0 | 0 | 0 | 0 | 0 | 0 | 0 | 0 | 0 | 0 | 0 | 0 | 0 | 0 | 0 | 0 | 0 | 0 | 0 | 0 | 0 | 0 | 0 | 0 | 0 | 0 | 0 | 0 | 0 | 0
F1_Commercial_Miscellaneous_New_Miscellaneous_Natural Gas_Miscellaneous_E9 | F1 | Commercial | Miscellaneous | New | Miscellaneous | Natural Gas | Miscellaneous | E9 | CCE | 0 | 0 | 0 | 0 | 0 | 0 | 0 | 0 | 0 | 0 | 0 | 0 | 0 | 0 | 0 | 0 | 0 | 0 | 0 | 0 | 0 | 0 | 0 | 0 | 0 | 0 | 0 | 0 | 0 | 0 | 0
F1_Commercial_Miscellaneous_New_Miscellaneous_Natural Gas_Miscellaneous_E10 | F1 | Commercial | Miscellaneous | New | Miscellaneous | Natural Gas | Miscellaneous | E10 | CCE | 0 | 0 | 0 | 0 | 0 | 0 | 0 | 0 | 0 | 0 | 0 | 0 | 0 | 0 | 0 | 0 | 0 | 0 | 0 | 0 | 0 | 0 | 0 | 0 | 0 | 0 | 0 | 0 | 0 | 0 | 0
F2_Commercial_Miscellaneous_New_Miscellaneous_Natural Gas_Miscellaneous_E1 | F2 | Commercial | Miscellaneous | New | Miscellaneous | Natural Gas | Miscellaneous | E1 | TRC BC Ratio | 0.9 | 0.9 | 0.9 | 0.9 | 0.9 | 0.9 | 0.9 | 0.9 | 0.9 | 0.9 | 0.9 | 0.9 | 0.9 | 0.9 | 0.9 | 0.9 | 0.9 | 0.9 | 0.9 | 0.9 | 0.9 | 0.9 | 0.9 | 0.9 | 0.9 | 0.9 | 0.9 | 0.9 | 0.9 | 0.9 | 0.9
F2_Commercial_Miscellaneous_New_Miscellaneous_Natural Gas_Miscellaneous_E2 | F2 | Commercial | Miscellaneous | New | Miscellaneous | Natural Gas | Miscellaneous | E2 | TRC BC Ratio | 0 | 0 | 0 | 0 | 0 | 0 | 0 | 0 | 0 | 0 | 0 | 0 | 0 | 0 | 0 | 0 | 0 | 0 | 0 | 0 | 0 | 0 | 0 | 0 | 0 | 0 | 0 | 0 | 0 | 0 | 0
F2_Commercial_Miscellaneous_New_Miscellaneous_Natural Gas_Miscellaneous_E3 | F2 | Commercial | Miscellaneous | New | Miscellaneous | Natural Gas | Miscellaneous | E3 | TRC BC Ratio | 0 | 0 | 0 | 0 | 0 | 0 | 0 | 0 | 0 | 0 | 0 | 0 | 0 | 0 | 0 | 0 | 0 | 0 | 0 | 0 | 0 | 0 | 0 | 0 | 0 | 0 | 0 | 0 | 0 | 0 | 0
F2_Commercial_Miscellaneous_New_Miscellaneous_Natural Gas_Miscellaneous_E4 | F2 | Commercial | Miscellaneous | New | Miscellaneous | Natural Gas | Miscellaneous | E4 | TRC BC Ratio | 0 | 0 | 0 | 0 | 0 | 0 | 0 | 0 | 0 | 0 | 0 | 0 | 0 | 0 | 0 | 0 | 0 | 0 | 0 | 0 | 0 | 0 | 0 | 0 | 0 | 0 | 0 | 0 | 0 | 0 | 0
F2_Commercial_Miscellaneous_New_Miscellaneous_Natural Gas_Miscellaneous_E5 | F2 | Commercial | Miscellaneous | New | Miscellaneous | Natural Gas | Miscellaneous | E5 | TRC BC Ratio | 0 | 0 | 0 | 0 | 0 | 0 | 0 | 0 | 0 | 0 | 0 | 0 | 0 | 0 | 0 | 0 | 0 | 0 | 0 | 0 | 0 | 0 | 0 | 0 | 0 | 0 | 0 | 0 | 0 | 0 | 0
F2_Commercial_Miscellaneous_New_Miscellaneous_Natural Gas_Miscellaneous_E6 | F2 | Commercial | Miscellaneous | New | Miscellaneous | Natural Gas | Miscellaneous | E6 | TRC BC Ratio | 0 | 0 | 0 | 0 | 0 | 0 | 0 | 0 | 0 | 0 | 0 | 0 | 0 | 0 | 0 | 0 | 0 | 0 | 0 | 0 | 0 | 0 | 0 | 0 | 0 | 0 | 0 | 0 | 0 | 0 | 0
F2_Commercial_Miscellaneous_New_Miscellaneous_Natural Gas_Miscellaneous_E7 | F2 | Commercial | Miscellaneous | New | Miscellaneous | Natural Gas | Miscellaneous | E7 | TRC BC Ratio | 0 | 0 | 0 | 0 | 0 | 0 | 0 | 0 | 0 | 0 | 0 | 0 | 0 | 0 | 0 | 0 | 0 | 0 | 0 | 0 | 0 | 0 | 0 | 0 | 0 | 0 | 0 | 0 | 0 | 0 | 0
F2_Commercial_Miscellaneous_New_Miscellaneous_Natural Gas_Miscellaneous_E8 | F2 | Commercial | Miscellaneous | New | Miscellaneous | Natural Gas | Miscellaneous | E8 | TRC BC Ratio | 0 | 0 | 0 | 0 | 0 | 0 | 0 | 0 | 0 | 0 | 0 | 0 | 0 | 0 | 0 | 0 | 0 | 0 | 0 | 0 | 0 | 0 | 0 | 0 | 0 | 0 | 0 | 0 | 0 | 0 | 0
F2_Commercial_Miscellaneous_New_Miscellaneous_Natural Gas_Miscellaneous_E9 | F2 | Commercial | Miscellaneous | New | Miscellaneous | Natural Gas | Miscellaneous | E9 | TRC BC Ratio | 0 | 0 | 0 | 0 | 0 | 0 | 0 | 0 | 0 | 0 | 0 | 0 | 0 | 0 | 0 | 0 | 0 | 0 | 0 | 0 | 0 | 0 | 0 | 0 | 0 | 0 | 0 | 0 | 0 | 0 | 0
F2_Commercial_Miscellaneous_New_Miscellaneous_Natural Gas_Miscellaneous_E10 | F2 | Commercial | Miscellaneous | New | Miscellaneous | Natural Gas | Miscellaneous | E10 | TRC BC Ratio | 0 | 0 | 0 | 0 | 0 | 0 | 0 | 0 | 0 | 0 | 0 | 0 | 0 | 0 | 0 | 0 | 0 | 0 | 0 | 0 | 0 | 0 | 0 | 0 | 0 | 0 | 0 | 0 | 0 | 0 | 0
F3_Commercial_Miscellaneous_New_Miscellaneous_Natural Gas_Miscellaneous_E1 | F3 | Commercial | Miscellaneous | New | Miscellaneous | Natural Gas | Miscellaneous | E1 | PACT BC Ratio | 0.9 | 0.9 | 0.9 | 0.9 | 0.9 | 0.9 | 0.9 | 0.9 | 0.9 | 0.9 | 0.9 | 0.9 | 0.9 | 0.9 | 0.9 | 0.9 | 0.9 | 0.9 | 0.9 | 0.9 | 0.9 | 0.9 | 0.9 | 0.9 | 0.9 | 0.9 | 0.9 | 0.9 | 0.9 | 0.9 | 0.9
F3_Commercial_Miscellaneous_New_Miscellaneous_Natural Gas_Miscellaneous_E2 | F3 | Commercial | Miscellaneous | New | Miscellaneous | Natural Gas | Miscellaneous | E2 | PACT BC Ratio | 0 | 0 | 0 | 0 | 0 | 0 | 0 | 0 | 0 | 0 | 0 | 0 | 0 | 0 | 0 | 0 | 0 | 0 | 0 | 0 | 0 | 0 | 0 | 0 | 0 | 0 | 0 | 0 | 0 | 0 | 0
F3_Commercial_Miscellaneous_New_Miscellaneous_Natural Gas_Miscellaneous_E3 | F3 | Commercial | Miscellaneous | New | Miscellaneous | Natural Gas | Miscellaneous | E3 | PACT BC Ratio | 0 | 0 | 0 | 0 | 0 | 0 | 0 | 0 | 0 | 0 | 0 | 0 | 0 | 0 | 0 | 0 | 0 | 0 | 0 | 0 | 0 | 0 | 0 | 0 | 0 | 0 | 0 | 0 | 0 | 0 | 0
F3_Commercial_Miscellaneous_New_Miscellaneous_Natural Gas_Miscellaneous_E4 | F3 | Commercial | Miscellaneous | New | Miscellaneous | Natural Gas | Miscellaneous | E4 | PACT BC Ratio | 0 | 0 | 0 | 0 | 0 | 0 | 0 | 0 | 0 | 0 | 0 | 0 | 0 | 0 | 0 | 0 | 0 | 0 | 0 | 0 | 0 | 0 | 0 | 0 | 0 | 0 | 0 | 0 | 0 | 0 | 0
F3_Commercial_Miscellaneous_New_Miscellaneous_Natural Gas_Miscellaneous_E5 | F3 | Commercial | Miscellaneous | New | Miscellaneous | Natural Gas | Miscellaneous | E5 | PACT BC Ratio | 0 | 0 | 0 | 0 | 0 | 0 | 0 | 0 | 0 | 0 | 0 | 0 | 0 | 0 | 0 | 0 | 0 | 0 | 0 | 0 | 0 | 0 | 0 | 0 | 0 | 0 | 0 | 0 | 0 | 0 | 0
F3_Commercial_Miscellaneous_New_Miscellaneous_Natural Gas_Miscellaneous_E6 | F3 | Commercial | Miscellaneous | New | Miscellaneous | Natural Gas | Miscellaneous | E6 | PACT BC Ratio | 0 | 0 | 0 | 0 | 0 | 0 | 0 | 0 | 0 | 0 | 0 | 0 | 0 | 0 | 0 | 0 | 0 | 0 | 0 | 0 | 0 | 0 | 0 | 0 | 0 | 0 | 0 | 0 | 0 | 0 | 0
F3_Commercial_Miscellaneous_New_Miscellaneous_Natural Gas_Miscellaneous_E7 | F3 | Commercial | Miscellaneous | New | Miscellaneous | Natural Gas | Miscellaneous | E7 | PACT BC Ratio | 0 | 0 | 0 | 0 | 0 | 0 | 0 | 0 | 0 | 0 | 0 | 0 | 0 | 0 | 0 | 0 | 0 | 0 | 0 | 0 | 0 | 0 | 0 | 0 | 0 | 0 | 0 | 0 | 0 | 0 | 0
F3_Commercial_Miscellaneous_New_Miscellaneous_Natural Gas_Miscellaneous_E8 | F3 | Commercial | Miscellaneous | New | Miscellaneous | Natural Gas | Miscellaneous | E8 | PACT BC Ratio | 0 | 0 | 0 | 0 | 0 | 0 | 0 | 0 | 0 | 0 | 0 | 0 | 0 | 0 | 0 | 0 | 0 | 0 | 0 | 0 | 0 | 0 | 0 | 0 | 0 | 0 | 0 | 0 | 0 | 0 | 0
F3_Commercial_Miscellaneous_New_Miscellaneous_Natural Gas_Miscellaneous_E9 | F3 | Commercial | Miscellaneous | New | Miscellaneous | Natural Gas | Miscellaneous | E9 | PACT BC Ratio | 0 | 0 | 0 | 0 | 0 | 0 | 0 | 0 | 0 | 0 | 0 | 0 | 0 | 0 | 0 | 0 | 0 | 0 | 0 | 0 | 0 | 0 | 0 | 0 | 0 | 0 | 0 | 0 | 0 | 0 | 0
F3_Commercial_Miscellaneous_New_Miscellaneous_Natural Gas_Miscellaneous_E10 | F3 | Commercial | Miscellaneous | New | Miscellaneous | Natural Gas | Miscellaneous | E10 | PACT BC Ratio | 0 | 0 | 0 | 0 | 0 | 0 | 0 | 0 | 0 | 0 | 0 | 0 | 0 | 0 | 0 | 0 | 0 | 0 | 0 | 0 | 0 | 0 | 0 | 0 | 0 | 0 | 0 | 0 | 0 | 0 | 0
F4_Commercial_Miscellaneous_New_Miscellaneous_Natural Gas_Miscellaneous_E1 | F4 | Commercial | Miscellaneous | New | Miscellaneous | Natural Gas | Miscellaneous | E1 | PCT BC Ratio | 0.9 | 0.9 | 0.9 | 0.9 | 0.9 | 0.9 | 0.9 | 0.9 | 0.9 | 0.9 | 0.9 | 0.9 | 0.9 | 0.9 | 0.9 | 0.9 | 0.9 | 0.9 | 0.9 | 0.9 | 0.9 | 0.9 | 0.9 | 0.9 | 0.9 | 0.9 | 0.9 | 0.9 | 0.9 | 0.9 | 0.9
F4_Commercial_Miscellaneous_New_Miscellaneous_Natural Gas_Miscellaneous_E2 | F4 | Commercial | Miscellaneous | New | Miscellaneous | Natural Gas | Miscellaneous | E2 | PCT BC Ratio | 0 | 0 | 0 | 0 | 0 | 0 | 0 | 0 | 0 | 0 | 0 | 0 | 0 | 0 | 0 | 0 | 0 | 0 | 0 | 0 | 0 | 0 | 0 | 0 | 0 | 0 | 0 | 0 | 0 | 0 | 0
F4_Commercial_Miscellaneous_New_Miscellaneous_Natural Gas_Miscellaneous_E3 | F4 | Commercial | Miscellaneous | New | Miscellaneous | Natural Gas | Miscellaneous | E3 | PCT BC Ratio | 0 | 0 | 0 | 0 | 0 | 0 | 0 | 0 | 0 | 0 | 0 | 0 | 0 | 0 | 0 | 0 | 0 | 0 | 0 | 0 | 0 | 0 | 0 | 0 | 0 | 0 | 0 | 0 | 0 | 0 | 0
F4_Commercial_Miscellaneous_New_Miscellaneous_Natural Gas_Miscellaneous_E4 | F4 | Commercial | Miscellaneous | New | Miscellaneous | Natural Gas | Miscellaneous | E4 | PCT BC Ratio | 0 | 0 | 0 | 0 | 0 | 0 | 0 | 0 | 0 | 0 | 0 | 0 | 0 | 0 | 0 | 0 | 0 | 0 | 0 | 0 | 0 | 0 | 0 | 0 | 0 | 0 | 0 | 0 | 0 | 0 | 0
F4_Commercial_Miscellaneous_New_Miscellaneous_Natural Gas_Miscellaneous_E5 | F4 | Commercial | Miscellaneous | New | Miscellaneous | Natural Gas | Miscellaneous | E5 | PCT BC Ratio | 0 | 0 | 0 | 0 | 0 | 0 | 0 | 0 | 0 | 0 | 0 | 0 | 0 | 0 | 0 | 0 | 0 | 0 | 0 | 0 | 0 | 0 | 0 | 0 | 0 | 0 | 0 | 0 | 0 | 0 | 0
F4_Commercial_Miscellaneous_New_Miscellaneous_Natural Gas_Miscellaneous_E6 | F4 | Commercial | Miscellaneous | New | Miscellaneous | Natural Gas | Miscellaneous | E6 | PCT BC Ratio | 0 | 0 | 0 | 0 | 0 | 0 | 0 | 0 | 0 | 0 | 0 | 0 | 0 | 0 | 0 | 0 | 0 | 0 | 0 | 0 | 0 | 0 | 0 | 0 | 0 | 0 | 0 | 0 | 0 | 0 | 0
F4_Commercial_Miscellaneous_New_Miscellaneous_Natural Gas_Miscellaneous_E7 | F4 | Commercial | Miscellaneous | New | Miscellaneous | Natural Gas | Miscellaneous | E7 | PCT BC Ratio | 0 | 0 | 0 | 0 | 0 | 0 | 0 | 0 | 0 | 0 | 0 | 0 | 0 | 0 | 0 | 0 | 0 | 0 | 0 | 0 | 0 | 0 | 0 | 0 | 0 | 0 | 0 | 0 | 0 | 0 | 0
F4_Commercial_Miscellaneous_New_Miscellaneous_Natural Gas_Miscellaneous_E8 | F4 | Commercial | Miscellaneous | New | Miscellaneous | Natural Gas | Miscellaneous | E8 | PCT BC Ratio | 0 | 0 | 0 | 0 | 0 | 0 | 0 | 0 | 0 | 0 | 0 | 0 | 0 | 0 | 0 | 0 | 0 | 0 | 0 | 0 | 0 | 0 | 0 | 0 | 0 | 0 | 0 | 0 | 0 | 0 | 0
F4_Commercial_Miscellaneous_New_Miscellaneous_Natural Gas_Miscellaneous_E9 | F4 | Commercial | Miscellaneous | New | Miscellaneous | Natural Gas | Miscellaneous | E9 | PCT BC Ratio | 0 | 0 | 0 | 0 | 0 | 0 | 0 | 0 | 0 | 0 | 0 | 0 | 0 | 0 | 0 | 0 | 0 | 0 | 0 | 0 | 0 | 0 | 0 | 0 | 0 | 0 | 0 | 0 | 0 | 0 | 0
F4_Commercial_Miscellaneous_New_Miscellaneous_Natural Gas_Miscellaneous_E10 | F4 | Commercial | Miscellaneous | New | Miscellaneous | Natural Gas | Miscellaneous | E10 | PCT BC Ratio | 0 | 0 | 0 | 0 | 0 | 0 | 0 | 0 | 0 | 0 | 0 | 0 | 0 | 0 | 0 | 0 | 0 | 0 | 0 | 0 | 0 | 0 | 0 | 0 | 0 | 0 | 0 | 0 | 0 | 0 | 0
F5_Commercial_Miscellaneous_New_Miscellaneous_Natural Gas_Miscellaneous_E1 | F5 | Commercial | Miscellaneous | New | Miscellaneous | Natural Gas | Miscellaneous | E1 | RIM BC Ratio | 0.9 | 0.9 | 0.9 | 0.9 | 0.9 | 0.9 | 0.9 | 0.9 | 0.9 | 0.9 | 0.9 | 0.9 | 0.9 | 0.9 | 0.9 | 0.9 | 0.9 | 0.9 | 0.9 | 0.9 | 0.9 | 0.9 | 0.9 | 0.9 | 0.9 | 0.9 | 0.9 | 0.9 | 0.9 | 0.9 | 0.9
F5_Commercial_Miscellaneous_New_Miscellaneous_Natural Gas_Miscellaneous_E2 | F5 | Commercial | Miscellaneous | New | Miscellaneous | Natural Gas | Miscellaneous | E2 | RIM BC Ratio | 0 | 0 | 0 | 0 | 0 | 0 | 0 | 0 | 0 | 0 | 0 | 0 | 0 | 0 | 0 | 0 | 0 | 0 | 0 | 0 | 0 | 0 | 0 | 0 | 0 | 0 | 0 | 0 | 0 | 0 | 0
F5_Commercial_Miscellaneous_New_Miscellaneous_Natural Gas_Miscellaneous_E3 | F5 | Commercial | Miscellaneous | New | Miscellaneous | Natural Gas | Miscellaneous | E3 | RIM BC Ratio | 0 | 0 | 0 | 0 | 0 | 0 | 0 | 0 | 0 | 0 | 0 | 0 | 0 | 0 | 0 | 0 | 0 | 0 | 0 | 0 | 0 | 0 | 0 | 0 | 0 | 0 | 0 | 0 | 0 | 0 | 0
F5_Commercial_Miscellaneous_New_Miscellaneous_Natural Gas_Miscellaneous_E4 | F5 | Commercial | Miscellaneous | New | Miscellaneous | Natural Gas | Miscellaneous | E4 | RIM BC Ratio | 0 | 0 | 0 | 0 | 0 | 0 | 0 | 0 | 0 | 0 | 0 | 0 | 0 | 0 | 0 | 0 | 0 | 0 | 0 | 0 | 0 | 0 | 0 | 0 | 0 | 0 | 0 | 0 | 0 | 0 | 0
F5_Commercial_Miscellaneous_New_Miscellaneous_Natural Gas_Miscellaneous_E5 | F5 | Commercial | Miscellaneous | New | Miscellaneous | Natural Gas | Miscellaneous | E5 | RIM BC Ratio | 0 | 0 | 0 | 0 | 0 | 0 | 0 | 0 | 0 | 0 | 0 | 0 | 0 | 0 | 0 | 0 | 0 | 0 | 0 | 0 | 0 | 0 | 0 | 0 | 0 | 0 | 0 | 0 | 0 | 0 | 0
F5_Commercial_Miscellaneous_New_Miscellaneous_Natural Gas_Miscellaneous_E6 | F5 | Commercial | Miscellaneous | New | Miscellaneous | Natural Gas | Miscellaneous | E6 | RIM BC Ratio | 0 | 0 | 0 | 0 | 0 | 0 | 0 | 0 | 0 | 0 | 0 | 0 | 0 | 0 | 0 | 0 | 0 | 0 | 0 | 0 | 0 | 0 | 0 | 0 | 0 | 0 | 0 | 0 | 0 | 0 | 0
F5_Commercial_Miscellaneous_New_Miscellaneous_Natural Gas_Miscellaneous_E7 | F5 | Commercial | Miscellaneous | New | Miscellaneous | Natural Gas | Miscellaneous | E7 | RIM BC Ratio | 0 | 0 | 0 | 0 | 0 | 0 | 0 | 0 | 0 | 0 | 0 | 0 | 0 | 0 | 0 | 0 | 0 | 0 | 0 | 0 | 0 | 0 | 0 | 0 | 0 | 0 | 0 | 0 | 0 | 0 | 0
F5_Commercial_Miscellaneous_New_Miscellaneous_Natural Gas_Miscellaneous_E8 | F5 | Commercial | Miscellaneous | New | Miscellaneous | Natural Gas | Miscellaneous | E8 | RIM BC Ratio | 0 | 0 | 0 | 0 | 0 | 0 | 0 | 0 | 0 | 0 | 0 | 0 | 0 | 0 | 0 | 0 | 0 | 0 | 0 | 0 | 0 | 0 | 0 | 0 | 0 | 0 | 0 | 0 | 0 | 0 | 0
F5_Commercial_Miscellaneous_New_Miscellaneous_Natural Gas_Miscellaneous_E9 | F5 | Commercial | Miscellaneous | New | Miscellaneous | Natural Gas | Miscellaneous | E9 | RIM BC Ratio | 0 | 0 | 0 | 0 | 0 | 0 | 0 | 0 | 0 | 0 | 0 | 0 | 0 | 0 | 0 | 0 | 0 | 0 | 0 | 0 | 0 | 0 | 0 | 0 | 0 | 0 | 0 | 0 | 0 | 0 | 0
F5_Commercial_Miscellaneous_New_Miscellaneous_Natural Gas_Miscellaneous_E10 | F5 | Commercial | Miscellaneous | New | Miscellaneous | Natural Gas | Miscellaneous | E10 | RIM BC Ratio | 0 | 0 | 0 | 0 | 0 | 0 | 0 | 0 | 0 | 0 | 0 | 0 | 0 | 0 | 0 | 0 | 0 | 0 | 0 | 0 | 0 | 0 | 0 | 0 | 0 | 0 | 0 | 0 | 0 | 0 | 0

## System Costs (hidden)
Key | Field | Sector | Segment | Vintage | System | System Label | Label | 2013 | 2014 | 2015 | 2016 | 2017 | 2018 | 2019 | 2020 | 2021 | 2022 | 2023 | 2024 | 2025 | 2026 | 2027 | 2028 | 2029 | 2030 | 2031 | 2032 | 2033 | 2034 | 2035

## System Stock (hidden)
Key | Sector | Segment | Vintage | System | Label | Case | 2013 | 2014 | 2015 | 2016 | 2017 | 2018 | 2019 | 2020 | 2021 | 2022 | 2023 | 2024 | 2025 | 2026 | 2027 | 2028 | 2029 | 2030 | 2031 | 2032 | 2033 | 2034 | 2035

## Equipment Results
Key | Field | Sector | Segment | Vintage | End Use | Fuel | Technology | Case | Label | 2019 | 2020 | 2021 | 2022 | 2023 | 2024 | 2025 | 2026 | 2027 | 2028 | 2029 | 2030 | 2031 | 2032 | 2033 | 2034 | 2035 | 2036 | 2037 | 2038 | 2039 | 2040 | 2041 | 2042 | 2043 | 2044 | 2045 | 2046 | 2047
F1_Commercial_Office_Existing_Space Heating_Natural Gas_Furnace_Baseline Forecast | F1 | Commercial | Office | Existing | Space Heating | Natural Gas | Furnace | Baseline Forecast | Units | 34215397.6301 | 33531089.6775 | 32860467.884 | 32203258.5263 | 31559193.3558 | 30928009.4887 | 30309449.2989 | 29703260.3129 | 29109195.1067 | 28527011.2045 | 27956470.9804 | 27397341.5608 | 26849394.7296 | 26312406.835 | 25786158.6983 | 25270435.5243 | 24765026.8139 | 24269726.2776 | 23784331.752 | 23308645.117 | 22842472.2146 | 22385622.7704 | 21937910.3149 | 21499152.1086 | 21069169.0665 | 20647785.6851 | 20234829.9714 | 19830133.372 | 19433530.7046 | 19044860.0905 | 18663962.8887
F2_Commercial_Office_Existing_Space Heating_Natural Gas_Furnace_Baseline Forecast | F2 | Commercial | Office | Existing | Space Heating | Natural Gas | Furnace | Baseline Forecast | Usage (MMtherm) | 3.7332 | 3.7853 | 3.6719 | 3.5416 | 3.4515 | 3.352 | 3.2548 | 3.1516 | 3.0509 | 2.9531 | 2.8581 | 2.766 | 2.6785 | 2.5953 | 2.516 | 2.4404 | 2.3683 | 2.2995 | 2.2337 | 2.1698 | 2.1078 | 2.0474 | 1.9886 | 1.9322 | 1.8778 | 1.8258 | 1.7761 | 1.7284 | 1.6827 | 1.6389 | 1.5968
F3_Commercial_Office_Existing_Space Heating_Natural Gas_Furnace_Baseline Forecast | F3 | Commercial | Office | Existing | Space Heating | Natural Gas | Furnace | Baseline Forecast | Peak Demand (S) | 0 | 0 | 0 | 0 | 0 | 0 | 0 | 0 | 0 | 0 | 0 | 0 | 0 | 0 | 0 | 0 | 0 | 0 | 0 | 0 | 0 | 0 | 0 | 0 | 0 | 0 | 0 | 0 | 0 | 0 | 0
F4_Commercial_Office_Existing_Space Heating_Natural Gas_Furnace_Baseline Forecast | F4 | Commercial | Office | Existing | Space Heating | Natural Gas | Furnace | Baseline Forecast | Peak Demand (W) | 0 | 0 | 0 | 0 | 0 | 0 | 0 | 0 | 0 | 0 | 0 | 0 | 0 | 0 | 0 | 0 | 0 | 0 | 0 | 0 | 0 | 0 | 0 | 0 | 0 | 0 | 0 | 0 | 0 | 0 | 0
F5_Commercial_Office_Existing_Space Heating_Natural Gas_Furnace_Baseline Forecast | F5 | Commercial | Office | Existing | Space Heating | Natural Gas | Furnace | Baseline Forecast | Turnover | 0 | 876629.7955 | 915949.2201 | 950067.8641 | 979432.5076 | 1004454.3805 | 1025511.94 | 1042953.4322 | 1057099.2543 | 1068244.1332 | 1076659.1344 | 1082593.5152 | 998533.3128 | 921000.138 | 849487.1861 | 783527.0046 | 722688.4372 | 666573.8056 | 614816.3101 | 613952.7352 | 614427.2508 | 615899.8768 | 618081.8469 | 620729.2192 | 623637.2138 | 626635.1988 | 629582.2557 | 632363.2589 | 634885.4151 | 637075.2108 | 634183.9285
F6_Commercial_Office_Existing_Space Heating_Natural Gas_Furnace_Baseline Forecast | F6 | Commercial | Office | Existing | Space Heating | Natural Gas | Furnace | Baseline Forecast | Avg. Replacement Usage | 0.095507 | 0.099346 | 0.098875 | 0.097852 | 0.097852 | 0.086024 | 0.086024 | 0.07767 | 0.077674 | 0.077679 | 0.077682 | 0.077686 | 0.077748 | 0.077752 | 0.077753 | 0.077757 | 0.077758 | 0.077759 | 0.077769 | 0.077766 | 0.077764 | 0.077762 | 0.077758 | 0.07799 | 0.077998 | 0.078006 | 0.078015 | 0.078025 | 0.078034 | 0.078045 | 0.078056
F7_Commercial_Office_Existing_Space Heating_Natural Gas_Furnace_Baseline Forecast | F7 | Commercial | Office | Existing | Space Heating | Natural Gas | Furnace | Baseline Forecast | Avg. Replacement Demand (S) | 0 | 0 | 0 | 0 | 0 | 0 | 0 | 0 | 0 | 0 | 0 | 0 | 0 | 0 | 0 | 0 | 0 | 0 | 0 | 0 | 0 | 0 | 0 | 0 | 0 | 0 | 0 | 0 | 0 | 0 | 0
F8_Commercial_Office_Existing_Space Heating_Natural Gas_Furnace_Baseline Forecast | F8 | Commercial | Office | Existing | Space Heating | Natural Gas | Furnace | Baseline Forecast | Avg. Replacement Demand (W) | 0 | 0 | 0 | 0 | 0 | 0 | 0 | 0 | 0 | 0 | 0 | 0 | 0 | 0 | 0 | 0 | 0 | 0 | 0 | 0 | 0 | 0 | 0 | 0 | 0 | 0 | 0 | 0 | 0 | 0 | 0
F1_Commercial_Office_Existing_Space Heating_Natural Gas_Boiler_Baseline Forecast | F1 | Commercial | Office | Existing | Space Heating | Natural Gas | Boiler | Baseline Forecast | Units | 10145950.3024 | 9943031.2964 | 9744170.6704 | 9549287.257 | 9358301.5119 | 9171135.4817 | 8987712.772 | 8807958.5166 | 8631799.3462 | 8459163.3593 | 8289980.0921 | 8124180.4903 | 7961696.8805 | 7802462.9429 | 7646413.684 | 7493485.4103 | 7343615.7021 | 7196743.3881 | 7052808.5203 | 6911752.3499 | 6773517.3029 | 6638046.9569 | 6505286.0177 | 6375180.2974 | 6247676.6914 | 6122723.1576 | 6000268.6944 | 5880263.3206 | 5762658.0541 | 5647404.8931 | 5534456.7952
F2_Commercial_Office_Existing_Space Heating_Natural Gas_Boiler_Baseline Forecast | F2 | Commercial | Office | Existing | Space Heating | Natural Gas | Boiler | Baseline Forecast | Usage (MMtherm) | 4.4982 | 4.5681 | 4.4389 | 4.2894 | 4.1884 | 4.0742 | 3.9631 | 3.8552 | 3.7503 | 3.6485 | 3.5496 | 3.4535 | 3.3603 | 3.2699 | 3.1821 | 3.097 | 3.0144 | 2.9343 | 2.8567 | 2.7814 | 2.7084 | 2.6368 | 2.5676 | 2.5008 | 2.4362 | 2.3743 | 2.3151 | 2.2584 | 2.2039 | 2.1514 | 2.101
F3_Commercial_Office_Existing_Space Heating_Natural Gas_Boiler_Baseline Forecast | F3 | Commercial | Office | Existing | Space Heating | Natural Gas | Boiler | Baseline Forecast | Peak Demand (S) | 0 | 0 | 0 | 0 | 0 | 0 | 0 | 0 | 0 | 0 | 0 | 0 | 0 | 0 | 0 | 0 | 0 | 0 | 0 | 0 | 0 | 0 | 0 | 0 | 0 | 0 | 0 | 0 | 0 | 0 | 0
F4_Commercial_Office_Existing_Space Heating_Natural Gas_Boiler_Baseline Forecast | F4 | Commercial | Office | Existing | Space Heating | Natural Gas | Boiler | Baseline Forecast | Peak Demand (W) | 0 | 0 | 0 | 0 | 0 | 0 | 0 | 0 | 0 | 0 | 0 | 0 | 0 | 0 | 0 | 0 | 0 | 0 | 0 | 0 | 0 | 0 | 0 | 0 | 0 | 0 | 0 | 0 | 0 | 0 | 0
F5_Commercial_Office_Existing_Space Heating_Natural Gas_Boiler_Baseline Forecast | F5 | Commercial | Office | Existing | Space Heating | Natural Gas | Boiler | Baseline Forecast | Turnover | 0 | 301303.9787 | 297962.2436 | 294394.5057 | 290637.2309 | 286722.6708 | 282679.3272 | 278532.3658 | 274303.9845 | 270013.7419 | 265678.8491 | 261314.4307 | 256933.7561 | 252548.4461 | 248168.6571 | 243803.2442 | 239459.9076 | 235145.3219 | 230865.252 | 226624.6559 | 222427.7761 | 233751.5246 | 223765.1298 | 214874.4408 | 206929.6059 | 199800.6071 | 193374.7526 | 187554.4747 | 182255.3989 | 177404.65 | 172939.3679
F6_Commercial_Office_Existing_Space Heating_Natural Gas_Boiler_Baseline Forecast | F6 | Commercial | Office | Existing | Space Heating | Natural Gas | Boiler | Baseline Forecast | Avg. Replacement Usage | 0.41103 | 0.42755 | 0.42552 | 0.42111 | 0.4211 | 0.36554 | 0.36554 | 0.36554 | 0.36554 | 0.36554 | 0.36554 | 0.36554 | 0.36554 | 0.36554 | 0.36554 | 0.36554 | 0.36554 | 0.36554 | 0.36554 | 0.36554 | 0.36554 | 0.36554 | 0.36554 | 0.36554 | 0.36554 | 0.36554 | 0.36554 | 0.36554 | 0.36554 | 0.36554 | 0.36554
F7_Commercial_Office_Existing_Space Heating_Natural Gas_Boiler_Baseline Forecast | F7 | Commercial | Office | Existing | Space Heating | Natural Gas | Boiler | Baseline Forecast | Avg. Replacement Demand (S) | 0 | 0 | 0 | 0 | 0 | 0 | 0 | 0 | 0 | 0 | 0 | 0 | 0 | 0 | 0 | 0 | 0 | 0 | 0 | 0 | 0 | 0 | 0 | 0 | 0 | 0 | 0 | 0 | 0 | 0 | 0
F8_Commercial_Office_Existing_Space Heating_Natural Gas_Boiler_Baseline Forecast | F8 | Commercial | Office | Existing | Space Heating | Natural Gas | Boiler | Baseline Forecast | Avg. Replacement Demand (W) | 0 | 0 | 0 | 0 | 0 | 0 | 0 | 0 | 0 | 0 | 0 | 0 | 0 | 0 | 0 | 0 | 0 | 0 | 0 | 0 | 0 | 0 | 0 | 0 | 0 | 0 | 0 | 0 | 0 | 0 | 0
F1_Commercial_Office_Existing_Space Heating_Natural Gas_Unit Heater_Baseline Forecast | F1 | Commercial | Office | Existing | Space Heating | Natural Gas | Unit Heater | Baseline Forecast | Units | 6950628.2211 | 6811615.6566 | 6675383.3435 | 6541875.6766 | 6411038.1631 | 6282817.3998 | 6157161.0518 | 6034017.8308 | 5913337.4742 | 5795070.7247 | 5679169.3102 | 5565585.924 | 5454274.2055 | 5345188.7214 | 5238284.947 | 5133519.248 | 5030848.8631 | 4930231.8858 | 4831627.2481 | 4734994.7031 | 4640294.8091 | 4547488.9129 | 4456539.1346 | 4367408.3519 | 4280060.1849 | 4194458.9812 | 4110569.8016 | 4028358.4056 | 3947791.2374 | 3868835.4127 | 3791458.7044
F2_Commercial_Office_Existing_Space Heating_Natural Gas_Unit Heater_Baseline Forecast | F2 | Commercial | Office | Existing | Space Heating | Natural Gas | Unit Heater | Baseline Forecast | Usage (MMtherm) | 2.0704 | 2.1106 | 2.0586 | 1.9965 | 1.9566 | 1.9153 | 1.8741 | 1.833 | 1.7919 | 1.7507 | 1.7097 | 1.6688 | 1.6281 | 1.5877 | 1.5476 | 1.508 | 1.4691 | 1.4318 | 1.3962 | 1.3619 | 1.329 | 1.2972 | 1.2669 | 1.2378 | 1.2096 | 1.1824 | 1.156 | 1.1305 | 1.1057 | 1.0817 | 1.0583
F3_Commercial_Office_Existing_Space Heating_Natural Gas_Unit Heater_Baseline Forecast | F3 | Commercial | Office | Existing | Space Heating | Natural Gas | Unit Heater | Baseline Forecast | Peak Demand (S) | 0 | 0 | 0 | 0 | 0 | 0 | 0 | 0 | 0 | 0 | 0 | 0 | 0 | 0 | 0 | 0 | 0 | 0 | 0 | 0 | 0 | 0 | 0 | 0 | 0 | 0 | 0 | 0 | 0 | 0 | 0
F4_Commercial_Office_Existing_Space Heating_Natural Gas_Unit Heater_Baseline Forecast | F4 | Commercial | Office | Existing | Space Heating | Natural Gas | Unit Heater | Baseline Forecast | Peak Demand (W) | 0 | 0 | 0 | 0 | 0 | 0 | 0 | 0 | 0 | 0 | 0 | 0 | 0 | 0 | 0 | 0 | 0 | 0 | 0 | 0 | 0 | 0 | 0 | 0 | 0 | 0 | 0 | 0 | 0 | 0 | 0
F5_Commercial_Office_Existing_Space Heating_Natural Gas_Unit Heater_Baseline Forecast | F5 | Commercial | Office | Existing | Space Heating | Natural Gas | Unit Heater | Baseline Forecast | Turnover | 0 | 5733.6832 | 16346.2096 | 31082.8748 | 49278.0028 | 70345.0549 | 93767.8219 | 119092.5821 | 145921.1184 | 173904.5019 | 197957.1116 | 219194.5824 | 238476.64 | 256457.2443 | 273625.6873 | 290340.202 | 306855.3835 | 285994.2576 | 271223.637 | 261721.4676 | 256202.1573 | 253714.7304 | 253559.5508 | 255224.2079 | 258334.4451 | 262616.852 | 267870.7156 | 268599.3205 | 266512.2576 | 262894.7726 | 258631.5774
F6_Commercial_Office_Existing_Space Heating_Natural Gas_Unit Heater_Baseline Forecast | F6 | Commercial | Office | Existing | Space Heating | Natural Gas | Unit Heater | Baseline Forecast | Avg. Replacement Usage | 0.29788 | 0.30985 | 0.30838 | 0.30519 | 0.30519 | 0.27464 | 0.27464 | 0.27464 | 0.27464 | 0.27464 | 0.27464 | 0.27464 | 0.27464 | 0.27464 | 0.27464 | 0.27464 | 0.27464 | 0.27464 | 0.27464 | 0.27464 | 0.27464 | 0.27464 | 0.27464 | 0.27464 | 0.27464 | 0.27464 | 0.27464 | 0.27464 | 0.27464 | 0.27464 | 0.27464
F7_Commercial_Office_Existing_Space Heating_Natural Gas_Unit Heater_Baseline Forecast | F7 | Commercial | Office | Existing | Space Heating | Natural Gas | Unit Heater | Baseline Forecast | Avg. Replacement Demand (S) | 0 | 0 | 0 | 0 | 0 | 0 | 0 | 0 | 0 | 0 | 0 | 0 | 0 | 0 | 0 | 0 | 0 | 0 | 0 | 0 | 0 | 0 | 0 | 0 | 0 | 0 | 0 | 0 | 0 | 0 | 0
F8_Commercial_Office_Existing_Space Heating_Natural Gas_Unit Heater_Baseline Forecast | F8 | Commercial | Office | Existing | Space Heating | Natural Gas | Unit Heater | Baseline Forecast | Avg. Replacement Demand (W) | 0 | 0 | 0 | 0 | 0 | 0 | 0 | 0 | 0 | 0 | 0 | 0 | 0 | 0 | 0 | 0 | 0 | 0 | 0 | 0 | 0 | 0 | 0 | 0 | 0 | 0 | 0 | 0 | 0 | 0 | 0
F1_Commercial_Office_Existing_Water Heating_Natural Gas_Water Heater_Baseline Forecast | F1 | Commercial | Office | Existing | Water Heating | Natural Gas | Water Heater | Baseline Forecast | Units | 21482605.6303 | 21052953.5177 | 20631894.4473 | 20219256.5584 | 19814871.4272 | 19418573.9987 | 19030202.5187 | 18649598.4683 | 18276606.499 | 17911074.369 | 17552852.8816 | 17201795.824 | 16857759.9075 | 16520604.7094 | 16190192.6152 | 15866388.7629 | 15549060.9876 | 15238079.7679 | 14933318.1725 | 14634651.809 | 14341958.7729 | 14055119.5974 | 13774017.2055 | 13498536.8614 | 13228566.1241 | 12963994.8016 | 12704714.9056 | 12450620.6075 | 12201608.1953 | 11957576.0314 | 11718424.5108
F2_Commercial_Office_Existing_Water Heating_Natural Gas_Water Heater_Baseline Forecast | F2 | Commercial | Office | Existing | Water Heating | Natural Gas | Water Heater | Baseline Forecast | Usage (MMtherm) | 0.87761 | 0.88366 | 0.85068 | 0.81388 | 0.78657 | 0.76009 | 0.73457 | 0.69924 | 0.66506 | 0.63211 | 0.59916 | 0.56645 | 0.53537 | 0.5058 | 0.47762 | 0.44916 | 0.42393 | 0.40144 | 0.3813 | 0.36317 | 0.34678 | 0.334 | 0.32211 | 0.31104 | 0.30071 | 0.29103 | 0.28196 | 0.27343 | 0.26543 | 0.25787 | 0.25073
F3_Commercial_Office_Existing_Water Heating_Natural Gas_Water Heater_Baseline Forecast | F3 | Commercial | Office | Existing | Water Heating | Natural Gas | Water Heater | Baseline Forecast | Peak Demand (S) | 0 | 0 | 0 | 0 | 0 | 0 | 0 | 0 | 0 | 0 | 0 | 0 | 0 | 0 | 0 | 0 | 0 | 0 | 0 | 0 | 0 | 0 | 0 | 0 | 0 | 0 | 0 | 0 | 0 | 0 | 0
F4_Commercial_Office_Existing_Water Heating_Natural Gas_Water Heater_Baseline Forecast | F4 | Commercial | Office | Existing | Water Heating | Natural Gas | Water Heater | Baseline Forecast | Peak Demand (W) | 0 | 0 | 0 | 0 | 0 | 0 | 0 | 0 | 0 | 0 | 0 | 0 | 0 | 0 | 0 | 0 | 0 | 0 | 0 | 0 | 0 | 0 | 0 | 0 | 0 | 0 | 0 | 0 | 0 | 0 | 0
F5_Commercial_Office_Existing_Water Heating_Natural Gas_Water Heater_Baseline Forecast | F5 | Commercial | Office | Existing | Water Heating | Natural Gas | Water Heater | Baseline Forecast | Turnover | 0 | 637968.2884 | 693413.5324 | 740309.3686 | 779638.4764 | 812275.3335 | 838998.0397 | 860498.8503 | 877393.5606 | 890229.8653 | 1005875.7331 | 1104650.451 | 1086311.3709 | 1067929.553 | 1049550.5267 | 1157252.7834 | 983295.091 | 838872.1423 | 718497.3269 | 692198.6267 | 673828.3787 | 492999.5496 | 523043.594 | 556916.1252 | 584469.23 | 606007.2652 | 622616.9778 | 645668.5806 | 821905.5345 | 798123.092 | 765496.2813
F6_Commercial_Office_Existing_Water Heating_Natural Gas_Water Heater_Baseline Forecast | F6 | Commercial | Office | Existing | Water Heating | Natural Gas | Water Heater | Baseline Forecast | Avg. Replacement Usage | 0.031531 | 0.032798 | 0.032642 | 0.032304 | 0.032304 | 0.032305 | 0.032307 | 0.019707 | 0.019711 | 0.019717 | 0.019723 | 0.019716 | 0.019722 | 0.019707 | 0.019692 | 0.019678 | 0.019677 | 0.019677 | 0.019677 | 0.019676 | 0.019675 | 0.019675 | 0.019673 | 0.019716 | 0.019717 | 0.019718 | 0.019719 | 0.019719 | 0.01972 | 0.019721 | 0.019721
F7_Commercial_Office_Existing_Water Heating_Natural Gas_Water Heater_Baseline Forecast | F7 | Commercial | Office | Existing | Water Heating | Natural Gas | Water Heater | Baseline Forecast | Avg. Replacement Demand (S) | 0 | 0 | 0 | 0 | 0 | 0 | 0 | 0 | 0 | 0 | 0 | 0 | 0 | 0 | 0 | 0 | 0 | 0 | 0 | 0 | 0 | 0 | 0 | 0 | 0 | 0 | 0 | 0 | 0 | 0 | 0
F8_Commercial_Office_Existing_Water Heating_Natural Gas_Water Heater_Baseline Forecast | F8 | Commercial | Office | Existing | Water Heating | Natural Gas | Water Heater | Baseline Forecast | Avg. Replacement Demand (W) | 0 | 0 | 0 | 0 | 0 | 0 | 0 | 0 | 0 | 0 | 0 | 0 | 0 | 0 | 0 | 0 | 0 | 0 | 0 | 0 | 0 | 0 | 0 | 0 | 0 | 0 | 0 | 0 | 0 | 0 | 0
F1_Commercial_Office_Existing_Food Preparation_Natural Gas_Oven_Baseline Forecast | F1 | Commercial | Office | Existing | Food Preparation | Natural Gas | Oven | Baseline Forecast | Units | 399676.6032 | 391683.0711 | 383849.4097 | 376172.4215 | 368648.9731 | 361275.9936 | 354050.4737 | 346969.4643 | 340030.075 | 333229.4735 | 326564.884 | 320033.5863 | 313632.9146 | 307360.2563 | 301213.0512 | 295188.7902 | 289285.0144 | 283499.3141 | 277829.3278 | 272272.7412 | 266827.2864 | 261490.7407 | 256260.9259 | 251135.7073 | 246112.9932 | 241190.7333 | 236366.9187 | 231639.5803 | 227006.7887 | 222466.6529 | 218017.3199
F2_Commercial_Office_Existing_Food Preparation_Natural Gas_Oven_Baseline Forecast | F2 | Commercial | Office | Existing | Food Preparation | Natural Gas | Oven | Baseline Forecast | Usage (MMtherm) | 0.0050097 | 0.0051067 | 0.0049808 | 0.0048305 | 0.0047336 | 0.004639 | 0.0045466 | 0.0044562 | 0.0043677 | 0.0042811 | 0.0041959 | 0.0041122 | 0.0040307 | 0.0039505 | 0.0038718 | 0.0037942 | 0.0037182 | 0.0036436 | 0.0035705 | 0.0034988 | 0.0034284 | 0.0033593 | 0.0032915 | 0.0032276 | 0.003165 | 0.0031037 | 0.0030437 | 0.0029849 | 0.0029274 | 0.0028711 | 0.002816
F3_Commercial_Office_Existing_Food Preparation_Natural Gas_Oven_Baseline Forecast | F3 | Commercial | Office | Existing | Food Preparation | Natural Gas | Oven | Baseline Forecast | Peak Demand (S) | 0 | 0 | 0 | 0 | 0 | 0 | 0 | 0 | 0 | 0 | 0 | 0 | 0 | 0 | 0 | 0 | 0 | 0 | 0 | 0 | 0 | 0 | 0 | 0 | 0 | 0 | 0 | 0 | 0 | 0 | 0
F4_Commercial_Office_Existing_Food Preparation_Natural Gas_Oven_Baseline Forecast | F4 | Commercial | Office | Existing | Food Preparation | Natural Gas | Oven | Baseline Forecast | Peak Demand (W) | 0 | 0 | 0 | 0 | 0 | 0 | 0 | 0 | 0 | 0 | 0 | 0 | 0 | 0 | 0 | 0 | 0 | 0 | 0 | 0 | 0 | 0 | 0 | 0 | 0 | 0 | 0 | 0 | 0 | 0 | 0
F5_Commercial_Office_Existing_Food Preparation_Natural Gas_Oven_Baseline Forecast | F5 | Commercial | Office | Existing | Food Preparation | Natural Gas | Oven | Baseline Forecast | Turnover | 0 | 15667.3228 | 19960.1693 | 23172.2212 | 25540.0009 | 27248.8805 | 28444.1318 | 29239.5886 | 29724.439 | 29968.5496 | 25672.4421 | 22971.9376 | 21378.6489 | 20536.459 | 20188.0325 | 20149.4633 | 23520.4988 | 24110.0573 | 24458.8715 | 24016.1596 | 23176.9656 | 22189.9506 | 21203.9251 | 20300.914 | 19519.4125 | 18421.7991 | 17924.0107 | 17787.3499 | 17765.8519 | 17732.6337 | 17632.8596
F6_Commercial_Office_Existing_Food Preparation_Natural Gas_Oven_Baseline Forecast | F6 | Commercial | Office | Existing | Food Preparation | Natural Gas | Oven | Baseline Forecast | Avg. Replacement Usage | 0.012534 | 0.013035 | 0.012971 | 0.012834 | 0.012831 | 0.012844 | 0.012855 | 0.012861 | 0.012863 | 0.012867 | 0.012858 | 0.012851 | 0.012873 | 0.012863 | 0.01285 | 0.012839 | 0.012838 | 0.012837 | 0.012841 | 0.012838 | 0.012836 | 0.012834 | 0.012831 | 0.012956 | 0.012959 | 0.012961 | 0.012964 | 0.012966 | 0.012968 | 0.01297 | 0.012972
F7_Commercial_Office_Existing_Food Preparation_Natural Gas_Oven_Baseline Forecast | F7 | Commercial | Office | Existing | Food Preparation | Natural Gas | Oven | Baseline Forecast | Avg. Replacement Demand (S) | 0 | 0 | 0 | 0 | 0 | 0 | 0 | 0 | 0 | 0 | 0 | 0 | 0 | 0 | 0 | 0 | 0 | 0 | 0 | 0 | 0 | 0 | 0 | 0 | 0 | 0 | 0 | 0 | 0 | 0 | 0
F8_Commercial_Office_Existing_Food Preparation_Natural Gas_Oven_Baseline Forecast | F8 | Commercial | Office | Existing | Food Preparation | Natural Gas | Oven | Baseline Forecast | Avg. Replacement Demand (W) | 0 | 0 | 0 | 0 | 0 | 0 | 0 | 0 | 0 | 0 | 0 | 0 | 0 | 0 | 0 | 0 | 0 | 0 | 0 | 0 | 0 | 0 | 0 | 0 | 0 | 0 | 0 | 0 | 0 | 0 | 0
F1_Commercial_Office_Existing_Food Preparation_Natural Gas_Conveyor Oven_Baseline Forecast | F1 | Commercial | Office | Existing | Food Preparation | Natural Gas | Conveyor Oven | Baseline Forecast | Units | 199838.3016 | 195841.5356 | 191924.7048 | 188086.2108 | 184324.4865 | 180637.9968 | 177025.2369 | 173484.7321 | 170015.0375 | 166614.7367 | 163282.442 | 160016.7932 | 156816.4573 | 153680.1282 | 150606.5256 | 147594.3951 | 144642.5072 | 141749.657 | 138914.6639 | 136136.3706 | 133413.6432 | 130745.3703 | 128130.4629 | 125567.8537 | 123056.4966 | 120595.3667 | 118183.4593 | 115819.7901 | 113503.3943 | 111233.3265 | 109008.6599
F2_Commercial_Office_Existing_Food Preparation_Natural Gas_Conveyor Oven_Baseline Forecast | F2 | Commercial | Office | Existing | Food Preparation | Natural Gas | Conveyor Oven | Baseline Forecast | Usage (MMtherm) | 0.0042859 | 0.004369 | 0.0042613 | 0.0041329 | 0.0040503 | 0.0039693 | 0.0038899 | 0.0038121 | 0.0037358 | 0.0036611 | 0.0035878 | 0.003516 | 0.0034459 | 0.0033772 | 0.0033098 | 0.0032439 | 0.0031792 | 0.0031158 | 0.0030537 | 0.0029927 | 0.002933 | 0.0028744 | 0.002817 | 0.002761 | 0.0027062 | 0.0026526 | 0.0026001 | 0.0025488 | 0.0024986 | 0.0024496 | 0.0024016
F3_Commercial_Office_Existing_Food Preparation_Natural Gas_Conveyor Oven_Baseline Forecast | F3 | Commercial | Office | Existing | Food Preparation | Natural Gas | Conveyor Oven | Baseline Forecast | Peak Demand (S) | 0 | 0 | 0 | 0 | 0 | 0 | 0 | 0 | 0 | 0 | 0 | 0 | 0 | 0 | 0 | 0 | 0 | 0 | 0 | 0 | 0 | 0 | 0 | 0 | 0 | 0 | 0 | 0 | 0 | 0 | 0
F4_Commercial_Office_Existing_Food Preparation_Natural Gas_Conveyor Oven_Baseline Forecast | F4 | Commercial | Office | Existing | Food Preparation | Natural Gas | Conveyor Oven | Baseline Forecast | Peak Demand (W) | 0 | 0 | 0 | 0 | 0 | 0 | 0 | 0 | 0 | 0 | 0 | 0 | 0 | 0 | 0 | 0 | 0 | 0 | 0 | 0 | 0 | 0 | 0 | 0 | 0 | 0 | 0 | 0 | 0 | 0 | 0
F5_Commercial_Office_Existing_Food Preparation_Natural Gas_Conveyor Oven_Baseline Forecast | F5 | Commercial | Office | Existing | Food Preparation | Natural Gas | Conveyor Oven | Baseline Forecast | Turnover | 0 | 0 | 0 | 0 | 0 | 722.552 | 1982.6827 | 3636.24 | 5571.0527 | 7700.0001 | 9302.4489 | 10493.4558 | 11363.1985 | 11982.3502 | 12406.2931 | 12678.4217 | 12832.7327 | 10060.8625 | 7887.7162 | 6183.9695 | 4848.2321 | 3905.6102 | 3349.0107 | 3152.0048 | 3277.6348 | 3684.3142 | 4359.0449 | 5155.1216 | 5976.9481 | 6764.7981 | 7483.7749
F6_Commercial_Office_Existing_Food Preparation_Natural Gas_Conveyor Oven_Baseline Forecast | F6 | Commercial | Office | Existing | Food Preparation | Natural Gas | Conveyor Oven | Baseline Forecast | Avg. Replacement Usage | 0.021447 | 0.022309 | 0.022205 | 0.021976 | 0.021972 | 0.021975 | 0.021976 | 0.021973 | 0.021968 | 0.021969 | 0.02197 | 0.021971 | 0.02199 | 0.021991 | 0.021991 | 0.021992 | 0.021992 | 0.021992 | 0.021995 | 0.021994 | 0.021993 | 0.021992 | 0.02199 | 0.022095 | 0.022099 | 0.022102 | 0.022105 | 0.022109 | 0.022112 | 0.022115 | 0.022119
F7_Commercial_Office_Existing_Food Preparation_Natural Gas_Conveyor Oven_Baseline Forecast | F7 | Commercial | Office | Existing | Food Preparation | Natural Gas | Conveyor Oven | Baseline Forecast | Avg. Replacement Demand (S) | 0 | 0 | 0 | 0 | 0 | 0 | 0 | 0 | 0 | 0 | 0 | 0 | 0 | 0 | 0 | 0 | 0 | 0 | 0 | 0 | 0 | 0 | 0 | 0 | 0 | 0 | 0 | 0 | 0 | 0 | 0
F8_Commercial_Office_Existing_Food Preparation_Natural Gas_Conveyor Oven_Baseline Forecast | F8 | Commercial | Office | Existing | Food Preparation | Natural Gas | Conveyor Oven | Baseline Forecast | Avg. Replacement Demand (W) | 0 | 0 | 0 | 0 | 0 | 0 | 0 | 0 | 0 | 0 | 0 | 0 | 0 | 0 | 0 | 0 | 0 | 0 | 0 | 0 | 0 | 0 | 0 | 0 | 0 | 0 | 0 | 0 | 0 | 0 | 0
F1_Commercial_Office_Existing_Food Preparation_Natural Gas_Double Rack Oven_Baseline Forecast | F1 | Commercial | Office | Existing | Food Preparation | Natural Gas | Double Rack Oven | Baseline Forecast | Units | 199838.3016 | 195841.5356 | 191924.7048 | 188086.2108 | 184324.4865 | 180637.9968 | 177025.2369 | 173484.7321 | 170015.0375 | 166614.7367 | 163282.442 | 160016.7932 | 156816.4573 | 153680.1282 | 150606.5256 | 147594.3951 | 144642.5072 | 141749.657 | 138914.6639 | 136136.3706 | 133413.6432 | 130745.3703 | 128130.4629 | 125567.8537 | 123056.4966 | 120595.3667 | 118183.4593 | 115819.7901 | 113503.3943 | 111233.3265 | 109008.6599
F2_Commercial_Office_Existing_Food Preparation_Natural Gas_Double Rack Oven_Baseline Forecast | F2 | Commercial | Office | Existing | Food Preparation | Natural Gas | Double Rack Oven | Baseline Forecast | Usage (MMtherm) | 0.0065111 | 0.0066373 | 0.0064735 | 0.0062782 | 0.0061524 | 0.0060298 | 0.0059104 | 0.0057939 | 0.00568 | 0.0055678 | 0.0054572 | 0.0053481 | 0.0052421 | 0.0051376 | 0.0050353 | 0.004935 | 0.0048367 | 0.0047401 | 0.0046455 | 0.0045525 | 0.0044611 | 0.0043713 | 0.0042832 | 0.0042054 | 0.0041291 | 0.0040544 | 0.0039809 | 0.0039088 | 0.003838 | 0.003769 | 0.0037016
F3_Commercial_Office_Existing_Food Preparation_Natural Gas_Double Rack Oven_Baseline Forecast | F3 | Commercial | Office | Existing | Food Preparation | Natural Gas | Double Rack Oven | Baseline Forecast | Peak Demand (S) | 0 | 0 | 0 | 0 | 0 | 0 | 0 | 0 | 0 | 0 | 0 | 0 | 0 | 0 | 0 | 0 | 0 | 0 | 0 | 0 | 0 | 0 | 0 | 0 | 0 | 0 | 0 | 0 | 0 | 0 | 0
F4_Commercial_Office_Existing_Food Preparation_Natural Gas_Double Rack Oven_Baseline Forecast | F4 | Commercial | Office | Existing | Food Preparation | Natural Gas | Double Rack Oven | Baseline Forecast | Peak Demand (W) | 0 | 0 | 0 | 0 | 0 | 0 | 0 | 0 | 0 | 0 | 0 | 0 | 0 | 0 | 0 | 0 | 0 | 0 | 0 | 0 | 0 | 0 | 0 | 0 | 0 | 0 | 0 | 0 | 0 | 0 | 0
F5_Commercial_Office_Existing_Food Preparation_Natural Gas_Double Rack Oven_Baseline Forecast | F5 | Commercial | Office | Existing | Food Preparation | Natural Gas | Double Rack Oven | Baseline Forecast | Turnover | 0 | 4352.0341 | 5923.602 | 7249.9623 | 8363.5726 | 9292.6898 | 10061.9125 | 10692.6519 | 11203.5438 | 11610.8064 | 10114.3024 | 8810.6812 | 8372.0443 | 8180.9105 | 8157.3 | 8242.0635 | 8391.9216 | 9401.3871 | 9733.149 | 9991.2806 | 10185.8894 | 10035.2225 | 9652.9438 | 9234.744 | 8834.2374 | 8479.8474 | 7839.4531 | 7377.9691 | 7324.5168 | 7370.161 | 7468.871
F6_Commercial_Office_Existing_Food Preparation_Natural Gas_Double Rack Oven_Baseline Forecast | F6 | Commercial | Office | Existing | Food Preparation | Natural Gas | Double Rack Oven | Baseline Forecast | Avg. Replacement Usage | 0.032582 | 0.033871 | 0.033696 | 0.033355 | 0.033353 | 0.033431 | 0.0335 | 0.033541 | 0.033558 | 0.033509 | 0.033448 | 0.033387 | 0.0335 | 0.033423 | 0.033419 | 0.033425 | 0.033424 | 0.03342 | 0.033446 | 0.03343 | 0.03342 | 0.033406 | 0.033387 | 0.034327 | 0.034353 | 0.034379 | 0.034403 | 0.034427 | 0.034449 | 0.034472 | 0.034494
F7_Commercial_Office_Existing_Food Preparation_Natural Gas_Double Rack Oven_Baseline Forecast | F7 | Commercial | Office | Existing | Food Preparation | Natural Gas | Double Rack Oven | Baseline Forecast | Avg. Replacement Demand (S) | 0 | 0 | 0 | 0 | 0 | 0 | 0 | 0 | 0 | 0 | 0 | 0 | 0 | 0 | 0 | 0 | 0 | 0 | 0 | 0 | 0 | 0 | 0 | 0 | 0 | 0 | 0 | 0 | 0 | 0 | 0
F8_Commercial_Office_Existing_Food Preparation_Natural Gas_Double Rack Oven_Baseline Forecast | F8 | Commercial | Office | Existing | Food Preparation | Natural Gas | Double Rack Oven | Baseline Forecast | Avg. Replacement Demand (W) | 0 | 0 | 0 | 0 | 0 | 0 | 0 | 0 | 0 | 0 | 0 | 0 | 0 | 0 | 0 | 0 | 0 | 0 | 0 | 0 | 0 | 0 | 0 | 0 | 0 | 0 | 0 | 0 | 0 | 0 | 0
F1_Commercial_Office_Existing_Food Preparation_Natural Gas_Fryer_Baseline Forecast | F1 | Commercial | Office | Existing | Food Preparation | Natural Gas | Fryer | Baseline Forecast | Units | 829217.6055 | 812633.2534 | 796380.5883 | 780452.9766 | 764843.917 | 749547.0387 | 734556.0979 | 719864.976 | 705467.6764 | 691358.3229 | 677531.1565 | 663980.5333 | 650700.9227 | 637686.9042 | 624933.1661 | 612434.5028 | 600185.8127 | 588182.0965 | 576418.4546 | 564890.0855 | 553592.2838 | 542520.4381 | 531670.0293 | 521036.6287 | 510615.8962 | 500403.5782 | 490395.5067 | 480587.5965 | 470975.8446 | 461556.3277 | 452325.2012
F2_Commercial_Office_Existing_Food Preparation_Natural Gas_Fryer_Baseline Forecast | F2 | Commercial | Office | Existing | Food Preparation | Natural Gas | Fryer | Baseline Forecast | Usage (MMtherm) | 0.016813 | 0.017139 | 0.016716 | 0.016055 | 0.015568 | 0.015083 | 0.014603 | 0.014128 | 0.013659 | 0.013173 | 0.012675 | 0.012195 | 0.011753 | 0.011344 | 0.010937 | 0.01056 | 0.010241 | 0.0099396 | 0.009655 | 0.0093854 | 0.0091296 | 0.0088863 | 0.0086545 | 0.0084332 | 0.0082216 | 0.008019 | 0.0078245 | 0.0076377 | 0.0074579 | 0.0072846 | 0.0071175
F3_Commercial_Office_Existing_Food Preparation_Natural Gas_Fryer_Baseline Forecast | F3 | Commercial | Office | Existing | Food Preparation | Natural Gas | Fryer | Baseline Forecast | Peak Demand (S) | 0 | 0 | 0 | 0 | 0 | 0 | 0 | 0 | 0 | 0 | 0 | 0 | 0 | 0 | 0 | 0 | 0 | 0 | 0 | 0 | 0 | 0 | 0 | 0 | 0 | 0 | 0 | 0 | 0 | 0 | 0
F4_Commercial_Office_Existing_Food Preparation_Natural Gas_Fryer_Baseline Forecast | F4 | Commercial | Office | Existing | Food Preparation | Natural Gas | Fryer | Baseline Forecast | Peak Demand (W) | 0 | 0 | 0 | 0 | 0 | 0 | 0 | 0 | 0 | 0 | 0 | 0 | 0 | 0 | 0 | 0 | 0 | 0 | 0 | 0 | 0 | 0 | 0 | 0 | 0 | 0 | 0 | 0 | 0 | 0 | 0
F5_Commercial_Office_Existing_Food Preparation_Natural Gas_Fryer_Baseline Forecast | F5 | Commercial | Office | Existing | Food Preparation | Natural Gas | Fryer | Baseline Forecast | Turnover | 0 | 24625.2501 | 26765.4082 | 28575.5635 | 30093.647 | 31353.413 | 32384.8958 | 33214.8161 | 33866.9433 | 38552.4686 | 42559.2436 | 45964.6659 | 44893.9807 | 43861.2246 | 47828.1551 | 46322.2624 | 44906.4145 | 44285.2209 | 44205.1913 | 44477.0883 | 44289.9799 | 43773.2574 | 44714.7153 | 44950.2163 | 44674.4451 | 43361.9769 | 42231.8973 | 42315.0154 | 41188.9627 | 40166.0773 | 39621.6026
F6_Commercial_Office_Existing_Food Preparation_Natural Gas_Fryer_Baseline Forecast | F6 | Commercial | Office | Existing | Food Preparation | Natural Gas | Fryer | Baseline Forecast | Avg. Replacement Usage | 0.020275 | 0.021085 | 0.020981 | 0.015261 | 0.015261 | 0.015261 | 0.015261 | 0.015261 | 0.015261 | 0.015261 | 0.015261 | 0.015261 | 0.015261 | 0.015261 | 0.015261 | 0.015261 | 0.015261 | 0.015261 | 0.015261 | 0.015261 | 0.015261 | 0.015261 | 0.015261 | 0.015261 | 0.015261 | 0.015261 | 0.015261 | 0.015261 | 0.015261 | 0.015261 | 0.015261
F7_Commercial_Office_Existing_Food Preparation_Natural Gas_Fryer_Baseline Forecast | F7 | Commercial | Office | Existing | Food Preparation | Natural Gas | Fryer | Baseline Forecast | Avg. Replacement Demand (S) | 0 | 0 | 0 | 0 | 0 | 0 | 0 | 0 | 0 | 0 | 0 | 0 | 0 | 0 | 0 | 0 | 0 | 0 | 0 | 0 | 0 | 0 | 0 | 0 | 0 | 0 | 0 | 0 | 0 | 0 | 0
F8_Commercial_Office_Existing_Food Preparation_Natural Gas_Fryer_Baseline Forecast | F8 | Commercial | Office | Existing | Food Preparation | Natural Gas | Fryer | Baseline Forecast | Avg. Replacement Demand (W) | 0 | 0 | 0 | 0 | 0 | 0 | 0 | 0 | 0 | 0 | 0 | 0 | 0 | 0 | 0 | 0 | 0 | 0 | 0 | 0 | 0 | 0 | 0 | 0 | 0 | 0 | 0 | 0 | 0 | 0 | 0
F1_Commercial_Office_Existing_Food Preparation_Natural Gas_Broiler_Baseline Forecast | F1 | Commercial | Office | Existing | Food Preparation | Natural Gas | Broiler | Baseline Forecast | Units | 170126.7938 | 166724.2579 | 163389.7728 | 160121.9773 | 156919.5378 | 153781.147 | 150705.5241 | 147691.4136 | 144737.5853 | 141842.8336 | 139005.9769 | 136225.8574 | 133501.3402 | 130831.3134 | 128214.6872 | 125650.3934 | 123137.3856 | 120674.6379 | 118261.1451 | 115895.9222 | 113578.0037 | 111306.4437 | 109080.3148 | 106898.7085 | 104760.7343 | 102665.5196 | 100612.2093 | 98599.9651 | 96627.9658 | 94695.4065 | 92801.4983
F2_Commercial_Office_Existing_Food Preparation_Natural Gas_Broiler_Baseline Forecast | F2 | Commercial | Office | Existing | Food Preparation | Natural Gas | Broiler | Baseline Forecast | Usage (MMtherm) | 0.0035431 | 0.0036118 | 0.0035227 | 0.0034165 | 0.0033481 | 0.0032812 | 0.0032159 | 0.0031519 | 0.0030893 | 0.0030278 | 0.0029674 | 0.002908 | 0.0028501 | 0.0027932 | 0.0027374 | 0.0026828 | 0.0026292 | 0.0025767 | 0.0025252 | 0.0024747 | 0.0024251 | 0.0023765 | 0.0023288 | 0.0022837 | 0.0022396 | 0.0021963 | 0.0021539 | 0.0021123 | 0.0020716 | 0.0020317 | 0.0019927
F3_Commercial_Office_Existing_Food Preparation_Natural Gas_Broiler_Baseline Forecast | F3 | Commercial | Office | Existing | Food Preparation | Natural Gas | Broiler | Baseline Forecast | Peak Demand (S) | 0 | 0 | 0 | 0 | 0 | 0 | 0 | 0 | 0 | 0 | 0 | 0 | 0 | 0 | 0 | 0 | 0 | 0 | 0 | 0 | 0 | 0 | 0 | 0 | 0 | 0 | 0 | 0 | 0 | 0 | 0
F4_Commercial_Office_Existing_Food Preparation_Natural Gas_Broiler_Baseline Forecast | F4 | Commercial | Office | Existing | Food Preparation | Natural Gas | Broiler | Baseline Forecast | Peak Demand (W) | 0 | 0 | 0 | 0 | 0 | 0 | 0 | 0 | 0 | 0 | 0 | 0 | 0 | 0 | 0 | 0 | 0 | 0 | 0 | 0 | 0 | 0 | 0 | 0 | 0 | 0 | 0 | 0 | 0 | 0 | 0
F5_Commercial_Office_Existing_Food Preparation_Natural Gas_Broiler_Baseline Forecast | F5 | Commercial | Office | Existing | Food Preparation | Natural Gas | Broiler | Baseline Forecast | Turnover | 0 | 6174.9725 | 6891.9554 | 7486.2699 | 7974.3315 | 8370.4283 | 8686.9946 | 8934.8506 | 9123.4105 | 9260.8638 | 8067.2414 | 7027.4636 | 7110.6004 | 7211.6999 | 7317.4068 | 7418.5688 | 7509.1567 | 8757.0749 | 8723.3959 | 8672.1575 | 8606.0609 | 8321.3275 | 7895.2027 | 7542.7463 | 7255.0069 | 7022.3014 | 6590.9019 | 6280.4211 | 6436.0103 | 6547.6475 | 6620.6664
F6_Commercial_Office_Existing_Food Preparation_Natural Gas_Broiler_Baseline Forecast | F6 | Commercial | Office | Existing | Food Preparation | Natural Gas | Broiler | Baseline Forecast | Avg. Replacement Usage | 0.020826 | 0.021658 | 0.021552 | 0.021331 | 0.02133 | 0.02135 | 0.021368 | 0.021378 | 0.021382 | 0.02137 | 0.021354 | 0.021339 | 0.021368 | 0.021348 | 0.021347 | 0.021349 | 0.021349 | 0.021348 | 0.021354 | 0.02135 | 0.021347 | 0.021344 | 0.021339 | 0.021561 | 0.021567 | 0.021572 | 0.021577 | 0.021582 | 0.021587 | 0.021592 | 0.021597
F7_Commercial_Office_Existing_Food Preparation_Natural Gas_Broiler_Baseline Forecast | F7 | Commercial | Office | Existing | Food Preparation | Natural Gas | Broiler | Baseline Forecast | Avg. Replacement Demand (S) | 0 | 0 | 0 | 0 | 0 | 0 | 0 | 0 | 0 | 0 | 0 | 0 | 0 | 0 | 0 | 0 | 0 | 0 | 0 | 0 | 0 | 0 | 0 | 0 | 0 | 0 | 0 | 0 | 0 | 0 | 0
F8_Commercial_Office_Existing_Food Preparation_Natural Gas_Broiler_Baseline Forecast | F8 | Commercial | Office | Existing | Food Preparation | Natural Gas | Broiler | Baseline Forecast | Avg. Replacement Demand (W) | 0 | 0 | 0 | 0 | 0 | 0 | 0 | 0 | 0 | 0 | 0 | 0 | 0 | 0 | 0 | 0 | 0 | 0 | 0 | 0 | 0 | 0 | 0 | 0 | 0 | 0 | 0 | 0 | 0 | 0 | 0
F1_Commercial_Office_Existing_Food Preparation_Natural Gas_Griddle_Baseline Forecast | F1 | Commercial | Office | Existing | Food Preparation | Natural Gas | Griddle | Baseline Forecast | Units | 446981.2361 | 438041.6114 | 429280.7792 | 420695.1636 | 412281.2603 | 404035.6351 | 395954.9224 | 388035.824 | 380275.1075 | 372669.6054 | 365216.2132 | 357911.889 | 350753.6512 | 343738.5782 | 336863.8066 | 330126.5305 | 323523.9999 | 317053.5199 | 310712.4495 | 304498.2005 | 298408.2365 | 292440.0717 | 286591.2703 | 280859.4449 | 275242.256 | 269737.4109 | 264342.6627 | 259055.8094 | 253874.6932 | 248797.1994 | 243821.2554
F2_Commercial_Office_Existing_Food Preparation_Natural Gas_Griddle_Baseline Forecast | F2 | Commercial | Office | Existing | Food Preparation | Natural Gas | Griddle | Baseline Forecast | Usage (MMtherm) | 0.0066166 | 0.0067448 | 0.0065786 | 0.0063803 | 0.0062527 | 0.0061277 | 0.0060052 | 0.0058851 | 0.0057675 | 0.0056522 | 0.0055392 | 0.0054284 | 0.0053199 | 0.0052135 | 0.0051092 | 0.0050071 | 0.0049069 | 0.0048088 | 0.0047126 | 0.0046184 | 0.004526 | 0.0044355 | 0.0043467 | 0.0042601 | 0.0041752 | 0.004092 | 0.0040104 | 0.0039305 | 0.0038522 | 0.0037755 | 0.0037003
F3_Commercial_Office_Existing_Food Preparation_Natural Gas_Griddle_Baseline Forecast | F3 | Commercial | Office | Existing | Food Preparation | Natural Gas | Griddle | Baseline Forecast | Peak Demand (S) | 0 | 0 | 0 | 0 | 0 | 0 | 0 | 0 | 0 | 0 | 0 | 0 | 0 | 0 | 0 | 0 | 0 | 0 | 0 | 0 | 0 | 0 | 0 | 0 | 0 | 0 | 0 | 0 | 0 | 0 | 0
F4_Commercial_Office_Existing_Food Preparation_Natural Gas_Griddle_Baseline Forecast | F4 | Commercial | Office | Existing | Food Preparation | Natural Gas | Griddle | Baseline Forecast | Peak Demand (W) | 0 | 0 | 0 | 0 | 0 | 0 | 0 | 0 | 0 | 0 | 0 | 0 | 0 | 0 | 0 | 0 | 0 | 0 | 0 | 0 | 0 | 0 | 0 | 0 | 0 | 0 | 0 | 0 | 0 | 0 | 0
F5_Commercial_Office_Existing_Food Preparation_Natural Gas_Griddle_Baseline Forecast | F5 | Commercial | Office | Existing | Food Preparation | Natural Gas | Griddle | Baseline Forecast | Turnover | 0 | 16223.7634 | 18107.5226 | 19668.9897 | 20951.2946 | 21991.9762 | 22823.7041 | 23474.9065 | 23970.3177 | 24331.4546 | 21195.4004 | 18463.5488 | 18681.9777 | 18947.6007 | 19225.3288 | 19491.1158 | 19729.1212 | 23007.829 | 22919.3426 | 22784.7218 | 22611.0635 | 21862.9714 | 20743.396 | 19817.3726 | 19061.3829 | 18449.9859 | 17316.5521 | 16500.8127 | 16909.5988 | 17202.9079 | 17394.7537
F6_Commercial_Office_Existing_Food Preparation_Natural Gas_Griddle_Baseline Forecast | F6 | Commercial | Office | Existing | Food Preparation | Natural Gas | Griddle | Baseline Forecast | Avg. Replacement Usage | 0.014803 | 0.015397 | 0.015324 | 0.015166 | 0.015166 | 0.015167 | 0.015168 | 0.015169 | 0.015169 | 0.015168 | 0.015167 | 0.015166 | 0.015168 | 0.015167 | 0.015167 | 0.015167 | 0.015167 | 0.015167 | 0.015167 | 0.015167 | 0.015167 | 0.015167 | 0.015166 | 0.015183 | 0.015183 | 0.015184 | 0.015184 | 0.015185 | 0.015185 | 0.015185 | 0.015186
F7_Commercial_Office_Existing_Food Preparation_Natural Gas_Griddle_Baseline Forecast | F7 | Commercial | Office | Existing | Food Preparation | Natural Gas | Griddle | Baseline Forecast | Avg. Replacement Demand (S) | 0 | 0 | 0 | 0 | 0 | 0 | 0 | 0 | 0 | 0 | 0 | 0 | 0 | 0 | 0 | 0 | 0 | 0 | 0 | 0 | 0 | 0 | 0 | 0 | 0 | 0 | 0 | 0 | 0 | 0 | 0
F8_Commercial_Office_Existing_Food Preparation_Natural Gas_Griddle_Baseline Forecast | F8 | Commercial | Office | Existing | Food Preparation | Natural Gas | Griddle | Baseline Forecast | Avg. Replacement Demand (W) | 0 | 0 | 0 | 0 | 0 | 0 | 0 | 0 | 0 | 0 | 0 | 0 | 0 | 0 | 0 | 0 | 0 | 0 | 0 | 0 | 0 | 0 | 0 | 0 | 0 | 0 | 0 | 0 | 0 | 0 | 0
F1_Commercial_Office_Existing_Food Preparation_Natural Gas_Range_Baseline Forecast | F1 | Commercial | Office | Existing | Food Preparation | Natural Gas | Range | Baseline Forecast | Units | 2387642.1817 | 2339889.3381 | 2293091.5514 | 2247229.7203 | 2202285.1259 | 2158239.4234 | 2115074.6349 | 2072773.1422 | 2031317.6794 | 1990691.3258 | 1950877.4993 | 1911859.9493 | 1873622.7503 | 1836150.2953 | 1799427.2894 | 1763438.7436 | 1728169.9687 | 1693606.5694 | 1659734.438 | 1626539.7492 | 1594008.9542 | 1562128.7751 | 1530886.1996 | 1500268.4757 | 1470263.1061 | 1440857.844 | 1412040.6871 | 1383799.8734 | 1356123.8759 | 1329001.3984 | 1302421.3704
F2_Commercial_Office_Existing_Food Preparation_Natural Gas_Range_Baseline Forecast | F2 | Commercial | Office | Existing | Food Preparation | Natural Gas | Range | Baseline Forecast | Usage (MMtherm) | 0.036662 | 0.037373 | 0.036451 | 0.035352 | 0.034644 | 0.033951 | 0.033273 | 0.032609 | 0.031958 | 0.031321 | 0.030696 | 0.030083 | 0.029484 | 0.028896 | 0.028318 | 0.027752 | 0.027196 | 0.026651 | 0.026117 | 0.025593 | 0.02508 | 0.024576 | 0.024083 | 0.023607 | 0.023142 | 0.022686 | 0.02224 | 0.021803 | 0.021375 | 0.020956 | 0.020546
F3_Commercial_Office_Existing_Food Preparation_Natural Gas_Range_Baseline Forecast | F3 | Commercial | Office | Existing | Food Preparation | Natural Gas | Range | Baseline Forecast | Peak Demand (S) | 0 | 0 | 0 | 0 | 0 | 0 | 0 | 0 | 0 | 0 | 0 | 0 | 0 | 0 | 0 | 0 | 0 | 0 | 0 | 0 | 0 | 0 | 0 | 0 | 0 | 0 | 0 | 0 | 0 | 0 | 0
F4_Commercial_Office_Existing_Food Preparation_Natural Gas_Range_Baseline Forecast | F4 | Commercial | Office | Existing | Food Preparation | Natural Gas | Range | Baseline Forecast | Peak Demand (W) | 0 | 0 | 0 | 0 | 0 | 0 | 0 | 0 | 0 | 0 | 0 | 0 | 0 | 0 | 0 | 0 | 0 | 0 | 0 | 0 | 0 | 0 | 0 | 0 | 0 | 0 | 0 | 0 | 0 | 0 | 0
F5_Commercial_Office_Existing_Food Preparation_Natural Gas_Range_Baseline Forecast | F5 | Commercial | Office | Existing | Food Preparation | Natural Gas | Range | Baseline Forecast | Turnover | 0 | 93595.5735 | 119240.7607 | 138429.3508 | 152574.3135 | 162783.0503 | 169923.4041 | 174675.4117 | 177571.8763 | 179030.1776 | 155966.6792 | 142161.22 | 134537.4287 | 130919.0426 | 129784.5302 | 148576.7187 | 151047.5468 | 152293.4081 | 152592.7207 | 148259.7926 | 141994.8621 | 135368.258 | 129221.8264 | 123941.1618 | 118095.8786 | 115663.0997 | 115130.2661 | 115523.6299 | 115585.937 | 118522.4017 | 116569.3673
F6_Commercial_Office_Existing_Food Preparation_Natural Gas_Range_Baseline Forecast | F6 | Commercial | Office | Existing | Food Preparation | Natural Gas | Range | Baseline Forecast | Avg. Replacement Usage | 0.015355 | 0.01597 | 0.015893 | 0.015727 | 0.015725 | 0.015731 | 0.015737 | 0.015739 | 0.01574 | 0.015742 | 0.015743 | 0.015738 | 0.015748 | 0.015742 | 0.015735 | 0.015728 | 0.015728 | 0.015728 | 0.015729 | 0.015728 | 0.015727 | 0.015726 | 0.015725 | 0.015793 | 0.015795 | 0.015797 | 0.015798 | 0.0158 | 0.015801 | 0.015802 | 0.015804
F7_Commercial_Office_Existing_Food Preparation_Natural Gas_Range_Baseline Forecast | F7 | Commercial | Office | Existing | Food Preparation | Natural Gas | Range | Baseline Forecast | Avg. Replacement Demand (S) | 0 | 0 | 0 | 0 | 0 | 0 | 0 | 0 | 0 | 0 | 0 | 0 | 0 | 0 | 0 | 0 | 0 | 0 | 0 | 0 | 0 | 0 | 0 | 0 | 0 | 0 | 0 | 0 | 0 | 0 | 0
F8_Commercial_Office_Existing_Food Preparation_Natural Gas_Range_Baseline Forecast | F8 | Commercial | Office | Existing | Food Preparation | Natural Gas | Range | Baseline Forecast | Avg. Replacement Demand (W) | 0 | 0 | 0 | 0 | 0 | 0 | 0 | 0 | 0 | 0 | 0 | 0 | 0 | 0 | 0 | 0 | 0 | 0 | 0 | 0 | 0 | 0 | 0 | 0 | 0 | 0 | 0 | 0 | 0 | 0 | 0
F1_Commercial_Office_Existing_Food Preparation_Natural Gas_Steamer_Baseline Forecast | F1 | Commercial | Office | Existing | Food Preparation | Natural Gas | Steamer | Baseline Forecast | Units | 162412.898 | 159164.64 | 155981.3472 | 152861.7203 | 149804.4859 | 146808.3961 | 143872.2282 | 140994.7837 | 138174.888 | 135411.3902 | 132703.1624 | 130049.0992 | 127448.1172 | 124899.1548 | 122401.1718 | 119953.1483 | 117554.0854 | 115203.0036 | 112898.9436 | 110640.9647 | 108428.1454 | 106259.5825 | 104134.3908 | 102051.703 | 100010.669 | 98010.4556 | 96050.2465 | 94129.2415 | 92246.6567 | 90401.7236 | 88593.6891
F2_Commercial_Office_Existing_Food Preparation_Natural Gas_Steamer_Baseline Forecast | F2 | Commercial | Office | Existing | Food Preparation | Natural Gas | Steamer | Baseline Forecast | Usage (MMtherm) | 0.0041651 | 0.0042456 | 0.0041406 | 0.0038928 | 0.003684 | 0.0034728 | 0.0032607 | 0.0030487 | 0.0028379 | 0.002629 | 0.0024346 | 0.0022518 | 0.00209 | 0.0019465 | 0.001819 | 0.0017054 | 0.0016041 | 0.0015134 | 0.0014321 | 0.0013374 | 0.0012501 | 0.0011961 | 0.0011469 | 0.0011019 | 0.0010606 | 0.0010227 | 0.00098768 | 0.00095524 | 0.00092508 | 0.00089695 | 0.00087062
F3_Commercial_Office_Existing_Food Preparation_Natural Gas_Steamer_Baseline Forecast | F3 | Commercial | Office | Existing | Food Preparation | Natural Gas | Steamer | Baseline Forecast | Peak Demand (S) | 0 | 0 | 0 | 0 | 0 | 0 | 0 | 0 | 0 | 0 | 0 | 0 | 0 | 0 | 0 | 0 | 0 | 0 | 0 | 0 | 0 | 0 | 0 | 0 | 0 | 0 | 0 | 0 | 0 | 0 | 0
F4_Commercial_Office_Existing_Food Preparation_Natural Gas_Steamer_Baseline Forecast | F4 | Commercial | Office | Existing | Food Preparation | Natural Gas | Steamer | Baseline Forecast | Peak Demand (W) | 0 | 0 | 0 | 0 | 0 | 0 | 0 | 0 | 0 | 0 | 0 | 0 | 0 | 0 | 0 | 0 | 0 | 0 | 0 | 0 | 0 | 0 | 0 | 0 | 0 | 0 | 0 | 0 | 0 | 0 | 0
F5_Commercial_Office_Existing_Food Preparation_Natural Gas_Steamer_Baseline Forecast | F5 | Commercial | Office | Existing | Food Preparation | Natural Gas | Steamer | Baseline Forecast | Turnover | 0 | 5894.9867 | 6579.4601 | 7146.8271 | 7612.7591 | 7990.896 | 8293.1086 | 8529.7263 | 8709.7364 | 8840.9574 | 8247.5597 | 7794.0532 | 7451.5587 | 7196.3712 | 7009.1047 | 6873.9712 | 6778.175 | 6711.4017 | 6665.3908 | 7832.2446 | 7716.5452 | 7561.8921 | 7384.2472 | 7195.3517 | 7003.6504 | 6815.0351 | 6633.4399 | 6461.3145 | 6264.9168 | 6110.5195 | 5983.5176
F6_Commercial_Office_Existing_Food Preparation_Natural Gas_Steamer_Baseline Forecast | F6 | Commercial | Office | Existing | Food Preparation | Natural Gas | Steamer | Baseline Forecast | Avg. Replacement Usage | 0.025645 | 0.026635 | 0.026485 | 0.0090696 | 0.0090696 | 0.0090696 | 0.0090696 | 0.0090696 | 0.0090696 | 0.0090696 | 0.0090696 | 0.0090696 | 0.0090696 | 0.0090696 | 0.0090696 | 0.0090696 | 0.0090696 | 0.0090696 | 0.0090696 | 0.0090696 | 0.0090696 | 0.0090696 | 0.0090696 | 0.0090696 | 0.0090696 | 0.0090696 | 0.0090696 | 0.0090696 | 0.0090696 | 0.0090696 | 0.0090696
F7_Commercial_Office_Existing_Food Preparation_Natural Gas_Steamer_Baseline Forecast | F7 | Commercial | Office | Existing | Food Preparation | Natural Gas | Steamer | Baseline Forecast | Avg. Replacement Demand (S) | 0 | 0 | 0 | 0 | 0 | 0 | 0 | 0 | 0 | 0 | 0 | 0 | 0 | 0 | 0 | 0 | 0 | 0 | 0 | 0 | 0 | 0 | 0 | 0 | 0 | 0 | 0 | 0 | 0 | 0 | 0
F8_Commercial_Office_Existing_Food Preparation_Natural Gas_Steamer_Baseline Forecast | F8 | Commercial | Office | Existing | Food Preparation | Natural Gas | Steamer | Baseline Forecast | Avg. Replacement Demand (W) | 0 | 0 | 0 | 0 | 0 | 0 | 0 | 0 | 0 | 0 | 0 | 0 | 0 | 0 | 0 | 0 | 0 | 0 | 0 | 0 | 0 | 0 | 0 | 0 | 0 | 0 | 0 | 0 | 0 | 0 | 0
F1_Commercial_Office_Existing_Food Preparation_Natural Gas_Food Prep Other_Baseline Forecast | F1 | Commercial | Office | Existing | Food Preparation | Natural Gas | Food Prep Other | Baseline Forecast | Units | 356542.0383 | 349411.1975 | 342422.9736 | 335574.5141 | 328863.0238 | 322285.7634 | 315840.0481 | 309523.2471 | 303332.7822 | 297266.1265 | 291320.804 | 285494.3879 | 279784.5002 | 274188.8102 | 268705.034 | 263330.9333 | 258064.3146 | 252903.0283 | 247844.9678 | 242888.0684 | 238030.307 | 233269.7009 | 228604.3069 | 224032.2207 | 219551.5763 | 215160.5448 | 210857.3339 | 206640.1872 | 202507.3835 | 198457.2358 | 194488.0911
F2_Commercial_Office_Existing_Food Preparation_Natural Gas_Food Prep Other_Baseline Forecast | F2 | Commercial | Office | Existing | Food Preparation | Natural Gas | Food Prep Other | Baseline Forecast | Usage (MMtherm) | 0.0065033 | 0.0066294 | 0.0064659 | 0.0062711 | 0.0061457 | 0.0060228 | 0.0059023 | 0.0057843 | 0.0056686 | 0.0055552 | 0.0054441 | 0.0053352 | 0.0052285 | 0.0051239 | 0.0050215 | 0.004921 | 0.0048226 | 0.0047262 | 0.0046316 | 0.004539 | 0.0044482 | 0.0043593 | 0.0042721 | 0.0041866 | 0.0041029 | 0.0040208 | 0.0039404 | 0.0038616 | 0.0037844 | 0.0037087 | 0.0036345
F3_Commercial_Office_Existing_Food Preparation_Natural Gas_Food Prep Other_Baseline Forecast | F3 | Commercial | Office | Existing | Food Preparation | Natural Gas | Food Prep Other | Baseline Forecast | Peak Demand (S) | 0 | 0 | 0 | 0 | 0 | 0 | 0 | 0 | 0 | 0 | 0 | 0 | 0 | 0 | 0 | 0 | 0 | 0 | 0 | 0 | 0 | 0 | 0 | 0 | 0 | 0 | 0 | 0 | 0 | 0 | 0
F4_Commercial_Office_Existing_Food Preparation_Natural Gas_Food Prep Other_Baseline Forecast | F4 | Commercial | Office | Existing | Food Preparation | Natural Gas | Food Prep Other | Baseline Forecast | Peak Demand (W) | 0 | 0 | 0 | 0 | 0 | 0 | 0 | 0 | 0 | 0 | 0 | 0 | 0 | 0 | 0 | 0 | 0 | 0 | 0 | 0 | 0 | 0 | 0 | 0 | 0 | 0 | 0 | 0 | 0 | 0 | 0
F5_Commercial_Office_Existing_Food Preparation_Natural Gas_Food Prep Other_Baseline Forecast | F5 | Commercial | Office | Existing | Food Preparation | Natural Gas | Food Prep Other | Baseline Forecast | Turnover | 0 | 13976.4479 | 17805.9946 | 20671.3901 | 22783.6303 | 24308.0814 | 25374.3368 | 26083.945 | 26516.4685 | 26734.2338 | 23290.2058 | 21228.663 | 20090.2168 | 19549.8901 | 19380.4756 | 22186.6771 | 22555.6411 | 22741.6832 | 22786.379 | 22139.3511 | 21203.8211 | 20214.2829 | 19296.4481 | 18507.8965 | 17635.0316 | 17271.7494 | 17192.1823 | 17250.9226 | 17260.2268 | 17698.7235 | 17407.0806
F6_Commercial_Office_Existing_Food Preparation_Natural Gas_Food Prep Other_Baseline Forecast | F6 | Commercial | Office | Existing | Food Preparation | Natural Gas | Food Prep Other | Baseline Forecast | Avg. Replacement Usage | 0.01824 | 0.018973 | 0.018883 | 0.018688 | 0.018688 | 0.018688 | 0.018688 | 0.018688 | 0.018688 | 0.018688 | 0.018688 | 0.018688 | 0.018688 | 0.018688 | 0.018688 | 0.018688 | 0.018688 | 0.018688 | 0.018688 | 0.018688 | 0.018688 | 0.018688 | 0.018688 | 0.018688 | 0.018688 | 0.018688 | 0.018688 | 0.018688 | 0.018688 | 0.018688 | 0.018688
F7_Commercial_Office_Existing_Food Preparation_Natural Gas_Food Prep Other_Baseline Forecast | F7 | Commercial | Office | Existing | Food Preparation | Natural Gas | Food Prep Other | Baseline Forecast | Avg. Replacement Demand (S) | 0 | 0 | 0 | 0 | 0 | 0 | 0 | 0 | 0 | 0 | 0 | 0 | 0 | 0 | 0 | 0 | 0 | 0 | 0 | 0 | 0 | 0 | 0 | 0 | 0 | 0 | 0 | 0 | 0 | 0 | 0
F8_Commercial_Office_Existing_Food Preparation_Natural Gas_Food Prep Other_Baseline Forecast | F8 | Commercial | Office | Existing | Food Preparation | Natural Gas | Food Prep Other | Baseline Forecast | Avg. Replacement Demand (W) | 0 | 0 | 0 | 0 | 0 | 0 | 0 | 0 | 0 | 0 | 0 | 0 | 0 | 0 | 0 | 0 | 0 | 0 | 0 | 0 | 0 | 0 | 0 | 0 | 0 | 0 | 0 | 0 | 0 | 0 | 0
F1_Commercial_Office_Existing_Miscellaneous_Natural Gas_Pool Heater_Baseline Forecast | F1 | Commercial | Office | Existing | Miscellaneous | Natural Gas | Pool Heater | Baseline Forecast | Units | 434603.4065 | 425911.3384 | 417393.1116 | 409045.2494 | 400864.3444 | 392847.0575 | 384990.1163 | 377290.314 | 369744.5077 | 362349.6176 | 355102.6252 | 348000.5727 | 341040.5613 | 334219.75 | 327535.355 | 320984.6479 | 314564.955 | 308273.6559 | 302108.1828 | 296066.0191 | 290144.6987 | 284341.8047 | 278654.9687 | 273081.8693 | 267620.2319 | 262267.8273 | 257022.4707 | 251882.0213 | 246844.3809 | 241907.4933 | 237069.3434
F2_Commercial_Office_Existing_Miscellaneous_Natural Gas_Pool Heater_Baseline Forecast | F2 | Commercial | Office | Existing | Miscellaneous | Natural Gas | Pool Heater | Baseline Forecast | Usage (MMtherm) | 5.5393e-05 | 5.6466e-05 | 5.5074e-05 | 5.3414e-05 | 5.2345e-05 | 5.1297e-05 | 5.0272e-05 | 4.9266e-05 | 4.8281e-05 | 4.7316e-05 | 4.637e-05 | 4.5443e-05 | 4.4537e-05 | 4.365e-05 | 4.278e-05 | 4.1927e-05 | 4.1089e-05 | 4.0266e-05 | 3.9458e-05 | 3.8666e-05 | 3.7889e-05 | 3.7127e-05 | 3.6381e-05 | 3.5657e-05 | 3.4949e-05 | 3.4255e-05 | 3.3576e-05 | 3.2912e-05 | 3.2259e-05 | 3.1619e-05 | 3.0991e-05
F3_Commercial_Office_Existing_Miscellaneous_Natural Gas_Pool Heater_Baseline Forecast | F3 | Commercial | Office | Existing | Miscellaneous | Natural Gas | Pool Heater | Baseline Forecast | Peak Demand (S) | 0 | 0 | 0 | 0 | 0 | 0 | 0 | 0 | 0 | 0 | 0 | 0 | 0 | 0 | 0 | 0 | 0 | 0 | 0 | 0 | 0 | 0 | 0 | 0 | 0 | 0 | 0 | 0 | 0 | 0 | 0
F4_Commercial_Office_Existing_Miscellaneous_Natural Gas_Pool Heater_Baseline Forecast | F4 | Commercial | Office | Existing | Miscellaneous | Natural Gas | Pool Heater | Baseline Forecast | Peak Demand (W) | 0 | 0 | 0 | 0 | 0 | 0 | 0 | 0 | 0 | 0 | 0 | 0 | 0 | 0 | 0 | 0 | 0 | 0 | 0 | 0 | 0 | 0 | 0 | 0 | 0 | 0 | 0 | 0 | 0 | 0 | 0
F5_Commercial_Office_Existing_Miscellaneous_Natural Gas_Pool Heater_Baseline Forecast | F5 | Commercial | Office | Existing | Miscellaneous | Natural Gas | Pool Heater | Baseline Forecast | Turnover | 0 | 51109.3606 | 48417.6009 | 46140.3041 | 44191.2853 | 42502.9088 | 42562.0433 | 42121.7773 | 41364.9095 | 40419.1734 | 39372.4846 | 49509.7226 | 46072.9657 | 43318.9616 | 41049.4069 | 39128.3292 | 39821.9243 | 39637.678 | 38925.6495 | 37913.4234 | 36746.8633 | 38348.6808 | 36707.199 | 35423.0708 | 34325.2867 | 33318.6465 | 33370.8331 | 32929.9391 | 32238.2929 | 31430.2306 | 30577.332
F6_Commercial_Office_Existing_Miscellaneous_Natural Gas_Pool Heater_Baseline Forecast | F6 | Commercial | Office | Existing | Miscellaneous | Natural Gas | Pool Heater | Baseline Forecast | Avg. Replacement Usage | 0.00012746 | 0.00013257 | 0.00013194 | 0.00013057 | 0.00013057 | 0.00013058 | 0.00013059 | 0.00013059 | 0.00013058 | 0.00013058 | 0.00013059 | 0.00013059 | 0.00013065 | 0.00013066 | 0.00013066 | 0.00013063 | 0.0001306 | 0.00013057 | 0.00013056 | 0.00013053 | 0.00013053 | 0.00013052 | 0.00013052 | 0.00013073 | 0.00013073 | 0.00013074 | 0.00013074 | 0.00013075 | 0.00013075 | 0.00013076 | 0.00013076
F7_Commercial_Office_Existing_Miscellaneous_Natural Gas_Pool Heater_Baseline Forecast | F7 | Commercial | Office | Existing | Miscellaneous | Natural Gas | Pool Heater | Baseline Forecast | Avg. Replacement Demand (S) | 0 | 0 | 0 | 0 | 0 | 0 | 0 | 0 | 0 | 0 | 0 | 0 | 0 | 0 | 0 | 0 | 0 | 0 | 0 | 0 | 0 | 0 | 0 | 0 | 0 | 0 | 0 | 0 | 0 | 0 | 0
F8_Commercial_Office_Existing_Miscellaneous_Natural Gas_Pool Heater_Baseline Forecast | F8 | Commercial | Office | Existing | Miscellaneous | Natural Gas | Pool Heater | Baseline Forecast | Avg. Replacement Demand (W) | 0 | 0 | 0 | 0 | 0 | 0 | 0 | 0 | 0 | 0 | 0 | 0 | 0 | 0 | 0 | 0 | 0 | 0 | 0 | 0 | 0 | 0 | 0 | 0 | 0 | 0 | 0 | 0 | 0 | 0 | 0
F1_Commercial_Office_Existing_Miscellaneous_Natural Gas_Miscellaneous_Baseline Forecast | F1 | Commercial | Office | Existing | Miscellaneous | Natural Gas | Miscellaneous | Baseline Forecast | Units | 44999450.7251 | 44099461.7106 | 43217472.4764 | 42353123.0269 | 41506060.5663 | 40675939.355 | 39862420.5679 | 39065172.1565 | 38283868.7134 | 37518191.3391 | 36767827.5124 | 36032470.9621 | 35311821.5429 | 34605585.112 | 33913473.4098 | 33235203.9416 | 32570499.8627 | 31919089.8655 | 31280708.0682 | 30655093.9068 | 30041992.0287 | 29441152.1881 | 28852329.1443 | 28275282.5615 | 27709776.9102 | 27155581.372 | 26612469.7446 | 26080220.3497 | 25558615.9427 | 25047443.6238 | 24546494.7514
F2_Commercial_Office_Existing_Miscellaneous_Natural Gas_Miscellaneous_Baseline Forecast | F2 | Commercial | Office | Existing | Miscellaneous | Natural Gas | Miscellaneous | Baseline Forecast | Usage (MMtherm) | 0.0096369 | 0.0098238 | 0.0095816 | 0.0092929 | 0.009107 | 0.0089249 | 0.0087464 | 0.0085714 | 0.0084 | 0.008232 | 0.0080674 | 0.007906 | 0.0077479 | 0.0075929 | 0.0074411 | 0.0072923 | 0.0071464 | 0.0070035 | 0.0068634 | 0.0067262 | 0.0065916 | 0.0064598 | 0.0063306 | 0.006204 | 0.0060799 | 0.0059583 | 0.0058391 | 0.0057224 | 0.0056079 | 0.0054958 | 0.0053858
F3_Commercial_Office_Existing_Miscellaneous_Natural Gas_Miscellaneous_Baseline Forecast | F3 | Commercial | Office | Existing | Miscellaneous | Natural Gas | Miscellaneous | Baseline Forecast | Peak Demand (S) | 0 | 0 | 0 | 0 | 0 | 0 | 0 | 0 | 0 | 0 | 0 | 0 | 0 | 0 | 0 | 0 | 0 | 0 | 0 | 0 | 0 | 0 | 0 | 0 | 0 | 0 | 0 | 0 | 0 | 0 | 0
F4_Commercial_Office_Existing_Miscellaneous_Natural Gas_Miscellaneous_Baseline Forecast | F4 | Commercial | Office | Existing | Miscellaneous | Natural Gas | Miscellaneous | Baseline Forecast | Peak Demand (W) | 0 | 0 | 0 | 0 | 0 | 0 | 0 | 0 | 0 | 0 | 0 | 0 | 0 | 0 | 0 | 0 | 0 | 0 | 0 | 0 | 0 | 0 | 0 | 0 | 0 | 0 | 0 | 0 | 0 | 0 | 0
F5_Commercial_Office_Existing_Miscellaneous_Natural Gas_Miscellaneous_Baseline Forecast | F5 | Commercial | Office | Existing | Miscellaneous | Natural Gas | Miscellaneous | Baseline Forecast | Turnover | 0 | 3779953.8609 | 4409946.1711 | 4914444.013 | 4636370.4473 | 4487494.8981 | 4430272.1986 | 4344816.4717 | 4253016.4502 | 4168210.4969 | 4085483.4609 | 4903505.5251 | 4847358.6415 | 4762196.4185 | 4616751.1871 | 4516460.8241 | 4441876.399 | 4352675.8944 | 4262345.6349 | 4177667.8231 | 4094636.0471 | 4226782.3659 | 4122189.9358 | 4015993.4557 | 3929799.8301 | 3853391.1792 | 3780571.2117 | 3703978.5736 | 3628673.5051 | 3556541.7073 | 3485641.3446
F6_Commercial_Office_Existing_Miscellaneous_Natural Gas_Miscellaneous_Baseline Forecast | F6 | Commercial | Office | Existing | Miscellaneous | Natural Gas | Miscellaneous | Baseline Forecast | Avg. Replacement Usage | 0.00021416 | 0.00022276 | 0.00022171 | 0.00021941 | 0.00021941 | 0.00021941 | 0.00021941 | 0.00021941 | 0.00021941 | 0.00021941 | 0.00021941 | 0.00021941 | 0.00021941 | 0.00021941 | 0.00021941 | 0.00021941 | 0.00021941 | 0.00021941 | 0.00021941 | 0.00021941 | 0.00021941 | 0.00021941 | 0.00021941 | 0.00021941 | 0.00021941 | 0.00021941 | 0.00021941 | 0.00021941 | 0.00021941 | 0.00021941 | 0.00021941
F7_Commercial_Office_Existing_Miscellaneous_Natural Gas_Miscellaneous_Baseline Forecast | F7 | Commercial | Office | Existing | Miscellaneous | Natural Gas | Miscellaneous | Baseline Forecast | Avg. Replacement Demand (S) | 0 | 0 | 0 | 0 | 0 | 0 | 0 | 0 | 0 | 0 | 0 | 0 | 0 | 0 | 0 | 0 | 0 | 0 | 0 | 0 | 0 | 0 | 0 | 0 | 0 | 0 | 0 | 0 | 0 | 0 | 0
F8_Commercial_Office_Existing_Miscellaneous_Natural Gas_Miscellaneous_Baseline Forecast | F8 | Commercial | Office | Existing | Miscellaneous | Natural Gas | Miscellaneous | Baseline Forecast | Avg. Replacement Demand (W) | 0 | 0 | 0 | 0 | 0 | 0 | 0 | 0 | 0 | 0 | 0 | 0 | 0 | 0 | 0 | 0 | 0 | 0 | 0 | 0 | 0 | 0 | 0 | 0 | 0 | 0 | 0 | 0 | 0 | 0 | 0
F1_Commercial_Office_New_Space Heating_Natural Gas_Furnace_Baseline Forecast | F1 | Commercial | Office | New | Space Heating | Natural Gas | Furnace | Baseline Forecast | Units | 0 | 0 | 0 | 0 | 0 | 0 | 0 | 0 | 0 | 0 | 0 | 0 | 0 | 0 | 0 | 0 | 0 | 0 | 0 | 0 | 0 | 0 | 0 | 0 | 0 | 0 | 0 | 0 | 0 | 0 | 0
F2_Commercial_Office_New_Space Heating_Natural Gas_Furnace_Baseline Forecast | F2 | Commercial | Office | New | Space Heating | Natural Gas | Furnace | Baseline Forecast | Usage (MMtherm) | 0 | 0 | 0 | 0 | 0 | 0 | 0 | 0 | 0 | 0 | 0 | 0 | 0 | 0 | 0 | 0 | 0 | 0 | 0 | 0 | 0 | 0 | 0 | 0 | 0 | 0 | 0 | 0 | 0 | 0 | 0
F3_Commercial_Office_New_Space Heating_Natural Gas_Furnace_Baseline Forecast | F3 | Commercial | Office | New | Space Heating | Natural Gas | Furnace | Baseline Forecast | Peak Demand (S) | 0 | 0 | 0 | 0 | 0 | 0 | 0 | 0 | 0 | 0 | 0 | 0 | 0 | 0 | 0 | 0 | 0 | 0 | 0 | 0 | 0 | 0 | 0 | 0 | 0 | 0 | 0 | 0 | 0 | 0 | 0
F4_Commercial_Office_New_Space Heating_Natural Gas_Furnace_Baseline Forecast | F4 | Commercial | Office | New | Space Heating | Natural Gas | Furnace | Baseline Forecast | Peak Demand (W) | 0 | 0 | 0 | 0 | 0 | 0 | 0 | 0 | 0 | 0 | 0 | 0 | 0 | 0 | 0 | 0 | 0 | 0 | 0 | 0 | 0 | 0 | 0 | 0 | 0 | 0 | 0 | 0 | 0 | 0 | 0
F5_Commercial_Office_New_Space Heating_Natural Gas_Furnace_Baseline Forecast | F5 | Commercial | Office | New | Space Heating | Natural Gas | Furnace | Baseline Forecast | Turnover | 0 | 0 | 0 | 0 | 0 | 0 | 0 | 0 | 0 | 0 | 0 | 0 | 0 | 0 | 0 | 0 | 0 | 0 | 0 | 0 | 0 | 0 | 0 | 0 | 0 | 0 | 0 | 0 | 0 | 0 | 0
F6_Commercial_Office_New_Space Heating_Natural Gas_Furnace_Baseline Forecast | F6 | Commercial | Office | New | Space Heating | Natural Gas | Furnace | Baseline Forecast | Avg. Replacement Usage | 0.095482 | 0.09932 | 0.098848 | 0.097826 | 0.097826 | 0.086001 | 0.086001 | 0.077613 | 0.077617 | 0.077622 | 0.077625 | 0.07763 | 0.077694 | 0.077698 | 0.077699 | 0.077703 | 0.077705 | 0.077705 | 0.077715 | 0.077712 | 0.07771 | 0.077708 | 0.077704 | 0.077944 | 0.077953 | 0.077962 | 0.077971 | 0.07798 | 0.077991 | 0.078001 | 0.078013
F7_Commercial_Office_New_Space Heating_Natural Gas_Furnace_Baseline Forecast | F7 | Commercial | Office | New | Space Heating | Natural Gas | Furnace | Baseline Forecast | Avg. Replacement Demand (S) | 0 | 0 | 0 | 0 | 0 | 0 | 0 | 0 | 0 | 0 | 0 | 0 | 0 | 0 | 0 | 0 | 0 | 0 | 0 | 0 | 0 | 0 | 0 | 0 | 0 | 0 | 0 | 0 | 0 | 0 | 0
F8_Commercial_Office_New_Space Heating_Natural Gas_Furnace_Baseline Forecast | F8 | Commercial | Office | New | Space Heating | Natural Gas | Furnace | Baseline Forecast | Avg. Replacement Demand (W) | 0 | 0 | 0 | 0 | 0 | 0 | 0 | 0 | 0 | 0 | 0 | 0 | 0 | 0 | 0 | 0 | 0 | 0 | 0 | 0 | 0 | 0 | 0 | 0 | 0 | 0 | 0 | 0 | 0 | 0 | 0
F1_Commercial_Office_New_Space Heating_Natural Gas_Boiler_Baseline Forecast | F1 | Commercial | Office | New | Space Heating | Natural Gas | Boiler | Baseline Forecast | Units | 0 | 0 | 0 | 0 | 0 | 0 | 0 | 0 | 0 | 0 | 0 | 0 | 0 | 0 | 0 | 0 | 0 | 0 | 0 | 0 | 0 | 0 | 0 | 0 | 0 | 0 | 0 | 0 | 0 | 0 | 0
F2_Commercial_Office_New_Space Heating_Natural Gas_Boiler_Baseline Forecast | F2 | Commercial | Office | New | Space Heating | Natural Gas | Boiler | Baseline Forecast | Usage (MMtherm) | 0 | 0 | 0 | 0 | 0 | 0 | 0 | 0 | 0 | 0 | 0 | 0 | 0 | 0 | 0 | 0 | 0 | 0 | 0 | 0 | 0 | 0 | 0 | 0 | 0 | 0 | 0 | 0 | 0 | 0 | 0
F3_Commercial_Office_New_Space Heating_Natural Gas_Boiler_Baseline Forecast | F3 | Commercial | Office | New | Space Heating | Natural Gas | Boiler | Baseline Forecast | Peak Demand (S) | 0 | 0 | 0 | 0 | 0 | 0 | 0 | 0 | 0 | 0 | 0 | 0 | 0 | 0 | 0 | 0 | 0 | 0 | 0 | 0 | 0 | 0 | 0 | 0 | 0 | 0 | 0 | 0 | 0 | 0 | 0
F4_Commercial_Office_New_Space Heating_Natural Gas_Boiler_Baseline Forecast | F4 | Commercial | Office | New | Space Heating | Natural Gas | Boiler | Baseline Forecast | Peak Demand (W) | 0 | 0 | 0 | 0 | 0 | 0 | 0 | 0 | 0 | 0 | 0 | 0 | 0 | 0 | 0 | 0 | 0 | 0 | 0 | 0 | 0 | 0 | 0 | 0 | 0 | 0 | 0 | 0 | 0 | 0 | 0
F5_Commercial_Office_New_Space Heating_Natural Gas_Boiler_Baseline Forecast | F5 | Commercial | Office | New | Space Heating | Natural Gas | Boiler | Baseline Forecast | Turnover | 0 | 0 | 0 | 0 | 0 | 0 | 0 | 0 | 0 | 0 | 0 | 0 | 0 | 0 | 0 | 0 | 0 | 0 | 0 | 0 | 0 | 0 | 0 | 0 | 0 | 0 | 0 | 0 | 0 | 0 | 0
F6_Commercial_Office_New_Space Heating_Natural Gas_Boiler_Baseline Forecast | F6 | Commercial | Office | New | Space Heating | Natural Gas | Boiler | Baseline Forecast | Avg. Replacement Usage | 0.42113 | 0.43806 | 0.43598 | 0.43147 | 0.43147 | 0.36721 | 0.36721 | 0.36721 | 0.36721 | 0.36721 | 0.36721 | 0.36721 | 0.36721 | 0.36721 | 0.36721 | 0.36721 | 0.36721 | 0.36721 | 0.36721 | 0.36721 | 0.36721 | 0.36721 | 0.36721 | 0.36721 | 0.36721 | 0.36721 | 0.36721 | 0.36721 | 0.36721 | 0.36721 | 0.36721
F7_Commercial_Office_New_Space Heating_Natural Gas_Boiler_Baseline Forecast | F7 | Commercial | Office | New | Space Heating | Natural Gas | Boiler | Baseline Forecast | Avg. Replacement Demand (S) | 0 | 0 | 0 | 0 | 0 | 0 | 0 | 0 | 0 | 0 | 0 | 0 | 0 | 0 | 0 | 0 | 0 | 0 | 0 | 0 | 0 | 0 | 0 | 0 | 0 | 0 | 0 | 0 | 0 | 0 | 0
F8_Commercial_Office_New_Space Heating_Natural Gas_Boiler_Baseline Forecast | F8 | Commercial | Office | New | Space Heating | Natural Gas | Boiler | Baseline Forecast | Avg. Replacement Demand (W) | 0 | 0 | 0 | 0 | 0 | 0 | 0 | 0 | 0 | 0 | 0 | 0 | 0 | 0 | 0 | 0 | 0 | 0 | 0 | 0 | 0 | 0 | 0 | 0 | 0 | 0 | 0 | 0 | 0 | 0 | 0
F1_Commercial_Office_New_Space Heating_Natural Gas_Unit Heater_Baseline Forecast | F1 | Commercial | Office | New | Space Heating | Natural Gas | Unit Heater | Baseline Forecast | Units | 0 | 68352.8676 | 137332.5501 | 210462.4192 | 250600.1387 | 283300.4808 | 315522.6766 | 347277.1621 | 378574.1689 | 409423.7289 | 439835.6776 | 469819.6584 | 499385.1265 | 528541.3525 | 557297.4265 | 585662.2613 | 613644.596 | 641253 | 668495.8757 | 695381.4625 | 721917.8396 | 748112.9297 | 773974.5016 | 799510.1738 | 824727.4172 | 849633.5585 | 874235.7824 | 898541.1352 | 922556.5272 | 946288.7355 | 969744.4067
F2_Commercial_Office_New_Space Heating_Natural Gas_Unit Heater_Baseline Forecast | F2 | Commercial | Office | New | Space Heating | Natural Gas | Unit Heater | Baseline Forecast | Usage (MMtherm) | 0 | 0.021179 | 0.042351 | 0.064231 | 0.076481 | 0.085462 | 0.094311 | 0.10303 | 0.11163 | 0.1201 | 0.12845 | 0.13639 | 0.14395 | 0.15116 | 0.1582 | 0.16526 | 0.17231 | 0.17935 | 0.18576 | 0.19222 | 0.19868 | 0.20546 | 0.21256 | 0.21958 | 0.2265 | 0.23334 | 0.2401 | 0.24677 | 0.25337 | 0.25989 | 0.26633
F3_Commercial_Office_New_Space Heating_Natural Gas_Unit Heater_Baseline Forecast | F3 | Commercial | Office | New | Space Heating | Natural Gas | Unit Heater | Baseline Forecast | Peak Demand (S) | 0 | 0 | 0 | 0 | 0 | 0 | 0 | 0 | 0 | 0 | 0 | 0 | 0 | 0 | 0 | 0 | 0 | 0 | 0 | 0 | 0 | 0 | 0 | 0 | 0 | 0 | 0 | 0 | 0 | 0 | 0
F4_Commercial_Office_New_Space Heating_Natural Gas_Unit Heater_Baseline Forecast | F4 | Commercial | Office | New | Space Heating | Natural Gas | Unit Heater | Baseline Forecast | Peak Demand (W) | 0 | 0 | 0 | 0 | 0 | 0 | 0 | 0 | 0 | 0 | 0 | 0 | 0 | 0 | 0 | 0 | 0 | 0 | 0 | 0 | 0 | 0 | 0 | 0 | 0 | 0 | 0 | 0 | 0 | 0 | 0
F5_Commercial_Office_New_Space Heating_Natural Gas_Unit Heater_Baseline Forecast | F5 | Commercial | Office | New | Space Heating | Natural Gas | Unit Heater | Baseline Forecast | Turnover | 0 | 68352.8676 | 68979.6825 | 73129.8691 | 40137.7195 | 32700.3421 | 32222.1958 | 31754.4855 | 31297.0069 | 30849.56 | 30411.9487 | 39748.6762 | 47789.4473 | 55223.9039 | 56833.7578 | 57102.8983 | 57218.1314 | 57204.0133 | 76996.6387 | 74121.3764 | 72577.9474 | 61725.1767 | 60976.0627 | 63383.6249 | 65641.1833 | 67579.4998 | 69223.0403 | 70596.2676 | 77413.1611 | 82433.2289 | 86305.192
F6_Commercial_Office_New_Space Heating_Natural Gas_Unit Heater_Baseline Forecast | F6 | Commercial | Office | New | Space Heating | Natural Gas | Unit Heater | Baseline Forecast | Avg. Replacement Usage | 0.29788 | 0.30985 | 0.30838 | 0.30519 | 0.30519 | 0.27464 | 0.27464 | 0.27464 | 0.27464 | 0.27464 | 0.27464 | 0.27464 | 0.27464 | 0.27464 | 0.27464 | 0.27464 | 0.27464 | 0.27464 | 0.27464 | 0.27464 | 0.27464 | 0.27464 | 0.27464 | 0.27464 | 0.27464 | 0.27464 | 0.27464 | 0.27464 | 0.27464 | 0.27464 | 0.27464
F7_Commercial_Office_New_Space Heating_Natural Gas_Unit Heater_Baseline Forecast | F7 | Commercial | Office | New | Space Heating | Natural Gas | Unit Heater | Baseline Forecast | Avg. Replacement Demand (S) | 0 | 0 | 0 | 0 | 0 | 0 | 0 | 0 | 0 | 0 | 0 | 0 | 0 | 0 | 0 | 0 | 0 | 0 | 0 | 0 | 0 | 0 | 0 | 0 | 0 | 0 | 0 | 0 | 0 | 0 | 0
F8_Commercial_Office_New_Space Heating_Natural Gas_Unit Heater_Baseline Forecast | F8 | Commercial | Office | New | Space Heating | Natural Gas | Unit Heater | Baseline Forecast | Avg. Replacement Demand (W) | 0 | 0 | 0 | 0 | 0 | 0 | 0 | 0 | 0 | 0 | 0 | 0 | 0 | 0 | 0 | 0 | 0 | 0 | 0 | 0 | 0 | 0 | 0 | 0 | 0 | 0 | 0 | 0 | 0 | 0 | 0
F1_Commercial_Office_New_Water Heating_Natural Gas_Water Heater_Baseline Forecast | F1 | Commercial | Office | New | Water Heating | Natural Gas | Water Heater | Baseline Forecast | Units | 0 | 0 | 0 | 0 | 0 | 0 | 0 | 0 | 0 | 0 | 0 | 0 | 0 | 0 | 0 | 0 | 0 | 0 | 0 | 0 | 0 | 0 | 0 | 0 | 0 | 0 | 0 | 0 | 0 | 0 | 0
F2_Commercial_Office_New_Water Heating_Natural Gas_Water Heater_Baseline Forecast | F2 | Commercial | Office | New | Water Heating | Natural Gas | Water Heater | Baseline Forecast | Usage (MMtherm) | 0 | 0 | 0 | 0 | 0 | 0 | 0 | 0 | 0 | 0 | 0 | 0 | 0 | 0 | 0 | 0 | 0 | 0 | 0 | 0 | 0 | 0 | 0 | 0 | 0 | 0 | 0 | 0 | 0 | 0 | 0
F3_Commercial_Office_New_Water Heating_Natural Gas_Water Heater_Baseline Forecast | F3 | Commercial | Office | New | Water Heating | Natural Gas | Water Heater | Baseline Forecast | Peak Demand (S) | 0 | 0 | 0 | 0 | 0 | 0 | 0 | 0 | 0 | 0 | 0 | 0 | 0 | 0 | 0 | 0 | 0 | 0 | 0 | 0 | 0 | 0 | 0 | 0 | 0 | 0 | 0 | 0 | 0 | 0 | 0
F4_Commercial_Office_New_Water Heating_Natural Gas_Water Heater_Baseline Forecast | F4 | Commercial | Office | New | Water Heating | Natural Gas | Water Heater | Baseline Forecast | Peak Demand (W) | 0 | 0 | 0 | 0 | 0 | 0 | 0 | 0 | 0 | 0 | 0 | 0 | 0 | 0 | 0 | 0 | 0 | 0 | 0 | 0 | 0 | 0 | 0 | 0 | 0 | 0 | 0 | 0 | 0 | 0 | 0
F5_Commercial_Office_New_Water Heating_Natural Gas_Water Heater_Baseline Forecast | F5 | Commercial | Office | New | Water Heating | Natural Gas | Water Heater | Baseline Forecast | Turnover | 0 | 0 | 0 | 0 | 0 | 0 | 0 | 0 | 0 | 0 | 0 | 0 | 0 | 0 | 0 | 0 | 0 | 0 | 0 | 0 | 0 | 0 | 0 | 0 | 0 | 0 | 0 | 0 | 0 | 0 | 0
F6_Commercial_Office_New_Water Heating_Natural Gas_Water Heater_Baseline Forecast | F6 | Commercial | Office | New | Water Heating | Natural Gas | Water Heater | Baseline Forecast | Avg. Replacement Usage | 0.031531 | 0.032798 | 0.032643 | 0.032305 | 0.032304 | 0.032305 | 0.032306 | 0.019677 | 0.019681 | 0.019685 | 0.01969 | 0.019685 | 0.019689 | 0.019677 | 0.019665 | 0.019654 | 0.019653 | 0.019653 | 0.019653 | 0.019653 | 0.019652 | 0.019651 | 0.019651 | 0.019681 | 0.019681 | 0.019682 | 0.019682 | 0.019683 | 0.019683 | 0.019684 | 0.019684
F7_Commercial_Office_New_Water Heating_Natural Gas_Water Heater_Baseline Forecast | F7 | Commercial | Office | New | Water Heating | Natural Gas | Water Heater | Baseline Forecast | Avg. Replacement Demand (S) | 0 | 0 | 0 | 0 | 0 | 0 | 0 | 0 | 0 | 0 | 0 | 0 | 0 | 0 | 0 | 0 | 0 | 0 | 0 | 0 | 0 | 0 | 0 | 0 | 0 | 0 | 0 | 0 | 0 | 0 | 0
F8_Commercial_Office_New_Water Heating_Natural Gas_Water Heater_Baseline Forecast | F8 | Commercial | Office | New | Water Heating | Natural Gas | Water Heater | Baseline Forecast | Avg. Replacement Demand (W) | 0 | 0 | 0 | 0 | 0 | 0 | 0 | 0 | 0 | 0 | 0 | 0 | 0 | 0 | 0 | 0 | 0 | 0 | 0 | 0 | 0 | 0 | 0 | 0 | 0 | 0 | 0 | 0 | 0 | 0 | 0
F1_Commercial_Office_New_Food Preparation_Natural Gas_Oven_Baseline Forecast | F1 | Commercial | Office | New | Food Preparation | Natural Gas | Oven | Baseline Forecast | Units | 0 | 9826.1053 | 19742.3188 | 30255.1446 | 36025.1653 | 40726.0215 | 45358.1416 | 49923.0257 | 54422.1447 | 58856.9407 | 63228.8277 | 67539.1919 | 71789.3925 | 75980.7624 | 80114.6081 | 84192.211 | 88214.8275 | 92183.6893 | 96100.0043 | 99964.9571 | 103779.7091 | 107545.3991 | 111263.1441 | 114934.0392 | 118559.1583 | 122139.5548 | 125676.2615 | 129170.2913 | 132622.6376 | 136034.2747 | 139406.158
F2_Commercial_Office_New_Food Preparation_Natural Gas_Oven_Baseline Forecast | F2 | Commercial | Office | New | Food Preparation | Natural Gas | Oven | Baseline Forecast | Usage (MMtherm) | 0 | 0.00012808 | 0.0002561 | 0.00038837 | 0.00046241 | 0.00052278 | 0.00058233 | 0.00064104 | 0.00069891 | 0.00075597 | 0.00081222 | 0.00086765 | 0.00092252 | 0.00097656 | 0.0010297 | 0.0010821 | 0.0011337 | 0.0011846 | 0.0012349 | 0.0012844 | 0.0013333 | 0.0013815 | 0.001429 | 0.0014772 | 0.0015249 | 0.0015722 | 0.0016191 | 0.0016655 | 0.0017114 | 0.0017569 | 0.0018019
F3_Commercial_Office_New_Food Preparation_Natural Gas_Oven_Baseline Forecast | F3 | Commercial | Office | New | Food Preparation | Natural Gas | Oven | Baseline Forecast | Peak Demand (S) | 0 | 0 | 0 | 0 | 0 | 0 | 0 | 0 | 0 | 0 | 0 | 0 | 0 | 0 | 0 | 0 | 0 | 0 | 0 | 0 | 0 | 0 | 0 | 0 | 0 | 0 | 0 | 0 | 0 | 0 | 0
F4_Commercial_Office_New_Food Preparation_Natural Gas_Oven_Baseline Forecast | F4 | Commercial | Office | New | Food Preparation | Natural Gas | Oven | Baseline Forecast | Peak Demand (W) | 0 | 0 | 0 | 0 | 0 | 0 | 0 | 0 | 0 | 0 | 0 | 0 | 0 | 0 | 0 | 0 | 0 | 0 | 0 | 0 | 0 | 0 | 0 | 0 | 0 | 0 | 0 | 0 | 0 | 0 | 0
F5_Commercial_Office_New_Food Preparation_Natural Gas_Oven_Baseline Forecast | F5 | Commercial | Office | New | Food Preparation | Natural Gas | Oven | Baseline Forecast | Turnover | 0 | 9826.1053 | 9916.2134 | 10512.8259 | 5770.0207 | 4700.8562 | 4632.1201 | 4564.8841 | 4499.119 | 4434.796 | 6009.5712 | 7327.8033 | 8516.8709 | 8708.5985 | 8681.679 | 8639.484 | 11327.2836 | 10831.0852 | 10540.4708 | 9063.0479 | 9069.4142 | 9544.8707 | 9966.3976 | 10306.6983 | 10576.9178 | 11700.9335 | 12476.8961 | 13032.7797 | 12965.3202 | 12843.1716 | 12810.5314
F6_Commercial_Office_New_Food Preparation_Natural Gas_Oven_Baseline Forecast | F6 | Commercial | Office | New | Food Preparation | Natural Gas | Oven | Baseline Forecast | Avg. Replacement Usage | 0.012534 | 0.013035 | 0.012971 | 0.012834 | 0.012831 | 0.012844 | 0.012855 | 0.012861 | 0.012863 | 0.012867 | 0.012858 | 0.012851 | 0.012873 | 0.012863 | 0.01285 | 0.012839 | 0.012838 | 0.012837 | 0.012841 | 0.012838 | 0.012836 | 0.012834 | 0.012831 | 0.012956 | 0.012959 | 0.012961 | 0.012964 | 0.012966 | 0.012968 | 0.01297 | 0.012972
F7_Commercial_Office_New_Food Preparation_Natural Gas_Oven_Baseline Forecast | F7 | Commercial | Office | New | Food Preparation | Natural Gas | Oven | Baseline Forecast | Avg. Replacement Demand (S) | 0 | 0 | 0 | 0 | 0 | 0 | 0 | 0 | 0 | 0 | 0 | 0 | 0 | 0 | 0 | 0 | 0 | 0 | 0 | 0 | 0 | 0 | 0 | 0 | 0 | 0 | 0 | 0 | 0 | 0 | 0
F8_Commercial_Office_New_Food Preparation_Natural Gas_Oven_Baseline Forecast | F8 | Commercial | Office | New | Food Preparation | Natural Gas | Oven | Baseline Forecast | Avg. Replacement Demand (W) | 0 | 0 | 0 | 0 | 0 | 0 | 0 | 0 | 0 | 0 | 0 | 0 | 0 | 0 | 0 | 0 | 0 | 0 | 0 | 0 | 0 | 0 | 0 | 0 | 0 | 0 | 0 | 0 | 0 | 0 | 0
F1_Commercial_Office_New_Food Preparation_Natural Gas_Conveyor Oven_Baseline Forecast | F1 | Commercial | Office | New | Food Preparation | Natural Gas | Conveyor Oven | Baseline Forecast | Units | 0 | 4913.0527 | 9871.1594 | 15127.5723 | 18012.5826 | 20363.0108 | 22679.0708 | 24961.5128 | 27211.0723 | 29428.4704 | 31614.4138 | 33769.5959 | 35894.6963 | 37990.3812 | 40057.3041 | 42096.1055 | 44107.4137 | 46091.8446 | 48050.0022 | 49982.4786 | 51889.8545 | 53772.6996 | 55631.572 | 57467.0196 | 59279.5792 | 61069.7774 | 62838.1307 | 64585.1456 | 66311.3188 | 68017.1373 | 69703.079
F2_Commercial_Office_New_Food Preparation_Natural Gas_Conveyor Oven_Baseline Forecast | F2 | Commercial | Office | New | Food Preparation | Natural Gas | Conveyor Oven | Baseline Forecast | Usage (MMtherm) | 0 | 0.00010961 | 0.00021918 | 0.00033243 | 0.00039582 | 0.00044747 | 0.00049837 | 0.00054852 | 0.00059794 | 0.00064665 | 0.00069468 | 0.00074203 | 0.00078876 | 0.00083485 | 0.0008803 | 0.00092514 | 0.00096937 | 0.001013 | 0.0010561 | 0.0010987 | 0.0011407 | 0.0011821 | 0.0012231 | 0.001264 | 0.0013045 | 0.0013444 | 0.0013838 | 0.0014227 | 0.0014612 | 0.0014992 | 0.0015368
F3_Commercial_Office_New_Food Preparation_Natural Gas_Conveyor Oven_Baseline Forecast | F3 | Commercial | Office | New | Food Preparation | Natural Gas | Conveyor Oven | Baseline Forecast | Peak Demand (S) | 0 | 0 | 0 | 0 | 0 | 0 | 0 | 0 | 0 | 0 | 0 | 0 | 0 | 0 | 0 | 0 | 0 | 0 | 0 | 0 | 0 | 0 | 0 | 0 | 0 | 0 | 0 | 0 | 0 | 0 | 0
F4_Commercial_Office_New_Food Preparation_Natural Gas_Conveyor Oven_Baseline Forecast | F4 | Commercial | Office | New | Food Preparation | Natural Gas | Conveyor Oven | Baseline Forecast | Peak Demand (W) | 0 | 0 | 0 | 0 | 0 | 0 | 0 | 0 | 0 | 0 | 0 | 0 | 0 | 0 | 0 | 0 | 0 | 0 | 0 | 0 | 0 | 0 | 0 | 0 | 0 | 0 | 0 | 0 | 0 | 0 | 0
F5_Commercial_Office_New_Food Preparation_Natural Gas_Conveyor Oven_Baseline Forecast | F5 | Commercial | Office | New | Food Preparation | Natural Gas | Conveyor Oven | Baseline Forecast | Turnover | 0 | 4913.0527 | 4958.1067 | 5256.4129 | 2885.0103 | 2350.4281 | 2316.06 | 2282.442 | 2249.5595 | 2217.398 | 2185.9435 | 2155.1821 | 2125.1003 | 2095.6849 | 2066.9229 | 2038.8015 | 2011.3082 | 2967.0414 | 3735.8673 | 4405.9268 | 4463.1384 | 4397.5406 | 5621.7682 | 5314.0632 | 5123.5632 | 4260.8318 | 4041.9113 | 3987.8883 | 3935.0792 | 3883.4604 | 3833.0088
F6_Commercial_Office_New_Food Preparation_Natural Gas_Conveyor Oven_Baseline Forecast | F6 | Commercial | Office | New | Food Preparation | Natural Gas | Conveyor Oven | Baseline Forecast | Avg. Replacement Usage | 0.021447 | 0.022309 | 0.022205 | 0.021976 | 0.021972 | 0.021975 | 0.021976 | 0.021973 | 0.021968 | 0.021969 | 0.02197 | 0.021971 | 0.02199 | 0.021991 | 0.021991 | 0.021992 | 0.021992 | 0.021992 | 0.021995 | 0.021994 | 0.021993 | 0.021992 | 0.02199 | 0.022095 | 0.022099 | 0.022102 | 0.022105 | 0.022109 | 0.022112 | 0.022115 | 0.022119
F7_Commercial_Office_New_Food Preparation_Natural Gas_Conveyor Oven_Baseline Forecast | F7 | Commercial | Office | New | Food Preparation | Natural Gas | Conveyor Oven | Baseline Forecast | Avg. Replacement Demand (S) | 0 | 0 | 0 | 0 | 0 | 0 | 0 | 0 | 0 | 0 | 0 | 0 | 0 | 0 | 0 | 0 | 0 | 0 | 0 | 0 | 0 | 0 | 0 | 0 | 0 | 0 | 0 | 0 | 0 | 0 | 0
F8_Commercial_Office_New_Food Preparation_Natural Gas_Conveyor Oven_Baseline Forecast | F8 | Commercial | Office | New | Food Preparation | Natural Gas | Conveyor Oven | Baseline Forecast | Avg. Replacement Demand (W) | 0 | 0 | 0 | 0 | 0 | 0 | 0 | 0 | 0 | 0 | 0 | 0 | 0 | 0 | 0 | 0 | 0 | 0 | 0 | 0 | 0 | 0 | 0 | 0 | 0 | 0 | 0 | 0 | 0 | 0 | 0
F1_Commercial_Office_New_Food Preparation_Natural Gas_Double Rack Oven_Baseline Forecast | F1 | Commercial | Office | New | Food Preparation | Natural Gas | Double Rack Oven | Baseline Forecast | Units | 0 | 4913.0527 | 9871.1594 | 15127.5723 | 18012.5826 | 20363.0108 | 22679.0708 | 24961.5128 | 27211.0723 | 29428.4704 | 31614.4138 | 33769.5959 | 35894.6963 | 37990.3812 | 40057.3041 | 42096.1055 | 44107.4137 | 46091.8446 | 48050.0022 | 49982.4786 | 51889.8545 | 53772.6996 | 55631.572 | 57467.0196 | 59279.5792 | 61069.7774 | 62838.1307 | 64585.1456 | 66311.3188 | 68017.1373 | 69703.079
F2_Commercial_Office_New_Food Preparation_Natural Gas_Double Rack Oven_Baseline Forecast | F2 | Commercial | Office | New | Food Preparation | Natural Gas | Double Rack Oven | Baseline Forecast | Usage (MMtherm) | 0 | 0.00016641 | 0.00033269 | 0.00050457 | 0.0006008 | 0.00067938 | 0.00075696 | 0.00083352 | 0.00090901 | 0.00098331 | 0.0010564 | 0.0011284 | 0.0011997 | 0.0012699 | 0.0013391 | 0.0014074 | 0.0014748 | 0.0015413 | 0.0016069 | 0.0016716 | 0.0017352 | 0.001798 | 0.0018598 | 0.0019248 | 0.0019894 | 0.0020538 | 0.0021179 | 0.0021816 | 0.0022454 | 0.0023091 | 0.0023726
F3_Commercial_Office_New_Food Preparation_Natural Gas_Double Rack Oven_Baseline Forecast | F3 | Commercial | Office | New | Food Preparation | Natural Gas | Double Rack Oven | Baseline Forecast | Peak Demand (S) | 0 | 0 | 0 | 0 | 0 | 0 | 0 | 0 | 0 | 0 | 0 | 0 | 0 | 0 | 0 | 0 | 0 | 0 | 0 | 0 | 0 | 0 | 0 | 0 | 0 | 0 | 0 | 0 | 0 | 0 | 0
F4_Commercial_Office_New_Food Preparation_Natural Gas_Double Rack Oven_Baseline Forecast | F4 | Commercial | Office | New | Food Preparation | Natural Gas | Double Rack Oven | Baseline Forecast | Peak Demand (W) | 0 | 0 | 0 | 0 | 0 | 0 | 0 | 0 | 0 | 0 | 0 | 0 | 0 | 0 | 0 | 0 | 0 | 0 | 0 | 0 | 0 | 0 | 0 | 0 | 0 | 0 | 0 | 0 | 0 | 0 | 0
F5_Commercial_Office_New_Food Preparation_Natural Gas_Double Rack Oven_Baseline Forecast | F5 | Commercial | Office | New | Food Preparation | Natural Gas | Double Rack Oven | Baseline Forecast | Turnover | 0 | 4913.0527 | 4958.1067 | 5256.4129 | 2885.0103 | 2350.4281 | 2316.06 | 2282.442 | 2249.5595 | 2217.398 | 2185.9435 | 2155.1821 | 3107.7109 | 3873.3947 | 4540.3733 | 4594.5639 | 4526.0037 | 5747.3266 | 5436.7732 | 5243.48 | 4378.0095 | 4156.403 | 4099.7459 | 4240.8757 | 4502.9611 | 4842.1632 | 5120.5924 | 5325.943 | 5988.4807 | 6403.7386 | 6667.8181
F6_Commercial_Office_New_Food Preparation_Natural Gas_Double Rack Oven_Baseline Forecast | F6 | Commercial | Office | New | Food Preparation | Natural Gas | Double Rack Oven | Baseline Forecast | Avg. Replacement Usage | 0.032582 | 0.033871 | 0.033696 | 0.033355 | 0.033353 | 0.033431 | 0.0335 | 0.033541 | 0.033558 | 0.033509 | 0.033448 | 0.033387 | 0.0335 | 0.033423 | 0.033419 | 0.033425 | 0.033424 | 0.03342 | 0.033446 | 0.03343 | 0.03342 | 0.033406 | 0.033387 | 0.034327 | 0.034353 | 0.034379 | 0.034403 | 0.034427 | 0.034449 | 0.034472 | 0.034494
F7_Commercial_Office_New_Food Preparation_Natural Gas_Double Rack Oven_Baseline Forecast | F7 | Commercial | Office | New | Food Preparation | Natural Gas | Double Rack Oven | Baseline Forecast | Avg. Replacement Demand (S) | 0 | 0 | 0 | 0 | 0 | 0 | 0 | 0 | 0 | 0 | 0 | 0 | 0 | 0 | 0 | 0 | 0 | 0 | 0 | 0 | 0 | 0 | 0 | 0 | 0 | 0 | 0 | 0 | 0 | 0 | 0
F8_Commercial_Office_New_Food Preparation_Natural Gas_Double Rack Oven_Baseline Forecast | F8 | Commercial | Office | New | Food Preparation | Natural Gas | Double Rack Oven | Baseline Forecast | Avg. Replacement Demand (W) | 0 | 0 | 0 | 0 | 0 | 0 | 0 | 0 | 0 | 0 | 0 | 0 | 0 | 0 | 0 | 0 | 0 | 0 | 0 | 0 | 0 | 0 | 0 | 0 | 0 | 0 | 0 | 0 | 0 | 0 | 0
F1_Commercial_Office_New_Food Preparation_Natural Gas_Fryer_Baseline Forecast | F1 | Commercial | Office | New | Food Preparation | Natural Gas | Fryer | Baseline Forecast | Units | 0 | 20386.4311 | 40959.8114 | 62770.9963 | 74742.1817 | 84495.1488 | 94105.5075 | 103576.3702 | 112910.7887 | 122111.755 | 131182.2025 | 140125.0073 | 148942.9896 | 157638.9144 | 166215.4927 | 174675.3828 | 183021.1912 | 191255.4737 | 199380.7364 | 207399.4367 | 215313.9843 | 223126.7421 | 230840.0272 | 238456.1117 | 245977.2241 | 253405.5493 | 260743.2304 | 267992.3688 | 275155.0256 | 282233.2221 | 289228.9406
F2_Commercial_Office_New_Food Preparation_Natural Gas_Fryer_Baseline Forecast | F2 | Commercial | Office | New | Food Preparation | Natural Gas | Fryer | Baseline Forecast | Usage (MMtherm) | 0 | 0.00042985 | 0.00085946 | 0.0011834 | 0.0013661 | 0.001515 | 0.0016616 | 0.0018062 | 0.0019486 | 0.0020666 | 0.0021644 | 0.0022684 | 0.0023769 | 0.0024889 | 0.0025737 | 0.0026657 | 0.002793 | 0.0029187 | 0.0030427 | 0.0031651 | 0.0032859 | 0.0034051 | 0.0035228 | 0.003639 | 0.0037538 | 0.0038672 | 0.0039791 | 0.0040898 | 0.0041991 | 0.0043071 | 0.0044139
F3_Commercial_Office_New_Food Preparation_Natural Gas_Fryer_Baseline Forecast | F3 | Commercial | Office | New | Food Preparation | Natural Gas | Fryer | Baseline Forecast | Peak Demand (S) | 0 | 0 | 0 | 0 | 0 | 0 | 0 | 0 | 0 | 0 | 0 | 0 | 0 | 0 | 0 | 0 | 0 | 0 | 0 | 0 | 0 | 0 | 0 | 0 | 0 | 0 | 0 | 0 | 0 | 0 | 0
F4_Commercial_Office_New_Food Preparation_Natural Gas_Fryer_Baseline Forecast | F4 | Commercial | Office | New | Food Preparation | Natural Gas | Fryer | Baseline Forecast | Peak Demand (W) | 0 | 0 | 0 | 0 | 0 | 0 | 0 | 0 | 0 | 0 | 0 | 0 | 0 | 0 | 0 | 0 | 0 | 0 | 0 | 0 | 0 | 0 | 0 | 0 | 0 | 0 | 0 | 0 | 0 | 0 | 0
F5_Commercial_Office_New_Food Preparation_Natural Gas_Fryer_Baseline Forecast | F5 | Commercial | Office | New | Food Preparation | Natural Gas | Fryer | Baseline Forecast | Turnover | 0 | 20386.4311 | 20573.3803 | 21811.1849 | 11971.1854 | 9752.9671 | 9610.3587 | 9470.8628 | 9334.4185 | 13278.2525 | 16446.9525 | 19206.2459 | 19422.9722 | 19130.5101 | 24190.4989 | 22894.2067 | 22084.6285 | 19301.4922 | 19686.9284 | 21071.8981 | 22205.1322 | 23035.5594 | 25763.4786 | 27465.7364 | 28541.0917 | 28161.4207 | 27784.8759 | 29147.7196 | 28782.733 | 28769.1433 | 28771.5892
F6_Commercial_Office_New_Food Preparation_Natural Gas_Fryer_Baseline Forecast | F6 | Commercial | Office | New | Food Preparation | Natural Gas | Fryer | Baseline Forecast | Avg. Replacement Usage | 0.020275 | 0.021085 | 0.020981 | 0.015261 | 0.015261 | 0.015261 | 0.015261 | 0.015261 | 0.015261 | 0.015261 | 0.015261 | 0.015261 | 0.015261 | 0.015261 | 0.015261 | 0.015261 | 0.015261 | 0.015261 | 0.015261 | 0.015261 | 0.015261 | 0.015261 | 0.015261 | 0.015261 | 0.015261 | 0.015261 | 0.015261 | 0.015261 | 0.015261 | 0.015261 | 0.015261
F7_Commercial_Office_New_Food Preparation_Natural Gas_Fryer_Baseline Forecast | F7 | Commercial | Office | New | Food Preparation | Natural Gas | Fryer | Baseline Forecast | Avg. Replacement Demand (S) | 0 | 0 | 0 | 0 | 0 | 0 | 0 | 0 | 0 | 0 | 0 | 0 | 0 | 0 | 0 | 0 | 0 | 0 | 0 | 0 | 0 | 0 | 0 | 0 | 0 | 0 | 0 | 0 | 0 | 0 | 0
F8_Commercial_Office_New_Food Preparation_Natural Gas_Fryer_Baseline Forecast | F8 | Commercial | Office | New | Food Preparation | Natural Gas | Fryer | Baseline Forecast | Avg. Replacement Demand (W) | 0 | 0 | 0 | 0 | 0 | 0 | 0 | 0 | 0 | 0 | 0 | 0 | 0 | 0 | 0 | 0 | 0 | 0 | 0 | 0 | 0 | 0 | 0 | 0 | 0 | 0 | 0 | 0 | 0 | 0 | 0
F1_Commercial_Office_New_Food Preparation_Natural Gas_Broiler_Baseline Forecast | F1 | Commercial | Office | New | Food Preparation | Natural Gas | Broiler | Baseline Forecast | Units | 0 | 4182.5911 | 8403.5377 | 12878.439 | 15334.5125 | 17335.4843 | 19307.1977 | 21250.2914 | 23165.3915 | 25053.1118 | 26914.0541 | 28748.8086 | 30557.9538 | 32342.057 | 34101.6745 | 35837.3515 | 37549.623 | 39239.0132 | 40906.0363 | 42551.1964 | 44174.988 | 45777.8959 | 47360.3954 | 48922.9528 | 50466.0251 | 51990.0607 | 53495.4992 | 54982.7719 | 56452.3015 | 57904.5028 | 59339.7825
F2_Commercial_Office_New_Food Preparation_Natural Gas_Broiler_Baseline Forecast | F2 | Commercial | Office | New | Food Preparation | Natural Gas | Broiler | Baseline Forecast | Usage (MMtherm) | 0 | 9.0588e-05 | 0.00018113 | 0.00027471 | 0.00032709 | 0.00036982 | 0.00041195 | 0.00045349 | 0.00049444 | 0.00053478 | 0.00057452 | 0.00061367 | 0.00065235 | 0.00069047 | 0.00072807 | 0.00076516 | 0.00080175 | 0.00083784 | 0.00087348 | 0.00090861 | 0.00094325 | 0.00097743 | 0.0010112 | 0.0010452 | 0.001079 | 0.0011124 | 0.0011456 | 0.0011784 | 0.0012109 | 0.0012433 | 0.0012753
F3_Commercial_Office_New_Food Preparation_Natural Gas_Broiler_Baseline Forecast | F3 | Commercial | Office | New | Food Preparation | Natural Gas | Broiler | Baseline Forecast | Peak Demand (S) | 0 | 0 | 0 | 0 | 0 | 0 | 0 | 0 | 0 | 0 | 0 | 0 | 0 | 0 | 0 | 0 | 0 | 0 | 0 | 0 | 0 | 0 | 0 | 0 | 0 | 0 | 0 | 0 | 0 | 0 | 0
F4_Commercial_Office_New_Food Preparation_Natural Gas_Broiler_Baseline Forecast | F4 | Commercial | Office | New | Food Preparation | Natural Gas | Broiler | Baseline Forecast | Peak Demand (W) | 0 | 0 | 0 | 0 | 0 | 0 | 0 | 0 | 0 | 0 | 0 | 0 | 0 | 0 | 0 | 0 | 0 | 0 | 0 | 0 | 0 | 0 | 0 | 0 | 0 | 0 | 0 | 0 | 0 | 0 | 0
F5_Commercial_Office_New_Food Preparation_Natural Gas_Broiler_Baseline Forecast | F5 | Commercial | Office | New | Food Preparation | Natural Gas | Broiler | Baseline Forecast | Turnover | 0 | 4182.5911 | 4220.9466 | 4474.9013 | 2456.0735 | 2000.9718 | 1971.7134 | 1943.0937 | 1915.1001 | 1887.7203 | 1860.9423 | 1834.7545 | 2645.6634 | 3297.5071 | 3865.3208 | 3911.4545 | 3853.0877 | 4892.8271 | 4628.446 | 4463.8912 | 3727.0969 | 3538.4384 | 3490.2049 | 3610.3519 | 3833.471 | 4122.2413 | 4359.2743 | 4534.0938 | 5098.1269 | 5451.6452 | 5676.462
F6_Commercial_Office_New_Food Preparation_Natural Gas_Broiler_Baseline Forecast | F6 | Commercial | Office | New | Food Preparation | Natural Gas | Broiler | Baseline Forecast | Avg. Replacement Usage | 0.020826 | 0.021658 | 0.021552 | 0.021331 | 0.02133 | 0.02135 | 0.021368 | 0.021378 | 0.021382 | 0.02137 | 0.021354 | 0.021339 | 0.021368 | 0.021348 | 0.021347 | 0.021349 | 0.021349 | 0.021348 | 0.021354 | 0.02135 | 0.021347 | 0.021344 | 0.021339 | 0.021561 | 0.021567 | 0.021572 | 0.021577 | 0.021582 | 0.021587 | 0.021592 | 0.021597
F7_Commercial_Office_New_Food Preparation_Natural Gas_Broiler_Baseline Forecast | F7 | Commercial | Office | New | Food Preparation | Natural Gas | Broiler | Baseline Forecast | Avg. Replacement Demand (S) | 0 | 0 | 0 | 0 | 0 | 0 | 0 | 0 | 0 | 0 | 0 | 0 | 0 | 0 | 0 | 0 | 0 | 0 | 0 | 0 | 0 | 0 | 0 | 0 | 0 | 0 | 0 | 0 | 0 | 0 | 0
F8_Commercial_Office_New_Food Preparation_Natural Gas_Broiler_Baseline Forecast | F8 | Commercial | Office | New | Food Preparation | Natural Gas | Broiler | Baseline Forecast | Avg. Replacement Demand (W) | 0 | 0 | 0 | 0 | 0 | 0 | 0 | 0 | 0 | 0 | 0 | 0 | 0 | 0 | 0 | 0 | 0 | 0 | 0 | 0 | 0 | 0 | 0 | 0 | 0 | 0 | 0 | 0 | 0 | 0 | 0
F1_Commercial_Office_New_Food Preparation_Natural Gas_Griddle_Baseline Forecast | F1 | Commercial | Office | New | Food Preparation | Natural Gas | Griddle | Baseline Forecast | Units | 0 | 10989.0963 | 22078.9658 | 33836.061 | 40289.0056 | 45546.2424 | 50726.6076 | 55831.7789 | 60863.4013 | 65823.0877 | 70712.4193 | 75532.9464 | 80286.1893 | 84973.6382 | 89596.7547 | 94156.9716 | 98655.6939 | 103094.2994 | 107474.1388 | 111796.5369 | 116062.7925 | 120274.1793 | 124431.9465 | 128537.3186 | 132591.497 | 136595.6595 | 140550.9611 | 144458.5348 | 148319.4914 | 152134.9205 | 155905.8908
F2_Commercial_Office_New_Food Preparation_Natural Gas_Griddle_Baseline Forecast | F2 | Commercial | Office | New | Food Preparation | Natural Gas | Griddle | Baseline Forecast | Usage (MMtherm) | 0 | 0.0001692 | 0.00033834 | 0.00051315 | 0.00061101 | 0.00069075 | 0.00076932 | 0.00084676 | 0.00092309 | 0.00099832 | 0.0010725 | 0.0011456 | 0.0012177 | 0.0012888 | 0.0013589 | 0.0014281 | 0.0014963 | 0.0015636 | 0.0016301 | 0.0016956 | 0.0017603 | 0.0018242 | 0.0018873 | 0.0019497 | 0.0020113 | 0.0020722 | 0.0021324 | 0.0021919 | 0.0022507 | 0.0023088 | 0.0023663
F3_Commercial_Office_New_Food Preparation_Natural Gas_Griddle_Baseline Forecast | F3 | Commercial | Office | New | Food Preparation | Natural Gas | Griddle | Baseline Forecast | Peak Demand (S) | 0 | 0 | 0 | 0 | 0 | 0 | 0 | 0 | 0 | 0 | 0 | 0 | 0 | 0 | 0 | 0 | 0 | 0 | 0 | 0 | 0 | 0 | 0 | 0 | 0 | 0 | 0 | 0 | 0 | 0 | 0
F4_Commercial_Office_New_Food Preparation_Natural Gas_Griddle_Baseline Forecast | F4 | Commercial | Office | New | Food Preparation | Natural Gas | Griddle | Baseline Forecast | Peak Demand (W) | 0 | 0 | 0 | 0 | 0 | 0 | 0 | 0 | 0 | 0 | 0 | 0 | 0 | 0 | 0 | 0 | 0 | 0 | 0 | 0 | 0 | 0 | 0 | 0 | 0 | 0 | 0 | 0 | 0 | 0 | 0
F5_Commercial_Office_New_Food Preparation_Natural Gas_Griddle_Baseline Forecast | F5 | Commercial | Office | New | Food Preparation | Natural Gas | Griddle | Baseline Forecast | Turnover | 0 | 10989.0963 | 11089.8694 | 11757.0953 | 6452.9446 | 5257.2368 | 5180.3652 | 5105.1713 | 5031.6225 | 4959.6864 | 4889.3316 | 4820.5271 | 6951.0621 | 8663.6782 | 10155.519 | 10276.7278 | 10123.3784 | 12855.129 | 12160.5096 | 11728.168 | 9792.3575 | 9296.6871 | 9169.9613 | 9485.6283 | 10071.8385 | 10830.5368 | 11453.3036 | 11912.6142 | 13394.5218 | 14323.3353 | 14914.0058
F6_Commercial_Office_New_Food Preparation_Natural Gas_Griddle_Baseline Forecast | F6 | Commercial | Office | New | Food Preparation | Natural Gas | Griddle | Baseline Forecast | Avg. Replacement Usage | 0.014803 | 0.015397 | 0.015324 | 0.015166 | 0.015166 | 0.015167 | 0.015168 | 0.015169 | 0.015169 | 0.015168 | 0.015167 | 0.015166 | 0.015168 | 0.015167 | 0.015167 | 0.015167 | 0.015167 | 0.015167 | 0.015167 | 0.015167 | 0.015167 | 0.015167 | 0.015166 | 0.015183 | 0.015183 | 0.015184 | 0.015184 | 0.015185 | 0.015185 | 0.015185 | 0.015186
F7_Commercial_Office_New_Food Preparation_Natural Gas_Griddle_Baseline Forecast | F7 | Commercial | Office | New | Food Preparation | Natural Gas | Griddle | Baseline Forecast | Avg. Replacement Demand (S) | 0 | 0 | 0 | 0 | 0 | 0 | 0 | 0 | 0 | 0 | 0 | 0 | 0 | 0 | 0 | 0 | 0 | 0 | 0 | 0 | 0 | 0 | 0 | 0 | 0 | 0 | 0 | 0 | 0 | 0 | 0
F8_Commercial_Office_New_Food Preparation_Natural Gas_Griddle_Baseline Forecast | F8 | Commercial | Office | New | Food Preparation | Natural Gas | Griddle | Baseline Forecast | Avg. Replacement Demand (W) | 0 | 0 | 0 | 0 | 0 | 0 | 0 | 0 | 0 | 0 | 0 | 0 | 0 | 0 | 0 | 0 | 0 | 0 | 0 | 0 | 0 | 0 | 0 | 0 | 0 | 0 | 0 | 0 | 0 | 0 | 0
F1_Commercial_Office_New_Food Preparation_Natural Gas_Range_Baseline Forecast | F1 | Commercial | Office | New | Food Preparation | Natural Gas | Range | Baseline Forecast | Units | 0 | 58700.5177 | 117939.3356 | 180742.2775 | 215212.0078 | 243294.6191 | 270966.6047 | 298236.9271 | 325114.3731 | 351607.5577 | 377724.9277 | 403474.7646 | 428865.1885 | 453904.1609 | 478599.4881 | 502958.8243 | 526989.6747 | 550699.3984 | 574095.2114 | 597184.1895 | 619973.271 | 642469.2599 | 664678.8279 | 686608.5176 | 708264.745 | 729653.8021 | 750781.859 | 771654.9671 | 792279.0608 | 812659.9601 | 832803.3731
F2_Commercial_Office_New_Food Preparation_Natural Gas_Range_Baseline Forecast | F2 | Commercial | Office | New | Food Preparation | Natural Gas | Range | Baseline Forecast | Usage (MMtherm) | 0 | 0.00093746 | 0.0018745 | 0.0028428 | 0.0033849 | 0.0038267 | 0.0042621 | 0.0046913 | 0.0051144 | 0.0055315 | 0.0059428 | 0.0063482 | 0.0067487 | 0.0071433 | 0.0075321 | 0.0079151 | 0.0082929 | 0.0086657 | 0.0090336 | 0.0093964 | 0.0097544 | 0.010108 | 0.010456 | 0.010805 | 0.01115 | 0.011491 | 0.011829 | 0.012162 | 0.012492 | 0.012819 | 0.013142
F3_Commercial_Office_New_Food Preparation_Natural Gas_Range_Baseline Forecast | F3 | Commercial | Office | New | Food Preparation | Natural Gas | Range | Baseline Forecast | Peak Demand (S) | 0 | 0 | 0 | 0 | 0 | 0 | 0 | 0 | 0 | 0 | 0 | 0 | 0 | 0 | 0 | 0 | 0 | 0 | 0 | 0 | 0 | 0 | 0 | 0 | 0 | 0 | 0 | 0 | 0 | 0 | 0
F4_Commercial_Office_New_Food Preparation_Natural Gas_Range_Baseline Forecast | F4 | Commercial | Office | New | Food Preparation | Natural Gas | Range | Baseline Forecast | Peak Demand (W) | 0 | 0 | 0 | 0 | 0 | 0 | 0 | 0 | 0 | 0 | 0 | 0 | 0 | 0 | 0 | 0 | 0 | 0 | 0 | 0 | 0 | 0 | 0 | 0 | 0 | 0 | 0 | 0 | 0 | 0 | 0
F5_Commercial_Office_New_Food Preparation_Natural Gas_Range_Baseline Forecast | F5 | Commercial | Office | New | Food Preparation | Natural Gas | Range | Baseline Forecast | Turnover | 0 | 58700.5177 | 59238.8179 | 62802.9419 | 34469.7304 | 28082.6112 | 27671.9857 | 27270.3224 | 26877.446 | 26493.1846 | 37857.4735 | 46989.6833 | 54942.8894 | 55574.8909 | 54740.5842 | 69317.9275 | 65592.9001 | 63269.1663 | 52914.6226 | 52601.1755 | 55689.1332 | 59699.3144 | 62984.2164 | 65396.7935 | 73272.5761 | 78194.67 | 81311.2658 | 79768.2751 | 78041.7539 | 81274.2172 | 79821.4366
F6_Commercial_Office_New_Food Preparation_Natural Gas_Range_Baseline Forecast | F6 | Commercial | Office | New | Food Preparation | Natural Gas | Range | Baseline Forecast | Avg. Replacement Usage | 0.015355 | 0.01597 | 0.015893 | 0.015727 | 0.015725 | 0.015731 | 0.015737 | 0.015739 | 0.01574 | 0.015742 | 0.015743 | 0.015738 | 0.015748 | 0.015742 | 0.015735 | 0.015728 | 0.015728 | 0.015728 | 0.015729 | 0.015728 | 0.015727 | 0.015726 | 0.015725 | 0.015793 | 0.015795 | 0.015797 | 0.015798 | 0.0158 | 0.015801 | 0.015802 | 0.015804
F7_Commercial_Office_New_Food Preparation_Natural Gas_Range_Baseline Forecast | F7 | Commercial | Office | New | Food Preparation | Natural Gas | Range | Baseline Forecast | Avg. Replacement Demand (S) | 0 | 0 | 0 | 0 | 0 | 0 | 0 | 0 | 0 | 0 | 0 | 0 | 0 | 0 | 0 | 0 | 0 | 0 | 0 | 0 | 0 | 0 | 0 | 0 | 0 | 0 | 0 | 0 | 0 | 0 | 0
F8_Commercial_Office_New_Food Preparation_Natural Gas_Range_Baseline Forecast | F8 | Commercial | Office | New | Food Preparation | Natural Gas | Range | Baseline Forecast | Avg. Replacement Demand (W) | 0 | 0 | 0 | 0 | 0 | 0 | 0 | 0 | 0 | 0 | 0 | 0 | 0 | 0 | 0 | 0 | 0 | 0 | 0 | 0 | 0 | 0 | 0 | 0 | 0 | 0 | 0 | 0 | 0 | 0 | 0
F1_Commercial_Office_New_Food Preparation_Natural Gas_Steamer_Baseline Forecast | F1 | Commercial | Office | New | Food Preparation | Natural Gas | Steamer | Baseline Forecast | Units | 0 | 3992.9439 | 8022.5041 | 12294.5043 | 14639.2144 | 16549.4581 | 18431.77 | 20286.7599 | 22115.0254 | 23917.1526 | 25693.716 | 27445.279 | 29172.3939 | 30875.6022 | 32555.435 | 34212.4129 | 35847.0465 | 37459.8363 | 39051.2731 | 40621.8384 | 42172.004 | 43702.2328 | 45212.9785 | 46704.6863 | 48177.7926 | 49632.7253 | 51069.9042 | 52489.7409 | 53892.639 | 55278.9946 | 56649.1957
F2_Commercial_Office_New_Food Preparation_Natural Gas_Steamer_Baseline Forecast | F2 | Commercial | Office | New | Food Preparation | Natural Gas | Steamer | Baseline Forecast | Usage (MMtherm) | 0 | 0.00010635 | 0.00021257 | 0.00024912 | 0.00027038 | 0.00028771 | 0.00030478 | 0.0003216 | 0.00033818 | 0.00035453 | 0.00036303 | 0.00036447 | 0.00036729 | 0.00037133 | 0.00037642 | 0.00038243 | 0.00038924 | 0.00039674 | 0.00040484 | 0.00039235 | 0.00038248 | 0.00039636 | 0.00041006 | 0.00042359 | 0.00043695 | 0.00045015 | 0.00046318 | 0.00047606 | 0.00048878 | 0.00050136 | 0.00051378
F3_Commercial_Office_New_Food Preparation_Natural Gas_Steamer_Baseline Forecast | F3 | Commercial | Office | New | Food Preparation | Natural Gas | Steamer | Baseline Forecast | Peak Demand (S) | 0 | 0 | 0 | 0 | 0 | 0 | 0 | 0 | 0 | 0 | 0 | 0 | 0 | 0 | 0 | 0 | 0 | 0 | 0 | 0 | 0 | 0 | 0 | 0 | 0 | 0 | 0 | 0 | 0 | 0 | 0
F4_Commercial_Office_New_Food Preparation_Natural Gas_Steamer_Baseline Forecast | F4 | Commercial | Office | New | Food Preparation | Natural Gas | Steamer | Baseline Forecast | Peak Demand (W) | 0 | 0 | 0 | 0 | 0 | 0 | 0 | 0 | 0 | 0 | 0 | 0 | 0 | 0 | 0 | 0 | 0 | 0 | 0 | 0 | 0 | 0 | 0 | 0 | 0 | 0 | 0 | 0 | 0 | 0 | 0
F5_Commercial_Office_New_Food Preparation_Natural Gas_Steamer_Baseline Forecast | F5 | Commercial | Office | New | Food Preparation | Natural Gas | Steamer | Baseline Forecast | Turnover | 0 | 3992.9439 | 4029.5603 | 4272.0002 | 2344.7101 | 1910.2436 | 1882.3119 | 1854.9899 | 1828.2655 | 1802.1272 | 2220.2238 | 2593.6567 | 2950.3093 | 3051.0156 | 3090.133 | 3119.7239 | 3140.9622 | 3154.8892 | 3162.4282 | 4443.3052 | 4403.1722 | 4468.7052 | 3868.225 | 3796.8008 | 3860.1123 | 3917.298 | 3968.2616 | 4013.0197 | 4330.4015 | 4592.8193 | 4826.7438
F6_Commercial_Office_New_Food Preparation_Natural Gas_Steamer_Baseline Forecast | F6 | Commercial | Office | New | Food Preparation | Natural Gas | Steamer | Baseline Forecast | Avg. Replacement Usage | 0.025645 | 0.026635 | 0.026485 | 0.0090696 | 0.0090696 | 0.0090696 | 0.0090696 | 0.0090696 | 0.0090696 | 0.0090696 | 0.0090696 | 0.0090696 | 0.0090696 | 0.0090696 | 0.0090696 | 0.0090696 | 0.0090696 | 0.0090696 | 0.0090696 | 0.0090696 | 0.0090696 | 0.0090696 | 0.0090696 | 0.0090696 | 0.0090696 | 0.0090696 | 0.0090696 | 0.0090696 | 0.0090696 | 0.0090696 | 0.0090696
F7_Commercial_Office_New_Food Preparation_Natural Gas_Steamer_Baseline Forecast | F7 | Commercial | Office | New | Food Preparation | Natural Gas | Steamer | Baseline Forecast | Avg. Replacement Demand (S) | 0 | 0 | 0 | 0 | 0 | 0 | 0 | 0 | 0 | 0 | 0 | 0 | 0 | 0 | 0 | 0 | 0 | 0 | 0 | 0 | 0 | 0 | 0 | 0 | 0 | 0 | 0 | 0 | 0 | 0 | 0
F8_Commercial_Office_New_Food Preparation_Natural Gas_Steamer_Baseline Forecast | F8 | Commercial | Office | New | Food Preparation | Natural Gas | Steamer | Baseline Forecast | Avg. Replacement Demand (W) | 0 | 0 | 0 | 0 | 0 | 0 | 0 | 0 | 0 | 0 | 0 | 0 | 0 | 0 | 0 | 0 | 0 | 0 | 0 | 0 | 0 | 0 | 0 | 0 | 0 | 0 | 0 | 0 | 0 | 0 | 0
F1_Commercial_Office_New_Food Preparation_Natural Gas_Food Prep Other_Baseline Forecast | F1 | Commercial | Office | New | Food Preparation | Natural Gas | Food Prep Other | Baseline Forecast | Units | 0 | 8765.636 | 17611.6553 | 26989.8984 | 32137.1973 | 36330.7199 | 40462.9246 | 44535.1497 | 48548.7072 | 52504.8838 | 56404.9407 | 60250.1146 | 64041.618 | 67780.6398 | 71468.3458 | 75105.8788 | 78694.3597 | 82234.8874 | 85728.5394 | 89176.3723 | 92579.4223 | 95938.7052 | 99255.2175 | 102529.9361 | 105763.8191 | 108957.8061 | 112112.8184 | 115229.7597 | 118309.5161 | 121352.9568 | 124360.9341
F2_Commercial_Office_New_Food Preparation_Natural Gas_Food Prep Other_Baseline Forecast | F2 | Commercial | Office | New | Food Preparation | Natural Gas | Food Prep Other | Baseline Forecast | Usage (MMtherm) | 0 | 0.00016631 | 0.00033256 | 0.00050438 | 0.00060057 | 0.00067893 | 0.00075616 | 0.00083226 | 0.00090726 | 0.00098119 | 0.0010541 | 0.0011259 | 0.0011968 | 0.0012667 | 0.0013356 | 0.0014035 | 0.0014706 | 0.0015368 | 0.0016021 | 0.0016665 | 0.0017301 | 0.0017929 | 0.0018548 | 0.001916 | 0.0019765 | 0.0020362 | 0.0020951 | 0.0021534 | 0.0022109 | 0.0022678 | 0.002324
F3_Commercial_Office_New_Food Preparation_Natural Gas_Food Prep Other_Baseline Forecast | F3 | Commercial | Office | New | Food Preparation | Natural Gas | Food Prep Other | Baseline Forecast | Peak Demand (S) | 0 | 0 | 0 | 0 | 0 | 0 | 0 | 0 | 0 | 0 | 0 | 0 | 0 | 0 | 0 | 0 | 0 | 0 | 0 | 0 | 0 | 0 | 0 | 0 | 0 | 0 | 0 | 0 | 0 | 0 | 0
F4_Commercial_Office_New_Food Preparation_Natural Gas_Food Prep Other_Baseline Forecast | F4 | Commercial | Office | New | Food Preparation | Natural Gas | Food Prep Other | Baseline Forecast | Peak Demand (W) | 0 | 0 | 0 | 0 | 0 | 0 | 0 | 0 | 0 | 0 | 0 | 0 | 0 | 0 | 0 | 0 | 0 | 0 | 0 | 0 | 0 | 0 | 0 | 0 | 0 | 0 | 0 | 0 | 0 | 0 | 0
F5_Commercial_Office_New_Food Preparation_Natural Gas_Food Prep Other_Baseline Forecast | F5 | Commercial | Office | New | Food Preparation | Natural Gas | Food Prep Other | Baseline Forecast | Turnover | 0 | 8765.636 | 8846.0193 | 9378.2431 | 5147.2989 | 4193.5226 | 4132.2047 | 4072.2251 | 4013.5576 | 3956.1766 | 5653.1841 | 7016.8795 | 8204.5165 | 8298.8921 | 8174.3067 | 10351.1135 | 9794.8623 | 9447.8635 | 7901.6393 | 7854.8329 | 8315.9517 | 8914.7844 | 9405.3125 | 9765.578 | 10941.6536 | 11676.6604 | 12142.0557 | 11911.6439 | 11653.8258 | 12136.5233 | 11919.5824
F6_Commercial_Office_New_Food Preparation_Natural Gas_Food Prep Other_Baseline Forecast | F6 | Commercial | Office | New | Food Preparation | Natural Gas | Food Prep Other | Baseline Forecast | Avg. Replacement Usage | 0.01824 | 0.018973 | 0.018883 | 0.018688 | 0.018688 | 0.018688 | 0.018688 | 0.018688 | 0.018688 | 0.018688 | 0.018688 | 0.018688 | 0.018688 | 0.018688 | 0.018688 | 0.018688 | 0.018688 | 0.018688 | 0.018688 | 0.018688 | 0.018688 | 0.018688 | 0.018688 | 0.018688 | 0.018688 | 0.018688 | 0.018688 | 0.018688 | 0.018688 | 0.018688 | 0.018688
F7_Commercial_Office_New_Food Preparation_Natural Gas_Food Prep Other_Baseline Forecast | F7 | Commercial | Office | New | Food Preparation | Natural Gas | Food Prep Other | Baseline Forecast | Avg. Replacement Demand (S) | 0 | 0 | 0 | 0 | 0 | 0 | 0 | 0 | 0 | 0 | 0 | 0 | 0 | 0 | 0 | 0 | 0 | 0 | 0 | 0 | 0 | 0 | 0 | 0 | 0 | 0 | 0 | 0 | 0 | 0 | 0
F8_Commercial_Office_New_Food Preparation_Natural Gas_Food Prep Other_Baseline Forecast | F8 | Commercial | Office | New | Food Preparation | Natural Gas | Food Prep Other | Baseline Forecast | Avg. Replacement Demand (W) | 0 | 0 | 0 | 0 | 0 | 0 | 0 | 0 | 0 | 0 | 0 | 0 | 0 | 0 | 0 | 0 | 0 | 0 | 0 | 0 | 0 | 0 | 0 | 0 | 0 | 0 | 0 | 0 | 0 | 0 | 0
F1_Commercial_Office_New_Miscellaneous_Natural Gas_Pool Heater_Baseline Forecast | F1 | Commercial | Office | New | Miscellaneous | Natural Gas | Pool Heater | Baseline Forecast | Units | 0 | 10684.7857 | 21467.5538 | 32899.0709 | 39173.3202 | 44284.9733 | 49321.8835 | 54285.6821 | 59177.9686 | 64000.3111 | 68754.247 | 73441.2838 | 78062.8996 | 82620.5434 | 87115.6363 | 91549.5714 | 95923.7149 | 100239.4062 | 104497.9589 | 108700.6609 | 112848.7751 | 116943.54 | 120986.17 | 124977.856 | 128919.7658 | 132813.0447 | 136658.8159 | 140458.1808 | 144212.2196 | 147921.9917 | 151588.536
F2_Commercial_Office_New_Miscellaneous_Natural Gas_Pool Heater_Baseline Forecast | F2 | Commercial | Office | New | Miscellaneous | Natural Gas | Pool Heater | Baseline Forecast | Usage (MMtherm) | 0 | 1.4165e-06 | 2.8324e-06 | 4.2958e-06 | 5.115e-06 | 5.7825e-06 | 6.4402e-06 | 7.0885e-06 | 7.7274e-06 | 8.3572e-06 | 8.978e-06 | 9.5902e-06 | 1.0195e-05 | 1.0791e-05 | 1.1379e-05 | 1.1958e-05 | 1.253e-05 | 1.3093e-05 | 1.3648e-05 | 1.4196e-05 | 1.4736e-05 | 1.5269e-05 | 1.5795e-05 | 1.6319e-05 | 1.6836e-05 | 1.7348e-05 | 1.7853e-05 | 1.8354e-05 | 1.8847e-05 | 1.9335e-05 | 1.9817e-05
F3_Commercial_Office_New_Miscellaneous_Natural Gas_Pool Heater_Baseline Forecast | F3 | Commercial | Office | New | Miscellaneous | Natural Gas | Pool Heater | Baseline Forecast | Peak Demand (S) | 0 | 0 | 0 | 0 | 0 | 0 | 0 | 0 | 0 | 0 | 0 | 0 | 0 | 0 | 0 | 0 | 0 | 0 | 0 | 0 | 0 | 0 | 0 | 0 | 0 | 0 | 0 | 0 | 0 | 0 | 0
F4_Commercial_Office_New_Miscellaneous_Natural Gas_Pool Heater_Baseline Forecast | F4 | Commercial | Office | New | Miscellaneous | Natural Gas | Pool Heater | Baseline Forecast | Peak Demand (W) | 0 | 0 | 0 | 0 | 0 | 0 | 0 | 0 | 0 | 0 | 0 | 0 | 0 | 0 | 0 | 0 | 0 | 0 | 0 | 0 | 0 | 0 | 0 | 0 | 0 | 0 | 0 | 0 | 0 | 0 | 0
F5_Commercial_Office_New_Miscellaneous_Natural Gas_Pool Heater_Baseline Forecast | F5 | Commercial | Office | New | Miscellaneous | Natural Gas | Pool Heater | Baseline Forecast | Turnover | 0 | 10684.7857 | 10782.7681 | 11431.5171 | 6274.2493 | 5111.6531 | 7173.8673 | 8829.918 | 10271.4854 | 10380.5514 | 10222.8337 | 13297.881 | 13301.9602 | 13726.2821 | 12554.1669 | 12620.9935 | 14123.9635 | 15210.0631 | 16097.2048 | 16213.0481 | 16239.245 | 17398.5674 | 17728.754 | 18271.2596 | 18300.9154 | 18645.8506 | 19521.5365 | 20170.4425 | 20737.7116 | 20987.261 | 21224.573
F6_Commercial_Office_New_Miscellaneous_Natural Gas_Pool Heater_Baseline Forecast | F6 | Commercial | Office | New | Miscellaneous | Natural Gas | Pool Heater | Baseline Forecast | Avg. Replacement Usage | 0.00012746 | 0.00013257 | 0.00013194 | 0.00013057 | 0.00013057 | 0.00013058 | 0.00013059 | 0.00013059 | 0.00013058 | 0.00013058 | 0.00013059 | 0.00013059 | 0.00013065 | 0.00013066 | 0.00013066 | 0.00013063 | 0.0001306 | 0.00013057 | 0.00013056 | 0.00013053 | 0.00013053 | 0.00013052 | 0.00013052 | 0.00013073 | 0.00013073 | 0.00013074 | 0.00013074 | 0.00013075 | 0.00013075 | 0.00013076 | 0.00013076
F7_Commercial_Office_New_Miscellaneous_Natural Gas_Pool Heater_Baseline Forecast | F7 | Commercial | Office | New | Miscellaneous | Natural Gas | Pool Heater | Baseline Forecast | Avg. Replacement Demand (S) | 0 | 0 | 0 | 0 | 0 | 0 | 0 | 0 | 0 | 0 | 0 | 0 | 0 | 0 | 0 | 0 | 0 | 0 | 0 | 0 | 0 | 0 | 0 | 0 | 0 | 0 | 0 | 0 | 0 | 0 | 0
F8_Commercial_Office_New_Miscellaneous_Natural Gas_Pool Heater_Baseline Forecast | F8 | Commercial | Office | New | Miscellaneous | Natural Gas | Pool Heater | Baseline Forecast | Avg. Replacement Demand (W) | 0 | 0 | 0 | 0 | 0 | 0 | 0 | 0 | 0 | 0 | 0 | 0 | 0 | 0 | 0 | 0 | 0 | 0 | 0 | 0 | 0 | 0 | 0 | 0 | 0 | 0 | 0 | 0 | 0 | 0 | 0
F1_Commercial_Office_New_Miscellaneous_Natural Gas_Miscellaneous_Baseline Forecast | F1 | Commercial | Office | New | Miscellaneous | Natural Gas | Miscellaneous | Baseline Forecast | Units | 0 | 2212635.606 | 4445561.7008 | 6812832.568 | 8112121.8373 | 9170657.4005 | 10213714.9955 | 11241632.4429 | 12254740.9527 | 13253365.2574 | 14237823.7423 | 15208428.5732 | 16165485.8216 | 17109295.5871 | 18040152.1183 | 18958343.9297 | 19864153.9181 | 20757859.4751 | 21639732.5982 | 22510039.9998 | 23369043.2132 | 24216998.6974 | 25054157.9392 | 25880767.5537 | 26697069.3823 | 27503300.5893 | 28299693.7558 | 29086476.973 | 29863873.932 | 30632104.0134 | 31391382.3736
F2_Commercial_Office_New_Miscellaneous_Natural Gas_Miscellaneous_Baseline Forecast | F2 | Commercial | Office | New | Miscellaneous | Natural Gas | Miscellaneous | Baseline Forecast | Usage (MMtherm) | 0 | 0.0004929 | 0.00098561 | 0.0014948 | 0.0017799 | 0.0020122 | 0.002241 | 0.0024666 | 0.0026889 | 0.002908 | 0.003124 | 0.0033369 | 0.0035469 | 0.003754 | 0.0039583 | 0.0041597 | 0.0043585 | 0.0045546 | 0.0047481 | 0.004939 | 0.0051275 | 0.0053135 | 0.0054972 | 0.0056786 | 0.0058577 | 0.0060346 | 0.0062093 | 0.006382 | 0.0065525 | 0.0067211 | 0.0068877
F3_Commercial_Office_New_Miscellaneous_Natural Gas_Miscellaneous_Baseline Forecast | F3 | Commercial | Office | New | Miscellaneous | Natural Gas | Miscellaneous | Baseline Forecast | Peak Demand (S) | 0 | 0 | 0 | 0 | 0 | 0 | 0 | 0 | 0 | 0 | 0 | 0 | 0 | 0 | 0 | 0 | 0 | 0 | 0 | 0 | 0 | 0 | 0 | 0 | 0 | 0 | 0 | 0 | 0 | 0 | 0
F4_Commercial_Office_New_Miscellaneous_Natural Gas_Miscellaneous_Baseline Forecast | F4 | Commercial | Office | New | Miscellaneous | Natural Gas | Miscellaneous | Baseline Forecast | Peak Demand (W) | 0 | 0 | 0 | 0 | 0 | 0 | 0 | 0 | 0 | 0 | 0 | 0 | 0 | 0 | 0 | 0 | 0 | 0 | 0 | 0 | 0 | 0 | 0 | 0 | 0 | 0 | 0 | 0 | 0 | 0 | 0
F5_Commercial_Office_New_Miscellaneous_Natural Gas_Miscellaneous_Baseline Forecast | F5 | Commercial | Office | New | Miscellaneous | Natural Gas | Miscellaneous | Baseline Forecast | Turnover | 0 | 2212635.606 | 2232926.0947 | 2367270.8672 | 1615380.0702 | 1648459.9775 | 1886888.6454 | 1981969.7863 | 2066361.9399 | 2170968.4799 | 2272463.4617 | 3014470.8677 | 3024992.556 | 3080105.6912 | 2973537.2589 | 3110840.8679 | 3294706.4617 | 3393824.7129 | 3493826.4955 | 3610274.7931 | 3721950.0825 | 4017217.1786 | 4072488.3766 | 4147513.6336 | 4205629.6813 | 4333157.8087 | 4465545.6143 | 4561454.081 | 4660987.9067 | 4768885.4543 | 4872585.2286
F6_Commercial_Office_New_Miscellaneous_Natural Gas_Miscellaneous_Baseline Forecast | F6 | Commercial | Office | New | Miscellaneous | Natural Gas | Miscellaneous | Baseline Forecast | Avg. Replacement Usage | 0.00021416 | 0.00022276 | 0.00022171 | 0.00021941 | 0.00021941 | 0.00021941 | 0.00021941 | 0.00021941 | 0.00021941 | 0.00021941 | 0.00021941 | 0.00021941 | 0.00021941 | 0.00021941 | 0.00021941 | 0.00021941 | 0.00021941 | 0.00021941 | 0.00021941 | 0.00021941 | 0.00021941 | 0.00021941 | 0.00021941 | 0.00021941 | 0.00021941 | 0.00021941 | 0.00021941 | 0.00021941 | 0.00021941 | 0.00021941 | 0.00021941
F7_Commercial_Office_New_Miscellaneous_Natural Gas_Miscellaneous_Baseline Forecast | F7 | Commercial | Office | New | Miscellaneous | Natural Gas | Miscellaneous | Baseline Forecast | Avg. Replacement Demand (S) | 0 | 0 | 0 | 0 | 0 | 0 | 0 | 0 | 0 | 0 | 0 | 0 | 0 | 0 | 0 | 0 | 0 | 0 | 0 | 0 | 0 | 0 | 0 | 0 | 0 | 0 | 0 | 0 | 0 | 0 | 0
F8_Commercial_Office_New_Miscellaneous_Natural Gas_Miscellaneous_Baseline Forecast | F8 | Commercial | Office | New | Miscellaneous | Natural Gas | Miscellaneous | Baseline Forecast | Avg. Replacement Demand (W) | 0 | 0 | 0 | 0 | 0 | 0 | 0 | 0 | 0 | 0 | 0 | 0 | 0 | 0 | 0 | 0 | 0 | 0 | 0 | 0 | 0 | 0 | 0 | 0 | 0 | 0 | 0 | 0 | 0 | 0 | 0
F1_Commercial_Retail_Existing_Space Heating_Natural Gas_Furnace_Baseline Forecast | F1 | Commercial | Retail | Existing | Space Heating | Natural Gas | Furnace | Baseline Forecast | Units | 33429562.3676 | 32760971.1202 | 32105751.6978 | 31463636.6639 | 30834363.9306 | 30217676.652 | 29613323.1189 | 29021056.6566 | 28440635.5234 | 27871822.813 | 27314386.3567 | 26768098.6296 | 26232736.657 | 25708081.9238 | 25193920.2854 | 24690041.8796 | 24196241.0421 | 23712316.2212 | 23238069.8968 | 22773308.4989 | 22317842.3289 | 21871485.4823 | 21434055.7727 | 21005374.6572 | 20585267.1641 | 20173561.8208 | 19770090.5844 | 19374688.7727 | 18987194.9972 | 18607451.0973 | 18235302.0753
F2_Commercial_Retail_Existing_Space Heating_Natural Gas_Furnace_Baseline Forecast | F2 | Commercial | Retail | Existing | Space Heating | Natural Gas | Furnace | Baseline Forecast | Usage (MMtherm) | 5.7207 | 5.8004 | 5.6265 | 5.4267 | 5.2886 | 5.136 | 4.987 | 4.8285 | 4.6741 | 4.5239 | 4.3781 | 4.2367 | 4.1025 | 3.9748 | 3.8532 | 3.7372 | 3.6267 | 3.5211 | 3.4202 | 3.3223 | 3.2271 | 3.1345 | 3.0444 | 2.9579 | 2.8745 | 2.7948 | 2.7186 | 2.6456 | 2.5756 | 2.5085 | 2.444
F3_Commercial_Retail_Existing_Space Heating_Natural Gas_Furnace_Baseline Forecast | F3 | Commercial | Retail | Existing | Space Heating | Natural Gas | Furnace | Baseline Forecast | Peak Demand (S) | 0 | 0 | 0 | 0 | 0 | 0 | 0 | 0 | 0 | 0 | 0 | 0 | 0 | 0 | 0 | 0 | 0 | 0 | 0 | 0 | 0 | 0 | 0 | 0 | 0 | 0 | 0 | 0 | 0 | 0 | 0
F4_Commercial_Retail_Existing_Space Heating_Natural Gas_Furnace_Baseline Forecast | F4 | Commercial | Retail | Existing | Space Heating | Natural Gas | Furnace | Baseline Forecast | Peak Demand (W) | 0 | 0 | 0 | 0 | 0 | 0 | 0 | 0 | 0 | 0 | 0 | 0 | 0 | 0 | 0 | 0 | 0 | 0 | 0 | 0 | 0 | 0 | 0 | 0 | 0 | 0 | 0 | 0 | 0 | 0 | 0
F5_Commercial_Retail_Existing_Space Heating_Natural Gas_Furnace_Baseline Forecast | F5 | Commercial | Retail | Existing | Space Heating | Natural Gas | Furnace | Baseline Forecast | Turnover | 0 | 856495.977 | 894912.3407 | 928247.3716 | 956937.5885 | 981384.7766 | 1001958.7008 | 1018999.6091 | 1032820.5398 | 1043709.4509 | 1051931.1823 | 1057729.2664 | 975599.6998 | 899847.2526 | 829976.76 | 765531.5057 | 706090.2358 | 651264.4058 | 600695.6401 | 599851.8992 | 600315.5165 | 601754.3203 | 603886.1764 | 606472.7458 | 609313.9515 | 612243.0809 | 615122.4519 | 617839.583 | 620303.812 | 622443.314 | 619618.4367
F6_Commercial_Retail_Existing_Space Heating_Natural Gas_Furnace_Baseline Forecast | F6 | Commercial | Retail | Existing | Space Heating | Natural Gas | Furnace | Baseline Forecast | Avg. Replacement Usage | 0.14971 | 0.15572 | 0.15498 | 0.15338 | 0.15338 | 0.13484 | 0.13484 | 0.12157 | 0.12158 | 0.12159 | 0.12159 | 0.1216 | 0.12171 | 0.12172 | 0.12172 | 0.12173 | 0.12173 | 0.12173 | 0.12175 | 0.12174 | 0.12174 | 0.12173 | 0.12173 | 0.12214 | 0.12216 | 0.12217 | 0.12219 | 0.12221 | 0.12222 | 0.12224 | 0.12226
F7_Commercial_Retail_Existing_Space Heating_Natural Gas_Furnace_Baseline Forecast | F7 | Commercial | Retail | Existing | Space Heating | Natural Gas | Furnace | Baseline Forecast | Avg. Replacement Demand (S) | 0 | 0 | 0 | 0 | 0 | 0 | 0 | 0 | 0 | 0 | 0 | 0 | 0 | 0 | 0 | 0 | 0 | 0 | 0 | 0 | 0 | 0 | 0 | 0 | 0 | 0 | 0 | 0 | 0 | 0 | 0
F8_Commercial_Retail_Existing_Space Heating_Natural Gas_Furnace_Baseline Forecast | F8 | Commercial | Retail | Existing | Space Heating | Natural Gas | Furnace | Baseline Forecast | Avg. Replacement Demand (W) | 0 | 0 | 0 | 0 | 0 | 0 | 0 | 0 | 0 | 0 | 0 | 0 | 0 | 0 | 0 | 0 | 0 | 0 | 0 | 0 | 0 | 0 | 0 | 0 | 0 | 0 | 0 | 0 | 0 | 0 | 0
F1_Commercial_Retail_Existing_Space Heating_Natural Gas_Boiler_Baseline Forecast | F1 | Commercial | Retail | Existing | Space Heating | Natural Gas | Boiler | Baseline Forecast | Units | 2414790.626 | 2366494.8135 | 2319164.9173 | 2272781.6189 | 2227325.9865 | 2182779.4668 | 2139123.8775 | 2096341.3999 | 2054414.5719 | 2013326.2805 | 1973059.7549 | 1933598.5598 | 1894926.5886 | 1857028.0568 | 1819887.4957 | 1783489.7458 | 1747819.9508 | 1712863.5518 | 1678606.2808 | 1645034.1552 | 1612133.4721 | 1579890.8026 | 1548292.9866 | 1517327.1268 | 1486980.5843 | 1457240.9726 | 1428096.1532 | 1399534.2301 | 1371543.5455 | 1344112.6746 | 1317230.4211
F2_Commercial_Retail_Existing_Space Heating_Natural Gas_Boiler_Baseline Forecast | F2 | Commercial | Retail | Existing | Space Heating | Natural Gas | Boiler | Baseline Forecast | Usage (MMtherm) | 1.6387 | 1.6625 | 1.6138 | 1.5579 | 1.5197 | 1.4776 | 1.4367 | 1.3969 | 1.3584 | 1.321 | 1.2848 | 1.2496 | 1.2156 | 1.1826 | 1.1506 | 1.1196 | 1.0897 | 1.0606 | 1.0325 | 1.0053 | 0.97901 | 0.95327 | 0.92844 | 0.90446 | 0.88129 | 0.85911 | 0.83787 | 0.81748 | 0.79789 | 0.77903 | 0.76086
F3_Commercial_Retail_Existing_Space Heating_Natural Gas_Boiler_Baseline Forecast | F3 | Commercial | Retail | Existing | Space Heating | Natural Gas | Boiler | Baseline Forecast | Peak Demand (S) | 0 | 0 | 0 | 0 | 0 | 0 | 0 | 0 | 0 | 0 | 0 | 0 | 0 | 0 | 0 | 0 | 0 | 0 | 0 | 0 | 0 | 0 | 0 | 0 | 0 | 0 | 0 | 0 | 0 | 0 | 0
F4_Commercial_Retail_Existing_Space Heating_Natural Gas_Boiler_Baseline Forecast | F4 | Commercial | Retail | Existing | Space Heating | Natural Gas | Boiler | Baseline Forecast | Peak Demand (W) | 0 | 0 | 0 | 0 | 0 | 0 | 0 | 0 | 0 | 0 | 0 | 0 | 0 | 0 | 0 | 0 | 0 | 0 | 0 | 0 | 0 | 0 | 0 | 0 | 0 | 0 | 0 | 0 | 0 | 0 | 0
F5_Commercial_Retail_Existing_Space Heating_Natural Gas_Boiler_Baseline Forecast | F5 | Commercial | Retail | Existing | Space Heating | Natural Gas | Boiler | Baseline Forecast | Turnover | 0 | 71711.964 | 70916.6132 | 70067.4724 | 69173.2208 | 68241.5345 | 67279.197 | 66292.198 | 65285.8205 | 64264.7197 | 63232.992 | 62194.237 | 61151.6129 | 60107.8856 | 59065.4723 | 58026.4806 | 56992.7432 | 55965.8487 | 54947.169 | 53937.8844 | 52939.0045 | 55634.1174 | 53257.3019 | 51141.2702 | 49250.3568 | 47553.6168 | 46024.229 | 44638.9716 | 43377.7631 | 42223.2588 | 41160.4977
F6_Commercial_Retail_Existing_Space Heating_Natural Gas_Boiler_Baseline Forecast | F6 | Commercial | Retail | Existing | Space Heating | Natural Gas | Boiler | Baseline Forecast | Avg. Replacement Usage | 0.61587 | 0.64062 | 0.63757 | 0.63097 | 0.63095 | 0.5572 | 0.5572 | 0.5572 | 0.5572 | 0.5572 | 0.5572 | 0.5572 | 0.5572 | 0.5572 | 0.5572 | 0.5572 | 0.5572 | 0.5572 | 0.5572 | 0.5572 | 0.5572 | 0.5572 | 0.5572 | 0.5572 | 0.5572 | 0.5572 | 0.5572 | 0.5572 | 0.5572 | 0.5572 | 0.5572
F7_Commercial_Retail_Existing_Space Heating_Natural Gas_Boiler_Baseline Forecast | F7 | Commercial | Retail | Existing | Space Heating | Natural Gas | Boiler | Baseline Forecast | Avg. Replacement Demand (S) | 0 | 0 | 0 | 0 | 0 | 0 | 0 | 0 | 0 | 0 | 0 | 0 | 0 | 0 | 0 | 0 | 0 | 0 | 0 | 0 | 0 | 0 | 0 | 0 | 0 | 0 | 0 | 0 | 0 | 0 | 0
F8_Commercial_Retail_Existing_Space Heating_Natural Gas_Boiler_Baseline Forecast | F8 | Commercial | Retail | Existing | Space Heating | Natural Gas | Boiler | Baseline Forecast | Avg. Replacement Demand (W) | 0 | 0 | 0 | 0 | 0 | 0 | 0 | 0 | 0 | 0 | 0 | 0 | 0 | 0 | 0 | 0 | 0 | 0 | 0 | 0 | 0 | 0 | 0 | 0 | 0 | 0 | 0 | 0 | 0 | 0 | 0
F1_Commercial_Retail_Existing_Space Heating_Natural Gas_Unit Heater_Baseline Forecast | F1 | Commercial | Retail | Existing | Space Heating | Natural Gas | Unit Heater | Baseline Forecast | Units | 13918947.6687 | 13640568.7153 | 13367757.341 | 13100402.1942 | 12838394.1503 | 12581626.2673 | 12329993.742 | 12083393.8671 | 11841725.9898 | 11604891.47 | 11372793.6406 | 11145337.7678 | 10922431.0124 | 10703982.3922 | 10489902.7443 | 10280104.6894 | 10074502.5957 | 9873012.5437 | 9675552.2929 | 9482041.247 | 9292400.4221 | 9106552.4136 | 8924421.3654 | 8745932.938 | 8571014.2793 | 8399593.9937 | 8231602.1138 | 8066970.0715 | 7905630.6701 | 7747518.0567 | 7592567.6956
F2_Commercial_Retail_Existing_Space Heating_Natural Gas_Unit Heater_Baseline Forecast | F2 | Commercial | Retail | Existing | Space Heating | Natural Gas | Unit Heater | Baseline Forecast | Usage (MMtherm) | 6.3461 | 6.4692 | 6.3097 | 6.1196 | 5.9972 | 5.8706 | 5.7444 | 5.6184 | 5.4924 | 5.3662 | 5.2404 | 5.115 | 4.9904 | 4.8666 | 4.7436 | 4.6223 | 4.5028 | 4.3887 | 4.2794 | 4.1744 | 4.0734 | 3.9761 | 3.8833 | 3.7939 | 3.7076 | 3.6241 | 3.5433 | 3.4651 | 3.3892 | 3.3155 | 3.244
F3_Commercial_Retail_Existing_Space Heating_Natural Gas_Unit Heater_Baseline Forecast | F3 | Commercial | Retail | Existing | Space Heating | Natural Gas | Unit Heater | Baseline Forecast | Peak Demand (S) | 0 | 0 | 0 | 0 | 0 | 0 | 0 | 0 | 0 | 0 | 0 | 0 | 0 | 0 | 0 | 0 | 0 | 0 | 0 | 0 | 0 | 0 | 0 | 0 | 0 | 0 | 0 | 0 | 0 | 0 | 0
F4_Commercial_Retail_Existing_Space Heating_Natural Gas_Unit Heater_Baseline Forecast | F4 | Commercial | Retail | Existing | Space Heating | Natural Gas | Unit Heater | Baseline Forecast | Peak Demand (W) | 0 | 0 | 0 | 0 | 0 | 0 | 0 | 0 | 0 | 0 | 0 | 0 | 0 | 0 | 0 | 0 | 0 | 0 | 0 | 0 | 0 | 0 | 0 | 0 | 0 | 0 | 0 | 0 | 0 | 0 | 0
F5_Commercial_Retail_Existing_Space Heating_Natural Gas_Unit Heater_Baseline Forecast | F5 | Commercial | Retail | Existing | Space Heating | Natural Gas | Unit Heater | Baseline Forecast | Turnover | 0 | 11481.9602 | 32734.0247 | 62244.8639 | 98681.4315 | 140869.1569 | 187774.3082 | 238488.2869 | 292213.6454 | 348251.6377 | 396418.0775 | 438947.0743 | 477560.2674 | 513567.2416 | 547947.8259 | 581419.3983 | 614491.7968 | 572716.4478 | 543137.6115 | 524109.0871 | 513056.4183 | 508075.2334 | 507764.4792 | 511098.0304 | 517326.4212 | 525902.1349 | 536423.2345 | 537882.2988 | 533702.861 | 526458.6833 | 517921.4421
F6_Commercial_Retail_Existing_Space Heating_Natural Gas_Unit Heater_Baseline Forecast | F6 | Commercial | Retail | Existing | Space Heating | Natural Gas | Unit Heater | Baseline Forecast | Avg. Replacement Usage | 0.45593 | 0.47426 | 0.47201 | 0.46713 | 0.46713 | 0.42036 | 0.42036 | 0.42036 | 0.42036 | 0.42036 | 0.42036 | 0.42036 | 0.42036 | 0.42036 | 0.42036 | 0.42036 | 0.42036 | 0.42036 | 0.42036 | 0.42036 | 0.42036 | 0.42036 | 0.42036 | 0.42036 | 0.42036 | 0.42036 | 0.42036 | 0.42036 | 0.42036 | 0.42036 | 0.42036
F7_Commercial_Retail_Existing_Space Heating_Natural Gas_Unit Heater_Baseline Forecast | F7 | Commercial | Retail | Existing | Space Heating | Natural Gas | Unit Heater | Baseline Forecast | Avg. Replacement Demand (S) | 0 | 0 | 0 | 0 | 0 | 0 | 0 | 0 | 0 | 0 | 0 | 0 | 0 | 0 | 0 | 0 | 0 | 0 | 0 | 0 | 0 | 0 | 0 | 0 | 0 | 0 | 0 | 0 | 0 | 0 | 0
F8_Commercial_Retail_Existing_Space Heating_Natural Gas_Unit Heater_Baseline Forecast | F8 | Commercial | Retail | Existing | Space Heating | Natural Gas | Unit Heater | Baseline Forecast | Avg. Replacement Demand (W) | 0 | 0 | 0 | 0 | 0 | 0 | 0 | 0 | 0 | 0 | 0 | 0 | 0 | 0 | 0 | 0 | 0 | 0 | 0 | 0 | 0 | 0 | 0 | 0 | 0 | 0 | 0 | 0 | 0 | 0 | 0
F1_Commercial_Retail_Existing_Water Heating_Natural Gas_Water Heater_Baseline Forecast | F1 | Commercial | Retail | Existing | Water Heating | Natural Gas | Water Heater | Baseline Forecast | Units | 12153236.7961 | 11910172.0602 | 11671968.6189 | 11438529.2466 | 11209758.6616 | 10985563.4884 | 10765852.2186 | 10550535.1743 | 10339524.4708 | 10132733.9814 | 9930079.3017 | 9731477.7157 | 9536848.1614 | 9346111.1982 | 9159188.9742 | 8976005.1947 | 8796485.0908 | 8620555.389 | 8448144.2812 | 8279181.3956 | 8113597.7677 | 7951325.8123 | 7792299.2961 | 7636453.3102 | 7483724.244 | 7334049.7591 | 7187368.7639 | 7043621.3886 | 6902748.9608 | 6764693.9816 | 6629400.102
F2_Commercial_Retail_Existing_Water Heating_Natural Gas_Water Heater_Baseline Forecast | F2 | Commercial | Retail | Existing | Water Heating | Natural Gas | Water Heater | Baseline Forecast | Usage (MMtherm) | 1.9305 | 1.9437 | 1.8712 | 1.7902 | 1.7301 | 1.6718 | 1.6157 | 1.5379 | 1.4627 | 1.3902 | 1.3177 | 1.2457 | 1.1773 | 1.1122 | 1.0502 | 0.9876 | 0.93209 | 0.88264 | 0.83834 | 0.79846 | 0.7624 | 0.73431 | 0.70817 | 0.68385 | 0.66112 | 0.63984 | 0.61989 | 0.60114 | 0.58354 | 0.56691 | 0.55118
F3_Commercial_Retail_Existing_Water Heating_Natural Gas_Water Heater_Baseline Forecast | F3 | Commercial | Retail | Existing | Water Heating | Natural Gas | Water Heater | Baseline Forecast | Peak Demand (S) | 0 | 0 | 0 | 0 | 0 | 0 | 0 | 0 | 0 | 0 | 0 | 0 | 0 | 0 | 0 | 0 | 0 | 0 | 0 | 0 | 0 | 0 | 0 | 0 | 0 | 0 | 0 | 0 | 0 | 0 | 0
F4_Commercial_Retail_Existing_Water Heating_Natural Gas_Water Heater_Baseline Forecast | F4 | Commercial | Retail | Existing | Water Heating | Natural Gas | Water Heater | Baseline Forecast | Peak Demand (W) | 0 | 0 | 0 | 0 | 0 | 0 | 0 | 0 | 0 | 0 | 0 | 0 | 0 | 0 | 0 | 0 | 0 | 0 | 0 | 0 | 0 | 0 | 0 | 0 | 0 | 0 | 0 | 0 | 0 | 0 | 0
F5_Commercial_Retail_Existing_Water Heating_Natural Gas_Water Heater_Baseline Forecast | F5 | Commercial | Retail | Existing | Water Heating | Natural Gas | Water Heater | Baseline Forecast | Turnover | 0 | 360914.3049 | 392281.039 | 418811.1635 | 441060.6042 | 459524.0746 | 474641.7648 | 486805.3006 | 496363.0524 | 503624.8648 | 569048.568 | 624927.8481 | 614552.9808 | 604153.9356 | 593756.4697 | 654686.2774 | 556189.6952 | 474416.1035 | 406258.2923 | 391363.5363 | 380957.5136 | 278550.4798 | 295577.6673 | 314781.3869 | 330392.6922 | 342618.2478 | 352059.2734 | 365161.061 | 465002.2438 | 451547.3945 | 433109.5628
F6_Commercial_Retail_Existing_Water Heating_Natural Gas_Water Heater_Baseline Forecast | F6 | Commercial | Retail | Existing | Water Heating | Natural Gas | Water Heater | Baseline Forecast | Avg. Replacement Usage | 0.12256 | 0.12749 | 0.12688 | 0.12557 | 0.12557 | 0.12557 | 0.12557 | 0.076555 | 0.076572 | 0.076593 | 0.076614 | 0.076589 | 0.076608 | 0.076556 | 0.076502 | 0.076451 | 0.076449 | 0.076447 | 0.076448 | 0.076445 | 0.076442 | 0.076439 | 0.076436 | 0.076583 | 0.076586 | 0.076589 | 0.076591 | 0.076594 | 0.076596 | 0.076599 | 0.076599
F7_Commercial_Retail_Existing_Water Heating_Natural Gas_Water Heater_Baseline Forecast | F7 | Commercial | Retail | Existing | Water Heating | Natural Gas | Water Heater | Baseline Forecast | Avg. Replacement Demand (S) | 0 | 0 | 0 | 0 | 0 | 0 | 0 | 0 | 0 | 0 | 0 | 0 | 0 | 0 | 0 | 0 | 0 | 0 | 0 | 0 | 0 | 0 | 0 | 0 | 0 | 0 | 0 | 0 | 0 | 0 | 0
F8_Commercial_Retail_Existing_Water Heating_Natural Gas_Water Heater_Baseline Forecast | F8 | Commercial | Retail | Existing | Water Heating | Natural Gas | Water Heater | Baseline Forecast | Avg. Replacement Demand (W) | 0 | 0 | 0 | 0 | 0 | 0 | 0 | 0 | 0 | 0 | 0 | 0 | 0 | 0 | 0 | 0 | 0 | 0 | 0 | 0 | 0 | 0 | 0 | 0 | 0 | 0 | 0 | 0 | 0 | 0 | 0
F1_Commercial_Retail_Existing_Food Preparation_Natural Gas_Oven_Baseline Forecast | F1 | Commercial | Retail | Existing | Food Preparation | Natural Gas | Oven | Baseline Forecast | Units | 1510739.6249 | 1480524.8324 | 1450914.3358 | 1421896.049 | 1393458.1281 | 1365588.9655 | 1338277.1862 | 1311511.6425 | 1285281.4096 | 1259575.7814 | 1234384.2658 | 1209696.5805 | 1185502.6489 | 1161792.5959 | 1138556.744 | 1115785.6091 | 1093469.8969 | 1071600.499 | 1050168.489 | 1029165.1192 | 1008581.8168 | 988410.1805 | 968641.9769 | 949269.1374 | 930283.7546 | 911678.0795 | 893444.5179 | 875575.6276 | 858064.115 | 840902.8327 | 824084.7761
F2_Commercial_Retail_Existing_Food Preparation_Natural Gas_Oven_Baseline Forecast | F2 | Commercial | Retail | Existing | Food Preparation | Natural Gas | Oven | Baseline Forecast | Usage (MMtherm) | 0.039518 | 0.040284 | 0.03929 | 0.038105 | 0.03734 | 0.036594 | 0.035865 | 0.035152 | 0.034454 | 0.033771 | 0.033099 | 0.032439 | 0.031795 | 0.031163 | 0.030542 | 0.02993 | 0.029331 | 0.028742 | 0.028165 | 0.0276 | 0.027045 | 0.0265 | 0.025964 | 0.025461 | 0.024967 | 0.024483 | 0.02401 | 0.023546 | 0.023092 | 0.022648 | 0.022214
F3_Commercial_Retail_Existing_Food Preparation_Natural Gas_Oven_Baseline Forecast | F3 | Commercial | Retail | Existing | Food Preparation | Natural Gas | Oven | Baseline Forecast | Peak Demand (S) | 0 | 0 | 0 | 0 | 0 | 0 | 0 | 0 | 0 | 0 | 0 | 0 | 0 | 0 | 0 | 0 | 0 | 0 | 0 | 0 | 0 | 0 | 0 | 0 | 0 | 0 | 0 | 0 | 0 | 0 | 0
F4_Commercial_Retail_Existing_Food Preparation_Natural Gas_Oven_Baseline Forecast | F4 | Commercial | Retail | Existing | Food Preparation | Natural Gas | Oven | Baseline Forecast | Peak Demand (W) | 0 | 0 | 0 | 0 | 0 | 0 | 0 | 0 | 0 | 0 | 0 | 0 | 0 | 0 | 0 | 0 | 0 | 0 | 0 | 0 | 0 | 0 | 0 | 0 | 0 | 0 | 0 | 0 | 0 | 0 | 0
F5_Commercial_Retail_Existing_Food Preparation_Natural Gas_Oven_Baseline Forecast | F5 | Commercial | Retail | Existing | Food Preparation | Natural Gas | Oven | Baseline Forecast | Turnover | 0 | 59220.9933 | 75447.5455 | 87588.7966 | 96538.7791 | 102998.1821 | 107516.1185 | 110522.8698 | 112355.5581 | 113278.2732 | 97039.3946 | 86831.7439 | 80809.2638 | 77625.8657 | 76308.8469 | 76163.0586 | 88905.253 | 91133.7284 | 92452.2128 | 90778.8036 | 87606.7302 | 83875.907 | 80148.8244 | 76735.5281 | 73781.5267 | 69632.6522 | 67751.0592 | 67234.4945 | 67153.2339 | 67027.6722 | 66650.5357
F6_Commercial_Retail_Existing_Food Preparation_Natural Gas_Oven_Baseline Forecast | F6 | Commercial | Retail | Existing | Food Preparation | Natural Gas | Oven | Baseline Forecast | Avg. Replacement Usage | 0.026158 | 0.027203 | 0.027069 | 0.026784 | 0.026777 | 0.026804 | 0.026828 | 0.02684 | 0.026845 | 0.026852 | 0.026835 | 0.026818 | 0.026865 | 0.026844 | 0.026818 | 0.026793 | 0.026792 | 0.02679 | 0.026799 | 0.026793 | 0.026789 | 0.026783 | 0.026776 | 0.027039 | 0.027044 | 0.027049 | 0.027054 | 0.027059 | 0.027063 | 0.027067 | 0.027071
F7_Commercial_Retail_Existing_Food Preparation_Natural Gas_Oven_Baseline Forecast | F7 | Commercial | Retail | Existing | Food Preparation | Natural Gas | Oven | Baseline Forecast | Avg. Replacement Demand (S) | 0 | 0 | 0 | 0 | 0 | 0 | 0 | 0 | 0 | 0 | 0 | 0 | 0 | 0 | 0 | 0 | 0 | 0 | 0 | 0 | 0 | 0 | 0 | 0 | 0 | 0 | 0 | 0 | 0 | 0 | 0
F8_Commercial_Retail_Existing_Food Preparation_Natural Gas_Oven_Baseline Forecast | F8 | Commercial | Retail | Existing | Food Preparation | Natural Gas | Oven | Baseline Forecast | Avg. Replacement Demand (W) | 0 | 0 | 0 | 0 | 0 | 0 | 0 | 0 | 0 | 0 | 0 | 0 | 0 | 0 | 0 | 0 | 0 | 0 | 0 | 0 | 0 | 0 | 0 | 0 | 0 | 0 | 0 | 0 | 0 | 0 | 0
F1_Commercial_Retail_Existing_Food Preparation_Natural Gas_Conveyor Oven_Baseline Forecast | F1 | Commercial | Retail | Existing | Food Preparation | Natural Gas | Conveyor Oven | Baseline Forecast | Units | 755369.8125 | 740262.4162 | 725457.1679 | 710948.0245 | 696729.064 | 682794.4828 | 669138.5931 | 655755.8212 | 642640.7048 | 629787.8907 | 617192.1329 | 604848.2902 | 592751.3244 | 580896.2979 | 569278.372 | 557892.8045 | 546734.9485 | 535800.2495 | 525084.2445 | 514582.5596 | 504290.9084 | 494205.0902 | 484320.9884 | 474634.5687 | 465141.8773 | 455839.0398 | 446722.259 | 437787.8138 | 429032.0575 | 420451.4164 | 412042.388
F2_Commercial_Retail_Existing_Food Preparation_Natural Gas_Conveyor Oven_Baseline Forecast | F2 | Commercial | Retail | Existing | Food Preparation | Natural Gas | Conveyor Oven | Baseline Forecast | Usage (MMtherm) | 0.033809 | 0.034465 | 0.033615 | 0.032602 | 0.03195 | 0.031311 | 0.030685 | 0.030071 | 0.02947 | 0.02888 | 0.028302 | 0.027736 | 0.027182 | 0.02664 | 0.026109 | 0.025589 | 0.025079 | 0.024579 | 0.024089 | 0.023608 | 0.023137 | 0.022674 | 0.022221 | 0.02178 | 0.021348 | 0.020924 | 0.020511 | 0.020106 | 0.01971 | 0.019323 | 0.018945
F3_Commercial_Retail_Existing_Food Preparation_Natural Gas_Conveyor Oven_Baseline Forecast | F3 | Commercial | Retail | Existing | Food Preparation | Natural Gas | Conveyor Oven | Baseline Forecast | Peak Demand (S) | 0 | 0 | 0 | 0 | 0 | 0 | 0 | 0 | 0 | 0 | 0 | 0 | 0 | 0 | 0 | 0 | 0 | 0 | 0 | 0 | 0 | 0 | 0 | 0 | 0 | 0 | 0 | 0 | 0 | 0 | 0
F4_Commercial_Retail_Existing_Food Preparation_Natural Gas_Conveyor Oven_Baseline Forecast | F4 | Commercial | Retail | Existing | Food Preparation | Natural Gas | Conveyor Oven | Baseline Forecast | Peak Demand (W) | 0 | 0 | 0 | 0 | 0 | 0 | 0 | 0 | 0 | 0 | 0 | 0 | 0 | 0 | 0 | 0 | 0 | 0 | 0 | 0 | 0 | 0 | 0 | 0 | 0 | 0 | 0 | 0 | 0 | 0 | 0
F5_Commercial_Retail_Existing_Food Preparation_Natural Gas_Conveyor Oven_Baseline Forecast | F5 | Commercial | Retail | Existing | Food Preparation | Natural Gas | Conveyor Oven | Baseline Forecast | Turnover | 0 | 0 | 0 | 0 | 0 | 2731.1779 | 7494.3522 | 13744.642 | 21058.0506 | 29105.2695 | 35162.3739 | 39664.267 | 42951.8118 | 45292.1464 | 46894.6102 | 47923.2305 | 48506.5117 | 38029.1052 | 29814.8184 | 23374.8177 | 18325.857 | 14762.836 | 12658.9424 | 11914.279 | 12389.1485 | 13926.358 | 16476.7761 | 19485.8705 | 22592.2966 | 25570.2948 | 28287.9589
F6_Commercial_Retail_Existing_Food Preparation_Natural Gas_Conveyor Oven_Baseline Forecast | F6 | Commercial | Retail | Existing | Food Preparation | Natural Gas | Conveyor Oven | Baseline Forecast | Avg. Replacement Usage | 0.044758 | 0.046558 | 0.04634 | 0.045863 | 0.045854 | 0.04586 | 0.045862 | 0.045857 | 0.045846 | 0.045849 | 0.04585 | 0.045852 | 0.045891 | 0.045893 | 0.045893 | 0.045895 | 0.045896 | 0.045896 | 0.045902 | 0.045899 | 0.045898 | 0.045895 | 0.045891 | 0.046111 | 0.046118 | 0.046125 | 0.046132 | 0.046139 | 0.046146 | 0.046152 | 0.046161
F7_Commercial_Retail_Existing_Food Preparation_Natural Gas_Conveyor Oven_Baseline Forecast | F7 | Commercial | Retail | Existing | Food Preparation | Natural Gas | Conveyor Oven | Baseline Forecast | Avg. Replacement Demand (S) | 0 | 0 | 0 | 0 | 0 | 0 | 0 | 0 | 0 | 0 | 0 | 0 | 0 | 0 | 0 | 0 | 0 | 0 | 0 | 0 | 0 | 0 | 0 | 0 | 0 | 0 | 0 | 0 | 0 | 0 | 0
F8_Commercial_Retail_Existing_Food Preparation_Natural Gas_Conveyor Oven_Baseline Forecast | F8 | Commercial | Retail | Existing | Food Preparation | Natural Gas | Conveyor Oven | Baseline Forecast | Avg. Replacement Demand (W) | 0 | 0 | 0 | 0 | 0 | 0 | 0 | 0 | 0 | 0 | 0 | 0 | 0 | 0 | 0 | 0 | 0 | 0 | 0 | 0 | 0 | 0 | 0 | 0 | 0 | 0 | 0 | 0 | 0 | 0 | 0
F1_Commercial_Retail_Existing_Food Preparation_Natural Gas_Double Rack Oven_Baseline Forecast | F1 | Commercial | Retail | Existing | Food Preparation | Natural Gas | Double Rack Oven | Baseline Forecast | Units | 755369.8125 | 740262.4162 | 725457.1679 | 710948.0245 | 696729.064 | 682794.4828 | 669138.5931 | 655755.8212 | 642640.7048 | 629787.8907 | 617192.1329 | 604848.2902 | 592751.3244 | 580896.2979 | 569278.372 | 557892.8045 | 546734.9485 | 535800.2495 | 525084.2445 | 514582.5596 | 504290.9084 | 494205.0902 | 484320.9884 | 474634.5687 | 465141.8773 | 455839.0398 | 446722.259 | 437787.8138 | 429032.0575 | 420451.4164 | 412042.388
F2_Commercial_Retail_Existing_Food Preparation_Natural Gas_Double Rack Oven_Baseline Forecast | F2 | Commercial | Retail | Existing | Food Preparation | Natural Gas | Double Rack Oven | Baseline Forecast | Usage (MMtherm) | 0.051362 | 0.052357 | 0.051065 | 0.049525 | 0.048532 | 0.047565 | 0.046623 | 0.045704 | 0.044806 | 0.043921 | 0.043048 | 0.042188 | 0.041352 | 0.040528 | 0.03972 | 0.038929 | 0.038153 | 0.037392 | 0.036646 | 0.035912 | 0.035191 | 0.034483 | 0.033787 | 0.033174 | 0.032572 | 0.031982 | 0.031403 | 0.030834 | 0.030276 | 0.029731 | 0.0292
F3_Commercial_Retail_Existing_Food Preparation_Natural Gas_Double Rack Oven_Baseline Forecast | F3 | Commercial | Retail | Existing | Food Preparation | Natural Gas | Double Rack Oven | Baseline Forecast | Peak Demand (S) | 0 | 0 | 0 | 0 | 0 | 0 | 0 | 0 | 0 | 0 | 0 | 0 | 0 | 0 | 0 | 0 | 0 | 0 | 0 | 0 | 0 | 0 | 0 | 0 | 0 | 0 | 0 | 0 | 0 | 0 | 0
F4_Commercial_Retail_Existing_Food Preparation_Natural Gas_Double Rack Oven_Baseline Forecast | F4 | Commercial | Retail | Existing | Food Preparation | Natural Gas | Double Rack Oven | Baseline Forecast | Peak Demand (W) | 0 | 0 | 0 | 0 | 0 | 0 | 0 | 0 | 0 | 0 | 0 | 0 | 0 | 0 | 0 | 0 | 0 | 0 | 0 | 0 | 0 | 0 | 0 | 0 | 0 | 0 | 0 | 0 | 0 | 0 | 0
F5_Commercial_Retail_Existing_Food Preparation_Natural Gas_Double Rack Oven_Baseline Forecast | F5 | Commercial | Retail | Existing | Food Preparation | Natural Gas | Double Rack Oven | Baseline Forecast | Turnover | 0 | 16450.2759 | 22390.6533 | 27404.1694 | 31613.5105 | 35125.4856 | 38033.0741 | 40417.2092 | 42348.3323 | 43887.746 | 38231.1032 | 33303.5388 | 31645.533 | 30923.0651 | 30833.8198 | 31154.2179 | 31720.6672 | 35536.3509 | 36790.3795 | 37766.0924 | 38501.695 | 37932.1885 | 36487.2112 | 34906.4558 | 33392.5787 | 32053.0183 | 29632.3888 | 27888.0228 | 27685.9783 | 27858.5091 | 28231.6234
F6_Commercial_Retail_Existing_Food Preparation_Natural Gas_Double Rack Oven_Baseline Forecast | F6 | Commercial | Retail | Existing | Food Preparation | Natural Gas | Double Rack Oven | Baseline Forecast | Avg. Replacement Usage | 0.067996 | 0.070687 | 0.070321 | 0.069609 | 0.069606 | 0.069769 | 0.069913 | 0.069997 | 0.070033 | 0.069931 | 0.069803 | 0.069676 | 0.069912 | 0.069752 | 0.069743 | 0.069757 | 0.069754 | 0.069745 | 0.069799 | 0.069767 | 0.069745 | 0.069715 | 0.069677 | 0.071638 | 0.071693 | 0.071746 | 0.071797 | 0.071846 | 0.071894 | 0.07194 | 0.071986
F7_Commercial_Retail_Existing_Food Preparation_Natural Gas_Double Rack Oven_Baseline Forecast | F7 | Commercial | Retail | Existing | Food Preparation | Natural Gas | Double Rack Oven | Baseline Forecast | Avg. Replacement Demand (S) | 0 | 0 | 0 | 0 | 0 | 0 | 0 | 0 | 0 | 0 | 0 | 0 | 0 | 0 | 0 | 0 | 0 | 0 | 0 | 0 | 0 | 0 | 0 | 0 | 0 | 0 | 0 | 0 | 0 | 0 | 0
F8_Commercial_Retail_Existing_Food Preparation_Natural Gas_Double Rack Oven_Baseline Forecast | F8 | Commercial | Retail | Existing | Food Preparation | Natural Gas | Double Rack Oven | Baseline Forecast | Avg. Replacement Demand (W) | 0 | 0 | 0 | 0 | 0 | 0 | 0 | 0 | 0 | 0 | 0 | 0 | 0 | 0 | 0 | 0 | 0 | 0 | 0 | 0 | 0 | 0 | 0 | 0 | 0 | 0 | 0 | 0 | 0 | 0 | 0
F1_Commercial_Retail_Existing_Food Preparation_Natural Gas_Fryer_Baseline Forecast | F1 | Commercial | Retail | Existing | Food Preparation | Natural Gas | Fryer | Baseline Forecast | Units | 2652671.9703 | 2599618.5309 | 2547626.1603 | 2496673.6371 | 2446740.1644 | 2397805.3611 | 2349849.2539 | 2302852.2688 | 2256795.2234 | 2211659.3189 | 2167426.1326 | 2124077.6099 | 2081596.0577 | 2039964.1366 | 1999164.8538 | 1959181.5567 | 1919997.9256 | 1881597.9671 | 1843966.0078 | 1807086.6876 | 1770944.9538 | 1735526.0548 | 1700815.5337 | 1666799.223 | 1633463.2385 | 1600793.9738 | 1568778.0943 | 1537402.5324 | 1506654.4818 | 1476521.3921 | 1446990.9643
F2_Commercial_Retail_Existing_Food Preparation_Natural Gas_Fryer_Baseline Forecast | F2 | Commercial | Retail | Existing | Food Preparation | Natural Gas | Fryer | Baseline Forecast | Usage (MMtherm) | 0.11224 | 0.11442 | 0.1116 | 0.10718 | 0.10393 | 0.1007 | 0.097492 | 0.09432 | 0.091187 | 0.087945 | 0.08462 | 0.081416 | 0.078464 | 0.075735 | 0.073019 | 0.070501 | 0.068369 | 0.066358 | 0.064458 | 0.062658 | 0.06095 | 0.059326 | 0.057778 | 0.056301 | 0.054888 | 0.053535 | 0.052237 | 0.05099 | 0.049789 | 0.048633 | 0.047517
F3_Commercial_Retail_Existing_Food Preparation_Natural Gas_Fryer_Baseline Forecast | F3 | Commercial | Retail | Existing | Food Preparation | Natural Gas | Fryer | Baseline Forecast | Peak Demand (S) | 0 | 0 | 0 | 0 | 0 | 0 | 0 | 0 | 0 | 0 | 0 | 0 | 0 | 0 | 0 | 0 | 0 | 0 | 0 | 0 | 0 | 0 | 0 | 0 | 0 | 0 | 0 | 0 | 0 | 0 | 0
F4_Commercial_Retail_Existing_Food Preparation_Natural Gas_Fryer_Baseline Forecast | F4 | Commercial | Retail | Existing | Food Preparation | Natural Gas | Fryer | Baseline Forecast | Peak Demand (W) | 0 | 0 | 0 | 0 | 0 | 0 | 0 | 0 | 0 | 0 | 0 | 0 | 0 | 0 | 0 | 0 | 0 | 0 | 0 | 0 | 0 | 0 | 0 | 0 | 0 | 0 | 0 | 0 | 0 | 0 | 0
F5_Commercial_Retail_Existing_Food Preparation_Natural Gas_Fryer_Baseline Forecast | F5 | Commercial | Retail | Existing | Food Preparation | Natural Gas | Fryer | Baseline Forecast | Turnover | 0 | 78776.3191 | 85622.6974 | 91413.3949 | 96269.7528 | 100299.7516 | 103599.4712 | 106254.3911 | 108340.5498 | 123329.5725 | 136147.2692 | 147041.2351 | 143616.1068 | 140312.3141 | 153002.5478 | 148185.1884 | 143655.8825 | 141668.6806 | 141412.6655 | 142282.4656 | 141683.9049 | 140030.9065 | 143042.6359 | 143796.0049 | 142913.8112 | 138715.2176 | 135100.0865 | 135365.9817 | 131763.7326 | 128491.5163 | 126749.7386
F6_Commercial_Retail_Existing_Food Preparation_Natural Gas_Fryer_Baseline Forecast | F6 | Commercial | Retail | Existing | Food Preparation | Natural Gas | Fryer | Baseline Forecast | Avg. Replacement Usage | 0.042313 | 0.044003 | 0.043786 | 0.031848 | 0.031848 | 0.031848 | 0.031848 | 0.031848 | 0.031848 | 0.031848 | 0.031848 | 0.031848 | 0.031848 | 0.031848 | 0.031848 | 0.031848 | 0.031848 | 0.031848 | 0.031848 | 0.031848 | 0.031848 | 0.031848 | 0.031848 | 0.031848 | 0.031848 | 0.031848 | 0.031848 | 0.031848 | 0.031848 | 0.031848 | 0.031848
F7_Commercial_Retail_Existing_Food Preparation_Natural Gas_Fryer_Baseline Forecast | F7 | Commercial | Retail | Existing | Food Preparation | Natural Gas | Fryer | Baseline Forecast | Avg. Replacement Demand (S) | 0 | 0 | 0 | 0 | 0 | 0 | 0 | 0 | 0 | 0 | 0 | 0 | 0 | 0 | 0 | 0 | 0 | 0 | 0 | 0 | 0 | 0 | 0 | 0 | 0 | 0 | 0 | 0 | 0 | 0 | 0
F8_Commercial_Retail_Existing_Food Preparation_Natural Gas_Fryer_Baseline Forecast | F8 | Commercial | Retail | Existing | Food Preparation | Natural Gas | Fryer | Baseline Forecast | Avg. Replacement Demand (W) | 0 | 0 | 0 | 0 | 0 | 0 | 0 | 0 | 0 | 0 | 0 | 0 | 0 | 0 | 0 | 0 | 0 | 0 | 0 | 0 | 0 | 0 | 0 | 0 | 0 | 0 | 0 | 0 | 0 | 0 | 0
F1_Commercial_Retail_Existing_Food Preparation_Natural Gas_Broiler_Baseline Forecast | F1 | Commercial | Retail | Existing | Food Preparation | Natural Gas | Broiler | Baseline Forecast | Units | 490678.9101 | 480865.3319 | 471248.0253 | 461823.0648 | 452586.6035 | 443534.8714 | 434664.174 | 425970.8905 | 417451.4727 | 409102.4432 | 400920.3944 | 392901.9865 | 385043.9468 | 377343.0678 | 369796.2065 | 362400.2823 | 355152.2767 | 348049.2312 | 341088.2465 | 334266.4816 | 327581.152 | 321029.5289 | 314608.9384 | 308316.7596 | 302150.4244 | 296107.4159 | 290185.2676 | 284381.5622 | 278693.931 | 273120.0524 | 267657.6513
F2_Commercial_Retail_Existing_Food Preparation_Natural Gas_Broiler_Baseline Forecast | F2 | Commercial | Retail | Existing | Food Preparation | Natural Gas | Broiler | Baseline Forecast | Usage (MMtherm) | 0.021326 | 0.02174 | 0.021204 | 0.020564 | 0.020153 | 0.01975 | 0.019357 | 0.018972 | 0.018595 | 0.018225 | 0.017861 | 0.017504 | 0.017155 | 0.016813 | 0.016477 | 0.016148 | 0.015825 | 0.015509 | 0.015199 | 0.014895 | 0.014597 | 0.014304 | 0.014017 | 0.013746 | 0.01348 | 0.01322 | 0.012964 | 0.012714 | 0.012469 | 0.012229 | 0.011994
F3_Commercial_Retail_Existing_Food Preparation_Natural Gas_Broiler_Baseline Forecast | F3 | Commercial | Retail | Existing | Food Preparation | Natural Gas | Broiler | Baseline Forecast | Peak Demand (S) | 0 | 0 | 0 | 0 | 0 | 0 | 0 | 0 | 0 | 0 | 0 | 0 | 0 | 0 | 0 | 0 | 0 | 0 | 0 | 0 | 0 | 0 | 0 | 0 | 0 | 0 | 0 | 0 | 0 | 0 | 0
F4_Commercial_Retail_Existing_Food Preparation_Natural Gas_Broiler_Baseline Forecast | F4 | Commercial | Retail | Existing | Food Preparation | Natural Gas | Broiler | Baseline Forecast | Peak Demand (W) | 0 | 0 | 0 | 0 | 0 | 0 | 0 | 0 | 0 | 0 | 0 | 0 | 0 | 0 | 0 | 0 | 0 | 0 | 0 | 0 | 0 | 0 | 0 | 0 | 0 | 0 | 0 | 0 | 0 | 0 | 0
F5_Commercial_Retail_Existing_Food Preparation_Natural Gas_Broiler_Baseline Forecast | F5 | Commercial | Retail | Existing | Food Preparation | Natural Gas | Broiler | Baseline Forecast | Turnover | 0 | 17809.8271 | 19877.7459 | 21591.8648 | 22999.5301 | 24141.9505 | 25054.9896 | 25769.8548 | 26313.6982 | 26710.1405 | 23267.5002 | 20268.5779 | 20508.3608 | 20799.9515 | 21104.8308 | 21396.6017 | 21657.8749 | 25257.115 | 25159.978 | 25012.1964 | 24821.561 | 24000.3341 | 22771.307 | 21754.7539 | 20924.8573 | 20253.6891 | 19009.4488 | 18113.9613 | 18562.711 | 18884.6945 | 19095.2955
F6_Commercial_Retail_Existing_Food Preparation_Natural Gas_Broiler_Baseline Forecast | F6 | Commercial | Retail | Existing | Food Preparation | Natural Gas | Broiler | Baseline Forecast | Avg. Replacement Usage | 0.043463 | 0.045199 | 0.044977 | 0.044516 | 0.044515 | 0.044557 | 0.044593 | 0.044614 | 0.044623 | 0.044598 | 0.044565 | 0.044533 | 0.044593 | 0.044552 | 0.04455 | 0.044554 | 0.044553 | 0.044551 | 0.044564 | 0.044556 | 0.044551 | 0.044543 | 0.044533 | 0.044996 | 0.045008 | 0.04502 | 0.045031 | 0.045041 | 0.045051 | 0.045061 | 0.045071
F7_Commercial_Retail_Existing_Food Preparation_Natural Gas_Broiler_Baseline Forecast | F7 | Commercial | Retail | Existing | Food Preparation | Natural Gas | Broiler | Baseline Forecast | Avg. Replacement Demand (S) | 0 | 0 | 0 | 0 | 0 | 0 | 0 | 0 | 0 | 0 | 0 | 0 | 0 | 0 | 0 | 0 | 0 | 0 | 0 | 0 | 0 | 0 | 0 | 0 | 0 | 0 | 0 | 0 | 0 | 0 | 0
F8_Commercial_Retail_Existing_Food Preparation_Natural Gas_Broiler_Baseline Forecast | F8 | Commercial | Retail | Existing | Food Preparation | Natural Gas | Broiler | Baseline Forecast | Avg. Replacement Demand (W) | 0 | 0 | 0 | 0 | 0 | 0 | 0 | 0 | 0 | 0 | 0 | 0 | 0 | 0 | 0 | 0 | 0 | 0 | 0 | 0 | 0 | 0 | 0 | 0 | 0 | 0 | 0 | 0 | 0 | 0 | 0
F1_Commercial_Retail_Existing_Food Preparation_Natural Gas_Griddle_Baseline Forecast | F1 | Commercial | Retail | Existing | Food Preparation | Natural Gas | Griddle | Baseline Forecast | Units | 1715345.2662 | 1681038.3608 | 1647417.5936 | 1614469.2417 | 1582179.8569 | 1550536.2598 | 1519525.5346 | 1489135.0239 | 1459352.3234 | 1430165.2769 | 1401561.9714 | 1373530.732 | 1346060.1173 | 1319138.915 | 1292756.1367 | 1266901.014 | 1241562.9937 | 1216731.7338 | 1192397.0991 | 1168549.1571 | 1145178.174 | 1122274.6105 | 1099829.1183 | 1077832.5359 | 1056275.8852 | 1035150.3675 | 1014447.3602 | 994158.413 | 974275.2447 | 954789.7398 | 935693.945
F2_Commercial_Retail_Existing_Food Preparation_Natural Gas_Griddle_Baseline Forecast | F2 | Commercial | Retail | Existing | Food Preparation | Natural Gas | Griddle | Baseline Forecast | Usage (MMtherm) | 0.052991 | 0.054018 | 0.052687 | 0.051099 | 0.050077 | 0.049075 | 0.048094 | 0.047133 | 0.046191 | 0.045267 | 0.044362 | 0.043475 | 0.042606 | 0.041754 | 0.040919 | 0.040101 | 0.039299 | 0.038513 | 0.037743 | 0.036988 | 0.036248 | 0.035523 | 0.034812 | 0.034118 | 0.033438 | 0.032772 | 0.032119 | 0.031479 | 0.030852 | 0.030237 | 0.029635
F3_Commercial_Retail_Existing_Food Preparation_Natural Gas_Griddle_Baseline Forecast | F3 | Commercial | Retail | Existing | Food Preparation | Natural Gas | Griddle | Baseline Forecast | Peak Demand (S) | 0 | 0 | 0 | 0 | 0 | 0 | 0 | 0 | 0 | 0 | 0 | 0 | 0 | 0 | 0 | 0 | 0 | 0 | 0 | 0 | 0 | 0 | 0 | 0 | 0 | 0 | 0 | 0 | 0 | 0 | 0
F4_Commercial_Retail_Existing_Food Preparation_Natural Gas_Griddle_Baseline Forecast | F4 | Commercial | Retail | Existing | Food Preparation | Natural Gas | Griddle | Baseline Forecast | Peak Demand (W) | 0 | 0 | 0 | 0 | 0 | 0 | 0 | 0 | 0 | 0 | 0 | 0 | 0 | 0 | 0 | 0 | 0 | 0 | 0 | 0 | 0 | 0 | 0 | 0 | 0 | 0 | 0 | 0 | 0 | 0 | 0
F5_Commercial_Retail_Existing_Food Preparation_Natural Gas_Griddle_Baseline Forecast | F5 | Commercial | Retail | Existing | Food Preparation | Natural Gas | Griddle | Baseline Forecast | Turnover | 0 | 62260.68 | 69489.8368 | 75482.1582 | 80403.1602 | 84396.9034 | 87588.7612 | 90087.8303 | 91989.0315 | 93374.9385 | 81339.9464 | 70856.1311 | 71694.3788 | 72713.7393 | 73779.5551 | 74799.5453 | 75712.9201 | 88295.3632 | 87955.7858 | 87439.1619 | 86772.7271 | 83901.832 | 79605.324 | 76051.5958 | 73150.3925 | 70804.0818 | 66454.3908 | 63323.8909 | 64892.6576 | 66018.267 | 66754.4988
F6_Commercial_Retail_Existing_Food Preparation_Natural Gas_Griddle_Baseline Forecast | F6 | Commercial | Retail | Existing | Food Preparation | Natural Gas | Griddle | Baseline Forecast | Avg. Replacement Usage | 0.030892 | 0.032133 | 0.03198 | 0.03165 | 0.03165 | 0.031652 | 0.031655 | 0.031656 | 0.031657 | 0.031655 | 0.031653 | 0.031651 | 0.031655 | 0.031652 | 0.031652 | 0.031652 | 0.031652 | 0.031652 | 0.031653 | 0.031652 | 0.031652 | 0.031652 | 0.031651 | 0.031685 | 0.031686 | 0.031687 | 0.031688 | 0.031689 | 0.03169 | 0.031691 | 0.031692
F7_Commercial_Retail_Existing_Food Preparation_Natural Gas_Griddle_Baseline Forecast | F7 | Commercial | Retail | Existing | Food Preparation | Natural Gas | Griddle | Baseline Forecast | Avg. Replacement Demand (S) | 0 | 0 | 0 | 0 | 0 | 0 | 0 | 0 | 0 | 0 | 0 | 0 | 0 | 0 | 0 | 0 | 0 | 0 | 0 | 0 | 0 | 0 | 0 | 0 | 0 | 0 | 0 | 0 | 0 | 0 | 0
F8_Commercial_Retail_Existing_Food Preparation_Natural Gas_Griddle_Baseline Forecast | F8 | Commercial | Retail | Existing | Food Preparation | Natural Gas | Griddle | Baseline Forecast | Avg. Replacement Demand (W) | 0 | 0 | 0 | 0 | 0 | 0 | 0 | 0 | 0 | 0 | 0 | 0 | 0 | 0 | 0 | 0 | 0 | 0 | 0 | 0 | 0 | 0 | 0 | 0 | 0 | 0 | 0 | 0 | 0 | 0 | 0
F1_Commercial_Retail_Existing_Food Preparation_Natural Gas_Range_Baseline Forecast | F1 | Commercial | Retail | Existing | Food Preparation | Natural Gas | Range | Baseline Forecast | Units | 2355697.0415 | 2308583.1007 | 2262411.4387 | 2217163.2099 | 2172819.9457 | 2129363.5468 | 2086776.2759 | 2045040.7503 | 2004139.9353 | 1964057.1366 | 1924775.9939 | 1886280.474 | 1848554.8645 | 1811583.7673 | 1775352.0919 | 1739845.0501 | 1705048.1491 | 1670947.1861 | 1637528.2424 | 1604777.6775 | 1572682.124 | 1541228.4815 | 1510403.9119 | 1480195.8336 | 1450591.9169 | 1421580.0786 | 1393148.477 | 1365285.5075 | 1337979.7973 | 1311220.2014 | 1284995.7974
F2_Commercial_Retail_Existing_Food Preparation_Natural Gas_Range_Baseline Forecast | F2 | Commercial | Retail | Existing | Food Preparation | Natural Gas | Range | Baseline Forecast | Usage (MMtherm) | 0.075487 | 0.076951 | 0.075053 | 0.07279 | 0.071332 | 0.069905 | 0.068509 | 0.067141 | 0.065802 | 0.064489 | 0.063203 | 0.061941 | 0.060707 | 0.059496 | 0.058308 | 0.057141 | 0.055997 | 0.054875 | 0.053775 | 0.052697 | 0.05164 | 0.050603 | 0.049586 | 0.048608 | 0.04765 | 0.046711 | 0.045792 | 0.044892 | 0.044011 | 0.043149 | 0.042304
F3_Commercial_Retail_Existing_Food Preparation_Natural Gas_Range_Baseline Forecast | F3 | Commercial | Retail | Existing | Food Preparation | Natural Gas | Range | Baseline Forecast | Peak Demand (S) | 0 | 0 | 0 | 0 | 0 | 0 | 0 | 0 | 0 | 0 | 0 | 0 | 0 | 0 | 0 | 0 | 0 | 0 | 0 | 0 | 0 | 0 | 0 | 0 | 0 | 0 | 0 | 0 | 0 | 0 | 0
F4_Commercial_Retail_Existing_Food Preparation_Natural Gas_Range_Baseline Forecast | F4 | Commercial | Retail | Existing | Food Preparation | Natural Gas | Range | Baseline Forecast | Peak Demand (W) | 0 | 0 | 0 | 0 | 0 | 0 | 0 | 0 | 0 | 0 | 0 | 0 | 0 | 0 | 0 | 0 | 0 | 0 | 0 | 0 | 0 | 0 | 0 | 0 | 0 | 0 | 0 | 0 | 0 | 0 | 0
F5_Commercial_Retail_Existing_Food Preparation_Natural Gas_Range_Baseline Forecast | F5 | Commercial | Retail | Existing | Food Preparation | Natural Gas | Range | Baseline Forecast | Turnover | 0 | 92343.324 | 117645.3948 | 136577.2537 | 150532.9658 | 160605.1162 | 167649.9366 | 172338.3653 | 175196.0771 | 176634.8672 | 153879.9438 | 140259.1929 | 132737.4031 | 129167.4287 | 128048.0954 | 146588.8563 | 149026.6263 | 150255.8188 | 150551.1268 | 146276.1705 | 140095.0608 | 133557.1164 | 127492.9202 | 122282.9076 | 116515.8306 | 114115.6007 | 113589.896 | 113977.9969 | 114039.4703 | 116936.647 | 115009.743
F6_Commercial_Retail_Existing_Food Preparation_Natural Gas_Range_Baseline Forecast | F6 | Commercial | Retail | Existing | Food Preparation | Natural Gas | Range | Baseline Forecast | Avg. Replacement Usage | 0.032045 | 0.033329 | 0.033168 | 0.032822 | 0.032818 | 0.032831 | 0.032841 | 0.032847 | 0.032849 | 0.032852 | 0.032854 | 0.032844 | 0.032866 | 0.032853 | 0.032838 | 0.032824 | 0.032823 | 0.032822 | 0.032826 | 0.032823 | 0.032821 | 0.032819 | 0.032816 | 0.032959 | 0.032963 | 0.032966 | 0.032969 | 0.032973 | 0.032976 | 0.032979 | 0.032981
F7_Commercial_Retail_Existing_Food Preparation_Natural Gas_Range_Baseline Forecast | F7 | Commercial | Retail | Existing | Food Preparation | Natural Gas | Range | Baseline Forecast | Avg. Replacement Demand (S) | 0 | 0 | 0 | 0 | 0 | 0 | 0 | 0 | 0 | 0 | 0 | 0 | 0 | 0 | 0 | 0 | 0 | 0 | 0 | 0 | 0 | 0 | 0 | 0 | 0 | 0 | 0 | 0 | 0 | 0 | 0
F8_Commercial_Retail_Existing_Food Preparation_Natural Gas_Range_Baseline Forecast | F8 | Commercial | Retail | Existing | Food Preparation | Natural Gas | Range | Baseline Forecast | Avg. Replacement Demand (W) | 0 | 0 | 0 | 0 | 0 | 0 | 0 | 0 | 0 | 0 | 0 | 0 | 0 | 0 | 0 | 0 | 0 | 0 | 0 | 0 | 0 | 0 | 0 | 0 | 0 | 0 | 0 | 0 | 0 | 0 | 0
F1_Commercial_Retail_Existing_Food Preparation_Natural Gas_Steamer_Baseline Forecast | F1 | Commercial | Retail | Existing | Food Preparation | Natural Gas | Steamer | Baseline Forecast | Units | 448690.0986 | 439716.2966 | 430921.9707 | 422303.5313 | 413857.4607 | 405580.3114 | 397468.7052 | 389519.3311 | 381728.9445 | 374094.3656 | 366612.4783 | 359280.2287 | 352094.6241 | 345052.7317 | 338151.677 | 331388.6435 | 324760.8706 | 318265.6532 | 311900.3401 | 305662.3333 | 299549.0867 | 293558.1049 | 287686.9428 | 281933.204 | 276294.5399 | 270768.6491 | 265353.2761 | 260046.2106 | 254845.2864 | 249748.3807 | 244753.413
F2_Commercial_Retail_Existing_Food Preparation_Natural Gas_Steamer_Baseline Forecast | F2 | Commercial | Retail | Existing | Food Preparation | Natural Gas | Steamer | Baseline Forecast | Usage (MMtherm) | 0.024014 | 0.024478 | 0.023872 | 0.022444 | 0.02124 | 0.020022 | 0.018799 | 0.017577 | 0.016362 | 0.015157 | 0.014036 | 0.012983 | 0.01205 | 0.011222 | 0.010487 | 0.0098324 | 0.0092481 | 0.0087255 | 0.0082568 | 0.0077105 | 0.0072075 | 0.0068959 | 0.0066121 | 0.0063528 | 0.0061151 | 0.0058964 | 0.0056944 | 0.0055074 | 0.0053335 | 0.0051713 | 0.0050195
F3_Commercial_Retail_Existing_Food Preparation_Natural Gas_Steamer_Baseline Forecast | F3 | Commercial | Retail | Existing | Food Preparation | Natural Gas | Steamer | Baseline Forecast | Peak Demand (S) | 0 | 0 | 0 | 0 | 0 | 0 | 0 | 0 | 0 | 0 | 0 | 0 | 0 | 0 | 0 | 0 | 0 | 0 | 0 | 0 | 0 | 0 | 0 | 0 | 0 | 0 | 0 | 0 | 0 | 0 | 0
F4_Commercial_Retail_Existing_Food Preparation_Natural Gas_Steamer_Baseline Forecast | F4 | Commercial | Retail | Existing | Food Preparation | Natural Gas | Steamer | Baseline Forecast | Peak Demand (W) | 0 | 0 | 0 | 0 | 0 | 0 | 0 | 0 | 0 | 0 | 0 | 0 | 0 | 0 | 0 | 0 | 0 | 0 | 0 | 0 | 0 | 0 | 0 | 0 | 0 | 0 | 0 | 0 | 0 | 0 | 0
F5_Commercial_Retail_Existing_Food Preparation_Natural Gas_Steamer_Baseline Forecast | F5 | Commercial | Retail | Existing | Food Preparation | Natural Gas | Steamer | Baseline Forecast | Turnover | 0 | 16285.7888 | 18176.7498 | 19744.1866 | 21031.3938 | 22076.0541 | 22910.9618 | 23564.6539 | 24061.9591 | 24424.4766 | 22785.1263 | 21532.2461 | 20586.0534 | 19881.0596 | 19363.7075 | 18990.3811 | 18725.7295 | 18541.2582 | 18414.1463 | 21637.7557 | 21318.1187 | 20890.8661 | 20400.0954 | 19878.2431 | 19348.6393 | 18827.5613 | 18325.877 | 17850.3547 | 17307.7764 | 16881.2307 | 16530.3687
F6_Commercial_Retail_Existing_Food Preparation_Natural Gas_Steamer_Baseline Forecast | F6 | Commercial | Retail | Existing | Food Preparation | Natural Gas | Steamer | Baseline Forecast | Avg. Replacement Usage | 0.05352 | 0.055585 | 0.055272 | 0.018928 | 0.018928 | 0.018928 | 0.018928 | 0.018928 | 0.018928 | 0.018928 | 0.018928 | 0.018928 | 0.018928 | 0.018928 | 0.018928 | 0.018928 | 0.018928 | 0.018928 | 0.018928 | 0.018928 | 0.018928 | 0.018928 | 0.018928 | 0.018928 | 0.018928 | 0.018928 | 0.018928 | 0.018928 | 0.018928 | 0.018928 | 0.018928
F7_Commercial_Retail_Existing_Food Preparation_Natural Gas_Steamer_Baseline Forecast | F7 | Commercial | Retail | Existing | Food Preparation | Natural Gas | Steamer | Baseline Forecast | Avg. Replacement Demand (S) | 0 | 0 | 0 | 0 | 0 | 0 | 0 | 0 | 0 | 0 | 0 | 0 | 0 | 0 | 0 | 0 | 0 | 0 | 0 | 0 | 0 | 0 | 0 | 0 | 0 | 0 | 0 | 0 | 0 | 0 | 0
F8_Commercial_Retail_Existing_Food Preparation_Natural Gas_Steamer_Baseline Forecast | F8 | Commercial | Retail | Existing | Food Preparation | Natural Gas | Steamer | Baseline Forecast | Avg. Replacement Demand (W) | 0 | 0 | 0 | 0 | 0 | 0 | 0 | 0 | 0 | 0 | 0 | 0 | 0 | 0 | 0 | 0 | 0 | 0 | 0 | 0 | 0 | 0 | 0 | 0 | 0 | 0 | 0 | 0 | 0 | 0 | 0
F1_Commercial_Retail_Existing_Food Preparation_Natural Gas_Food Prep Other_Baseline Forecast | F1 | Commercial | Retail | Existing | Food Preparation | Natural Gas | Food Prep Other | Baseline Forecast | Units | 448690.0986 | 439716.2966 | 430921.9707 | 422303.5313 | 413857.4607 | 405580.3114 | 397468.7052 | 389519.3311 | 381728.9445 | 374094.3656 | 366612.4783 | 359280.2287 | 352094.6241 | 345052.7317 | 338151.677 | 331388.6435 | 324760.8706 | 318265.6532 | 311900.3401 | 305662.3333 | 299549.0867 | 293558.1049 | 287686.9428 | 281933.204 | 276294.5399 | 270768.6491 | 265353.2761 | 260046.2106 | 254845.2864 | 249748.3807 | 244753.413
F2_Commercial_Retail_Existing_Food Preparation_Natural Gas_Food Prep Other_Baseline Forecast | F2 | Commercial | Retail | Existing | Food Preparation | Natural Gas | Food Prep Other | Baseline Forecast | Usage (MMtherm) | 0.017079 | 0.017411 | 0.016981 | 0.01647 | 0.01614 | 0.015818 | 0.015501 | 0.015191 | 0.014887 | 0.01459 | 0.014298 | 0.014012 | 0.013732 | 0.013457 | 0.013188 | 0.012924 | 0.012666 | 0.012412 | 0.012164 | 0.011921 | 0.011682 | 0.011449 | 0.01122 | 0.010995 | 0.010775 | 0.01056 | 0.010349 | 0.010142 | 0.0099389 | 0.0097401 | 0.0095453
F3_Commercial_Retail_Existing_Food Preparation_Natural Gas_Food Prep Other_Baseline Forecast | F3 | Commercial | Retail | Existing | Food Preparation | Natural Gas | Food Prep Other | Baseline Forecast | Peak Demand (S) | 0 | 0 | 0 | 0 | 0 | 0 | 0 | 0 | 0 | 0 | 0 | 0 | 0 | 0 | 0 | 0 | 0 | 0 | 0 | 0 | 0 | 0 | 0 | 0 | 0 | 0 | 0 | 0 | 0 | 0 | 0
F4_Commercial_Retail_Existing_Food Preparation_Natural Gas_Food Prep Other_Baseline Forecast | F4 | Commercial | Retail | Existing | Food Preparation | Natural Gas | Food Prep Other | Baseline Forecast | Peak Demand (W) | 0 | 0 | 0 | 0 | 0 | 0 | 0 | 0 | 0 | 0 | 0 | 0 | 0 | 0 | 0 | 0 | 0 | 0 | 0 | 0 | 0 | 0 | 0 | 0 | 0 | 0 | 0 | 0 | 0 | 0 | 0
F5_Commercial_Retail_Existing_Food Preparation_Natural Gas_Food Prep Other_Baseline Forecast | F5 | Commercial | Retail | Existing | Food Preparation | Natural Gas | Food Prep Other | Baseline Forecast | Turnover | 0 | 17588.6519 | 22407.9425 | 26013.8975 | 28672.0449 | 30590.4894 | 31932.3178 | 32825.3238 | 33369.6327 | 33643.6794 | 29309.5445 | 26715.1972 | 25282.5204 | 24602.5466 | 24389.347 | 27920.8095 | 28385.1321 | 28619.2566 | 28675.504 | 27861.2522 | 26683.935 | 25438.6514 | 24283.6027 | 23291.2505 | 22192.7941 | 21735.6219 | 21635.4908 | 21709.4124 | 21721.1213 | 22272.9471 | 21905.9293
F6_Commercial_Retail_Existing_Food Preparation_Natural Gas_Food Prep Other_Baseline Forecast | F6 | Commercial | Retail | Existing | Food Preparation | Natural Gas | Food Prep Other | Baseline Forecast | Avg. Replacement Usage | 0.038065 | 0.039595 | 0.039407 | 0.039 | 0.039 | 0.039 | 0.039 | 0.039 | 0.039 | 0.039 | 0.039 | 0.039 | 0.039 | 0.039 | 0.039 | 0.039 | 0.039 | 0.039 | 0.039 | 0.039 | 0.039 | 0.039 | 0.039 | 0.039 | 0.039 | 0.039 | 0.039 | 0.039 | 0.039 | 0.039 | 0.039
F7_Commercial_Retail_Existing_Food Preparation_Natural Gas_Food Prep Other_Baseline Forecast | F7 | Commercial | Retail | Existing | Food Preparation | Natural Gas | Food Prep Other | Baseline Forecast | Avg. Replacement Demand (S) | 0 | 0 | 0 | 0 | 0 | 0 | 0 | 0 | 0 | 0 | 0 | 0 | 0 | 0 | 0 | 0 | 0 | 0 | 0 | 0 | 0 | 0 | 0 | 0 | 0 | 0 | 0 | 0 | 0 | 0 | 0
F8_Commercial_Retail_Existing_Food Preparation_Natural Gas_Food Prep Other_Baseline Forecast | F8 | Commercial | Retail | Existing | Food Preparation | Natural Gas | Food Prep Other | Baseline Forecast | Avg. Replacement Demand (W) | 0 | 0 | 0 | 0 | 0 | 0 | 0 | 0 | 0 | 0 | 0 | 0 | 0 | 0 | 0 | 0 | 0 | 0 | 0 | 0 | 0 | 0 | 0 | 0 | 0 | 0 | 0 | 0 | 0 | 0 | 0
F1_Commercial_Retail_Existing_Miscellaneous_Natural Gas_Pool Heater_Baseline Forecast | F1 | Commercial | Retail | Existing | Miscellaneous | Natural Gas | Pool Heater | Baseline Forecast | Units | 103516.5988 | 101446.2668 | 99417.3415 | 97428.9947 | 95480.4148 | 93570.8065 | 91699.3903 | 89865.4025 | 88068.0945 | 86306.7326 | 84580.5979 | 82888.986 | 81231.2063 | 79606.5821 | 78014.4505 | 76454.1615 | 74925.0783 | 73426.5767 | 71958.0452 | 70518.8843 | 69108.5066 | 67726.3364 | 66371.8097 | 65044.3735 | 63743.486 | 62468.6163 | 61219.244 | 59994.8591 | 58794.9619 | 57619.0627 | 56466.6814
F2_Commercial_Retail_Existing_Miscellaneous_Natural Gas_Pool Heater_Baseline Forecast | F2 | Commercial | Retail | Existing | Miscellaneous | Natural Gas | Pool Heater | Baseline Forecast | Usage (MMtherm) | 1.6075e-05 | 1.6386e-05 | 1.5982e-05 | 1.5501e-05 | 1.519e-05 | 1.4886e-05 | 1.4589e-05 | 1.4297e-05 | 1.4011e-05 | 1.3731e-05 | 1.3456e-05 | 1.3188e-05 | 1.2925e-05 | 1.2667e-05 | 1.2415e-05 | 1.2167e-05 | 1.1924e-05 | 1.1685e-05 | 1.1451e-05 | 1.1221e-05 | 1.0995e-05 | 1.0774e-05 | 1.0558e-05 | 1.0348e-05 | 1.0142e-05 | 9.9409e-06 | 9.7439e-06 | 9.5509e-06 | 9.3616e-06 | 9.1758e-06 | 8.9934e-06
F3_Commercial_Retail_Existing_Miscellaneous_Natural Gas_Pool Heater_Baseline Forecast | F3 | Commercial | Retail | Existing | Miscellaneous | Natural Gas | Pool Heater | Baseline Forecast | Peak Demand (S) | 0 | 0 | 0 | 0 | 0 | 0 | 0 | 0 | 0 | 0 | 0 | 0 | 0 | 0 | 0 | 0 | 0 | 0 | 0 | 0 | 0 | 0 | 0 | 0 | 0 | 0 | 0 | 0 | 0 | 0 | 0
F4_Commercial_Retail_Existing_Miscellaneous_Natural Gas_Pool Heater_Baseline Forecast | F4 | Commercial | Retail | Existing | Miscellaneous | Natural Gas | Pool Heater | Baseline Forecast | Peak Demand (W) | 0 | 0 | 0 | 0 | 0 | 0 | 0 | 0 | 0 | 0 | 0 | 0 | 0 | 0 | 0 | 0 | 0 | 0 | 0 | 0 | 0 | 0 | 0 | 0 | 0 | 0 | 0 | 0 | 0 | 0 | 0
F5_Commercial_Retail_Existing_Miscellaneous_Natural Gas_Pool Heater_Baseline Forecast | F5 | Commercial | Retail | Existing | Miscellaneous | Natural Gas | Pool Heater | Baseline Forecast | Turnover | 0 | 12173.552 | 11532.4116 | 10989.9906 | 10525.7609 | 10123.6127 | 10137.6977 | 10032.8324 | 9852.5568 | 9627.2954 | 9377.9884 | 11792.5401 | 10973.9515 | 10317.9853 | 9777.4084 | 9319.8339 | 9485.0388 | 9441.1538 | 9271.5583 | 9030.4599 | 8752.6012 | 9134.1323 | 8743.1537 | 8437.2919 | 8175.8147 | 7936.0468 | 7948.4769 | 7843.462 | 7678.7213 | 7486.2519 | 7283.1031
F6_Commercial_Retail_Existing_Miscellaneous_Natural Gas_Pool Heater_Baseline Forecast | F6 | Commercial | Retail | Existing | Miscellaneous | Natural Gas | Pool Heater | Baseline Forecast | Avg. Replacement Usage | 0.00015529 | 0.00016152 | 0.00016075 | 0.00015909 | 0.00015908 | 0.00015909 | 0.0001591 | 0.0001591 | 0.0001591 | 0.0001591 | 0.0001591 | 0.0001591 | 0.00015918 | 0.00015919 | 0.00015919 | 0.00015916 | 0.00015912 | 0.00015909 | 0.00015906 | 0.00015903 | 0.00015903 | 0.00015902 | 0.00015902 | 0.00015928 | 0.00015928 | 0.00015929 | 0.00015929 | 0.0001593 | 0.0001593 | 0.00015931 | 0.00015931
F7_Commercial_Retail_Existing_Miscellaneous_Natural Gas_Pool Heater_Baseline Forecast | F7 | Commercial | Retail | Existing | Miscellaneous | Natural Gas | Pool Heater | Baseline Forecast | Avg. Replacement Demand (S) | 0 | 0 | 0 | 0 | 0 | 0 | 0 | 0 | 0 | 0 | 0 | 0 | 0 | 0 | 0 | 0 | 0 | 0 | 0 | 0 | 0 | 0 | 0 | 0 | 0 | 0 | 0 | 0 | 0 | 0 | 0
F8_Commercial_Retail_Existing_Miscellaneous_Natural Gas_Pool Heater_Baseline Forecast | F8 | Commercial | Retail | Existing | Miscellaneous | Natural Gas | Pool Heater | Baseline Forecast | Avg. Replacement Demand (W) | 0 | 0 | 0 | 0 | 0 | 0 | 0 | 0 | 0 | 0 | 0 | 0 | 0 | 0 | 0 | 0 | 0 | 0 | 0 | 0 | 0 | 0 | 0 | 0 | 0 | 0 | 0 | 0 | 0 | 0 | 0
F1_Commercial_Retail_Existing_Miscellaneous_Natural Gas_Miscellaneous_Baseline Forecast | F1 | Commercial | Retail | Existing | Miscellaneous | Natural Gas | Miscellaneous | Baseline Forecast | Units | 40273546.5008 | 39468075.5708 | 38678714.0593 | 37905139.7782 | 37147036.9826 | 36404096.2429 | 35676014.3181 | 34962494.0317 | 34263244.1511 | 33577979.2681 | 32906419.6827 | 32248291.2891 | 31603325.4633 | 30971258.954 | 30351833.7749 | 29744797.0994 | 29149901.1574 | 28566903.1343 | 27995565.0716 | 27435653.7702 | 26886940.6948 | 26349201.8809 | 25822217.8433 | 25305773.4864 | 24799658.0167 | 24303664.8563 | 23817591.5592 | 23341239.728 | 22874414.9335 | 22416926.6348 | 21968588.1021
F2_Commercial_Retail_Existing_Miscellaneous_Natural Gas_Miscellaneous_Baseline Forecast | F2 | Commercial | Retail | Existing | Miscellaneous | Natural Gas | Miscellaneous | Baseline Forecast | Usage (MMtherm) | 0.0041968 | 0.0042782 | 0.0041727 | 0.004047 | 0.003966 | 0.0038867 | 0.003809 | 0.0037328 | 0.0036581 | 0.003585 | 0.0035133 | 0.003443 | 0.0033741 | 0.0033067 | 0.0032405 | 0.0031757 | 0.0031122 | 0.00305 | 0.002989 | 0.0029292 | 0.0028706 | 0.0028132 | 0.0027569 | 0.0027018 | 0.0026477 | 0.0025948 | 0.0025429 | 0.002492 | 0.0024422 | 0.0023934 | 0.0023455
F3_Commercial_Retail_Existing_Miscellaneous_Natural Gas_Miscellaneous_Baseline Forecast | F3 | Commercial | Retail | Existing | Miscellaneous | Natural Gas | Miscellaneous | Baseline Forecast | Peak Demand (S) | 0 | 0 | 0 | 0 | 0 | 0 | 0 | 0 | 0 | 0 | 0 | 0 | 0 | 0 | 0 | 0 | 0 | 0 | 0 | 0 | 0 | 0 | 0 | 0 | 0 | 0 | 0 | 0 | 0 | 0 | 0
F4_Commercial_Retail_Existing_Miscellaneous_Natural Gas_Miscellaneous_Baseline Forecast | F4 | Commercial | Retail | Existing | Miscellaneous | Natural Gas | Miscellaneous | Baseline Forecast | Peak Demand (W) | 0 | 0 | 0 | 0 | 0 | 0 | 0 | 0 | 0 | 0 | 0 | 0 | 0 | 0 | 0 | 0 | 0 | 0 | 0 | 0 | 0 | 0 | 0 | 0 | 0 | 0 | 0 | 0 | 0 | 0 | 0
F5_Commercial_Retail_Existing_Miscellaneous_Natural Gas_Miscellaneous_Baseline Forecast | F5 | Commercial | Retail | Existing | Miscellaneous | Natural Gas | Miscellaneous | Baseline Forecast | Turnover | 0 | 3382977.9061 | 3946807.5571 | 4398322.3416 | 4149452.4443 | 4016212.0101 | 3964998.9172 | 3888517.8683 | 3806358.8114 | 3730459.296 | 3656420.3672 | 4388532.6288 | 4338282.3681 | 4262063.9989 | 4131893.6259 | 4042135.8947 | 3975384.4285 | 3895551.8837 | 3814708.2323 | 3738923.4008 | 3664611.7361 | 3782879.8668 | 3689271.8776 | 3594228.2979 | 3517086.8454 | 3448702.7361 | 3383530.4218 | 3314981.6479 | 3247585.2213 | 3183028.8042 | 3119574.4952
F6_Commercial_Retail_Existing_Miscellaneous_Natural Gas_Miscellaneous_Baseline Forecast | F6 | Commercial | Retail | Existing | Miscellaneous | Natural Gas | Miscellaneous | Baseline Forecast | Avg. Replacement Usage | 0.00010421 | 0.0001084 | 0.00010788 | 0.00010677 | 0.00010677 | 0.00010677 | 0.00010677 | 0.00010677 | 0.00010677 | 0.00010677 | 0.00010677 | 0.00010677 | 0.00010677 | 0.00010677 | 0.00010677 | 0.00010677 | 0.00010677 | 0.00010677 | 0.00010677 | 0.00010677 | 0.00010677 | 0.00010677 | 0.00010677 | 0.00010677 | 0.00010677 | 0.00010677 | 0.00010677 | 0.00010677 | 0.00010677 | 0.00010677 | 0.00010677
F7_Commercial_Retail_Existing_Miscellaneous_Natural Gas_Miscellaneous_Baseline Forecast | F7 | Commercial | Retail | Existing | Miscellaneous | Natural Gas | Miscellaneous | Baseline Forecast | Avg. Replacement Demand (S) | 0 | 0 | 0 | 0 | 0 | 0 | 0 | 0 | 0 | 0 | 0 | 0 | 0 | 0 | 0 | 0 | 0 | 0 | 0 | 0 | 0 | 0 | 0 | 0 | 0 | 0 | 0 | 0 | 0 | 0 | 0
F8_Commercial_Retail_Existing_Miscellaneous_Natural Gas_Miscellaneous_Baseline Forecast | F8 | Commercial | Retail | Existing | Miscellaneous | Natural Gas | Miscellaneous | Baseline Forecast | Avg. Replacement Demand (W) | 0 | 0 | 0 | 0 | 0 | 0 | 0 | 0 | 0 | 0 | 0 | 0 | 0 | 0 | 0 | 0 | 0 | 0 | 0 | 0 | 0 | 0 | 0 | 0 | 0 | 0 | 0 | 0 | 0 | 0 | 0
F1_Commercial_Retail_New_Space Heating_Natural Gas_Furnace_Baseline Forecast | F1 | Commercial | Retail | New | Space Heating | Natural Gas | Furnace | Baseline Forecast | Units | 0 | 0 | 0 | 0 | 0 | 0 | 0 | 0 | 0 | 0 | 0 | 0 | 0 | 0 | 0 | 0 | 0 | 0 | 0 | 0 | 0 | 0 | 0 | 0 | 0 | 0 | 0 | 0 | 0 | 0 | 0
F2_Commercial_Retail_New_Space Heating_Natural Gas_Furnace_Baseline Forecast | F2 | Commercial | Retail | New | Space Heating | Natural Gas | Furnace | Baseline Forecast | Usage (MMtherm) | 0 | 0 | 0 | 0 | 0 | 0 | 0 | 0 | 0 | 0 | 0 | 0 | 0 | 0 | 0 | 0 | 0 | 0 | 0 | 0 | 0 | 0 | 0 | 0 | 0 | 0 | 0 | 0 | 0 | 0 | 0
F3_Commercial_Retail_New_Space Heating_Natural Gas_Furnace_Baseline Forecast | F3 | Commercial | Retail | New | Space Heating | Natural Gas | Furnace | Baseline Forecast | Peak Demand (S) | 0 | 0 | 0 | 0 | 0 | 0 | 0 | 0 | 0 | 0 | 0 | 0 | 0 | 0 | 0 | 0 | 0 | 0 | 0 | 0 | 0 | 0 | 0 | 0 | 0 | 0 | 0 | 0 | 0 | 0 | 0
F4_Commercial_Retail_New_Space Heating_Natural Gas_Furnace_Baseline Forecast | F4 | Commercial | Retail | New | Space Heating | Natural Gas | Furnace | Baseline Forecast | Peak Demand (W) | 0 | 0 | 0 | 0 | 0 | 0 | 0 | 0 | 0 | 0 | 0 | 0 | 0 | 0 | 0 | 0 | 0 | 0 | 0 | 0 | 0 | 0 | 0 | 0 | 0 | 0 | 0 | 0 | 0 | 0 | 0
F5_Commercial_Retail_New_Space Heating_Natural Gas_Furnace_Baseline Forecast | F5 | Commercial | Retail | New | Space Heating | Natural Gas | Furnace | Baseline Forecast | Turnover | 0 | 0 | 0 | 0 | 0 | 0 | 0 | 0 | 0 | 0 | 0 | 0 | 0 | 0 | 0 | 0 | 0 | 0 | 0 | 0 | 0 | 0 | 0 | 0 | 0 | 0 | 0 | 0 | 0 | 0 | 0
F6_Commercial_Retail_New_Space Heating_Natural Gas_Furnace_Baseline Forecast | F6 | Commercial | Retail | New | Space Heating | Natural Gas | Furnace | Baseline Forecast | Avg. Replacement Usage | 0.1497 | 0.15572 | 0.15498 | 0.15338 | 0.15338 | 0.13484 | 0.13484 | 0.12157 | 0.12157 | 0.12158 | 0.12159 | 0.1216 | 0.12171 | 0.12171 | 0.12172 | 0.12172 | 0.12173 | 0.12173 | 0.12174 | 0.12174 | 0.12174 | 0.12173 | 0.12173 | 0.12214 | 0.12216 | 0.12217 | 0.12219 | 0.1222 | 0.12222 | 0.12224 | 0.12226
F7_Commercial_Retail_New_Space Heating_Natural Gas_Furnace_Baseline Forecast | F7 | Commercial | Retail | New | Space Heating | Natural Gas | Furnace | Baseline Forecast | Avg. Replacement Demand (S) | 0 | 0 | 0 | 0 | 0 | 0 | 0 | 0 | 0 | 0 | 0 | 0 | 0 | 0 | 0 | 0 | 0 | 0 | 0 | 0 | 0 | 0 | 0 | 0 | 0 | 0 | 0 | 0 | 0 | 0 | 0
F8_Commercial_Retail_New_Space Heating_Natural Gas_Furnace_Baseline Forecast | F8 | Commercial | Retail | New | Space Heating | Natural Gas | Furnace | Baseline Forecast | Avg. Replacement Demand (W) | 0 | 0 | 0 | 0 | 0 | 0 | 0 | 0 | 0 | 0 | 0 | 0 | 0 | 0 | 0 | 0 | 0 | 0 | 0 | 0 | 0 | 0 | 0 | 0 | 0 | 0 | 0 | 0 | 0 | 0 | 0
F1_Commercial_Retail_New_Space Heating_Natural Gas_Boiler_Baseline Forecast | F1 | Commercial | Retail | New | Space Heating | Natural Gas | Boiler | Baseline Forecast | Units | 0 | 0 | 0 | 0 | 0 | 0 | 0 | 0 | 0 | 0 | 0 | 0 | 0 | 0 | 0 | 0 | 0 | 0 | 0 | 0 | 0 | 0 | 0 | 0 | 0 | 0 | 0 | 0 | 0 | 0 | 0
F2_Commercial_Retail_New_Space Heating_Natural Gas_Boiler_Baseline Forecast | F2 | Commercial | Retail | New | Space Heating | Natural Gas | Boiler | Baseline Forecast | Usage (MMtherm) | 0 | 0 | 0 | 0 | 0 | 0 | 0 | 0 | 0 | 0 | 0 | 0 | 0 | 0 | 0 | 0 | 0 | 0 | 0 | 0 | 0 | 0 | 0 | 0 | 0 | 0 | 0 | 0 | 0 | 0 | 0
F3_Commercial_Retail_New_Space Heating_Natural Gas_Boiler_Baseline Forecast | F3 | Commercial | Retail | New | Space Heating | Natural Gas | Boiler | Baseline Forecast | Peak Demand (S) | 0 | 0 | 0 | 0 | 0 | 0 | 0 | 0 | 0 | 0 | 0 | 0 | 0 | 0 | 0 | 0 | 0 | 0 | 0 | 0 | 0 | 0 | 0 | 0 | 0 | 0 | 0 | 0 | 0 | 0 | 0
F4_Commercial_Retail_New_Space Heating_Natural Gas_Boiler_Baseline Forecast | F4 | Commercial | Retail | New | Space Heating | Natural Gas | Boiler | Baseline Forecast | Peak Demand (W) | 0 | 0 | 0 | 0 | 0 | 0 | 0 | 0 | 0 | 0 | 0 | 0 | 0 | 0 | 0 | 0 | 0 | 0 | 0 | 0 | 0 | 0 | 0 | 0 | 0 | 0 | 0 | 0 | 0 | 0 | 0
F5_Commercial_Retail_New_Space Heating_Natural Gas_Boiler_Baseline Forecast | F5 | Commercial | Retail | New | Space Heating | Natural Gas | Boiler | Baseline Forecast | Turnover | 0 | 0 | 0 | 0 | 0 | 0 | 0 | 0 | 0 | 0 | 0 | 0 | 0 | 0 | 0 | 0 | 0 | 0 | 0 | 0 | 0 | 0 | 0 | 0 | 0 | 0 | 0 | 0 | 0 | 0 | 0
F6_Commercial_Retail_New_Space Heating_Natural Gas_Boiler_Baseline Forecast | F6 | Commercial | Retail | New | Space Heating | Natural Gas | Boiler | Baseline Forecast | Avg. Replacement Usage | 0.63068 | 0.65602 | 0.65291 | 0.64615 | 0.64614 | 0.55978 | 0.55978 | 0.55978 | 0.55978 | 0.55978 | 0.55978 | 0.55978 | 0.55978 | 0.55978 | 0.55978 | 0.55978 | 0.55978 | 0.55978 | 0.55978 | 0.55978 | 0.55978 | 0.55978 | 0.55978 | 0.55978 | 0.55978 | 0.55978 | 0.55978 | 0.55978 | 0.55978 | 0.55978 | 0.55978
F7_Commercial_Retail_New_Space Heating_Natural Gas_Boiler_Baseline Forecast | F7 | Commercial | Retail | New | Space Heating | Natural Gas | Boiler | Baseline Forecast | Avg. Replacement Demand (S) | 0 | 0 | 0 | 0 | 0 | 0 | 0 | 0 | 0 | 0 | 0 | 0 | 0 | 0 | 0 | 0 | 0 | 0 | 0 | 0 | 0 | 0 | 0 | 0 | 0 | 0 | 0 | 0 | 0 | 0 | 0
F8_Commercial_Retail_New_Space Heating_Natural Gas_Boiler_Baseline Forecast | F8 | Commercial | Retail | New | Space Heating | Natural Gas | Boiler | Baseline Forecast | Avg. Replacement Demand (W) | 0 | 0 | 0 | 0 | 0 | 0 | 0 | 0 | 0 | 0 | 0 | 0 | 0 | 0 | 0 | 0 | 0 | 0 | 0 | 0 | 0 | 0 | 0 | 0 | 0 | 0 | 0 | 0 | 0 | 0 | 0
F1_Commercial_Retail_New_Space Heating_Natural Gas_Unit Heater_Baseline Forecast | F1 | Commercial | Retail | New | Space Heating | Natural Gas | Unit Heater | Baseline Forecast | Units | 0 | 136879.7117 | 275014.6487 | 421460.5221 | 501838.1225 | 567322.0379 | 631848.4436 | 695438.2383 | 758111.9114 | 819889.5519 | 880790.8559 | 940835.1348 | 1000041.323 | 1058427.9856 | 1116013.3256 | 1172815.1913 | 1228851.0834 | 1284138.1621 | 1338693.254 | 1392532.8586 | 1445673.1552 | 1498130.0088 | 1549918.9773 | 1601055.3169 | 1651553.9886 | 1701429.6639 | 1750696.7311 | 1799369.3004 | 1847461.2101 | 1894986.0315 | 1941957.0749
F2_Commercial_Retail_New_Space Heating_Natural Gas_Unit Heater_Baseline Forecast | F2 | Commercial | Retail | New | Space Heating | Natural Gas | Unit Heater | Baseline Forecast | Usage (MMtherm) | 0 | 0.064917 | 0.12981 | 0.19688 | 0.23442 | 0.26195 | 0.28907 | 0.3158 | 0.34215 | 0.36812 | 0.39372 | 0.41805 | 0.44123 | 0.46333 | 0.48491 | 0.50653 | 0.52815 | 0.54974 | 0.56939 | 0.58919 | 0.60898 | 0.62976 | 0.65153 | 0.67302 | 0.69425 | 0.71522 | 0.73593 | 0.75639 | 0.7766 | 0.79658 | 0.81633
F3_Commercial_Retail_New_Space Heating_Natural Gas_Unit Heater_Baseline Forecast | F3 | Commercial | Retail | New | Space Heating | Natural Gas | Unit Heater | Baseline Forecast | Peak Demand (S) | 0 | 0 | 0 | 0 | 0 | 0 | 0 | 0 | 0 | 0 | 0 | 0 | 0 | 0 | 0 | 0 | 0 | 0 | 0 | 0 | 0 | 0 | 0 | 0 | 0 | 0 | 0 | 0 | 0 | 0 | 0
F4_Commercial_Retail_New_Space Heating_Natural Gas_Unit Heater_Baseline Forecast | F4 | Commercial | Retail | New | Space Heating | Natural Gas | Unit Heater | Baseline Forecast | Peak Demand (W) | 0 | 0 | 0 | 0 | 0 | 0 | 0 | 0 | 0 | 0 | 0 | 0 | 0 | 0 | 0 | 0 | 0 | 0 | 0 | 0 | 0 | 0 | 0 | 0 | 0 | 0 | 0 | 0 | 0 | 0 | 0
F5_Commercial_Retail_New_Space Heating_Natural Gas_Unit Heater_Baseline Forecast | F5 | Commercial | Retail | New | Space Heating | Natural Gas | Unit Heater | Baseline Forecast | Turnover | 0 | 136879.7117 | 138134.937 | 146445.8734 | 80377.6004 | 65483.9153 | 64526.4058 | 63589.7947 | 62673.6731 | 61777.6405 | 60901.304 | 79598.5234 | 95700.5317 | 110588.3675 | 113812.1728 | 114351.1388 | 114581.8985 | 114553.6263 | 154189.2547 | 148431.4116 | 145340.6253 | 123607.4607 | 122107.3259 | 126928.5783 | 131449.4412 | 135331.0077 | 138622.272 | 141372.2217 | 155023.3596 | 165076.2726 | 172830.054
F6_Commercial_Retail_New_Space Heating_Natural Gas_Unit Heater_Baseline Forecast | F6 | Commercial | Retail | New | Space Heating | Natural Gas | Unit Heater | Baseline Forecast | Avg. Replacement Usage | 0.45593 | 0.47426 | 0.47201 | 0.46713 | 0.46713 | 0.42036 | 0.42036 | 0.42036 | 0.42036 | 0.42036 | 0.42036 | 0.42036 | 0.42036 | 0.42036 | 0.42036 | 0.42036 | 0.42036 | 0.42036 | 0.42036 | 0.42036 | 0.42036 | 0.42036 | 0.42036 | 0.42036 | 0.42036 | 0.42036 | 0.42036 | 0.42036 | 0.42036 | 0.42036 | 0.42036
F7_Commercial_Retail_New_Space Heating_Natural Gas_Unit Heater_Baseline Forecast | F7 | Commercial | Retail | New | Space Heating | Natural Gas | Unit Heater | Baseline Forecast | Avg. Replacement Demand (S) | 0 | 0 | 0 | 0 | 0 | 0 | 0 | 0 | 0 | 0 | 0 | 0 | 0 | 0 | 0 | 0 | 0 | 0 | 0 | 0 | 0 | 0 | 0 | 0 | 0 | 0 | 0 | 0 | 0 | 0 | 0
F8_Commercial_Retail_New_Space Heating_Natural Gas_Unit Heater_Baseline Forecast | F8 | Commercial | Retail | New | Space Heating | Natural Gas | Unit Heater | Baseline Forecast | Avg. Replacement Demand (W) | 0 | 0 | 0 | 0 | 0 | 0 | 0 | 0 | 0 | 0 | 0 | 0 | 0 | 0 | 0 | 0 | 0 | 0 | 0 | 0 | 0 | 0 | 0 | 0 | 0 | 0 | 0 | 0 | 0 | 0 | 0
F1_Commercial_Retail_New_Water Heating_Natural Gas_Water Heater_Baseline Forecast | F1 | Commercial | Retail | New | Water Heating | Natural Gas | Water Heater | Baseline Forecast | Units | 0 | 0 | 0 | 0 | 0 | 0 | 0 | 0 | 0 | 0 | 0 | 0 | 0 | 0 | 0 | 0 | 0 | 0 | 0 | 0 | 0 | 0 | 0 | 0 | 0 | 0 | 0 | 0 | 0 | 0 | 0
F2_Commercial_Retail_New_Water Heating_Natural Gas_Water Heater_Baseline Forecast | F2 | Commercial | Retail | New | Water Heating | Natural Gas | Water Heater | Baseline Forecast | Usage (MMtherm) | 0 | 0 | 0 | 0 | 0 | 0 | 0 | 0 | 0 | 0 | 0 | 0 | 0 | 0 | 0 | 0 | 0 | 0 | 0 | 0 | 0 | 0 | 0 | 0 | 0 | 0 | 0 | 0 | 0 | 0 | 0
F3_Commercial_Retail_New_Water Heating_Natural Gas_Water Heater_Baseline Forecast | F3 | Commercial | Retail | New | Water Heating | Natural Gas | Water Heater | Baseline Forecast | Peak Demand (S) | 0 | 0 | 0 | 0 | 0 | 0 | 0 | 0 | 0 | 0 | 0 | 0 | 0 | 0 | 0 | 0 | 0 | 0 | 0 | 0 | 0 | 0 | 0 | 0 | 0 | 0 | 0 | 0 | 0 | 0 | 0
F4_Commercial_Retail_New_Water Heating_Natural Gas_Water Heater_Baseline Forecast | F4 | Commercial | Retail | New | Water Heating | Natural Gas | Water Heater | Baseline Forecast | Peak Demand (W) | 0 | 0 | 0 | 0 | 0 | 0 | 0 | 0 | 0 | 0 | 0 | 0 | 0 | 0 | 0 | 0 | 0 | 0 | 0 | 0 | 0 | 0 | 0 | 0 | 0 | 0 | 0 | 0 | 0 | 0 | 0
F5_Commercial_Retail_New_Water Heating_Natural Gas_Water Heater_Baseline Forecast | F5 | Commercial | Retail | New | Water Heating | Natural Gas | Water Heater | Baseline Forecast | Turnover | 0 | 0 | 0 | 0 | 0 | 0 | 0 | 0 | 0 | 0 | 0 | 0 | 0 | 0 | 0 | 0 | 0 | 0 | 0 | 0 | 0 | 0 | 0 | 0 | 0 | 0 | 0 | 0 | 0 | 0 | 0
F6_Commercial_Retail_New_Water Heating_Natural Gas_Water Heater_Baseline Forecast | F6 | Commercial | Retail | New | Water Heating | Natural Gas | Water Heater | Baseline Forecast | Avg. Replacement Usage | 0.12256 | 0.12749 | 0.12688 | 0.12557 | 0.12557 | 0.12557 | 0.12557 | 0.076458 | 0.076472 | 0.076489 | 0.076507 | 0.076487 | 0.076501 | 0.076459 | 0.076415 | 0.076374 | 0.076372 | 0.076371 | 0.076372 | 0.076369 | 0.076367 | 0.076365 | 0.076362 | 0.076468 | 0.07647 | 0.076472 | 0.076474 | 0.076476 | 0.076477 | 0.076479 | 0.076479
F7_Commercial_Retail_New_Water Heating_Natural Gas_Water Heater_Baseline Forecast | F7 | Commercial | Retail | New | Water Heating | Natural Gas | Water Heater | Baseline Forecast | Avg. Replacement Demand (S) | 0 | 0 | 0 | 0 | 0 | 0 | 0 | 0 | 0 | 0 | 0 | 0 | 0 | 0 | 0 | 0 | 0 | 0 | 0 | 0 | 0 | 0 | 0 | 0 | 0 | 0 | 0 | 0 | 0 | 0 | 0
F8_Commercial_Retail_New_Water Heating_Natural Gas_Water Heater_Baseline Forecast | F8 | Commercial | Retail | New | Water Heating | Natural Gas | Water Heater | Baseline Forecast | Avg. Replacement Demand (W) | 0 | 0 | 0 | 0 | 0 | 0 | 0 | 0 | 0 | 0 | 0 | 0 | 0 | 0 | 0 | 0 | 0 | 0 | 0 | 0 | 0 | 0 | 0 | 0 | 0 | 0 | 0 | 0 | 0 | 0 | 0
F1_Commercial_Retail_New_Food Preparation_Natural Gas_Oven_Baseline Forecast | F1 | Commercial | Retail | New | Food Preparation | Natural Gas | Oven | Baseline Forecast | Units | 0 | 37141.7454 | 74624.0911 | 114361.575 | 136171.7055 | 153940.4959 | 171449.4701 | 188704.2987 | 205710.5415 | 222473.6495 | 238998.9672 | 255291.7348 | 271357.0898 | 287200.07 | 302825.6146 | 318238.5666 | 333443.6749 | 348445.5958 | 363248.8951 | 377858.0498 | 392277.4502 | 406511.4011 | 420564.1242 | 434439.7591 | 448142.3655 | 461675.9243 | 475044.3399 | 488251.4409 | 501300.9823 | 514196.6466 | 526942.0456
F2_Commercial_Retail_New_Food Preparation_Natural Gas_Oven_Baseline Forecast | F2 | Commercial | Retail | New | Food Preparation | Natural Gas | Oven | Baseline Forecast | Usage (MMtherm) | 0 | 0.0010104 | 0.0020202 | 0.0030636 | 0.0036476 | 0.0041239 | 0.0045936 | 0.0050568 | 0.0055133 | 0.0059634 | 0.0064071 | 0.0068444 | 0.0072772 | 0.0077035 | 0.008123 | 0.008536 | 0.0089431 | 0.0093447 | 0.0097412 | 0.010132 | 0.010518 | 0.010898 | 0.011273 | 0.011653 | 0.012029 | 0.012402 | 0.012772 | 0.013138 | 0.0135 | 0.013859 | 0.014214
F3_Commercial_Retail_New_Food Preparation_Natural Gas_Oven_Baseline Forecast | F3 | Commercial | Retail | New | Food Preparation | Natural Gas | Oven | Baseline Forecast | Peak Demand (S) | 0 | 0 | 0 | 0 | 0 | 0 | 0 | 0 | 0 | 0 | 0 | 0 | 0 | 0 | 0 | 0 | 0 | 0 | 0 | 0 | 0 | 0 | 0 | 0 | 0 | 0 | 0 | 0 | 0 | 0 | 0
F4_Commercial_Retail_New_Food Preparation_Natural Gas_Oven_Baseline Forecast | F4 | Commercial | Retail | New | Food Preparation | Natural Gas | Oven | Baseline Forecast | Peak Demand (W) | 0 | 0 | 0 | 0 | 0 | 0 | 0 | 0 | 0 | 0 | 0 | 0 | 0 | 0 | 0 | 0 | 0 | 0 | 0 | 0 | 0 | 0 | 0 | 0 | 0 | 0 | 0 | 0 | 0 | 0 | 0
F5_Commercial_Retail_New_Food Preparation_Natural Gas_Oven_Baseline Forecast | F5 | Commercial | Retail | New | Food Preparation | Natural Gas | Oven | Baseline Forecast | Turnover | 0 | 37141.7454 | 37482.3456 | 39737.484 | 21810.1305 | 17768.7904 | 17508.9742 | 17254.8286 | 17006.2428 | 16763.108 | 22715.6086 | 27698.4009 | 32192.9635 | 32917.6756 | 32815.9225 | 32656.4294 | 42816.057 | 40940.4739 | 39841.9791 | 34257.4607 | 34281.525 | 36078.7055 | 37672.0371 | 38958.3413 | 39979.7454 | 44228.4179 | 47161.4829 | 49262.6703 | 49007.6798 | 48545.9697 | 48422.5928
F6_Commercial_Retail_New_Food Preparation_Natural Gas_Oven_Baseline Forecast | F6 | Commercial | Retail | New | Food Preparation | Natural Gas | Oven | Baseline Forecast | Avg. Replacement Usage | 0.026158 | 0.027203 | 0.027069 | 0.026784 | 0.026777 | 0.026804 | 0.026828 | 0.02684 | 0.026845 | 0.026852 | 0.026835 | 0.026818 | 0.026865 | 0.026844 | 0.026818 | 0.026793 | 0.026792 | 0.02679 | 0.026799 | 0.026793 | 0.026789 | 0.026783 | 0.026776 | 0.027039 | 0.027044 | 0.027049 | 0.027054 | 0.027059 | 0.027063 | 0.027067 | 0.027071
F7_Commercial_Retail_New_Food Preparation_Natural Gas_Oven_Baseline Forecast | F7 | Commercial | Retail | New | Food Preparation | Natural Gas | Oven | Baseline Forecast | Avg. Replacement Demand (S) | 0 | 0 | 0 | 0 | 0 | 0 | 0 | 0 | 0 | 0 | 0 | 0 | 0 | 0 | 0 | 0 | 0 | 0 | 0 | 0 | 0 | 0 | 0 | 0 | 0 | 0 | 0 | 0 | 0 | 0 | 0
F8_Commercial_Retail_New_Food Preparation_Natural Gas_Oven_Baseline Forecast | F8 | Commercial | Retail | New | Food Preparation | Natural Gas | Oven | Baseline Forecast | Avg. Replacement Demand (W) | 0 | 0 | 0 | 0 | 0 | 0 | 0 | 0 | 0 | 0 | 0 | 0 | 0 | 0 | 0 | 0 | 0 | 0 | 0 | 0 | 0 | 0 | 0 | 0 | 0 | 0 | 0 | 0 | 0 | 0 | 0
F1_Commercial_Retail_New_Food Preparation_Natural Gas_Conveyor Oven_Baseline Forecast | F1 | Commercial | Retail | New | Food Preparation | Natural Gas | Conveyor Oven | Baseline Forecast | Units | 0 | 18570.8727 | 37312.0455 | 57180.7875 | 68085.8527 | 76970.248 | 85724.735 | 94352.1493 | 102855.2707 | 111236.8248 | 119499.4836 | 127645.8674 | 135678.5449 | 143600.035 | 151412.8073 | 159119.2833 | 166721.8375 | 174222.7979 | 181624.4475 | 188929.0249 | 196138.7251 | 203255.7006 | 210282.0621 | 217219.8796 | 224071.1827 | 230837.9622 | 237522.1699 | 244125.7204 | 250650.4911 | 257098.3233 | 263471.0228
F2_Commercial_Retail_New_Food Preparation_Natural Gas_Conveyor Oven_Baseline Forecast | F2 | Commercial | Retail | New | Food Preparation | Natural Gas | Conveyor Oven | Baseline Forecast | Usage (MMtherm) | 0 | 0.00086463 | 0.001729 | 0.0026223 | 0.0031224 | 0.0035298 | 0.0039313 | 0.0043269 | 0.0047168 | 0.0051011 | 0.0054799 | 0.0058534 | 0.0062221 | 0.0065856 | 0.0069442 | 0.0072978 | 0.0076468 | 0.0079912 | 0.0083312 | 0.0086669 | 0.0089981 | 0.0093251 | 0.009648 | 0.0099712 | 0.01029 | 0.010605 | 0.010916 | 0.011223 | 0.011526 | 0.011826 | 0.012123
F3_Commercial_Retail_New_Food Preparation_Natural Gas_Conveyor Oven_Baseline Forecast | F3 | Commercial | Retail | New | Food Preparation | Natural Gas | Conveyor Oven | Baseline Forecast | Peak Demand (S) | 0 | 0 | 0 | 0 | 0 | 0 | 0 | 0 | 0 | 0 | 0 | 0 | 0 | 0 | 0 | 0 | 0 | 0 | 0 | 0 | 0 | 0 | 0 | 0 | 0 | 0 | 0 | 0 | 0 | 0 | 0
F4_Commercial_Retail_New_Food Preparation_Natural Gas_Conveyor Oven_Baseline Forecast | F4 | Commercial | Retail | New | Food Preparation | Natural Gas | Conveyor Oven | Baseline Forecast | Peak Demand (W) | 0 | 0 | 0 | 0 | 0 | 0 | 0 | 0 | 0 | 0 | 0 | 0 | 0 | 0 | 0 | 0 | 0 | 0 | 0 | 0 | 0 | 0 | 0 | 0 | 0 | 0 | 0 | 0 | 0 | 0 | 0
F5_Commercial_Retail_New_Food Preparation_Natural Gas_Conveyor Oven_Baseline Forecast | F5 | Commercial | Retail | New | Food Preparation | Natural Gas | Conveyor Oven | Baseline Forecast | Turnover | 0 | 18570.8727 | 18741.1728 | 19868.742 | 10905.0652 | 8884.3952 | 8754.4871 | 8627.4143 | 8503.1214 | 8381.554 | 8262.6589 | 8146.3838 | 8032.6775 | 7921.4901 | 7812.7723 | 7706.476 | 7602.5541 | 11215.135 | 14121.2238 | 16653.9851 | 16870.2394 | 16622.2859 | 21249.7502 | 20086.6544 | 19366.5825 | 16105.5396 | 15278.0412 | 15073.8393 | 14874.2259 | 14679.1117 | 14488.4094
F6_Commercial_Retail_New_Food Preparation_Natural Gas_Conveyor Oven_Baseline Forecast | F6 | Commercial | Retail | New | Food Preparation | Natural Gas | Conveyor Oven | Baseline Forecast | Avg. Replacement Usage | 0.044758 | 0.046558 | 0.04634 | 0.045863 | 0.045854 | 0.04586 | 0.045862 | 0.045857 | 0.045846 | 0.045849 | 0.04585 | 0.045852 | 0.045891 | 0.045893 | 0.045893 | 0.045895 | 0.045896 | 0.045896 | 0.045902 | 0.045899 | 0.045898 | 0.045895 | 0.045891 | 0.046111 | 0.046118 | 0.046125 | 0.046132 | 0.046139 | 0.046146 | 0.046152 | 0.046161
F7_Commercial_Retail_New_Food Preparation_Natural Gas_Conveyor Oven_Baseline Forecast | F7 | Commercial | Retail | New | Food Preparation | Natural Gas | Conveyor Oven | Baseline Forecast | Avg. Replacement Demand (S) | 0 | 0 | 0 | 0 | 0 | 0 | 0 | 0 | 0 | 0 | 0 | 0 | 0 | 0 | 0 | 0 | 0 | 0 | 0 | 0 | 0 | 0 | 0 | 0 | 0 | 0 | 0 | 0 | 0 | 0 | 0
F8_Commercial_Retail_New_Food Preparation_Natural Gas_Conveyor Oven_Baseline Forecast | F8 | Commercial | Retail | New | Food Preparation | Natural Gas | Conveyor Oven | Baseline Forecast | Avg. Replacement Demand (W) | 0 | 0 | 0 | 0 | 0 | 0 | 0 | 0 | 0 | 0 | 0 | 0 | 0 | 0 | 0 | 0 | 0 | 0 | 0 | 0 | 0 | 0 | 0 | 0 | 0 | 0 | 0 | 0 | 0 | 0 | 0
F1_Commercial_Retail_New_Food Preparation_Natural Gas_Double Rack Oven_Baseline Forecast | F1 | Commercial | Retail | New | Food Preparation | Natural Gas | Double Rack Oven | Baseline Forecast | Units | 0 | 18570.8727 | 37312.0455 | 57180.7875 | 68085.8527 | 76970.248 | 85724.735 | 94352.1493 | 102855.2707 | 111236.8248 | 119499.4836 | 127645.8674 | 135678.5449 | 143600.035 | 151412.8073 | 159119.2833 | 166721.8375 | 174222.7979 | 181624.4475 | 188929.0249 | 196138.7251 | 203255.7006 | 210282.0621 | 217219.8796 | 224071.1827 | 230837.9622 | 237522.1699 | 244125.7204 | 250650.4911 | 257098.3233 | 263471.0228
F2_Commercial_Retail_New_Food Preparation_Natural Gas_Double Rack Oven_Baseline Forecast | F2 | Commercial | Retail | New | Food Preparation | Natural Gas | Double Rack Oven | Baseline Forecast | Usage (MMtherm) | 0 | 0.0013127 | 0.0026244 | 0.0039803 | 0.0047393 | 0.0053592 | 0.0059712 | 0.0065751 | 0.0071706 | 0.0077567 | 0.0083335 | 0.0089011 | 0.0094638 | 0.010017 | 0.010563 | 0.011102 | 0.011634 | 0.012158 | 0.012676 | 0.013186 | 0.013688 | 0.014183 | 0.014671 | 0.015184 | 0.015693 | 0.016201 | 0.016707 | 0.01721 | 0.017713 | 0.018215 | 0.018716
F3_Commercial_Retail_New_Food Preparation_Natural Gas_Double Rack Oven_Baseline Forecast | F3 | Commercial | Retail | New | Food Preparation | Natural Gas | Double Rack Oven | Baseline Forecast | Peak Demand (S) | 0 | 0 | 0 | 0 | 0 | 0 | 0 | 0 | 0 | 0 | 0 | 0 | 0 | 0 | 0 | 0 | 0 | 0 | 0 | 0 | 0 | 0 | 0 | 0 | 0 | 0 | 0 | 0 | 0 | 0 | 0
F4_Commercial_Retail_New_Food Preparation_Natural Gas_Double Rack Oven_Baseline Forecast | F4 | Commercial | Retail | New | Food Preparation | Natural Gas | Double Rack Oven | Baseline Forecast | Peak Demand (W) | 0 | 0 | 0 | 0 | 0 | 0 | 0 | 0 | 0 | 0 | 0 | 0 | 0 | 0 | 0 | 0 | 0 | 0 | 0 | 0 | 0 | 0 | 0 | 0 | 0 | 0 | 0 | 0 | 0 | 0 | 0
F5_Commercial_Retail_New_Food Preparation_Natural Gas_Double Rack Oven_Baseline Forecast | F5 | Commercial | Retail | New | Food Preparation | Natural Gas | Double Rack Oven | Baseline Forecast | Turnover | 0 | 18570.8727 | 18741.1728 | 19868.742 | 10905.0652 | 8884.3952 | 8754.4871 | 8627.4143 | 8503.1214 | 8381.554 | 8262.6589 | 8146.3838 | 11746.8521 | 14641.0643 | 17162.18 | 17367.0153 | 17107.8646 | 21724.3491 | 20550.4865 | 19819.8567 | 16548.4604 | 15710.8089 | 15496.6504 | 16030.1076 | 17020.7655 | 18302.9171 | 19355.3533 | 20131.559 | 22635.8885 | 24205.5241 | 25203.7197
F6_Commercial_Retail_New_Food Preparation_Natural Gas_Double Rack Oven_Baseline Forecast | F6 | Commercial | Retail | New | Food Preparation | Natural Gas | Double Rack Oven | Baseline Forecast | Avg. Replacement Usage | 0.067996 | 0.070687 | 0.070321 | 0.069609 | 0.069606 | 0.069769 | 0.069913 | 0.069997 | 0.070033 | 0.069931 | 0.069803 | 0.069676 | 0.069912 | 0.069752 | 0.069743 | 0.069757 | 0.069754 | 0.069745 | 0.069799 | 0.069767 | 0.069745 | 0.069715 | 0.069677 | 0.071638 | 0.071693 | 0.071746 | 0.071797 | 0.071846 | 0.071894 | 0.07194 | 0.071986
F7_Commercial_Retail_New_Food Preparation_Natural Gas_Double Rack Oven_Baseline Forecast | F7 | Commercial | Retail | New | Food Preparation | Natural Gas | Double Rack Oven | Baseline Forecast | Avg. Replacement Demand (S) | 0 | 0 | 0 | 0 | 0 | 0 | 0 | 0 | 0 | 0 | 0 | 0 | 0 | 0 | 0 | 0 | 0 | 0 | 0 | 0 | 0 | 0 | 0 | 0 | 0 | 0 | 0 | 0 | 0 | 0 | 0
F8_Commercial_Retail_New_Food Preparation_Natural Gas_Double Rack Oven_Baseline Forecast | F8 | Commercial | Retail | New | Food Preparation | Natural Gas | Double Rack Oven | Baseline Forecast | Avg. Replacement Demand (W) | 0 | 0 | 0 | 0 | 0 | 0 | 0 | 0 | 0 | 0 | 0 | 0 | 0 | 0 | 0 | 0 | 0 | 0 | 0 | 0 | 0 | 0 | 0 | 0 | 0 | 0 | 0 | 0 | 0 | 0 | 0
F1_Commercial_Retail_New_Food Preparation_Natural Gas_Fryer_Baseline Forecast | F1 | Commercial | Retail | New | Food Preparation | Natural Gas | Fryer | Baseline Forecast | Units | 0 | 65216.3122 | 131030.6762 | 200804.7843 | 239100.6765 | 270300.4753 | 301044.0688 | 331341.4142 | 361202.2736 | 390636.2185 | 419652.633 | 448260.7181 | 476469.495 | 504287.8091 | 531724.3332 | 558787.5711 | 585485.8611 | 611827.3791 | 637820.1421 | 663472.0113 | 688790.6953 | 713783.7531 | 738458.5971 | 762822.4962 | 786882.5786 | 810645.8344 | 834119.1191 | 857309.1553 | 880222.5364 | 902865.7284 | 925245.0729
F2_Commercial_Retail_New_Food Preparation_Natural Gas_Fryer_Baseline Forecast | F2 | Commercial | Retail | New | Food Preparation | Natural Gas | Fryer | Baseline Forecast | Usage (MMtherm) | 0 | 0.0028697 | 0.0057379 | 0.0079007 | 0.0091203 | 0.010114 | 0.011093 | 0.012058 | 0.013009 | 0.013797 | 0.01445 | 0.015144 | 0.015869 | 0.016616 | 0.017182 | 0.017796 | 0.018647 | 0.019486 | 0.020313 | 0.02113 | 0.021937 | 0.022733 | 0.023519 | 0.024294 | 0.025061 | 0.025818 | 0.026565 | 0.027304 | 0.028033 | 0.028755 | 0.029467
F3_Commercial_Retail_New_Food Preparation_Natural Gas_Fryer_Baseline Forecast | F3 | Commercial | Retail | New | Food Preparation | Natural Gas | Fryer | Baseline Forecast | Peak Demand (S) | 0 | 0 | 0 | 0 | 0 | 0 | 0 | 0 | 0 | 0 | 0 | 0 | 0 | 0 | 0 | 0 | 0 | 0 | 0 | 0 | 0 | 0 | 0 | 0 | 0 | 0 | 0 | 0 | 0 | 0 | 0
F4_Commercial_Retail_New_Food Preparation_Natural Gas_Fryer_Baseline Forecast | F4 | Commercial | Retail | New | Food Preparation | Natural Gas | Fryer | Baseline Forecast | Peak Demand (W) | 0 | 0 | 0 | 0 | 0 | 0 | 0 | 0 | 0 | 0 | 0 | 0 | 0 | 0 | 0 | 0 | 0 | 0 | 0 | 0 | 0 | 0 | 0 | 0 | 0 | 0 | 0 | 0 | 0 | 0 | 0
F5_Commercial_Retail_New_Food Preparation_Natural Gas_Fryer_Baseline Forecast | F5 | Commercial | Retail | New | Food Preparation | Natural Gas | Fryer | Baseline Forecast | Turnover | 0 | 65216.3122 | 65814.364 | 69774.1081 | 38295.8922 | 31199.7988 | 30743.5935 | 30297.3454 | 29860.8594 | 42477.2073 | 52613.8973 | 61440.8929 | 62134.2016 | 61198.6136 | 77385.5474 | 73238.7013 | 70648.8557 | 61745.5866 | 62978.599 | 67409.1252 | 71034.3478 | 73690.8894 | 82417.5187 | 87863.0515 | 91303.1194 | 90088.5496 | 88883.9806 | 93243.7256 | 92076.1313 | 92032.6576 | 92040.4822
F6_Commercial_Retail_New_Food Preparation_Natural Gas_Fryer_Baseline Forecast | F6 | Commercial | Retail | New | Food Preparation | Natural Gas | Fryer | Baseline Forecast | Avg. Replacement Usage | 0.042313 | 0.044003 | 0.043786 | 0.031848 | 0.031848 | 0.031848 | 0.031848 | 0.031848 | 0.031848 | 0.031848 | 0.031848 | 0.031848 | 0.031848 | 0.031848 | 0.031848 | 0.031848 | 0.031848 | 0.031848 | 0.031848 | 0.031848 | 0.031848 | 0.031848 | 0.031848 | 0.031848 | 0.031848 | 0.031848 | 0.031848 | 0.031848 | 0.031848 | 0.031848 | 0.031848
F7_Commercial_Retail_New_Food Preparation_Natural Gas_Fryer_Baseline Forecast | F7 | Commercial | Retail | New | Food Preparation | Natural Gas | Fryer | Baseline Forecast | Avg. Replacement Demand (S) | 0 | 0 | 0 | 0 | 0 | 0 | 0 | 0 | 0 | 0 | 0 | 0 | 0 | 0 | 0 | 0 | 0 | 0 | 0 | 0 | 0 | 0 | 0 | 0 | 0 | 0 | 0 | 0 | 0 | 0 | 0
F8_Commercial_Retail_New_Food Preparation_Natural Gas_Fryer_Baseline Forecast | F8 | Commercial | Retail | New | Food Preparation | Natural Gas | Fryer | Baseline Forecast | Avg. Replacement Demand (W) | 0 | 0 | 0 | 0 | 0 | 0 | 0 | 0 | 0 | 0 | 0 | 0 | 0 | 0 | 0 | 0 | 0 | 0 | 0 | 0 | 0 | 0 | 0 | 0 | 0 | 0 | 0 | 0 | 0 | 0 | 0
F1_Commercial_Retail_New_Food Preparation_Natural Gas_Broiler_Baseline Forecast | F1 | Commercial | Retail | New | Food Preparation | Natural Gas | Broiler | Baseline Forecast | Units | 0 | 12063.4098 | 24237.4444 | 37143.934 | 44227.7299 | 49998.9234 | 55685.7302 | 61289.9921 | 66813.5148 | 72258.0689 | 77625.3901 | 82917.1805 | 88135.1087 | 93280.8109 | 98355.8914 | 103361.9232 | 108300.4485 | 113172.9799 | 117981.0002 | 122725.9635 | 127409.2958 | 132032.3952 | 136596.633 | 141103.3536 | 145553.8756 | 149949.4921 | 154291.471 | 158581.0559 | 162819.4664 | 167007.8986 | 171147.5256
F2_Commercial_Retail_New_Food Preparation_Natural Gas_Broiler_Baseline Forecast | F2 | Commercial | Retail | New | Food Preparation | Natural Gas | Broiler | Baseline Forecast | Usage (MMtherm) | 0 | 0.00054526 | 0.0010902 | 0.0016535 | 0.0019688 | 0.002226 | 0.0024796 | 0.0027296 | 0.0029761 | 0.0032189 | 0.0034581 | 0.0036937 | 0.0039266 | 0.004156 | 0.0043823 | 0.0046056 | 0.0048258 | 0.0050431 | 0.0052575 | 0.005469 | 0.0056775 | 0.0058833 | 0.0060862 | 0.0062914 | 0.0064946 | 0.0066958 | 0.0068952 | 0.0070928 | 0.0072888 | 0.0074834 | 0.0076763
F3_Commercial_Retail_New_Food Preparation_Natural Gas_Broiler_Baseline Forecast | F3 | Commercial | Retail | New | Food Preparation | Natural Gas | Broiler | Baseline Forecast | Peak Demand (S) | 0 | 0 | 0 | 0 | 0 | 0 | 0 | 0 | 0 | 0 | 0 | 0 | 0 | 0 | 0 | 0 | 0 | 0 | 0 | 0 | 0 | 0 | 0 | 0 | 0 | 0 | 0 | 0 | 0 | 0 | 0
F4_Commercial_Retail_New_Food Preparation_Natural Gas_Broiler_Baseline Forecast | F4 | Commercial | Retail | New | Food Preparation | Natural Gas | Broiler | Baseline Forecast | Peak Demand (W) | 0 | 0 | 0 | 0 | 0 | 0 | 0 | 0 | 0 | 0 | 0 | 0 | 0 | 0 | 0 | 0 | 0 | 0 | 0 | 0 | 0 | 0 | 0 | 0 | 0 | 0 | 0 | 0 | 0 | 0 | 0
F5_Commercial_Retail_New_Food Preparation_Natural Gas_Broiler_Baseline Forecast | F5 | Commercial | Retail | New | Food Preparation | Natural Gas | Broiler | Baseline Forecast | Turnover | 0 | 12063.4098 | 12174.0346 | 12906.4896 | 7083.7958 | 5771.1935 | 5686.8068 | 5604.2619 | 5523.5227 | 5444.5541 | 5367.3213 | 5291.7904 | 7630.6102 | 9510.6547 | 11148.3404 | 11281.3988 | 11113.0578 | 14111.8691 | 13349.3425 | 12874.7343 | 10749.6757 | 10205.5476 | 10066.4329 | 10412.9601 | 11056.4792 | 11889.3491 | 12572.9987 | 13077.2124 | 14703.9939 | 15723.6098 | 16372.0254
F6_Commercial_Retail_New_Food Preparation_Natural Gas_Broiler_Baseline Forecast | F6 | Commercial | Retail | New | Food Preparation | Natural Gas | Broiler | Baseline Forecast | Avg. Replacement Usage | 0.043463 | 0.045199 | 0.044977 | 0.044516 | 0.044515 | 0.044557 | 0.044593 | 0.044614 | 0.044623 | 0.044598 | 0.044565 | 0.044533 | 0.044593 | 0.044552 | 0.04455 | 0.044554 | 0.044553 | 0.044551 | 0.044564 | 0.044556 | 0.044551 | 0.044543 | 0.044533 | 0.044996 | 0.045008 | 0.04502 | 0.045031 | 0.045041 | 0.045051 | 0.045061 | 0.045071
F7_Commercial_Retail_New_Food Preparation_Natural Gas_Broiler_Baseline Forecast | F7 | Commercial | Retail | New | Food Preparation | Natural Gas | Broiler | Baseline Forecast | Avg. Replacement Demand (S) | 0 | 0 | 0 | 0 | 0 | 0 | 0 | 0 | 0 | 0 | 0 | 0 | 0 | 0 | 0 | 0 | 0 | 0 | 0 | 0 | 0 | 0 | 0 | 0 | 0 | 0 | 0 | 0 | 0 | 0 | 0
F8_Commercial_Retail_New_Food Preparation_Natural Gas_Broiler_Baseline Forecast | F8 | Commercial | Retail | New | Food Preparation | Natural Gas | Broiler | Baseline Forecast | Avg. Replacement Demand (W) | 0 | 0 | 0 | 0 | 0 | 0 | 0 | 0 | 0 | 0 | 0 | 0 | 0 | 0 | 0 | 0 | 0 | 0 | 0 | 0 | 0 | 0 | 0 | 0 | 0 | 0 | 0 | 0 | 0 | 0 | 0
F1_Commercial_Retail_New_Food Preparation_Natural Gas_Griddle_Baseline Forecast | F1 | Commercial | Retail | New | Food Preparation | Natural Gas | Griddle | Baseline Forecast | Units | 0 | 42172.0038 | 84730.7367 | 129850.0305 | 154613.996 | 174789.2864 | 194669.5725 | 214261.293 | 233570.7608 | 252604.165 | 271367.5741 | 289866.9377 | 308108.0895 | 326096.7492 | 343838.5251 | 361338.9163 | 378603.3145 | 395637.0068 | 412445.1774 | 429032.9097 | 445405.1883 | 461566.9014 | 477522.8422 | 493277.7111 | 508836.1174 | 524202.5815 | 539381.5362 | 554377.3288 | 569194.223 | 583836.3998 | 598307.9603
F2_Commercial_Retail_New_Food Preparation_Natural Gas_Griddle_Baseline Forecast | F2 | Commercial | Retail | New | Food Preparation | Natural Gas | Griddle | Baseline Forecast | Usage (MMtherm) | 0 | 0.0013551 | 0.0027097 | 0.0041097 | 0.0048935 | 0.0055321 | 0.0061614 | 0.0067816 | 0.0073929 | 0.0079954 | 0.0085893 | 0.0091748 | 0.0097523 | 0.010322 | 0.010883 | 0.011437 | 0.011984 | 0.012523 | 0.013055 | 0.01358 | 0.014098 | 0.01461 | 0.015115 | 0.015615 | 0.016108 | 0.016596 | 0.017078 | 0.017554 | 0.018025 | 0.018491 | 0.018951
F3_Commercial_Retail_New_Food Preparation_Natural Gas_Griddle_Baseline Forecast | F3 | Commercial | Retail | New | Food Preparation | Natural Gas | Griddle | Baseline Forecast | Peak Demand (S) | 0 | 0 | 0 | 0 | 0 | 0 | 0 | 0 | 0 | 0 | 0 | 0 | 0 | 0 | 0 | 0 | 0 | 0 | 0 | 0 | 0 | 0 | 0 | 0 | 0 | 0 | 0 | 0 | 0 | 0 | 0
F4_Commercial_Retail_New_Food Preparation_Natural Gas_Griddle_Baseline Forecast | F4 | Commercial | Retail | New | Food Preparation | Natural Gas | Griddle | Baseline Forecast | Peak Demand (W) | 0 | 0 | 0 | 0 | 0 | 0 | 0 | 0 | 0 | 0 | 0 | 0 | 0 | 0 | 0 | 0 | 0 | 0 | 0 | 0 | 0 | 0 | 0 | 0 | 0 | 0 | 0 | 0 | 0 | 0 | 0
F5_Commercial_Retail_New_Food Preparation_Natural Gas_Griddle_Baseline Forecast | F5 | Commercial | Retail | New | Food Preparation | Natural Gas | Griddle | Baseline Forecast | Turnover | 0 | 42172.0038 | 42558.7329 | 45119.2938 | 24763.9656 | 20175.2903 | 19880.2861 | 19591.7206 | 19309.4678 | 19033.4043 | 18763.409 | 18499.3636 | 26675.5525 | 33247.9269 | 38973.0484 | 39438.2023 | 38849.7052 | 49333.1329 | 46667.4458 | 45008.2817 | 37579.3719 | 35677.1758 | 35190.8501 | 36402.2611 | 38651.9146 | 41563.512 | 43953.4559 | 45716.1167 | 51403.1188 | 54967.5543 | 57234.325
F6_Commercial_Retail_New_Food Preparation_Natural Gas_Griddle_Baseline Forecast | F6 | Commercial | Retail | New | Food Preparation | Natural Gas | Griddle | Baseline Forecast | Avg. Replacement Usage | 0.030892 | 0.032133 | 0.03198 | 0.03165 | 0.03165 | 0.031652 | 0.031655 | 0.031656 | 0.031657 | 0.031655 | 0.031653 | 0.031651 | 0.031655 | 0.031652 | 0.031652 | 0.031652 | 0.031652 | 0.031652 | 0.031653 | 0.031652 | 0.031652 | 0.031652 | 0.031651 | 0.031685 | 0.031686 | 0.031687 | 0.031688 | 0.031689 | 0.03169 | 0.031691 | 0.031692
F7_Commercial_Retail_New_Food Preparation_Natural Gas_Griddle_Baseline Forecast | F7 | Commercial | Retail | New | Food Preparation | Natural Gas | Griddle | Baseline Forecast | Avg. Replacement Demand (S) | 0 | 0 | 0 | 0 | 0 | 0 | 0 | 0 | 0 | 0 | 0 | 0 | 0 | 0 | 0 | 0 | 0 | 0 | 0 | 0 | 0 | 0 | 0 | 0 | 0 | 0 | 0 | 0 | 0 | 0 | 0
F8_Commercial_Retail_New_Food Preparation_Natural Gas_Griddle_Baseline Forecast | F8 | Commercial | Retail | New | Food Preparation | Natural Gas | Griddle | Baseline Forecast | Avg. Replacement Demand (W) | 0 | 0 | 0 | 0 | 0 | 0 | 0 | 0 | 0 | 0 | 0 | 0 | 0 | 0 | 0 | 0 | 0 | 0 | 0 | 0 | 0 | 0 | 0 | 0 | 0 | 0 | 0 | 0 | 0 | 0 | 0
F1_Commercial_Retail_New_Food Preparation_Natural Gas_Range_Baseline Forecast | F1 | Commercial | Retail | New | Food Preparation | Natural Gas | Range | Baseline Forecast | Units | 0 | 57915.1419 | 116361.3819 | 178324.0603 | 212332.6075 | 240039.4911 | 267341.2432 | 294246.7059 | 320764.5487 | 346903.2713 | 372671.2074 | 398076.5278 | 423127.2439 | 447831.2107 | 472196.1301 | 496229.5538 | 519938.8866 | 543331.3892 | 566414.1811 | 589194.2432 | 611678.4213 | 633873.4281 | 655785.8461 | 677422.1305 | 698788.6113 | 719891.4963 | 740736.8733 | 761330.7124 | 781678.8687 | 801787.0845 | 821660.9914
F2_Commercial_Retail_New_Food Preparation_Natural Gas_Range_Baseline Forecast | F2 | Commercial | Retail | New | Food Preparation | Natural Gas | Range | Baseline Forecast | Usage (MMtherm) | 0 | 0.0019302 | 0.0038596 | 0.0058534 | 0.0069695 | 0.0078791 | 0.0087758 | 0.0096595 | 0.010531 | 0.011389 | 0.012236 | 0.013071 | 0.013896 | 0.014708 | 0.015509 | 0.016297 | 0.017075 | 0.017843 | 0.0186 | 0.019347 | 0.020084 | 0.020812 | 0.021529 | 0.022247 | 0.022957 | 0.02366 | 0.024355 | 0.025042 | 0.025722 | 0.026394 | 0.027059
F3_Commercial_Retail_New_Food Preparation_Natural Gas_Range_Baseline Forecast | F3 | Commercial | Retail | New | Food Preparation | Natural Gas | Range | Baseline Forecast | Peak Demand (S) | 0 | 0 | 0 | 0 | 0 | 0 | 0 | 0 | 0 | 0 | 0 | 0 | 0 | 0 | 0 | 0 | 0 | 0 | 0 | 0 | 0 | 0 | 0 | 0 | 0 | 0 | 0 | 0 | 0 | 0 | 0
F4_Commercial_Retail_New_Food Preparation_Natural Gas_Range_Baseline Forecast | F4 | Commercial | Retail | New | Food Preparation | Natural Gas | Range | Baseline Forecast | Peak Demand (W) | 0 | 0 | 0 | 0 | 0 | 0 | 0 | 0 | 0 | 0 | 0 | 0 | 0 | 0 | 0 | 0 | 0 | 0 | 0 | 0 | 0 | 0 | 0 | 0 | 0 | 0 | 0 | 0 | 0 | 0 | 0
F5_Commercial_Retail_New_Food Preparation_Natural Gas_Range_Baseline Forecast | F5 | Commercial | Retail | New | Food Preparation | Natural Gas | Range | Baseline Forecast | Turnover | 0 | 57915.1419 | 58446.24 | 61962.6783 | 34008.5472 | 27706.8837 | 27301.752 | 26905.4627 | 26517.8428 | 26138.7226 | 37350.9645 | 46360.9911 | 54207.7883 | 54831.334 | 54008.1899 | 68390.4975 | 64715.3086 | 62422.665 | 52206.6585 | 51897.4051 | 54944.0478 | 58900.5754 | 62141.5275 | 64521.8258 | 72292.2354 | 77148.4748 | 80223.3726 | 78701.0261 | 76997.6046 | 80186.8196 | 78753.4763
F6_Commercial_Retail_New_Food Preparation_Natural Gas_Range_Baseline Forecast | F6 | Commercial | Retail | New | Food Preparation | Natural Gas | Range | Baseline Forecast | Avg. Replacement Usage | 0.032045 | 0.033329 | 0.033168 | 0.032822 | 0.032818 | 0.032831 | 0.032841 | 0.032847 | 0.032849 | 0.032852 | 0.032854 | 0.032844 | 0.032866 | 0.032853 | 0.032838 | 0.032824 | 0.032823 | 0.032822 | 0.032826 | 0.032823 | 0.032821 | 0.032819 | 0.032816 | 0.032959 | 0.032963 | 0.032966 | 0.032969 | 0.032973 | 0.032976 | 0.032979 | 0.032981
F7_Commercial_Retail_New_Food Preparation_Natural Gas_Range_Baseline Forecast | F7 | Commercial | Retail | New | Food Preparation | Natural Gas | Range | Baseline Forecast | Avg. Replacement Demand (S) | 0 | 0 | 0 | 0 | 0 | 0 | 0 | 0 | 0 | 0 | 0 | 0 | 0 | 0 | 0 | 0 | 0 | 0 | 0 | 0 | 0 | 0 | 0 | 0 | 0 | 0 | 0 | 0 | 0 | 0 | 0
F8_Commercial_Retail_New_Food Preparation_Natural Gas_Range_Baseline Forecast | F8 | Commercial | Retail | New | Food Preparation | Natural Gas | Range | Baseline Forecast | Avg. Replacement Demand (W) | 0 | 0 | 0 | 0 | 0 | 0 | 0 | 0 | 0 | 0 | 0 | 0 | 0 | 0 | 0 | 0 | 0 | 0 | 0 | 0 | 0 | 0 | 0 | 0 | 0 | 0 | 0 | 0 | 0 | 0 | 0
F1_Commercial_Retail_New_Food Preparation_Natural Gas_Steamer_Baseline Forecast | F1 | Commercial | Retail | New | Food Preparation | Natural Gas | Steamer | Baseline Forecast | Units | 0 | 11031.109 | 22163.3763 | 33965.4203 | 40443.0353 | 45720.3711 | 50920.5414 | 56045.2304 | 61096.0894 | 66074.7372 | 70982.7613 | 75821.7179 | 80593.1329 | 85298.5025 | 89939.2937 | 94516.9449 | 99032.8664 | 103488.4411 | 107885.0252 | 112223.9483 | 116506.5144 | 120734.0018 | 124907.6646 | 129028.7321 | 133098.4101 | 137117.8809 | 141088.3042 | 145010.8169 | 148886.5344 | 152716.5504 | 156501.9375
F2_Commercial_Retail_New_Food Preparation_Natural Gas_Steamer_Baseline Forecast | F2 | Commercial | Retail | New | Food Preparation | Natural Gas | Steamer | Baseline Forecast | Usage (MMtherm) | 0 | 0.00061316 | 0.0012256 | 0.0014363 | 0.0015589 | 0.0016588 | 0.0017572 | 0.0018542 | 0.0019498 | 0.002044 | 0.002093 | 0.0021013 | 0.0021176 | 0.0021409 | 0.0021702 | 0.0022049 | 0.0022441 | 0.0022874 | 0.0023341 | 0.0022621 | 0.0022052 | 0.0022852 | 0.0023642 | 0.0024422 | 0.0025192 | 0.0025953 | 0.0026705 | 0.0027447 | 0.0028181 | 0.0028906 | 0.0029622
F3_Commercial_Retail_New_Food Preparation_Natural Gas_Steamer_Baseline Forecast | F3 | Commercial | Retail | New | Food Preparation | Natural Gas | Steamer | Baseline Forecast | Peak Demand (S) | 0 | 0 | 0 | 0 | 0 | 0 | 0 | 0 | 0 | 0 | 0 | 0 | 0 | 0 | 0 | 0 | 0 | 0 | 0 | 0 | 0 | 0 | 0 | 0 | 0 | 0 | 0 | 0 | 0 | 0 | 0
F4_Commercial_Retail_New_Food Preparation_Natural Gas_Steamer_Baseline Forecast | F4 | Commercial | Retail | New | Food Preparation | Natural Gas | Steamer | Baseline Forecast | Peak Demand (W) | 0 | 0 | 0 | 0 | 0 | 0 | 0 | 0 | 0 | 0 | 0 | 0 | 0 | 0 | 0 | 0 | 0 | 0 | 0 | 0 | 0 | 0 | 0 | 0 | 0 | 0 | 0 | 0 | 0 | 0 | 0
F5_Commercial_Retail_New_Food Preparation_Natural Gas_Steamer_Baseline Forecast | F5 | Commercial | Retail | New | Food Preparation | Natural Gas | Steamer | Baseline Forecast | Turnover | 0 | 11031.109 | 11132.2673 | 11802.044 | 6477.615 | 5277.3358 | 5200.1703 | 5124.689 | 5050.859 | 4978.6479 | 6133.7028 | 7165.3674 | 8150.674 | 8428.8904 | 8536.9581 | 8618.7073 | 8677.3813 | 8715.8567 | 8736.6844 | 12275.3001 | 12164.4266 | 12345.4714 | 10686.5544 | 10489.2341 | 10664.1418 | 10822.1258 | 10962.9205 | 11086.5714 | 11963.3866 | 12688.3553 | 13334.6069
F6_Commercial_Retail_New_Food Preparation_Natural Gas_Steamer_Baseline Forecast | F6 | Commercial | Retail | New | Food Preparation | Natural Gas | Steamer | Baseline Forecast | Avg. Replacement Usage | 0.05352 | 0.055585 | 0.055272 | 0.018928 | 0.018928 | 0.018928 | 0.018928 | 0.018928 | 0.018928 | 0.018928 | 0.018928 | 0.018928 | 0.018928 | 0.018928 | 0.018928 | 0.018928 | 0.018928 | 0.018928 | 0.018928 | 0.018928 | 0.018928 | 0.018928 | 0.018928 | 0.018928 | 0.018928 | 0.018928 | 0.018928 | 0.018928 | 0.018928 | 0.018928 | 0.018928
F7_Commercial_Retail_New_Food Preparation_Natural Gas_Steamer_Baseline Forecast | F7 | Commercial | Retail | New | Food Preparation | Natural Gas | Steamer | Baseline Forecast | Avg. Replacement Demand (S) | 0 | 0 | 0 | 0 | 0 | 0 | 0 | 0 | 0 | 0 | 0 | 0 | 0 | 0 | 0 | 0 | 0 | 0 | 0 | 0 | 0 | 0 | 0 | 0 | 0 | 0 | 0 | 0 | 0 | 0 | 0
F8_Commercial_Retail_New_Food Preparation_Natural Gas_Steamer_Baseline Forecast | F8 | Commercial | Retail | New | Food Preparation | Natural Gas | Steamer | Baseline Forecast | Avg. Replacement Demand (W) | 0 | 0 | 0 | 0 | 0 | 0 | 0 | 0 | 0 | 0 | 0 | 0 | 0 | 0 | 0 | 0 | 0 | 0 | 0 | 0 | 0 | 0 | 0 | 0 | 0 | 0 | 0 | 0 | 0 | 0 | 0
F1_Commercial_Retail_New_Food Preparation_Natural Gas_Food Prep Other_Baseline Forecast | F1 | Commercial | Retail | New | Food Preparation | Natural Gas | Food Prep Other | Baseline Forecast | Units | 0 | 11031.109 | 22163.3763 | 33965.4203 | 40443.0353 | 45720.3711 | 50920.5414 | 56045.2304 | 61096.0894 | 66074.7372 | 70982.7613 | 75821.7179 | 80593.1329 | 85298.5025 | 89939.2937 | 94516.9449 | 99032.8664 | 103488.4411 | 107885.0252 | 112223.9483 | 116506.5144 | 120734.0018 | 124907.6646 | 129028.7321 | 133098.4101 | 137117.8809 | 141088.3042 | 145010.8169 | 148886.5344 | 152716.5504 | 156501.9375
F2_Commercial_Retail_New_Food Preparation_Natural Gas_Food Prep Other_Baseline Forecast | F2 | Commercial | Retail | New | Food Preparation | Natural Gas | Food Prep Other | Baseline Forecast | Usage (MMtherm) | 0 | 0.00043678 | 0.0008734 | 0.0013246 | 0.0015773 | 0.0017831 | 0.0019859 | 0.0021857 | 0.0023827 | 0.0025769 | 0.0027683 | 0.002957 | 0.0031431 | 0.0033266 | 0.0035076 | 0.0036861 | 0.0038623 | 0.004036 | 0.0042075 | 0.0043767 | 0.0045437 | 0.0047086 | 0.0048714 | 0.0050321 | 0.0051908 | 0.0053476 | 0.0055024 | 0.0056554 | 0.0058065 | 0.0059559 | 0.0061035
F3_Commercial_Retail_New_Food Preparation_Natural Gas_Food Prep Other_Baseline Forecast | F3 | Commercial | Retail | New | Food Preparation | Natural Gas | Food Prep Other | Baseline Forecast | Peak Demand (S) | 0 | 0 | 0 | 0 | 0 | 0 | 0 | 0 | 0 | 0 | 0 | 0 | 0 | 0 | 0 | 0 | 0 | 0 | 0 | 0 | 0 | 0 | 0 | 0 | 0 | 0 | 0 | 0 | 0 | 0 | 0
F4_Commercial_Retail_New_Food Preparation_Natural Gas_Food Prep Other_Baseline Forecast | F4 | Commercial | Retail | New | Food Preparation | Natural Gas | Food Prep Other | Baseline Forecast | Peak Demand (W) | 0 | 0 | 0 | 0 | 0 | 0 | 0 | 0 | 0 | 0 | 0 | 0 | 0 | 0 | 0 | 0 | 0 | 0 | 0 | 0 | 0 | 0 | 0 | 0 | 0 | 0 | 0 | 0 | 0 | 0 | 0
F5_Commercial_Retail_New_Food Preparation_Natural Gas_Food Prep Other_Baseline Forecast | F5 | Commercial | Retail | New | Food Preparation | Natural Gas | Food Prep Other | Baseline Forecast | Turnover | 0 | 11031.109 | 11132.2673 | 11802.044 | 6477.615 | 5277.3358 | 5200.1703 | 5124.689 | 5050.859 | 4978.6479 | 7114.2459 | 8830.3875 | 10324.9686 | 10443.7354 | 10286.951 | 13026.3521 | 12326.3381 | 11889.6578 | 9943.813 | 9884.9094 | 10465.2041 | 11218.8047 | 11836.1095 | 12289.4854 | 13769.5169 | 14694.4858 | 15280.1622 | 14990.2006 | 14665.7495 | 15273.2 | 15000.1908
F6_Commercial_Retail_New_Food Preparation_Natural Gas_Food Prep Other_Baseline Forecast | F6 | Commercial | Retail | New | Food Preparation | Natural Gas | Food Prep Other | Baseline Forecast | Avg. Replacement Usage | 0.038065 | 0.039595 | 0.039407 | 0.039 | 0.039 | 0.039 | 0.039 | 0.039 | 0.039 | 0.039 | 0.039 | 0.039 | 0.039 | 0.039 | 0.039 | 0.039 | 0.039 | 0.039 | 0.039 | 0.039 | 0.039 | 0.039 | 0.039 | 0.039 | 0.039 | 0.039 | 0.039 | 0.039 | 0.039 | 0.039 | 0.039
F7_Commercial_Retail_New_Food Preparation_Natural Gas_Food Prep Other_Baseline Forecast | F7 | Commercial | Retail | New | Food Preparation | Natural Gas | Food Prep Other | Baseline Forecast | Avg. Replacement Demand (S) | 0 | 0 | 0 | 0 | 0 | 0 | 0 | 0 | 0 | 0 | 0 | 0 | 0 | 0 | 0 | 0 | 0 | 0 | 0 | 0 | 0 | 0 | 0 | 0 | 0 | 0 | 0 | 0 | 0 | 0 | 0
F8_Commercial_Retail_New_Food Preparation_Natural Gas_Food Prep Other_Baseline Forecast | F8 | Commercial | Retail | New | Food Preparation | Natural Gas | Food Prep Other | Baseline Forecast | Avg. Replacement Demand (W) | 0 | 0 | 0 | 0 | 0 | 0 | 0 | 0 | 0 | 0 | 0 | 0 | 0 | 0 | 0 | 0 | 0 | 0 | 0 | 0 | 0 | 0 | 0 | 0 | 0 | 0 | 0 | 0 | 0 | 0 | 0
F1_Commercial_Retail_New_Miscellaneous_Natural Gas_Pool Heater_Baseline Forecast | F1 | Commercial | Retail | New | Miscellaneous | Natural Gas | Pool Heater | Baseline Forecast | Units | 0 | 2544.9701 | 5113.2783 | 7836.1096 | 9330.5501 | 10548.0761 | 11747.7994 | 12930.1084 | 14095.3843 | 15244.0004 | 16376.3231 | 17492.7113 | 18593.5171 | 19679.0856 | 20749.7554 | 21805.8582 | 22847.7195 | 23875.6582 | 24889.9873 | 25891.0136 | 26879.0378 | 27854.3549 | 28817.2541 | 29768.0193 | 30706.9284 | 31634.2543 | 32550.2645 | 33455.2213 | 34349.3821 | 35232.9992 | 36106.32
F2_Commercial_Retail_New_Miscellaneous_Natural Gas_Pool Heater_Baseline Forecast | F2 | Commercial | Retail | New | Miscellaneous | Natural Gas | Pool Heater | Baseline Forecast | Usage (MMtherm) | 0 | 4.1106e-07 | 8.2197e-07 | 1.2466e-06 | 1.4844e-06 | 1.6781e-06 | 1.869e-06 | 2.0571e-06 | 2.2425e-06 | 2.4252e-06 | 2.6054e-06 | 2.7831e-06 | 2.9585e-06 | 3.1315e-06 | 3.3021e-06 | 3.4703e-06 | 3.6361e-06 | 3.7996e-06 | 3.9607e-06 | 4.1196e-06 | 4.2764e-06 | 4.4311e-06 | 4.5838e-06 | 4.7357e-06 | 4.8859e-06 | 5.0343e-06 | 5.1811e-06 | 5.3262e-06 | 5.4695e-06 | 5.611e-06 | 5.7508e-06
F3_Commercial_Retail_New_Miscellaneous_Natural Gas_Pool Heater_Baseline Forecast | F3 | Commercial | Retail | New | Miscellaneous | Natural Gas | Pool Heater | Baseline Forecast | Peak Demand (S) | 0 | 0 | 0 | 0 | 0 | 0 | 0 | 0 | 0 | 0 | 0 | 0 | 0 | 0 | 0 | 0 | 0 | 0 | 0 | 0 | 0 | 0 | 0 | 0 | 0 | 0 | 0 | 0 | 0 | 0 | 0
F4_Commercial_Retail_New_Miscellaneous_Natural Gas_Pool Heater_Baseline Forecast | F4 | Commercial | Retail | New | Miscellaneous | Natural Gas | Pool Heater | Baseline Forecast | Peak Demand (W) | 0 | 0 | 0 | 0 | 0 | 0 | 0 | 0 | 0 | 0 | 0 | 0 | 0 | 0 | 0 | 0 | 0 | 0 | 0 | 0 | 0 | 0 | 0 | 0 | 0 | 0 | 0 | 0 | 0 | 0 | 0
F5_Commercial_Retail_New_Miscellaneous_Natural Gas_Pool Heater_Baseline Forecast | F5 | Commercial | Retail | New | Miscellaneous | Natural Gas | Pool Heater | Baseline Forecast | Turnover | 0 | 2544.9701 | 2568.3082 | 2722.8313 | 1494.4405 | 1217.526 | 1708.7173 | 2103.1659 | 2446.5276 | 2472.5057 | 2434.9394 | 3167.3737 | 3168.3453 | 3269.413 | 2990.2312 | 3006.1484 | 3364.1353 | 3622.8294 | 3834.1344 | 3861.7267 | 3867.9665 | 4144.1013 | 4222.7472 | 4351.9646 | 4359.0282 | 4441.1871 | 4649.7635 | 4804.3241 | 4939.4398 | 4998.8791 | 5055.4036
F6_Commercial_Retail_New_Miscellaneous_Natural Gas_Pool Heater_Baseline Forecast | F6 | Commercial | Retail | New | Miscellaneous | Natural Gas | Pool Heater | Baseline Forecast | Avg. Replacement Usage | 0.00015529 | 0.00016152 | 0.00016075 | 0.00015909 | 0.00015908 | 0.00015909 | 0.0001591 | 0.0001591 | 0.0001591 | 0.0001591 | 0.0001591 | 0.0001591 | 0.00015918 | 0.00015919 | 0.00015919 | 0.00015916 | 0.00015912 | 0.00015909 | 0.00015906 | 0.00015903 | 0.00015903 | 0.00015902 | 0.00015902 | 0.00015928 | 0.00015928 | 0.00015929 | 0.00015929 | 0.0001593 | 0.0001593 | 0.00015931 | 0.00015931
F7_Commercial_Retail_New_Miscellaneous_Natural Gas_Pool Heater_Baseline Forecast | F7 | Commercial | Retail | New | Miscellaneous | Natural Gas | Pool Heater | Baseline Forecast | Avg. Replacement Demand (S) | 0 | 0 | 0 | 0 | 0 | 0 | 0 | 0 | 0 | 0 | 0 | 0 | 0 | 0 | 0 | 0 | 0 | 0 | 0 | 0 | 0 | 0 | 0 | 0 | 0 | 0 | 0 | 0 | 0 | 0 | 0
F8_Commercial_Retail_New_Miscellaneous_Natural Gas_Pool Heater_Baseline Forecast | F8 | Commercial | Retail | New | Miscellaneous | Natural Gas | Pool Heater | Baseline Forecast | Avg. Replacement Demand (W) | 0 | 0 | 0 | 0 | 0 | 0 | 0 | 0 | 0 | 0 | 0 | 0 | 0 | 0 | 0 | 0 | 0 | 0 | 0 | 0 | 0 | 0 | 0 | 0 | 0 | 0 | 0 | 0 | 0 | 0 | 0
F1_Commercial_Retail_New_Miscellaneous_Natural Gas_Miscellaneous_Baseline Forecast | F1 | Commercial | Retail | New | Miscellaneous | Natural Gas | Miscellaneous | Baseline Forecast | Units | 0 | 1980261.5706 | 3978682.6948 | 6097339.5187 | 7260175.6415 | 8207542.3436 | 9141056.5949 | 10061020.7378 | 10967731.198 | 11861478.6044 | 12742547.9048 | 13611218.4811 | 14467764.2605 | 15312453.826 | 16145550.5236 | 16967312.5678 | 17777993.145 | 18577840.5148 | 19367098.1093 | 20146004.6302 | 20914794.1444 | 21673696.177 | 22422935.8035 | 23162733.7391 | 23893306.4266 | 24614866.123 | 25327620.9836 | 26031775.1448 | 26727528.8057 | 27415078.3069 | 28094616.2092
F2_Commercial_Retail_New_Miscellaneous_Natural Gas_Miscellaneous_Baseline Forecast | F2 | Commercial | Retail | New | Miscellaneous | Natural Gas | Miscellaneous | Baseline Forecast | Usage (MMtherm) | 0 | 0.00021465 | 0.00042922 | 0.00065098 | 0.00077514 | 0.00087628 | 0.00097595 | 0.0010742 | 0.001171 | 0.0012664 | 0.0013605 | 0.0014532 | 0.0015447 | 0.0016348 | 0.0017238 | 0.0018115 | 0.0018981 | 0.0019835 | 0.0020677 | 0.0021509 | 0.002233 | 0.002314 | 0.002394 | 0.002473 | 0.002551 | 0.002628 | 0.0027041 | 0.0027793 | 0.0028536 | 0.002927 | 0.0029995
F3_Commercial_Retail_New_Miscellaneous_Natural Gas_Miscellaneous_Baseline Forecast | F3 | Commercial | Retail | New | Miscellaneous | Natural Gas | Miscellaneous | Baseline Forecast | Peak Demand (S) | 0 | 0 | 0 | 0 | 0 | 0 | 0 | 0 | 0 | 0 | 0 | 0 | 0 | 0 | 0 | 0 | 0 | 0 | 0 | 0 | 0 | 0 | 0 | 0 | 0 | 0 | 0 | 0 | 0 | 0 | 0
F4_Commercial_Retail_New_Miscellaneous_Natural Gas_Miscellaneous_Baseline Forecast | F4 | Commercial | Retail | New | Miscellaneous | Natural Gas | Miscellaneous | Baseline Forecast | Peak Demand (W) | 0 | 0 | 0 | 0 | 0 | 0 | 0 | 0 | 0 | 0 | 0 | 0 | 0 | 0 | 0 | 0 | 0 | 0 | 0 | 0 | 0 | 0 | 0 | 0 | 0 | 0 | 0 | 0 | 0 | 0 | 0
F5_Commercial_Retail_New_Miscellaneous_Natural Gas_Miscellaneous_Baseline Forecast | F5 | Commercial | Retail | New | Miscellaneous | Natural Gas | Miscellaneous | Baseline Forecast | Turnover | 0 | 1980261.5706 | 1998421.1243 | 2118656.8239 | 1445730.6328 | 1475336.4428 | 1688725.0039 | 1773820.5926 | 1849349.7662 | 1942970.3834 | 2033806.2226 | 2697886.9899 | 2707303.6761 | 2756628.754 | 2661252.285 | 2784136.0802 | 2948691.8563 | 3037400.5724 | 3126900.0302 | 3231118.7674 | 3331065.7642 | 3595323.5037 | 3644790.0445 | 3711936.0458 | 3763948.6662 | 3878083.6141 | 3996567.8703 | 4082403.8979 | 4171484.5443 | 4268050.5429 | 4360859.6243
F6_Commercial_Retail_New_Miscellaneous_Natural Gas_Miscellaneous_Baseline Forecast | F6 | Commercial | Retail | New | Miscellaneous | Natural Gas | Miscellaneous | Baseline Forecast | Avg. Replacement Usage | 0.00010421 | 0.0001084 | 0.00010788 | 0.00010677 | 0.00010677 | 0.00010677 | 0.00010677 | 0.00010677 | 0.00010677 | 0.00010677 | 0.00010677 | 0.00010677 | 0.00010677 | 0.00010677 | 0.00010677 | 0.00010677 | 0.00010677 | 0.00010677 | 0.00010677 | 0.00010677 | 0.00010677 | 0.00010677 | 0.00010677 | 0.00010677 | 0.00010677 | 0.00010677 | 0.00010677 | 0.00010677 | 0.00010677 | 0.00010677 | 0.00010677
F7_Commercial_Retail_New_Miscellaneous_Natural Gas_Miscellaneous_Baseline Forecast | F7 | Commercial | Retail | New | Miscellaneous | Natural Gas | Miscellaneous | Baseline Forecast | Avg. Replacement Demand (S) | 0 | 0 | 0 | 0 | 0 | 0 | 0 | 0 | 0 | 0 | 0 | 0 | 0 | 0 | 0 | 0 | 0 | 0 | 0 | 0 | 0 | 0 | 0 | 0 | 0 | 0 | 0 | 0 | 0 | 0 | 0
F8_Commercial_Retail_New_Miscellaneous_Natural Gas_Miscellaneous_Baseline Forecast | F8 | Commercial | Retail | New | Miscellaneous | Natural Gas | Miscellaneous | Baseline Forecast | Avg. Replacement Demand (W) | 0 | 0 | 0 | 0 | 0 | 0 | 0 | 0 | 0 | 0 | 0 | 0 | 0 | 0 | 0 | 0 | 0 | 0 | 0 | 0 | 0 | 0 | 0 | 0 | 0 | 0 | 0 | 0 | 0 | 0 | 0
F1_Commercial_Restaurant_Existing_Space Heating_Natural Gas_Furnace_Baseline Forecast | F1 | Commercial | Restaurant | Existing | Space Heating | Natural Gas | Furnace | Baseline Forecast | Units | 4176204.5112 | 4092680.421 | 4010826.8126 | 3930610.2763 | 3851998.0708 | 3774958.1094 | 3699458.9472 | 3625469.7683 | 3552960.3729 | 3481901.1654 | 3412263.1421 | 3344017.8793 | 3277137.5217 | 3211594.7713 | 3147362.8758 | 3084415.6183 | 3022727.306 | 2962272.7598 | 2903027.3046 | 2844966.7585 | 2788067.4234 | 2732306.0749 | 2677659.9534 | 2624106.7543 | 2571624.6193 | 2520192.1269 | 2469788.2843 | 2420392.5186 | 2371984.6683 | 2324544.9749 | 2278054.0754
F2_Commercial_Restaurant_Existing_Space Heating_Natural Gas_Furnace_Baseline Forecast | F2 | Commercial | Restaurant | Existing | Space Heating | Natural Gas | Furnace | Baseline Forecast | Usage (MMtherm) | 1.7431 | 1.7674 | 1.7145 | 1.6536 | 1.6115 | 1.5651 | 1.5197 | 1.4712 | 1.4239 | 1.378 | 1.3333 | 1.29 | 1.249 | 1.2099 | 1.1727 | 1.1373 | 1.1035 | 1.0712 | 1.0404 | 1.0105 | 0.98142 | 0.95314 | 0.92561 | 0.89922 | 0.87379 | 0.84949 | 0.82626 | 0.80403 | 0.78272 | 0.76229 | 0.74268
F3_Commercial_Restaurant_Existing_Space Heating_Natural Gas_Furnace_Baseline Forecast | F3 | Commercial | Restaurant | Existing | Space Heating | Natural Gas | Furnace | Baseline Forecast | Peak Demand (S) | 0 | 0 | 0 | 0 | 0 | 0 | 0 | 0 | 0 | 0 | 0 | 0 | 0 | 0 | 0 | 0 | 0 | 0 | 0 | 0 | 0 | 0 | 0 | 0 | 0 | 0 | 0 | 0 | 0 | 0 | 0
F4_Commercial_Restaurant_Existing_Space Heating_Natural Gas_Furnace_Baseline Forecast | F4 | Commercial | Restaurant | Existing | Space Heating | Natural Gas | Furnace | Baseline Forecast | Peak Demand (W) | 0 | 0 | 0 | 0 | 0 | 0 | 0 | 0 | 0 | 0 | 0 | 0 | 0 | 0 | 0 | 0 | 0 | 0 | 0 | 0 | 0 | 0 | 0 | 0 | 0 | 0 | 0 | 0 | 0 | 0 | 0
F5_Commercial_Restaurant_Existing_Space Heating_Natural Gas_Furnace_Baseline Forecast | F5 | Commercial | Restaurant | Existing | Space Heating | Natural Gas | Furnace | Baseline Forecast | Turnover | 0 | 106998.1809 | 111797.3641 | 115961.7592 | 119545.8986 | 122599.9756 | 125170.1832 | 127299.0271 | 129025.6136 | 130385.9162 | 131413.02 | 132137.3485 | 121877.2721 | 112413.8603 | 103685.2547 | 95634.3996 | 88208.6698 | 81359.526 | 75042.1981 | 74936.7934 | 74994.711 | 75174.4543 | 75440.7774 | 75763.9059 | 76118.8449 | 76484.7678 | 76844.4747 | 77183.9136 | 77491.7586 | 77759.037 | 77406.1378
F6_Commercial_Restaurant_Existing_Space Heating_Natural Gas_Furnace_Baseline Forecast | F6 | Commercial | Restaurant | Existing | Space Heating | Natural Gas | Furnace | Baseline Forecast | Avg. Replacement Usage | 0.3653 | 0.37998 | 0.37818 | 0.37426 | 0.37426 | 0.32902 | 0.32902 | 0.29486 | 0.29489 | 0.29492 | 0.29494 | 0.29497 | 0.29538 | 0.29541 | 0.29541 | 0.29544 | 0.29545 | 0.29545 | 0.29552 | 0.2955 | 0.29549 | 0.29547 | 0.29545 | 0.29704 | 0.2971 | 0.29716 | 0.29722 | 0.29729 | 0.29736 | 0.29743 | 0.29751
F7_Commercial_Restaurant_Existing_Space Heating_Natural Gas_Furnace_Baseline Forecast | F7 | Commercial | Restaurant | Existing | Space Heating | Natural Gas | Furnace | Baseline Forecast | Avg. Replacement Demand (S) | 0 | 0 | 0 | 0 | 0 | 0 | 0 | 0 | 0 | 0 | 0 | 0 | 0 | 0 | 0 | 0 | 0 | 0 | 0 | 0 | 0 | 0 | 0 | 0 | 0 | 0 | 0 | 0 | 0 | 0 | 0
F8_Commercial_Restaurant_Existing_Space Heating_Natural Gas_Furnace_Baseline Forecast | F8 | Commercial | Restaurant | Existing | Space Heating | Natural Gas | Furnace | Baseline Forecast | Avg. Replacement Demand (W) | 0 | 0 | 0 | 0 | 0 | 0 | 0 | 0 | 0 | 0 | 0 | 0 | 0 | 0 | 0 | 0 | 0 | 0 | 0 | 0 | 0 | 0 | 0 | 0 | 0 | 0 | 0 | 0 | 0 | 0 | 0
F1_Commercial_Restaurant_Existing_Space Heating_Natural Gas_Boiler_Baseline Forecast | F1 | Commercial | Restaurant | Existing | Space Heating | Natural Gas | Boiler | Baseline Forecast | Units | 177563.4292 | 174012.1606 | 170531.9174 | 167121.279 | 163778.8535 | 160503.2764 | 157293.2109 | 154147.3467 | 151064.3997 | 148043.1117 | 145082.2495 | 142180.6045 | 139336.9924 | 136550.2526 | 133819.2475 | 131142.8626 | 128520.0053 | 125949.6052 | 123430.6131 | 120962.0008 | 118542.7608 | 116171.9056 | 113848.4675 | 111571.4981 | 109340.0682 | 107153.2668 | 105010.2015 | 102909.9975 | 100851.7975 | 98834.7616 | 96858.0663
F2_Commercial_Restaurant_Existing_Space Heating_Natural Gas_Boiler_Baseline Forecast | F2 | Commercial | Restaurant | Existing | Space Heating | Natural Gas | Boiler | Baseline Forecast | Usage (MMtherm) | 0.23907 | 0.24254 | 0.23545 | 0.22729 | 0.22173 | 0.21558 | 0.20961 | 0.20382 | 0.1982 | 0.19275 | 0.18746 | 0.18233 | 0.17736 | 0.17255 | 0.16788 | 0.16337 | 0.15899 | 0.15476 | 0.15066 | 0.14669 | 0.14285 | 0.13909 | 0.13547 | 0.13197 | 0.12859 | 0.12535 | 0.12225 | 0.11928 | 0.11642 | 0.11367 | 0.11101
F3_Commercial_Restaurant_Existing_Space Heating_Natural Gas_Boiler_Baseline Forecast | F3 | Commercial | Restaurant | Existing | Space Heating | Natural Gas | Boiler | Baseline Forecast | Peak Demand (S) | 0 | 0 | 0 | 0 | 0 | 0 | 0 | 0 | 0 | 0 | 0 | 0 | 0 | 0 | 0 | 0 | 0 | 0 | 0 | 0 | 0 | 0 | 0 | 0 | 0 | 0 | 0 | 0 | 0 | 0 | 0
F4_Commercial_Restaurant_Existing_Space Heating_Natural Gas_Boiler_Baseline Forecast | F4 | Commercial | Restaurant | Existing | Space Heating | Natural Gas | Boiler | Baseline Forecast | Peak Demand (W) | 0 | 0 | 0 | 0 | 0 | 0 | 0 | 0 | 0 | 0 | 0 | 0 | 0 | 0 | 0 | 0 | 0 | 0 | 0 | 0 | 0 | 0 | 0 | 0 | 0 | 0 | 0 | 0 | 0 | 0 | 0
F5_Commercial_Restaurant_Existing_Space Heating_Natural Gas_Boiler_Baseline Forecast | F5 | Commercial | Restaurant | Existing | Space Heating | Natural Gas | Boiler | Baseline Forecast | Turnover | 0 | 5273.0958 | 5214.6124 | 5152.1737 | 5086.4179 | 5017.9095 | 4947.1473 | 4874.5717 | 4800.5711 | 4725.488 | 4649.6234 | 4573.242 | 4496.5762 | 4419.8293 | 4343.1789 | 4266.7802 | 4190.7679 | 4115.2586 | 4040.3535 | 3966.1392 | 3892.6899 | 4090.8659 | 3916.0949 | 3760.4996 | 3621.4578 | 3496.6937 | 3384.2354 | 3282.3752 | 3189.6365 | 3104.744 | 3026.5974
F6_Commercial_Restaurant_Existing_Space Heating_Natural Gas_Boiler_Baseline Forecast | F6 | Commercial | Restaurant | Existing | Space Heating | Natural Gas | Boiler | Baseline Forecast | Avg. Replacement Usage | 1.2224 | 1.2715 | 1.2654 | 1.2523 | 1.2523 | 1.1056 | 1.1056 | 1.1056 | 1.1056 | 1.1056 | 1.1056 | 1.1056 | 1.1056 | 1.1056 | 1.1056 | 1.1056 | 1.1056 | 1.1056 | 1.1056 | 1.1056 | 1.1056 | 1.1056 | 1.1056 | 1.1056 | 1.1056 | 1.1056 | 1.1056 | 1.1056 | 1.1056 | 1.1056 | 1.1056
F7_Commercial_Restaurant_Existing_Space Heating_Natural Gas_Boiler_Baseline Forecast | F7 | Commercial | Restaurant | Existing | Space Heating | Natural Gas | Boiler | Baseline Forecast | Avg. Replacement Demand (S) | 0 | 0 | 0 | 0 | 0 | 0 | 0 | 0 | 0 | 0 | 0 | 0 | 0 | 0 | 0 | 0 | 0 | 0 | 0 | 0 | 0 | 0 | 0 | 0 | 0 | 0 | 0 | 0 | 0 | 0 | 0
F8_Commercial_Restaurant_Existing_Space Heating_Natural Gas_Boiler_Baseline Forecast | F8 | Commercial | Restaurant | Existing | Space Heating | Natural Gas | Boiler | Baseline Forecast | Avg. Replacement Demand (W) | 0 | 0 | 0 | 0 | 0 | 0 | 0 | 0 | 0 | 0 | 0 | 0 | 0 | 0 | 0 | 0 | 0 | 0 | 0 | 0 | 0 | 0 | 0 | 0 | 0 | 0 | 0 | 0 | 0 | 0 | 0
F1_Commercial_Restaurant_Existing_Space Heating_Natural Gas_Unit Heater_Baseline Forecast | F1 | Commercial | Restaurant | Existing | Space Heating | Natural Gas | Unit Heater | Baseline Forecast | Units | 670058.5615 | 656657.3903 | 643524.2425 | 630653.7576 | 618040.6825 | 605679.8688 | 593566.2714 | 581694.946 | 570061.0471 | 558659.8261 | 547486.6296 | 536536.897 | 525806.1591 | 515290.0359 | 504984.2352 | 494884.5505 | 484986.8595 | 475287.1223 | 465781.3798 | 456465.7522 | 447336.4372 | 438389.7085 | 429621.9143 | 421029.476 | 412608.8865 | 404356.7087 | 396269.5746 | 388344.1831 | 380577.2994 | 372965.7534 | 365506.4384
F2_Commercial_Restaurant_Existing_Space Heating_Natural Gas_Unit Heater_Baseline Forecast | F2 | Commercial | Restaurant | Existing | Space Heating | Natural Gas | Unit Heater | Baseline Forecast | Usage (MMtherm) | 0.60614 | 0.6179 | 0.60266 | 0.5845 | 0.57281 | 0.56073 | 0.54867 | 0.53663 | 0.5246 | 0.51255 | 0.50053 | 0.48856 | 0.47665 | 0.46482 | 0.45308 | 0.4415 | 0.43008 | 0.41918 | 0.40874 | 0.39871 | 0.38907 | 0.37977 | 0.37091 | 0.36237 | 0.35413 | 0.34615 | 0.33844 | 0.33096 | 0.32371 | 0.31668 | 0.30984
F3_Commercial_Restaurant_Existing_Space Heating_Natural Gas_Unit Heater_Baseline Forecast | F3 | Commercial | Restaurant | Existing | Space Heating | Natural Gas | Unit Heater | Baseline Forecast | Peak Demand (S) | 0 | 0 | 0 | 0 | 0 | 0 | 0 | 0 | 0 | 0 | 0 | 0 | 0 | 0 | 0 | 0 | 0 | 0 | 0 | 0 | 0 | 0 | 0 | 0 | 0 | 0 | 0 | 0 | 0 | 0 | 0
F4_Commercial_Restaurant_Existing_Space Heating_Natural Gas_Unit Heater_Baseline Forecast | F4 | Commercial | Restaurant | Existing | Space Heating | Natural Gas | Unit Heater | Baseline Forecast | Peak Demand (W) | 0 | 0 | 0 | 0 | 0 | 0 | 0 | 0 | 0 | 0 | 0 | 0 | 0 | 0 | 0 | 0 | 0 | 0 | 0 | 0 | 0 | 0 | 0 | 0 | 0 | 0 | 0 | 0 | 0 | 0 | 0
F5_Commercial_Restaurant_Existing_Space Heating_Natural Gas_Unit Heater_Baseline Forecast | F5 | Commercial | Restaurant | Existing | Space Heating | Natural Gas | Unit Heater | Baseline Forecast | Turnover | 0 | 552.7419 | 1575.8169 | 2996.4696 | 4750.5271 | 6781.4455 | 9039.4609 | 11480.8333 | 14067.1737 | 16764.8444 | 19083.5782 | 21130.9254 | 22989.7657 | 24723.1425 | 26378.2249 | 27989.5474 | 29581.6537 | 27570.5871 | 26146.661 | 25230.6273 | 24698.5515 | 24458.7571 | 24443.7974 | 24604.2746 | 24904.1096 | 25316.9447 | 25823.4307 | 25893.6701 | 25692.4719 | 25343.7369 | 24932.7539
F6_Commercial_Restaurant_Existing_Space Heating_Natural Gas_Unit Heater_Baseline Forecast | F6 | Commercial | Restaurant | Existing | Space Heating | Natural Gas | Unit Heater | Baseline Forecast | Avg. Replacement Usage | 0.90461 | 0.94097 | 0.9365 | 0.92682 | 0.92682 | 0.83403 | 0.83403 | 0.83403 | 0.83403 | 0.83403 | 0.83403 | 0.83403 | 0.83403 | 0.83403 | 0.83403 | 0.83403 | 0.83403 | 0.83403 | 0.83403 | 0.83403 | 0.83403 | 0.83403 | 0.83403 | 0.83403 | 0.83403 | 0.83403 | 0.83403 | 0.83403 | 0.83403 | 0.83403 | 0.83403
F7_Commercial_Restaurant_Existing_Space Heating_Natural Gas_Unit Heater_Baseline Forecast | F7 | Commercial | Restaurant | Existing | Space Heating | Natural Gas | Unit Heater | Baseline Forecast | Avg. Replacement Demand (S) | 0 | 0 | 0 | 0 | 0 | 0 | 0 | 0 | 0 | 0 | 0 | 0 | 0 | 0 | 0 | 0 | 0 | 0 | 0 | 0 | 0 | 0 | 0 | 0 | 0 | 0 | 0 | 0 | 0 | 0 | 0
F8_Commercial_Restaurant_Existing_Space Heating_Natural Gas_Unit Heater_Baseline Forecast | F8 | Commercial | Restaurant | Existing | Space Heating | Natural Gas | Unit Heater | Baseline Forecast | Avg. Replacement Demand (W) | 0 | 0 | 0 | 0 | 0 | 0 | 0 | 0 | 0 | 0 | 0 | 0 | 0 | 0 | 0 | 0 | 0 | 0 | 0 | 0 | 0 | 0 | 0 | 0 | 0 | 0 | 0 | 0 | 0 | 0 | 0
F1_Commercial_Restaurant_Existing_Water Heating_Natural Gas_Water Heater_Baseline Forecast | F1 | Commercial | Restaurant | Existing | Water Heating | Natural Gas | Water Heater | Baseline Forecast | Units | 3795987.8487 | 3720068.0917 | 3645666.7299 | 3572753.3953 | 3501298.3274 | 3431272.3608 | 3362646.9136 | 3295393.9753 | 3229486.0958 | 3164896.3739 | 3101598.4464 | 3039566.4775 | 2978775.1479 | 2919199.645 | 2860815.6521 | 2803599.339 | 2747527.3523 | 2692576.8052 | 2638725.2691 | 2585950.7637 | 2534231.7485 | 2483547.1135 | 2433876.1712 | 2385198.6478 | 2337494.6748 | 2290744.7813 | 2244929.8857 | 2200031.288 | 2156030.6622 | 2112910.049 | 2070651.848
F2_Commercial_Restaurant_Existing_Water Heating_Natural Gas_Water Heater_Baseline Forecast | F2 | Commercial | Restaurant | Existing | Water Heating | Natural Gas | Water Heater | Baseline Forecast | Usage (MMtherm) | 3.6759 | 3.7011 | 3.5628 | 3.4086 | 3.2941 | 3.1831 | 3.076 | 2.928 | 2.7848 | 2.6467 | 2.5087 | 2.3716 | 2.2415 | 2.1176 | 1.9996 | 1.8804 | 1.7747 | 1.6805 | 1.5962 | 1.5203 | 1.4516 | 1.3981 | 1.3483 | 1.302 | 1.2587 | 1.2182 | 1.1802 | 1.1445 | 1.111 | 1.0793 | 1.0494
F3_Commercial_Restaurant_Existing_Water Heating_Natural Gas_Water Heater_Baseline Forecast | F3 | Commercial | Restaurant | Existing | Water Heating | Natural Gas | Water Heater | Baseline Forecast | Peak Demand (S) | 0 | 0 | 0 | 0 | 0 | 0 | 0 | 0 | 0 | 0 | 0 | 0 | 0 | 0 | 0 | 0 | 0 | 0 | 0 | 0 | 0 | 0 | 0 | 0 | 0 | 0 | 0 | 0 | 0 | 0 | 0
F4_Commercial_Restaurant_Existing_Water Heating_Natural Gas_Water Heater_Baseline Forecast | F4 | Commercial | Restaurant | Existing | Water Heating | Natural Gas | Water Heater | Baseline Forecast | Peak Demand (W) | 0 | 0 | 0 | 0 | 0 | 0 | 0 | 0 | 0 | 0 | 0 | 0 | 0 | 0 | 0 | 0 | 0 | 0 | 0 | 0 | 0 | 0 | 0 | 0 | 0 | 0 | 0 | 0 | 0 | 0 | 0
F5_Commercial_Restaurant_Existing_Water Heating_Natural Gas_Water Heater_Baseline Forecast | F5 | Commercial | Restaurant | Existing | Water Heating | Natural Gas | Water Heater | Baseline Forecast | Turnover | 0 | 112729.3361 | 122526.5402 | 130813.0595 | 137762.5337 | 143529.4838 | 148251.4002 | 152050.6048 | 155035.9091 | 157304.091 | 177738.7774 | 195192.3226 | 191951.7974 | 188703.7204 | 185456.1367 | 204487.1828 | 173742.9768 | 148218.5692 | 126944.2468 | 122296.0984 | 119049.1408 | 87089.2065 | 92400.0922 | 98388.2006 | 103258.4685 | 107067.0453 | 110005.0392 | 114082.4405 | 145233.1708 | 141030.7573 | 135266.9567
F6_Commercial_Restaurant_Existing_Water Heating_Natural Gas_Water Heater_Baseline Forecast | F6 | Commercial | Restaurant | Existing | Water Heating | Natural Gas | Water Heater | Baseline Forecast | Avg. Replacement Usage | 0.74684 | 0.77684 | 0.77315 | 0.76515 | 0.76514 | 0.76517 | 0.7652 | 0.46671 | 0.46681 | 0.46695 | 0.46709 | 0.46693 | 0.46705 | 0.46671 | 0.46636 | 0.46603 | 0.46602 | 0.466 | 0.46602 | 0.46599 | 0.46597 | 0.46595 | 0.46593 | 0.46691 | 0.46693 | 0.46695 | 0.46697 | 0.46699 | 0.46701 | 0.46702 | 0.46703
F7_Commercial_Restaurant_Existing_Water Heating_Natural Gas_Water Heater_Baseline Forecast | F7 | Commercial | Restaurant | Existing | Water Heating | Natural Gas | Water Heater | Baseline Forecast | Avg. Replacement Demand (S) | 0 | 0 | 0 | 0 | 0 | 0 | 0 | 0 | 0 | 0 | 0 | 0 | 0 | 0 | 0 | 0 | 0 | 0 | 0 | 0 | 0 | 0 | 0 | 0 | 0 | 0 | 0 | 0 | 0 | 0 | 0
F8_Commercial_Restaurant_Existing_Water Heating_Natural Gas_Water Heater_Baseline Forecast | F8 | Commercial | Restaurant | Existing | Water Heating | Natural Gas | Water Heater | Baseline Forecast | Avg. Replacement Demand (W) | 0 | 0 | 0 | 0 | 0 | 0 | 0 | 0 | 0 | 0 | 0 | 0 | 0 | 0 | 0 | 0 | 0 | 0 | 0 | 0 | 0 | 0 | 0 | 0 | 0 | 0 | 0 | 0 | 0 | 0 | 0
F1_Commercial_Restaurant_Existing_Food Preparation_Natural Gas_Oven_Baseline Forecast | F1 | Commercial | Restaurant | Existing | Food Preparation | Natural Gas | Oven | Baseline Forecast | Units | 778194.3824 | 762630.4948 | 747377.8849 | 732430.3272 | 717781.7206 | 703426.0862 | 689357.5645 | 675570.4132 | 662059.0049 | 648817.8248 | 635841.4683 | 623124.639 | 610662.1462 | 598448.9033 | 586479.9252 | 574750.3267 | 563255.3202 | 551990.2138 | 540950.4095 | 530131.4013 | 519528.7733 | 509138.1978 | 498955.4339 | 488976.3252 | 479196.7987 | 469612.8627 | 460220.6054 | 451016.1933 | 441995.8695 | 433155.9521 | 424492.833
F2_Commercial_Restaurant_Existing_Food Preparation_Natural Gas_Oven_Baseline Forecast | F2 | Commercial | Restaurant | Existing | Food Preparation | Natural Gas | Oven | Baseline Forecast | Usage (MMtherm) | 0.40027 | 0.40803 | 0.39796 | 0.38595 | 0.37821 | 0.37065 | 0.36327 | 0.35605 | 0.34898 | 0.34206 | 0.33525 | 0.32856 | 0.32205 | 0.31565 | 0.30935 | 0.30316 | 0.29708 | 0.29112 | 0.28528 | 0.27955 | 0.27393 | 0.26841 | 0.26299 | 0.25788 | 0.25288 | 0.24799 | 0.24319 | 0.23849 | 0.2339 | 0.2294 | 0.225
F3_Commercial_Restaurant_Existing_Food Preparation_Natural Gas_Oven_Baseline Forecast | F3 | Commercial | Restaurant | Existing | Food Preparation | Natural Gas | Oven | Baseline Forecast | Peak Demand (S) | 0 | 0 | 0 | 0 | 0 | 0 | 0 | 0 | 0 | 0 | 0 | 0 | 0 | 0 | 0 | 0 | 0 | 0 | 0 | 0 | 0 | 0 | 0 | 0 | 0 | 0 | 0 | 0 | 0 | 0 | 0
F4_Commercial_Restaurant_Existing_Food Preparation_Natural Gas_Oven_Baseline Forecast | F4 | Commercial | Restaurant | Existing | Food Preparation | Natural Gas | Oven | Baseline Forecast | Peak Demand (W) | 0 | 0 | 0 | 0 | 0 | 0 | 0 | 0 | 0 | 0 | 0 | 0 | 0 | 0 | 0 | 0 | 0 | 0 | 0 | 0 | 0 | 0 | 0 | 0 | 0 | 0 | 0 | 0 | 0 | 0 | 0
F5_Commercial_Restaurant_Existing_Food Preparation_Natural Gas_Oven_Baseline Forecast | F5 | Commercial | Restaurant | Existing | Food Preparation | Natural Gas | Oven | Baseline Forecast | Turnover | 0 | 30505.2198 | 38863.65 | 45117.7082 | 49727.9176 | 53055.2091 | 55382.4352 | 56931.2375 | 57875.2703 | 58350.5684 | 49985.7888 | 44727.7441 | 41625.5151 | 39985.7206 | 39307.3134 | 39232.2167 | 45795.8257 | 46943.7316 | 47622.8938 | 46760.9069 | 45126.9459 | 43205.1682 | 41285.3174 | 39527.1004 | 38005.4701 | 35868.3508 | 34899.1267 | 34633.04 | 34591.1821 | 34526.5042 | 34332.238
F6_Commercial_Restaurant_Existing_Food Preparation_Natural Gas_Oven_Baseline Forecast | F6 | Commercial | Restaurant | Existing | Food Preparation | Natural Gas | Oven | Baseline Forecast | Avg. Replacement Usage | 0.51436 | 0.5349 | 0.53227 | 0.52667 | 0.52653 | 0.52707 | 0.52752 | 0.52777 | 0.52786 | 0.52801 | 0.52766 | 0.52734 | 0.52826 | 0.52786 | 0.52733 | 0.52684 | 0.52682 | 0.52679 | 0.52695 | 0.52684 | 0.52676 | 0.52665 | 0.52652 | 0.53168 | 0.53178 | 0.53188 | 0.53198 | 0.53207 | 0.53215 | 0.53223 | 0.53232
F7_Commercial_Restaurant_Existing_Food Preparation_Natural Gas_Oven_Baseline Forecast | F7 | Commercial | Restaurant | Existing | Food Preparation | Natural Gas | Oven | Baseline Forecast | Avg. Replacement Demand (S) | 0 | 0 | 0 | 0 | 0 | 0 | 0 | 0 | 0 | 0 | 0 | 0 | 0 | 0 | 0 | 0 | 0 | 0 | 0 | 0 | 0 | 0 | 0 | 0 | 0 | 0 | 0 | 0 | 0 | 0 | 0
F8_Commercial_Restaurant_Existing_Food Preparation_Natural Gas_Oven_Baseline Forecast | F8 | Commercial | Restaurant | Existing | Food Preparation | Natural Gas | Oven | Baseline Forecast | Avg. Replacement Demand (W) | 0 | 0 | 0 | 0 | 0 | 0 | 0 | 0 | 0 | 0 | 0 | 0 | 0 | 0 | 0 | 0 | 0 | 0 | 0 | 0 | 0 | 0 | 0 | 0 | 0 | 0 | 0 | 0 | 0 | 0 | 0
F1_Commercial_Restaurant_Existing_Food Preparation_Natural Gas_Conveyor Oven_Baseline Forecast | F1 | Commercial | Restaurant | Existing | Food Preparation | Natural Gas | Conveyor Oven | Baseline Forecast | Units | 389097.1912 | 381315.2474 | 373688.9424 | 366215.1636 | 358890.8603 | 351713.0431 | 344678.7822 | 337785.2066 | 331029.5025 | 324408.9124 | 317920.7342 | 311562.3195 | 305331.0731 | 299224.4516 | 293239.9626 | 287375.1634 | 281627.6601 | 275995.1069 | 270475.2047 | 265065.7006 | 259764.3866 | 254569.0989 | 249477.7169 | 244488.1626 | 239598.3993 | 234806.4313 | 230110.3027 | 225508.0967 | 220997.9347 | 216577.976 | 212246.4165
F2_Commercial_Restaurant_Existing_Food Preparation_Natural Gas_Conveyor Oven_Baseline Forecast | F2 | Commercial | Restaurant | Existing | Food Preparation | Natural Gas | Conveyor Oven | Baseline Forecast | Usage (MMtherm) | 0.34245 | 0.34909 | 0.34048 | 0.33022 | 0.32362 | 0.31714 | 0.3108 | 0.30459 | 0.29849 | 0.29252 | 0.28667 | 0.28093 | 0.27533 | 0.26984 | 0.26446 | 0.25919 | 0.25402 | 0.24896 | 0.24399 | 0.23912 | 0.23435 | 0.22966 | 0.22508 | 0.2206 | 0.21623 | 0.21194 | 0.20775 | 0.20365 | 0.19964 | 0.19572 | 0.19189
F3_Commercial_Restaurant_Existing_Food Preparation_Natural Gas_Conveyor Oven_Baseline Forecast | F3 | Commercial | Restaurant | Existing | Food Preparation | Natural Gas | Conveyor Oven | Baseline Forecast | Peak Demand (S) | 0 | 0 | 0 | 0 | 0 | 0 | 0 | 0 | 0 | 0 | 0 | 0 | 0 | 0 | 0 | 0 | 0 | 0 | 0 | 0 | 0 | 0 | 0 | 0 | 0 | 0 | 0 | 0 | 0 | 0 | 0
F4_Commercial_Restaurant_Existing_Food Preparation_Natural Gas_Conveyor Oven_Baseline Forecast | F4 | Commercial | Restaurant | Existing | Food Preparation | Natural Gas | Conveyor Oven | Baseline Forecast | Peak Demand (W) | 0 | 0 | 0 | 0 | 0 | 0 | 0 | 0 | 0 | 0 | 0 | 0 | 0 | 0 | 0 | 0 | 0 | 0 | 0 | 0 | 0 | 0 | 0 | 0 | 0 | 0 | 0 | 0 | 0 | 0 | 0
F5_Commercial_Restaurant_Existing_Food Preparation_Natural Gas_Conveyor Oven_Baseline Forecast | F5 | Commercial | Restaurant | Existing | Food Preparation | Natural Gas | Conveyor Oven | Baseline Forecast | Turnover | 0 | 0 | 0 | 0 | 0 | 1406.8522 | 3860.4024 | 7079.9779 | 10847.1747 | 14992.3632 | 18112.4275 | 20431.3895 | 22124.8308 | 23330.3564 | 24155.7987 | 24685.6494 | 24986.1024 | 19589.1042 | 15357.8577 | 12040.5605 | 9439.7994 | 7604.458 | 6520.7252 | 6137.1429 | 6381.7521 | 7173.5813 | 8487.3226 | 10037.3319 | 11637.4774 | 13171.4688 | 14571.3598
F6_Commercial_Restaurant_Existing_Food Preparation_Natural Gas_Conveyor Oven_Baseline Forecast | F6 | Commercial | Restaurant | Existing | Food Preparation | Natural Gas | Conveyor Oven | Baseline Forecast | Avg. Replacement Usage | 0.8801 | 0.9155 | 0.9112 | 0.90182 | 0.90165 | 0.90177 | 0.9018 | 0.9017 | 0.90149 | 0.90154 | 0.90157 | 0.9016 | 0.90237 | 0.90242 | 0.90242 | 0.90246 | 0.90247 | 0.90247 | 0.9026 | 0.90254 | 0.90251 | 0.90245 | 0.90238 | 0.9067 | 0.90685 | 0.90699 | 0.90712 | 0.90725 | 0.90738 | 0.90751 | 0.90768
F7_Commercial_Restaurant_Existing_Food Preparation_Natural Gas_Conveyor Oven_Baseline Forecast | F7 | Commercial | Restaurant | Existing | Food Preparation | Natural Gas | Conveyor Oven | Baseline Forecast | Avg. Replacement Demand (S) | 0 | 0 | 0 | 0 | 0 | 0 | 0 | 0 | 0 | 0 | 0 | 0 | 0 | 0 | 0 | 0 | 0 | 0 | 0 | 0 | 0 | 0 | 0 | 0 | 0 | 0 | 0 | 0 | 0 | 0 | 0
F8_Commercial_Restaurant_Existing_Food Preparation_Natural Gas_Conveyor Oven_Baseline Forecast | F8 | Commercial | Restaurant | Existing | Food Preparation | Natural Gas | Conveyor Oven | Baseline Forecast | Avg. Replacement Demand (W) | 0 | 0 | 0 | 0 | 0 | 0 | 0 | 0 | 0 | 0 | 0 | 0 | 0 | 0 | 0 | 0 | 0 | 0 | 0 | 0 | 0 | 0 | 0 | 0 | 0 | 0 | 0 | 0 | 0 | 0 | 0
F1_Commercial_Restaurant_Existing_Food Preparation_Natural Gas_Double Rack Oven_Baseline Forecast | F1 | Commercial | Restaurant | Existing | Food Preparation | Natural Gas | Double Rack Oven | Baseline Forecast | Units | 389097.1912 | 381315.2474 | 373688.9424 | 366215.1636 | 358890.8603 | 351713.0431 | 344678.7822 | 337785.2066 | 331029.5025 | 324408.9124 | 317920.7342 | 311562.3195 | 305331.0731 | 299224.4516 | 293239.9626 | 287375.1634 | 281627.6601 | 275995.1069 | 270475.2047 | 265065.7006 | 259764.3866 | 254569.0989 | 249477.7169 | 244488.1626 | 239598.3993 | 234806.4313 | 230110.3027 | 225508.0967 | 220997.9347 | 216577.976 | 212246.4165
F2_Commercial_Restaurant_Existing_Food Preparation_Natural Gas_Double Rack Oven_Baseline Forecast | F2 | Commercial | Restaurant | Existing | Food Preparation | Natural Gas | Double Rack Oven | Baseline Forecast | Usage (MMtherm) | 0.52024 | 0.53032 | 0.51723 | 0.50163 | 0.49157 | 0.48178 | 0.47224 | 0.46293 | 0.45383 | 0.44487 | 0.43603 | 0.42731 | 0.41884 | 0.4105 | 0.40232 | 0.39431 | 0.38645 | 0.37873 | 0.37118 | 0.36374 | 0.35644 | 0.34927 | 0.34223 | 0.33601 | 0.32991 | 0.32394 | 0.31807 | 0.31231 | 0.30666 | 0.30114 | 0.29576
F3_Commercial_Restaurant_Existing_Food Preparation_Natural Gas_Double Rack Oven_Baseline Forecast | F3 | Commercial | Restaurant | Existing | Food Preparation | Natural Gas | Double Rack Oven | Baseline Forecast | Peak Demand (S) | 0 | 0 | 0 | 0 | 0 | 0 | 0 | 0 | 0 | 0 | 0 | 0 | 0 | 0 | 0 | 0 | 0 | 0 | 0 | 0 | 0 | 0 | 0 | 0 | 0 | 0 | 0 | 0 | 0 | 0 | 0
F4_Commercial_Restaurant_Existing_Food Preparation_Natural Gas_Double Rack Oven_Baseline Forecast | F4 | Commercial | Restaurant | Existing | Food Preparation | Natural Gas | Double Rack Oven | Baseline Forecast | Peak Demand (W) | 0 | 0 | 0 | 0 | 0 | 0 | 0 | 0 | 0 | 0 | 0 | 0 | 0 | 0 | 0 | 0 | 0 | 0 | 0 | 0 | 0 | 0 | 0 | 0 | 0 | 0 | 0 | 0 | 0 | 0 | 0
F5_Commercial_Restaurant_Existing_Food Preparation_Natural Gas_Double Rack Oven_Baseline Forecast | F5 | Commercial | Restaurant | Existing | Food Preparation | Natural Gas | Double Rack Oven | Baseline Forecast | Turnover | 0 | 8473.6722 | 11533.6093 | 14116.1126 | 16284.3788 | 18093.426 | 19591.1487 | 20819.2362 | 21813.9736 | 22606.9382 | 19693.1551 | 17154.9262 | 16300.8738 | 15928.7247 | 15882.7537 | 16047.7934 | 16339.5761 | 18305.0661 | 18951.0265 | 19453.6242 | 19832.5392 | 19539.1817 | 18794.862 | 17980.6019 | 17200.7914 | 16510.7728 | 15263.8867 | 14365.3495 | 14261.2747 | 14350.1467 | 14542.341
F6_Commercial_Restaurant_Existing_Food Preparation_Natural Gas_Double Rack Oven_Baseline Forecast | F6 | Commercial | Restaurant | Existing | Food Preparation | Natural Gas | Double Rack Oven | Baseline Forecast | Avg. Replacement Usage | 1.337 | 1.3899 | 1.3827 | 1.3687 | 1.3687 | 1.3719 | 1.3747 | 1.3764 | 1.3771 | 1.3751 | 1.3726 | 1.3701 | 1.3747 | 1.3716 | 1.3714 | 1.3717 | 1.3716 | 1.3714 | 1.3725 | 1.3719 | 1.3714 | 1.3708 | 1.3701 | 1.4086 | 1.4097 | 1.4108 | 1.4118 | 1.4127 | 1.4137 | 1.4146 | 1.4155
F7_Commercial_Restaurant_Existing_Food Preparation_Natural Gas_Double Rack Oven_Baseline Forecast | F7 | Commercial | Restaurant | Existing | Food Preparation | Natural Gas | Double Rack Oven | Baseline Forecast | Avg. Replacement Demand (S) | 0 | 0 | 0 | 0 | 0 | 0 | 0 | 0 | 0 | 0 | 0 | 0 | 0 | 0 | 0 | 0 | 0 | 0 | 0 | 0 | 0 | 0 | 0 | 0 | 0 | 0 | 0 | 0 | 0 | 0 | 0
F8_Commercial_Restaurant_Existing_Food Preparation_Natural Gas_Double Rack Oven_Baseline Forecast | F8 | Commercial | Restaurant | Existing | Food Preparation | Natural Gas | Double Rack Oven | Baseline Forecast | Avg. Replacement Demand (W) | 0 | 0 | 0 | 0 | 0 | 0 | 0 | 0 | 0 | 0 | 0 | 0 | 0 | 0 | 0 | 0 | 0 | 0 | 0 | 0 | 0 | 0 | 0 | 0 | 0 | 0 | 0 | 0 | 0 | 0 | 0
F1_Commercial_Restaurant_Existing_Food Preparation_Natural Gas_Fryer_Baseline Forecast | F1 | Commercial | Restaurant | Existing | Food Preparation | Natural Gas | Fryer | Baseline Forecast | Units | 3119479.1195 | 3057089.5371 | 2995947.7463 | 2936028.7914 | 2877308.2156 | 2819762.0513 | 2763366.8102 | 2708099.474 | 2653937.4845 | 2600858.7349 | 2548841.5602 | 2497864.729 | 2447907.4344 | 2398949.2857 | 2350970.3 | 2303950.894 | 2257871.8761 | 2212714.4386 | 2168460.1498 | 2125090.9468 | 2082589.1279 | 2040937.3453 | 2000118.5984 | 1960116.2264 | 1920913.9019 | 1882495.6239 | 1844845.7114 | 1807948.7972 | 1771789.8212 | 1736354.0248 | 1701626.9443
F2_Commercial_Restaurant_Existing_Food Preparation_Natural Gas_Fryer_Baseline Forecast | F2 | Commercial | Restaurant | Existing | Food Preparation | Natural Gas | Fryer | Baseline Forecast | Usage (MMtherm) | 2.5955 | 2.6458 | 2.5805 | 2.4784 | 2.4033 | 2.3285 | 2.2544 | 2.181 | 2.1086 | 2.0336 | 1.9567 | 1.8826 | 1.8144 | 1.7513 | 1.6885 | 1.6302 | 1.5809 | 1.5344 | 1.4905 | 1.4489 | 1.4094 | 1.3718 | 1.336 | 1.3019 | 1.2692 | 1.2379 | 1.2079 | 1.1791 | 1.1513 | 1.1246 | 1.0988
F3_Commercial_Restaurant_Existing_Food Preparation_Natural Gas_Fryer_Baseline Forecast | F3 | Commercial | Restaurant | Existing | Food Preparation | Natural Gas | Fryer | Baseline Forecast | Peak Demand (S) | 0 | 0 | 0 | 0 | 0 | 0 | 0 | 0 | 0 | 0 | 0 | 0 | 0 | 0 | 0 | 0 | 0 | 0 | 0 | 0 | 0 | 0 | 0 | 0 | 0 | 0 | 0 | 0 | 0 | 0 | 0
F4_Commercial_Restaurant_Existing_Food Preparation_Natural Gas_Fryer_Baseline Forecast | F4 | Commercial | Restaurant | Existing | Food Preparation | Natural Gas | Fryer | Baseline Forecast | Peak Demand (W) | 0 | 0 | 0 | 0 | 0 | 0 | 0 | 0 | 0 | 0 | 0 | 0 | 0 | 0 | 0 | 0 | 0 | 0 | 0 | 0 | 0 | 0 | 0 | 0 | 0 | 0 | 0 | 0 | 0 | 0 | 0
F5_Commercial_Restaurant_Existing_Food Preparation_Natural Gas_Fryer_Baseline Forecast | F5 | Commercial | Restaurant | Existing | Food Preparation | Natural Gas | Fryer | Baseline Forecast | Turnover | 0 | 92639.0769 | 100690.2548 | 107499.9773 | 113210.9386 | 117950.1214 | 121830.5131 | 124952.6357 | 127405.9087 | 145032.6427 | 160105.9491 | 172916.9938 | 168889.1244 | 165003.9428 | 179927.3557 | 174262.2556 | 168935.8997 | 166598.9975 | 166297.9299 | 167320.7941 | 166616.9009 | 164673.0142 | 168214.7363 | 169100.6802 | 168063.2414 | 163125.7953 | 158874.4871 | 159187.1736 | 154951.0144 | 151102.9659 | 149054.6767
F6_Commercial_Restaurant_Existing_Food Preparation_Natural Gas_Fryer_Baseline Forecast | F6 | Commercial | Restaurant | Existing | Food Preparation | Natural Gas | Fryer | Baseline Forecast | Avg. Replacement Usage | 0.83202 | 0.86525 | 0.86098 | 0.62624 | 0.62624 | 0.62624 | 0.62624 | 0.62624 | 0.62624 | 0.62624 | 0.62624 | 0.62624 | 0.62624 | 0.62624 | 0.62624 | 0.62624 | 0.62624 | 0.62624 | 0.62624 | 0.62624 | 0.62624 | 0.62624 | 0.62624 | 0.62624 | 0.62624 | 0.62624 | 0.62624 | 0.62624 | 0.62624 | 0.62624 | 0.62624
F7_Commercial_Restaurant_Existing_Food Preparation_Natural Gas_Fryer_Baseline Forecast | F7 | Commercial | Restaurant | Existing | Food Preparation | Natural Gas | Fryer | Baseline Forecast | Avg. Replacement Demand (S) | 0 | 0 | 0 | 0 | 0 | 0 | 0 | 0 | 0 | 0 | 0 | 0 | 0 | 0 | 0 | 0 | 0 | 0 | 0 | 0 | 0 | 0 | 0 | 0 | 0 | 0 | 0 | 0 | 0 | 0 | 0
F8_Commercial_Restaurant_Existing_Food Preparation_Natural Gas_Fryer_Baseline Forecast | F8 | Commercial | Restaurant | Existing | Food Preparation | Natural Gas | Fryer | Baseline Forecast | Avg. Replacement Demand (W) | 0 | 0 | 0 | 0 | 0 | 0 | 0 | 0 | 0 | 0 | 0 | 0 | 0 | 0 | 0 | 0 | 0 | 0 | 0 | 0 | 0 | 0 | 0 | 0 | 0 | 0 | 0 | 0 | 0 | 0 | 0
F1_Commercial_Restaurant_Existing_Food Preparation_Natural Gas_Broiler_Baseline Forecast | F1 | Commercial | Restaurant | Existing | Food Preparation | Natural Gas | Broiler | Baseline Forecast | Units | 1235008.6609 | 1210308.4877 | 1186102.3179 | 1162380.2715 | 1139132.6661 | 1116350.0128 | 1094023.0125 | 1072142.5523 | 1050699.7012 | 1029685.7072 | 1009091.9931 | 988910.1532 | 969131.9501 | 949749.3111 | 930754.3249 | 912139.2384 | 893896.4537 | 876018.5246 | 858498.1541 | 841328.191 | 824501.6272 | 808011.5946 | 791851.3628 | 776014.3355 | 760494.0488 | 745284.1678 | 730378.4845 | 715770.9148 | 701455.4965 | 687426.3865 | 673677.8588
F2_Commercial_Restaurant_Existing_Food Preparation_Natural Gas_Broiler_Baseline Forecast | F2 | Commercial | Restaurant | Existing | Food Preparation | Natural Gas | Broiler | Baseline Forecast | Usage (MMtherm) | 1.0555 | 1.0759 | 1.0494 | 1.0178 | 0.99739 | 0.97747 | 0.958 | 0.93894 | 0.92029 | 0.90197 | 0.88397 | 0.86629 | 0.84903 | 0.83208 | 0.81546 | 0.79919 | 0.78323 | 0.76758 | 0.75225 | 0.7372 | 0.72243 | 0.70795 | 0.69375 | 0.68032 | 0.66716 | 0.65427 | 0.64163 | 0.62924 | 0.61711 | 0.60524 | 0.59362
F3_Commercial_Restaurant_Existing_Food Preparation_Natural Gas_Broiler_Baseline Forecast | F3 | Commercial | Restaurant | Existing | Food Preparation | Natural Gas | Broiler | Baseline Forecast | Peak Demand (S) | 0 | 0 | 0 | 0 | 0 | 0 | 0 | 0 | 0 | 0 | 0 | 0 | 0 | 0 | 0 | 0 | 0 | 0 | 0 | 0 | 0 | 0 | 0 | 0 | 0 | 0 | 0 | 0 | 0 | 0 | 0
F4_Commercial_Restaurant_Existing_Food Preparation_Natural Gas_Broiler_Baseline Forecast | F4 | Commercial | Restaurant | Existing | Food Preparation | Natural Gas | Broiler | Baseline Forecast | Peak Demand (W) | 0 | 0 | 0 | 0 | 0 | 0 | 0 | 0 | 0 | 0 | 0 | 0 | 0 | 0 | 0 | 0 | 0 | 0 | 0 | 0 | 0 | 0 | 0 | 0 | 0 | 0 | 0 | 0 | 0 | 0 | 0
F5_Commercial_Restaurant_Existing_Food Preparation_Natural Gas_Broiler_Baseline Forecast | F5 | Commercial | Restaurant | Existing | Food Preparation | Natural Gas | Broiler | Baseline Forecast | Turnover | 0 | 44826.2403 | 50031.0648 | 54345.3968 | 57888.4037 | 60763.8058 | 63061.8691 | 64861.1407 | 66229.9613 | 67227.7821 | 58562.868 | 51014.765 | 51618.2838 | 52352.1996 | 53119.5622 | 53853.9314 | 54511.54 | 63570.6061 | 63326.1183 | 62954.1611 | 62474.3436 | 60407.3659 | 57313.9802 | 54755.3786 | 52666.5798 | 50977.2907 | 47845.6144 | 45591.7273 | 46721.2029 | 47531.6155 | 48061.6852
F6_Commercial_Restaurant_Existing_Food Preparation_Natural Gas_Broiler_Baseline Forecast | F6 | Commercial | Restaurant | Existing | Food Preparation | Natural Gas | Broiler | Baseline Forecast | Avg. Replacement Usage | 0.85464 | 0.88877 | 0.8844 | 0.87533 | 0.87532 | 0.87614 | 0.87685 | 0.87727 | 0.87744 | 0.87694 | 0.87631 | 0.87567 | 0.87685 | 0.87605 | 0.87601 | 0.87608 | 0.87606 | 0.87602 | 0.87629 | 0.87613 | 0.87602 | 0.87587 | 0.87568 | 0.88478 | 0.88502 | 0.88524 | 0.88546 | 0.88566 | 0.88586 | 0.88606 | 0.88625
F7_Commercial_Restaurant_Existing_Food Preparation_Natural Gas_Broiler_Baseline Forecast | F7 | Commercial | Restaurant | Existing | Food Preparation | Natural Gas | Broiler | Baseline Forecast | Avg. Replacement Demand (S) | 0 | 0 | 0 | 0 | 0 | 0 | 0 | 0 | 0 | 0 | 0 | 0 | 0 | 0 | 0 | 0 | 0 | 0 | 0 | 0 | 0 | 0 | 0 | 0 | 0 | 0 | 0 | 0 | 0 | 0 | 0
F8_Commercial_Restaurant_Existing_Food Preparation_Natural Gas_Broiler_Baseline Forecast | F8 | Commercial | Restaurant | Existing | Food Preparation | Natural Gas | Broiler | Baseline Forecast | Avg. Replacement Demand (W) | 0 | 0 | 0 | 0 | 0 | 0 | 0 | 0 | 0 | 0 | 0 | 0 | 0 | 0 | 0 | 0 | 0 | 0 | 0 | 0 | 0 | 0 | 0 | 0 | 0 | 0 | 0 | 0 | 0 | 0 | 0
F1_Commercial_Restaurant_Existing_Food Preparation_Natural Gas_Griddle_Baseline Forecast | F1 | Commercial | Restaurant | Existing | Food Preparation | Natural Gas | Griddle | Baseline Forecast | Units | 1798322.2984 | 1762355.8524 | 1727108.7354 | 1692566.5607 | 1658715.2295 | 1625540.9249 | 1593030.1064 | 1561169.5043 | 1529946.1142 | 1499347.1919 | 1469360.2481 | 1439973.0431 | 1411173.5822 | 1382950.1106 | 1355291.1084 | 1328185.2862 | 1301621.5805 | 1275589.1489 | 1250077.3659 | 1225075.8186 | 1200574.3022 | 1176562.8162 | 1153031.5598 | 1129970.9286 | 1107371.5101 | 1085224.0799 | 1063519.5983 | 1042249.2063 | 1021404.2222 | 1000976.1377 | 980956.615
F2_Commercial_Restaurant_Existing_Food Preparation_Natural Gas_Griddle_Baseline Forecast | F2 | Commercial | Restaurant | Existing | Food Preparation | Natural Gas | Griddle | Baseline Forecast | Usage (MMtherm) | 1.0924 | 1.1136 | 1.0861 | 1.0534 | 1.0323 | 1.0117 | 0.99145 | 0.97163 | 0.95221 | 0.93317 | 0.91451 | 0.89622 | 0.8783 | 0.86074 | 0.84353 | 0.82666 | 0.81013 | 0.79393 | 0.77805 | 0.76249 | 0.74724 | 0.73229 | 0.71764 | 0.70334 | 0.68932 | 0.67558 | 0.66212 | 0.64893 | 0.636 | 0.62333 | 0.61092
F3_Commercial_Restaurant_Existing_Food Preparation_Natural Gas_Griddle_Baseline Forecast | F3 | Commercial | Restaurant | Existing | Food Preparation | Natural Gas | Griddle | Baseline Forecast | Peak Demand (S) | 0 | 0 | 0 | 0 | 0 | 0 | 0 | 0 | 0 | 0 | 0 | 0 | 0 | 0 | 0 | 0 | 0 | 0 | 0 | 0 | 0 | 0 | 0 | 0 | 0 | 0 | 0 | 0 | 0 | 0 | 0
F4_Commercial_Restaurant_Existing_Food Preparation_Natural Gas_Griddle_Baseline Forecast | F4 | Commercial | Restaurant | Existing | Food Preparation | Natural Gas | Griddle | Baseline Forecast | Peak Demand (W) | 0 | 0 | 0 | 0 | 0 | 0 | 0 | 0 | 0 | 0 | 0 | 0 | 0 | 0 | 0 | 0 | 0 | 0 | 0 | 0 | 0 | 0 | 0 | 0 | 0 | 0 | 0 | 0 | 0 | 0 | 0
F5_Commercial_Restaurant_Existing_Food Preparation_Natural Gas_Griddle_Baseline Forecast | F5 | Commercial | Restaurant | Existing | Food Preparation | Natural Gas | Griddle | Baseline Forecast | Turnover | 0 | 65272.439 | 72851.2944 | 79133.4846 | 84292.532 | 88479.4661 | 91825.7248 | 94445.6823 | 96438.851 | 97891.799 | 85274.6338 | 74283.681 | 75162.4776 | 76231.148 | 77348.5208 | 78417.8514 | 79375.4093 | 92566.5075 | 92210.5036 | 91668.8889 | 90970.2164 | 87960.4464 | 83456.1018 | 79730.4678 | 76688.9236 | 74229.1139 | 69669.0137 | 66387.0809 | 68031.7342 | 69211.7931 | 69983.6389
F6_Commercial_Restaurant_Existing_Food Preparation_Natural Gas_Griddle_Baseline Forecast | F6 | Commercial | Restaurant | Existing | Food Preparation | Natural Gas | Griddle | Baseline Forecast | Avg. Replacement Usage | 0.60745 | 0.63185 | 0.62884 | 0.62234 | 0.62234 | 0.6224 | 0.62245 | 0.62247 | 0.62249 | 0.62245 | 0.62241 | 0.62237 | 0.62245 | 0.62239 | 0.62239 | 0.62239 | 0.62239 | 0.62239 | 0.62241 | 0.6224 | 0.62239 | 0.62238 | 0.62237 | 0.62304 | 0.62306 | 0.62308 | 0.6231 | 0.62312 | 0.62313 | 0.62315 | 0.62317
F7_Commercial_Restaurant_Existing_Food Preparation_Natural Gas_Griddle_Baseline Forecast | F7 | Commercial | Restaurant | Existing | Food Preparation | Natural Gas | Griddle | Baseline Forecast | Avg. Replacement Demand (S) | 0 | 0 | 0 | 0 | 0 | 0 | 0 | 0 | 0 | 0 | 0 | 0 | 0 | 0 | 0 | 0 | 0 | 0 | 0 | 0 | 0 | 0 | 0 | 0 | 0 | 0 | 0 | 0 | 0 | 0 | 0
F8_Commercial_Restaurant_Existing_Food Preparation_Natural Gas_Griddle_Baseline Forecast | F8 | Commercial | Restaurant | Existing | Food Preparation | Natural Gas | Griddle | Baseline Forecast | Avg. Replacement Demand (W) | 0 | 0 | 0 | 0 | 0 | 0 | 0 | 0 | 0 | 0 | 0 | 0 | 0 | 0 | 0 | 0 | 0 | 0 | 0 | 0 | 0 | 0 | 0 | 0 | 0 | 0 | 0 | 0 | 0 | 0 | 0
F1_Commercial_Restaurant_Existing_Food Preparation_Natural Gas_Range_Baseline Forecast | F1 | Commercial | Restaurant | Existing | Food Preparation | Natural Gas | Range | Baseline Forecast | Units | 2754221.9073 | 2699137.4691 | 2645154.7198 | 2592251.6254 | 2540406.5929 | 2489598.461 | 2439806.4918 | 2391010.3619 | 2343190.1547 | 2296326.3516 | 2250399.8246 | 2205391.8281 | 2161283.9915 | 2118058.3117 | 2075697.1455 | 2034183.2025 | 1993499.5385 | 1953629.5477 | 1914556.9568 | 1876265.8176 | 1838740.5013 | 1801965.6913 | 1765926.3774 | 1730607.8499 | 1695995.6929 | 1662075.779 | 1628834.2634 | 1596257.5782 | 1564332.4266 | 1533045.7781 | 1502384.8625
F2_Commercial_Restaurant_Existing_Food Preparation_Natural Gas_Range_Baseline Forecast | F2 | Commercial | Restaurant | Existing | Food Preparation | Natural Gas | Range | Baseline Forecast | Usage (MMtherm) | 1.7355 | 1.7691 | 1.7255 | 1.6734 | 1.6399 | 1.6071 | 1.575 | 1.5436 | 1.5128 | 1.4826 | 1.453 | 1.424 | 1.3957 | 1.3678 | 1.3405 | 1.3137 | 1.2874 | 1.2616 | 1.2363 | 1.2115 | 1.1872 | 1.1634 | 1.14 | 1.1175 | 1.0955 | 1.0739 | 1.0528 | 1.0321 | 1.0118 | 0.99199 | 0.97257
F3_Commercial_Restaurant_Existing_Food Preparation_Natural Gas_Range_Baseline Forecast | F3 | Commercial | Restaurant | Existing | Food Preparation | Natural Gas | Range | Baseline Forecast | Peak Demand (S) | 0 | 0 | 0 | 0 | 0 | 0 | 0 | 0 | 0 | 0 | 0 | 0 | 0 | 0 | 0 | 0 | 0 | 0 | 0 | 0 | 0 | 0 | 0 | 0 | 0 | 0 | 0 | 0 | 0 | 0 | 0
F4_Commercial_Restaurant_Existing_Food Preparation_Natural Gas_Range_Baseline Forecast | F4 | Commercial | Restaurant | Existing | Food Preparation | Natural Gas | Range | Baseline Forecast | Peak Demand (W) | 0 | 0 | 0 | 0 | 0 | 0 | 0 | 0 | 0 | 0 | 0 | 0 | 0 | 0 | 0 | 0 | 0 | 0 | 0 | 0 | 0 | 0 | 0 | 0 | 0 | 0 | 0 | 0 | 0 | 0 | 0
F5_Commercial_Restaurant_Existing_Food Preparation_Natural Gas_Range_Baseline Forecast | F5 | Commercial | Restaurant | Existing | Food Preparation | Natural Gas | Range | Baseline Forecast | Turnover | 0 | 107965.4988 | 137548.0454 | 159682.7001 | 175999.3688 | 187775.4743 | 196012.1017 | 201493.695 | 204834.86 | 206517.0572 | 179912.5715 | 163987.531 | 155193.2431 | 151019.3186 | 149710.6221 | 171388.0148 | 174238.1944 | 175675.3353 | 176020.602 | 171022.4304 | 163795.6319 | 156151.6313 | 149061.5252 | 142970.109 | 136227.3873 | 133421.0987 | 132806.4579 | 133260.2157 | 133332.089 | 136719.3953 | 134466.5074
F6_Commercial_Restaurant_Existing_Food Preparation_Natural Gas_Range_Baseline Forecast | F6 | Commercial | Restaurant | Existing | Food Preparation | Natural Gas | Range | Baseline Forecast | Avg. Replacement Usage | 0.63011 | 0.65536 | 0.65219 | 0.64539 | 0.64531 | 0.64556 | 0.64577 | 0.64588 | 0.64592 | 0.64599 | 0.64603 | 0.64583 | 0.64626 | 0.646 | 0.6457 | 0.64543 | 0.64542 | 0.6454 | 0.64547 | 0.64542 | 0.64538 | 0.64533 | 0.64528 | 0.64809 | 0.64816 | 0.64823 | 0.64829 | 0.64836 | 0.64841 | 0.64847 | 0.64853
F7_Commercial_Restaurant_Existing_Food Preparation_Natural Gas_Range_Baseline Forecast | F7 | Commercial | Restaurant | Existing | Food Preparation | Natural Gas | Range | Baseline Forecast | Avg. Replacement Demand (S) | 0 | 0 | 0 | 0 | 0 | 0 | 0 | 0 | 0 | 0 | 0 | 0 | 0 | 0 | 0 | 0 | 0 | 0 | 0 | 0 | 0 | 0 | 0 | 0 | 0 | 0 | 0 | 0 | 0 | 0 | 0
F8_Commercial_Restaurant_Existing_Food Preparation_Natural Gas_Range_Baseline Forecast | F8 | Commercial | Restaurant | Existing | Food Preparation | Natural Gas | Range | Baseline Forecast | Avg. Replacement Demand (W) | 0 | 0 | 0 | 0 | 0 | 0 | 0 | 0 | 0 | 0 | 0 | 0 | 0 | 0 | 0 | 0 | 0 | 0 | 0 | 0 | 0 | 0 | 0 | 0 | 0 | 0 | 0 | 0 | 0 | 0 | 0
F1_Commercial_Restaurant_Existing_Food Preparation_Natural Gas_Steamer_Baseline Forecast | F1 | Commercial | Restaurant | Existing | Food Preparation | Natural Gas | Steamer | Baseline Forecast | Units | 357985.499 | 350825.789 | 343809.2732 | 336933.0878 | 330194.426 | 323590.5375 | 317118.7267 | 310776.3522 | 304560.8252 | 298469.6087 | 292500.2165 | 286650.2121 | 280917.2079 | 275298.8637 | 269792.8865 | 264397.0287 | 259109.0882 | 253926.9064 | 248848.3683 | 243871.4009 | 238993.9729 | 234214.0934 | 229529.8116 | 224939.2153 | 220440.431 | 216031.6224 | 211710.99 | 207476.7702 | 203327.2348 | 199260.6901 | 195275.4763
F2_Commercial_Restaurant_Existing_Food Preparation_Natural Gas_Steamer_Baseline Forecast | F2 | Commercial | Restaurant | Existing | Food Preparation | Natural Gas | Steamer | Baseline Forecast | Usage (MMtherm) | 0.37674 | 0.38402 | 0.37452 | 0.35211 | 0.33322 | 0.31412 | 0.29493 | 0.27576 | 0.25669 | 0.2378 | 0.22021 | 0.20368 | 0.18904 | 0.17606 | 0.16453 | 0.15425 | 0.14509 | 0.13689 | 0.12954 | 0.12097 | 0.11307 | 0.10819 | 0.10373 | 0.099666 | 0.095936 | 0.092504 | 0.089337 | 0.086402 | 0.083674 | 0.08113 | 0.078748
F3_Commercial_Restaurant_Existing_Food Preparation_Natural Gas_Steamer_Baseline Forecast | F3 | Commercial | Restaurant | Existing | Food Preparation | Natural Gas | Steamer | Baseline Forecast | Peak Demand (S) | 0 | 0 | 0 | 0 | 0 | 0 | 0 | 0 | 0 | 0 | 0 | 0 | 0 | 0 | 0 | 0 | 0 | 0 | 0 | 0 | 0 | 0 | 0 | 0 | 0 | 0 | 0 | 0 | 0 | 0 | 0
F4_Commercial_Restaurant_Existing_Food Preparation_Natural Gas_Steamer_Baseline Forecast | F4 | Commercial | Restaurant | Existing | Food Preparation | Natural Gas | Steamer | Baseline Forecast | Peak Demand (W) | 0 | 0 | 0 | 0 | 0 | 0 | 0 | 0 | 0 | 0 | 0 | 0 | 0 | 0 | 0 | 0 | 0 | 0 | 0 | 0 | 0 | 0 | 0 | 0 | 0 | 0 | 0 | 0 | 0 | 0 | 0
F5_Commercial_Restaurant_Existing_Food Preparation_Natural Gas_Steamer_Baseline Forecast | F5 | Commercial | Restaurant | Existing | Food Preparation | Natural Gas | Steamer | Baseline Forecast | Turnover | 0 | 12993.5477 | 14502.243 | 15752.8158 | 16779.8087 | 17613.2865 | 18279.4141 | 18800.9595 | 19197.7324 | 19486.9655 | 18179.0167 | 17179.4115 | 16424.4957 | 15862.0194 | 15449.2522 | 15151.3953 | 14940.2442 | 14793.0645 | 14691.6488 | 17263.592 | 17008.5709 | 16667.6892 | 16276.1299 | 15859.7723 | 15437.2301 | 15021.4902 | 14621.2235 | 14241.8301 | 13808.9363 | 13468.6185 | 13188.6848
F6_Commercial_Restaurant_Existing_Food Preparation_Natural Gas_Steamer_Baseline Forecast | F6 | Commercial | Restaurant | Existing | Food Preparation | Natural Gas | Steamer | Baseline Forecast | Avg. Replacement Usage | 1.0524 | 1.093 | 1.0868 | 0.37218 | 0.37218 | 0.37218 | 0.37218 | 0.37218 | 0.37218 | 0.37218 | 0.37218 | 0.37218 | 0.37218 | 0.37218 | 0.37218 | 0.37218 | 0.37218 | 0.37218 | 0.37218 | 0.37218 | 0.37218 | 0.37218 | 0.37218 | 0.37218 | 0.37218 | 0.37218 | 0.37218 | 0.37218 | 0.37218 | 0.37218 | 0.37218
F7_Commercial_Restaurant_Existing_Food Preparation_Natural Gas_Steamer_Baseline Forecast | F7 | Commercial | Restaurant | Existing | Food Preparation | Natural Gas | Steamer | Baseline Forecast | Avg. Replacement Demand (S) | 0 | 0 | 0 | 0 | 0 | 0 | 0 | 0 | 0 | 0 | 0 | 0 | 0 | 0 | 0 | 0 | 0 | 0 | 0 | 0 | 0 | 0 | 0 | 0 | 0 | 0 | 0 | 0 | 0 | 0 | 0
F8_Commercial_Restaurant_Existing_Food Preparation_Natural Gas_Steamer_Baseline Forecast | F8 | Commercial | Restaurant | Existing | Food Preparation | Natural Gas | Steamer | Baseline Forecast | Avg. Replacement Demand (W) | 0 | 0 | 0 | 0 | 0 | 0 | 0 | 0 | 0 | 0 | 0 | 0 | 0 | 0 | 0 | 0 | 0 | 0 | 0 | 0 | 0 | 0 | 0 | 0 | 0 | 0 | 0 | 0 | 0 | 0 | 0
F1_Commercial_Restaurant_Existing_Food Preparation_Natural Gas_Food Prep Other_Baseline Forecast | F1 | Commercial | Restaurant | Existing | Food Preparation | Natural Gas | Food Prep Other | Baseline Forecast | Units | 357985.499 | 350825.789 | 343809.2732 | 336933.0878 | 330194.426 | 323590.5375 | 317118.7267 | 310776.3522 | 304560.8252 | 298469.6087 | 292500.2165 | 286650.2121 | 280917.2079 | 275298.8637 | 269792.8865 | 264397.0287 | 259109.0882 | 253926.9064 | 248848.3683 | 243871.4009 | 238993.9729 | 234214.0934 | 229529.8116 | 224939.2153 | 220440.431 | 216031.6224 | 211710.99 | 207476.7702 | 203327.2348 | 199260.6901 | 195275.4763
F2_Commercial_Restaurant_Existing_Food Preparation_Natural Gas_Food Prep Other_Baseline Forecast | F2 | Commercial | Restaurant | Existing | Food Preparation | Natural Gas | Food Prep Other | Baseline Forecast | Usage (MMtherm) | 0.26795 | 0.27315 | 0.26641 | 0.25838 | 0.25322 | 0.24815 | 0.24319 | 0.23832 | 0.23356 | 0.22889 | 0.22431 | 0.21982 | 0.21543 | 0.21112 | 0.2069 | 0.20276 | 0.1987 | 0.19473 | 0.19083 | 0.18702 | 0.18328 | 0.17961 | 0.17602 | 0.1725 | 0.16905 | 0.16567 | 0.16235 | 0.15911 | 0.15593 | 0.15281 | 0.14975
F3_Commercial_Restaurant_Existing_Food Preparation_Natural Gas_Food Prep Other_Baseline Forecast | F3 | Commercial | Restaurant | Existing | Food Preparation | Natural Gas | Food Prep Other | Baseline Forecast | Peak Demand (S) | 0 | 0 | 0 | 0 | 0 | 0 | 0 | 0 | 0 | 0 | 0 | 0 | 0 | 0 | 0 | 0 | 0 | 0 | 0 | 0 | 0 | 0 | 0 | 0 | 0 | 0 | 0 | 0 | 0 | 0 | 0
F4_Commercial_Restaurant_Existing_Food Preparation_Natural Gas_Food Prep Other_Baseline Forecast | F4 | Commercial | Restaurant | Existing | Food Preparation | Natural Gas | Food Prep Other | Baseline Forecast | Peak Demand (W) | 0 | 0 | 0 | 0 | 0 | 0 | 0 | 0 | 0 | 0 | 0 | 0 | 0 | 0 | 0 | 0 | 0 | 0 | 0 | 0 | 0 | 0 | 0 | 0 | 0 | 0 | 0 | 0 | 0 | 0 | 0
F5_Commercial_Restaurant_Existing_Food Preparation_Natural Gas_Food Prep Other_Baseline Forecast | F5 | Commercial | Restaurant | Existing | Food Preparation | Natural Gas | Food Prep Other | Baseline Forecast | Turnover | 0 | 14033.0316 | 17878.0822 | 20755.0782 | 22875.8698 | 24406.4927 | 25477.0648 | 26189.5459 | 26623.8205 | 26842.4674 | 23384.4962 | 21314.6072 | 20171.5521 | 19629.0379 | 19458.9374 | 22276.4999 | 22646.9577 | 22833.7529 | 22878.6297 | 22228.9823 | 21289.6647 | 20296.1205 | 19374.5698 | 18582.8258 | 17706.427 | 17341.6741 | 17261.7849 | 17320.763 | 17330.1048 | 17770.3768 | 17477.5531
F6_Commercial_Restaurant_Existing_Food Preparation_Natural Gas_Food Prep Other_Baseline Forecast | F6 | Commercial | Restaurant | Existing | Food Preparation | Natural Gas | Food Prep Other | Baseline Forecast | Avg. Replacement Usage | 0.74849 | 0.77858 | 0.77488 | 0.76687 | 0.76687 | 0.76687 | 0.76687 | 0.76687 | 0.76687 | 0.76687 | 0.76687 | 0.76687 | 0.76687 | 0.76687 | 0.76687 | 0.76687 | 0.76687 | 0.76687 | 0.76687 | 0.76687 | 0.76687 | 0.76687 | 0.76687 | 0.76687 | 0.76687 | 0.76687 | 0.76687 | 0.76687 | 0.76687 | 0.76687 | 0.76687
F7_Commercial_Restaurant_Existing_Food Preparation_Natural Gas_Food Prep Other_Baseline Forecast | F7 | Commercial | Restaurant | Existing | Food Preparation | Natural Gas | Food Prep Other | Baseline Forecast | Avg. Replacement Demand (S) | 0 | 0 | 0 | 0 | 0 | 0 | 0 | 0 | 0 | 0 | 0 | 0 | 0 | 0 | 0 | 0 | 0 | 0 | 0 | 0 | 0 | 0 | 0 | 0 | 0 | 0 | 0 | 0 | 0 | 0 | 0
F8_Commercial_Restaurant_Existing_Food Preparation_Natural Gas_Food Prep Other_Baseline Forecast | F8 | Commercial | Restaurant | Existing | Food Preparation | Natural Gas | Food Prep Other | Baseline Forecast | Avg. Replacement Demand (W) | 0 | 0 | 0 | 0 | 0 | 0 | 0 | 0 | 0 | 0 | 0 | 0 | 0 | 0 | 0 | 0 | 0 | 0 | 0 | 0 | 0 | 0 | 0 | 0 | 0 | 0 | 0 | 0 | 0 | 0 | 0
F1_Commercial_Restaurant_Existing_Miscellaneous_Natural Gas_Pool Heater_Baseline Forecast | F1 | Commercial | Restaurant | Existing | Miscellaneous | Natural Gas | Pool Heater | Baseline Forecast | Units | 32758.2687 | 32103.1033 | 31461.0412 | 30831.8204 | 30215.184 | 29610.8803 | 29018.6627 | 28438.2895 | 27869.5237 | 27312.1332 | 26765.8905 | 26230.5727 | 25705.9613 | 25191.842 | 24688.0052 | 24194.2451 | 23710.3602 | 23236.153 | 22771.4299 | 22316.0013 | 21869.6813 | 21432.2877 | 21003.6419 | 20583.5691 | 20171.8977 | 19768.4597 | 19373.0906 | 18985.6287 | 18605.9162 | 18233.7978 | 17869.1219
F2_Commercial_Restaurant_Existing_Miscellaneous_Natural Gas_Pool Heater_Baseline Forecast | F2 | Commercial | Restaurant | Existing | Miscellaneous | Natural Gas | Pool Heater | Baseline Forecast | Usage (MMtherm) | 1.786e-05 | 1.8206e-05 | 1.7757e-05 | 1.7222e-05 | 1.6877e-05 | 1.654e-05 | 1.6209e-05 | 1.5885e-05 | 1.5567e-05 | 1.5256e-05 | 1.4951e-05 | 1.4652e-05 | 1.436e-05 | 1.4074e-05 | 1.3794e-05 | 1.3518e-05 | 1.3248e-05 | 1.2983e-05 | 1.2723e-05 | 1.2467e-05 | 1.2216e-05 | 1.1971e-05 | 1.173e-05 | 1.1497e-05 | 1.1269e-05 | 1.1045e-05 | 1.0826e-05 | 1.0612e-05 | 1.0401e-05 | 1.0195e-05 | 9.9922e-06
F3_Commercial_Restaurant_Existing_Miscellaneous_Natural Gas_Pool Heater_Baseline Forecast | F3 | Commercial | Restaurant | Existing | Miscellaneous | Natural Gas | Pool Heater | Baseline Forecast | Peak Demand (S) | 0 | 0 | 0 | 0 | 0 | 0 | 0 | 0 | 0 | 0 | 0 | 0 | 0 | 0 | 0 | 0 | 0 | 0 | 0 | 0 | 0 | 0 | 0 | 0 | 0 | 0 | 0 | 0 | 0 | 0 | 0
F4_Commercial_Restaurant_Existing_Miscellaneous_Natural Gas_Pool Heater_Baseline Forecast | F4 | Commercial | Restaurant | Existing | Miscellaneous | Natural Gas | Pool Heater | Baseline Forecast | Peak Demand (W) | 0 | 0 | 0 | 0 | 0 | 0 | 0 | 0 | 0 | 0 | 0 | 0 | 0 | 0 | 0 | 0 | 0 | 0 | 0 | 0 | 0 | 0 | 0 | 0 | 0 | 0 | 0 | 0 | 0 | 0 | 0
F5_Commercial_Restaurant_Existing_Miscellaneous_Natural Gas_Pool Heater_Baseline Forecast | F5 | Commercial | Restaurant | Existing | Miscellaneous | Natural Gas | Pool Heater | Baseline Forecast | Turnover | 0 | 3852.3724 | 3649.4808 | 3477.8293 | 3330.9219 | 3203.6604 | 3208.1176 | 3174.9325 | 3117.8836 | 3046.5986 | 2967.7044 | 3731.7995 | 3472.7537 | 3265.1704 | 3094.1025 | 2949.3011 | 3001.5809 | 2987.6933 | 2934.0241 | 2857.7275 | 2769.7979 | 2890.5351 | 2766.8082 | 2670.017 | 2587.2714 | 2511.3958 | 2515.3294 | 2482.097 | 2429.9641 | 2369.0563 | 2304.769
F6_Commercial_Restaurant_Existing_Miscellaneous_Natural Gas_Pool Heater_Baseline Forecast | F6 | Commercial | Restaurant | Existing | Miscellaneous | Natural Gas | Pool Heater | Baseline Forecast | Avg. Replacement Usage | 0.00054521 | 0.00056709 | 0.00056439 | 0.00055855 | 0.00055852 | 0.00055857 | 0.00055861 | 0.00055861 | 0.00055858 | 0.0005586 | 0.0005586 | 0.00055861 | 0.00055888 | 0.0005589 | 0.00055891 | 0.00055879 | 0.00055867 | 0.00055855 | 0.00055847 | 0.00055836 | 0.00055834 | 0.00055833 | 0.00055831 | 0.00055921 | 0.00055923 | 0.00055925 | 0.00055927 | 0.00055929 | 0.00055931 | 0.00055932 | 0.00055934
F7_Commercial_Restaurant_Existing_Miscellaneous_Natural Gas_Pool Heater_Baseline Forecast | F7 | Commercial | Restaurant | Existing | Miscellaneous | Natural Gas | Pool Heater | Baseline Forecast | Avg. Replacement Demand (S) | 0 | 0 | 0 | 0 | 0 | 0 | 0 | 0 | 0 | 0 | 0 | 0 | 0 | 0 | 0 | 0 | 0 | 0 | 0 | 0 | 0 | 0 | 0 | 0 | 0 | 0 | 0 | 0 | 0 | 0 | 0
F8_Commercial_Restaurant_Existing_Miscellaneous_Natural Gas_Pool Heater_Baseline Forecast | F8 | Commercial | Restaurant | Existing | Miscellaneous | Natural Gas | Pool Heater | Baseline Forecast | Avg. Replacement Demand (W) | 0 | 0 | 0 | 0 | 0 | 0 | 0 | 0 | 0 | 0 | 0 | 0 | 0 | 0 | 0 | 0 | 0 | 0 | 0 | 0 | 0 | 0 | 0 | 0 | 0 | 0 | 0 | 0 | 0 | 0 | 0
F1_Commercial_Restaurant_Existing_Miscellaneous_Natural Gas_Miscellaneous_Baseline Forecast | F1 | Commercial | Restaurant | Existing | Miscellaneous | Natural Gas | Miscellaneous | Baseline Forecast | Units | 5343137.1922 | 5236274.4483 | 5131548.9594 | 5028917.9802 | 4928339.6206 | 4829772.8282 | 4733177.3716 | 4638513.8242 | 4545743.5477 | 4454828.6767 | 4365732.1032 | 4278417.4611 | 4192849.1119 | 4108992.1297 | 4026812.2871 | 3946276.0413 | 3867350.5205 | 3790003.5101 | 3714203.4399 | 3639919.3711 | 3567120.9837 | 3495778.564 | 3425862.9927 | 3357345.7329 | 3290198.8182 | 3224394.8418 | 3159906.945 | 3096708.8061 | 3034774.63 | 2974079.1374 | 2914597.5546
F2_Commercial_Restaurant_Existing_Miscellaneous_Natural Gas_Miscellaneous_Baseline Forecast | F2 | Commercial | Restaurant | Existing | Miscellaneous | Natural Gas | Miscellaneous | Baseline Forecast | Usage (MMtherm) | 0.0027418 | 0.0027949 | 0.002726 | 0.0026439 | 0.002591 | 0.0025392 | 0.0024884 | 0.0024386 | 0.0023898 | 0.002342 | 0.0022952 | 0.0022493 | 0.0022043 | 0.0021602 | 0.002117 | 0.0020747 | 0.0020332 | 0.0019925 | 0.0019527 | 0.0019136 | 0.0018754 | 0.0018378 | 0.0018011 | 0.0017651 | 0.0017298 | 0.0016952 | 0.0016613 | 0.001628 | 0.0015955 | 0.0015636 | 0.0015323
F3_Commercial_Restaurant_Existing_Miscellaneous_Natural Gas_Miscellaneous_Baseline Forecast | F3 | Commercial | Restaurant | Existing | Miscellaneous | Natural Gas | Miscellaneous | Baseline Forecast | Peak Demand (S) | 0 | 0 | 0 | 0 | 0 | 0 | 0 | 0 | 0 | 0 | 0 | 0 | 0 | 0 | 0 | 0 | 0 | 0 | 0 | 0 | 0 | 0 | 0 | 0 | 0 | 0 | 0 | 0 | 0 | 0 | 0
F4_Commercial_Restaurant_Existing_Miscellaneous_Natural Gas_Miscellaneous_Baseline Forecast | F4 | Commercial | Restaurant | Existing | Miscellaneous | Natural Gas | Miscellaneous | Baseline Forecast | Peak Demand (W) | 0 | 0 | 0 | 0 | 0 | 0 | 0 | 0 | 0 | 0 | 0 | 0 | 0 | 0 | 0 | 0 | 0 | 0 | 0 | 0 | 0 | 0 | 0 | 0 | 0 | 0 | 0 | 0 | 0 | 0 | 0
F5_Commercial_Restaurant_Existing_Miscellaneous_Natural Gas_Miscellaneous_Baseline Forecast | F5 | Commercial | Restaurant | Existing | Miscellaneous | Natural Gas | Miscellaneous | Baseline Forecast | Turnover | 0 | 448823.5241 | 523627.4448 | 583530.4245 | 550512.5724 | 532835.4125 | 526040.9133 | 515894.0856 | 504993.9501 | 494924.2751 | 485101.4463 | 582231.6122 | 575564.853 | 565452.8753 | 548183.024 | 536274.7637 | 527418.7708 | 516827.2964 | 506101.6773 | 496047.2175 | 486188.2045 | 501878.9718 | 489459.8935 | 476850.3537 | 466615.9096 | 457543.3121 | 448896.827 | 439802.3833 | 430860.8228 | 422296.0495 | 413877.4942
F6_Commercial_Restaurant_Existing_Miscellaneous_Natural Gas_Miscellaneous_Baseline Forecast | F6 | Commercial | Restaurant | Existing | Miscellaneous | Natural Gas | Miscellaneous | Baseline Forecast | Avg. Replacement Usage | 0.00051313 | 0.00053376 | 0.00053123 | 0.00052573 | 0.00052573 | 0.00052573 | 0.00052573 | 0.00052573 | 0.00052573 | 0.00052573 | 0.00052573 | 0.00052573 | 0.00052573 | 0.00052573 | 0.00052573 | 0.00052573 | 0.00052573 | 0.00052573 | 0.00052573 | 0.00052573 | 0.00052573 | 0.00052573 | 0.00052573 | 0.00052573 | 0.00052573 | 0.00052573 | 0.00052573 | 0.00052573 | 0.00052573 | 0.00052573 | 0.00052573
F7_Commercial_Restaurant_Existing_Miscellaneous_Natural Gas_Miscellaneous_Baseline Forecast | F7 | Commercial | Restaurant | Existing | Miscellaneous | Natural Gas | Miscellaneous | Baseline Forecast | Avg. Replacement Demand (S) | 0 | 0 | 0 | 0 | 0 | 0 | 0 | 0 | 0 | 0 | 0 | 0 | 0 | 0 | 0 | 0 | 0 | 0 | 0 | 0 | 0 | 0 | 0 | 0 | 0 | 0 | 0 | 0 | 0 | 0 | 0
F8_Commercial_Restaurant_Existing_Miscellaneous_Natural Gas_Miscellaneous_Baseline Forecast | F8 | Commercial | Restaurant | Existing | Miscellaneous | Natural Gas | Miscellaneous | Baseline Forecast | Avg. Replacement Demand (W) | 0 | 0 | 0 | 0 | 0 | 0 | 0 | 0 | 0 | 0 | 0 | 0 | 0 | 0 | 0 | 0 | 0 | 0 | 0 | 0 | 0 | 0 | 0 | 0 | 0 | 0 | 0 | 0 | 0 | 0 | 0
F1_Commercial_Restaurant_New_Space Heating_Natural Gas_Furnace_Baseline Forecast | F1 | Commercial | Restaurant | New | Space Heating | Natural Gas | Furnace | Baseline Forecast | Units | 0 | 0 | 0 | 0 | 0 | 0 | 0 | 0 | 0 | 0 | 0 | 0 | 0 | 0 | 0 | 0 | 0 | 0 | 0 | 0 | 0 | 0 | 0 | 0 | 0 | 0 | 0 | 0 | 0 | 0 | 0
F2_Commercial_Restaurant_New_Space Heating_Natural Gas_Furnace_Baseline Forecast | F2 | Commercial | Restaurant | New | Space Heating | Natural Gas | Furnace | Baseline Forecast | Usage (MMtherm) | 0 | 0 | 0 | 0 | 0 | 0 | 0 | 0 | 0 | 0 | 0 | 0 | 0 | 0 | 0 | 0 | 0 | 0 | 0 | 0 | 0 | 0 | 0 | 0 | 0 | 0 | 0 | 0 | 0 | 0 | 0
F3_Commercial_Restaurant_New_Space Heating_Natural Gas_Furnace_Baseline Forecast | F3 | Commercial | Restaurant | New | Space Heating | Natural Gas | Furnace | Baseline Forecast | Peak Demand (S) | 0 | 0 | 0 | 0 | 0 | 0 | 0 | 0 | 0 | 0 | 0 | 0 | 0 | 0 | 0 | 0 | 0 | 0 | 0 | 0 | 0 | 0 | 0 | 0 | 0 | 0 | 0 | 0 | 0 | 0 | 0
F4_Commercial_Restaurant_New_Space Heating_Natural Gas_Furnace_Baseline Forecast | F4 | Commercial | Restaurant | New | Space Heating | Natural Gas | Furnace | Baseline Forecast | Peak Demand (W) | 0 | 0 | 0 | 0 | 0 | 0 | 0 | 0 | 0 | 0 | 0 | 0 | 0 | 0 | 0 | 0 | 0 | 0 | 0 | 0 | 0 | 0 | 0 | 0 | 0 | 0 | 0 | 0 | 0 | 0 | 0
F5_Commercial_Restaurant_New_Space Heating_Natural Gas_Furnace_Baseline Forecast | F5 | Commercial | Restaurant | New | Space Heating | Natural Gas | Furnace | Baseline Forecast | Turnover | 0 | 0 | 0 | 0 | 0 | 0 | 0 | 0 | 0 | 0 | 0 | 0 | 0 | 0 | 0 | 0 | 0 | 0 | 0 | 0 | 0 | 0 | 0 | 0 | 0 | 0 | 0 | 0 | 0 | 0 | 0
F6_Commercial_Restaurant_New_Space Heating_Natural Gas_Furnace_Baseline Forecast | F6 | Commercial | Restaurant | New | Space Heating | Natural Gas | Furnace | Baseline Forecast | Avg. Replacement Usage | 0.36526 | 0.37994 | 0.37813 | 0.37422 | 0.37422 | 0.32899 | 0.32899 | 0.29483 | 0.29485 | 0.29489 | 0.29491 | 0.29493 | 0.29535 | 0.29538 | 0.29538 | 0.29541 | 0.29542 | 0.29542 | 0.29549 | 0.29546 | 0.29545 | 0.29544 | 0.29541 | 0.29701 | 0.29707 | 0.29713 | 0.29719 | 0.29726 | 0.29733 | 0.2974 | 0.29748
F7_Commercial_Restaurant_New_Space Heating_Natural Gas_Furnace_Baseline Forecast | F7 | Commercial | Restaurant | New | Space Heating | Natural Gas | Furnace | Baseline Forecast | Avg. Replacement Demand (S) | 0 | 0 | 0 | 0 | 0 | 0 | 0 | 0 | 0 | 0 | 0 | 0 | 0 | 0 | 0 | 0 | 0 | 0 | 0 | 0 | 0 | 0 | 0 | 0 | 0 | 0 | 0 | 0 | 0 | 0 | 0
F8_Commercial_Restaurant_New_Space Heating_Natural Gas_Furnace_Baseline Forecast | F8 | Commercial | Restaurant | New | Space Heating | Natural Gas | Furnace | Baseline Forecast | Avg. Replacement Demand (W) | 0 | 0 | 0 | 0 | 0 | 0 | 0 | 0 | 0 | 0 | 0 | 0 | 0 | 0 | 0 | 0 | 0 | 0 | 0 | 0 | 0 | 0 | 0 | 0 | 0 | 0 | 0 | 0 | 0 | 0 | 0
F1_Commercial_Restaurant_New_Space Heating_Natural Gas_Boiler_Baseline Forecast | F1 | Commercial | Restaurant | New | Space Heating | Natural Gas | Boiler | Baseline Forecast | Units | 0 | 0 | 0 | 0 | 0 | 0 | 0 | 0 | 0 | 0 | 0 | 0 | 0 | 0 | 0 | 0 | 0 | 0 | 0 | 0 | 0 | 0 | 0 | 0 | 0 | 0 | 0 | 0 | 0 | 0 | 0
F2_Commercial_Restaurant_New_Space Heating_Natural Gas_Boiler_Baseline Forecast | F2 | Commercial | Restaurant | New | Space Heating | Natural Gas | Boiler | Baseline Forecast | Usage (MMtherm) | 0 | 0 | 0 | 0 | 0 | 0 | 0 | 0 | 0 | 0 | 0 | 0 | 0 | 0 | 0 | 0 | 0 | 0 | 0 | 0 | 0 | 0 | 0 | 0 | 0 | 0 | 0 | 0 | 0 | 0 | 0
F3_Commercial_Restaurant_New_Space Heating_Natural Gas_Boiler_Baseline Forecast | F3 | Commercial | Restaurant | New | Space Heating | Natural Gas | Boiler | Baseline Forecast | Peak Demand (S) | 0 | 0 | 0 | 0 | 0 | 0 | 0 | 0 | 0 | 0 | 0 | 0 | 0 | 0 | 0 | 0 | 0 | 0 | 0 | 0 | 0 | 0 | 0 | 0 | 0 | 0 | 0 | 0 | 0 | 0 | 0
F4_Commercial_Restaurant_New_Space Heating_Natural Gas_Boiler_Baseline Forecast | F4 | Commercial | Restaurant | New | Space Heating | Natural Gas | Boiler | Baseline Forecast | Peak Demand (W) | 0 | 0 | 0 | 0 | 0 | 0 | 0 | 0 | 0 | 0 | 0 | 0 | 0 | 0 | 0 | 0 | 0 | 0 | 0 | 0 | 0 | 0 | 0 | 0 | 0 | 0 | 0 | 0 | 0 | 0 | 0
F5_Commercial_Restaurant_New_Space Heating_Natural Gas_Boiler_Baseline Forecast | F5 | Commercial | Restaurant | New | Space Heating | Natural Gas | Boiler | Baseline Forecast | Turnover | 0 | 0 | 0 | 0 | 0 | 0 | 0 | 0 | 0 | 0 | 0 | 0 | 0 | 0 | 0 | 0 | 0 | 0 | 0 | 0 | 0 | 0 | 0 | 0 | 0 | 0 | 0 | 0 | 0 | 0 | 0
F6_Commercial_Restaurant_New_Space Heating_Natural Gas_Boiler_Baseline Forecast | F6 | Commercial | Restaurant | New | Space Heating | Natural Gas | Boiler | Baseline Forecast | Avg. Replacement Usage | 1.2381 | 1.2878 | 1.2817 | 1.2684 | 1.2684 | 1.1084 | 1.1084 | 1.1084 | 1.1084 | 1.1084 | 1.1084 | 1.1084 | 1.1084 | 1.1084 | 1.1084 | 1.1084 | 1.1084 | 1.1084 | 1.1084 | 1.1084 | 1.1084 | 1.1084 | 1.1084 | 1.1084 | 1.1084 | 1.1084 | 1.1084 | 1.1084 | 1.1084 | 1.1084 | 1.1084
F7_Commercial_Restaurant_New_Space Heating_Natural Gas_Boiler_Baseline Forecast | F7 | Commercial | Restaurant | New | Space Heating | Natural Gas | Boiler | Baseline Forecast | Avg. Replacement Demand (S) | 0 | 0 | 0 | 0 | 0 | 0 | 0 | 0 | 0 | 0 | 0 | 0 | 0 | 0 | 0 | 0 | 0 | 0 | 0 | 0 | 0 | 0 | 0 | 0 | 0 | 0 | 0 | 0 | 0 | 0 | 0
F8_Commercial_Restaurant_New_Space Heating_Natural Gas_Boiler_Baseline Forecast | F8 | Commercial | Restaurant | New | Space Heating | Natural Gas | Boiler | Baseline Forecast | Avg. Replacement Demand (W) | 0 | 0 | 0 | 0 | 0 | 0 | 0 | 0 | 0 | 0 | 0 | 0 | 0 | 0 | 0 | 0 | 0 | 0 | 0 | 0 | 0 | 0 | 0 | 0 | 0 | 0 | 0 | 0 | 0 | 0 | 0
F1_Commercial_Restaurant_New_Space Heating_Natural Gas_Unit Heater_Baseline Forecast | F1 | Commercial | Restaurant | New | Space Heating | Natural Gas | Unit Heater | Baseline Forecast | Units | 0 | 6589.3935 | 13239.2135 | 20289.1223 | 24158.5024 | 27310.9001 | 30417.2032 | 33478.4178 | 36495.5303 | 39469.5078 | 42401.2984 | 45291.8318 | 48142.0195 | 50952.7552 | 53724.9152 | 56459.3588 | 59156.9283 | 61818.4499 | 64444.7337 | 67036.5739 | 69594.7494 | 72120.0239 | 74613.1464 | 77074.8514 | 79505.8589 | 81906.8754 | 84278.5936 | 86621.6925 | 88936.8385 | 91224.6848 | 93485.8723
F2_Commercial_Restaurant_New_Space Heating_Natural Gas_Unit Heater_Baseline Forecast | F2 | Commercial | Restaurant | New | Space Heating | Natural Gas | Unit Heater | Baseline Forecast | Usage (MMtherm) | 0 | 0.0062004 | 0.012399 | 0.018804 | 0.022391 | 0.02502 | 0.027611 | 0.030164 | 0.03268 | 0.03516 | 0.037606 | 0.039929 | 0.042143 | 0.044254 | 0.046315 | 0.048381 | 0.050446 | 0.052508 | 0.054384 | 0.056275 | 0.058166 | 0.06015 | 0.06223 | 0.064283 | 0.06631 | 0.068313 | 0.070291 | 0.072245 | 0.074176 | 0.076084 | 0.07797
F3_Commercial_Restaurant_New_Space Heating_Natural Gas_Unit Heater_Baseline Forecast | F3 | Commercial | Restaurant | New | Space Heating | Natural Gas | Unit Heater | Baseline Forecast | Peak Demand (S) | 0 | 0 | 0 | 0 | 0 | 0 | 0 | 0 | 0 | 0 | 0 | 0 | 0 | 0 | 0 | 0 | 0 | 0 | 0 | 0 | 0 | 0 | 0 | 0 | 0 | 0 | 0 | 0 | 0 | 0 | 0
F4_Commercial_Restaurant_New_Space Heating_Natural Gas_Unit Heater_Baseline Forecast | F4 | Commercial | Restaurant | New | Space Heating | Natural Gas | Unit Heater | Baseline Forecast | Peak Demand (W) | 0 | 0 | 0 | 0 | 0 | 0 | 0 | 0 | 0 | 0 | 0 | 0 | 0 | 0 | 0 | 0 | 0 | 0 | 0 | 0 | 0 | 0 | 0 | 0 | 0 | 0 | 0 | 0 | 0 | 0 | 0
F5_Commercial_Restaurant_New_Space Heating_Natural Gas_Unit Heater_Baseline Forecast | F5 | Commercial | Restaurant | New | Space Heating | Natural Gas | Unit Heater | Baseline Forecast | Turnover | 0 | 6589.3935 | 6649.82 | 7049.9088 | 3869.3801 | 3152.3977 | 3106.3031 | 3061.2146 | 3017.1125 | 2973.9775 | 2931.7906 | 3831.8753 | 4607.0265 | 5323.7274 | 5478.9214 | 5504.8673 | 5515.9761 | 5514.615 | 7422.6754 | 7145.4926 | 6996.7021 | 5950.4669 | 5878.2504 | 6110.3456 | 6327.9801 | 6514.8388 | 6673.2804 | 6805.663 | 7462.8292 | 7946.7768 | 8320.044
F6_Commercial_Restaurant_New_Space Heating_Natural Gas_Unit Heater_Baseline Forecast | F6 | Commercial | Restaurant | New | Space Heating | Natural Gas | Unit Heater | Baseline Forecast | Avg. Replacement Usage | 0.90461 | 0.94097 | 0.9365 | 0.92682 | 0.92682 | 0.83403 | 0.83403 | 0.83403 | 0.83403 | 0.83403 | 0.83403 | 0.83403 | 0.83403 | 0.83403 | 0.83403 | 0.83403 | 0.83403 | 0.83403 | 0.83403 | 0.83403 | 0.83403 | 0.83403 | 0.83403 | 0.83403 | 0.83403 | 0.83403 | 0.83403 | 0.83403 | 0.83403 | 0.83403 | 0.83403
F7_Commercial_Restaurant_New_Space Heating_Natural Gas_Unit Heater_Baseline Forecast | F7 | Commercial | Restaurant | New | Space Heating | Natural Gas | Unit Heater | Baseline Forecast | Avg. Replacement Demand (S) | 0 | 0 | 0 | 0 | 0 | 0 | 0 | 0 | 0 | 0 | 0 | 0 | 0 | 0 | 0 | 0 | 0 | 0 | 0 | 0 | 0 | 0 | 0 | 0 | 0 | 0 | 0 | 0 | 0 | 0 | 0
F8_Commercial_Restaurant_New_Space Heating_Natural Gas_Unit Heater_Baseline Forecast | F8 | Commercial | Restaurant | New | Space Heating | Natural Gas | Unit Heater | Baseline Forecast | Avg. Replacement Demand (W) | 0 | 0 | 0 | 0 | 0 | 0 | 0 | 0 | 0 | 0 | 0 | 0 | 0 | 0 | 0 | 0 | 0 | 0 | 0 | 0 | 0 | 0 | 0 | 0 | 0 | 0 | 0 | 0 | 0 | 0 | 0
F1_Commercial_Restaurant_New_Water Heating_Natural Gas_Water Heater_Baseline Forecast | F1 | Commercial | Restaurant | New | Water Heating | Natural Gas | Water Heater | Baseline Forecast | Units | 0 | 37329.9573 | 75002.2408 | 114941.0903 | 136861.7413 | 154720.5732 | 172318.2723 | 189660.5379 | 206752.9581 | 223601.0114 | 240210.0694 | 256585.3988 | 272732.1634 | 288655.4262 | 304360.1516 | 319851.2072 | 335133.3658 | 350211.3073 | 365089.6207 | 379772.8058 | 394265.275 | 408571.355 | 422695.2888 | 436641.237 | 450413.2799 | 464015.4186 | 477451.5772 | 490725.6039 | 503841.2724 | 516802.2842 | 529612.2691
F2_Commercial_Restaurant_New_Water Heating_Natural Gas_Water Heater_Baseline Forecast | F2 | Commercial | Restaurant | New | Water Heating | Natural Gas | Water Heater | Baseline Forecast | Usage (MMtherm) | 0 | 0.029 | 0.057989 | 0.087948 | 0.10472 | 0.11839 | 0.13185 | 0.13993 | 0.1479 | 0.15576 | 0.16127 | 0.16487 | 0.16678 | 0.16839 | 0.16998 | 0.16863 | 0.16885 | 0.17017 | 0.17394 | 0.17857 | 0.18355 | 0.19016 | 0.19668 | 0.20314 | 0.20951 | 0.21581 | 0.22204 | 0.22821 | 0.23433 | 0.24038 | 0.24637
F3_Commercial_Restaurant_New_Water Heating_Natural Gas_Water Heater_Baseline Forecast | F3 | Commercial | Restaurant | New | Water Heating | Natural Gas | Water Heater | Baseline Forecast | Peak Demand (S) | 0 | 0 | 0 | 0 | 0 | 0 | 0 | 0 | 0 | 0 | 0 | 0 | 0 | 0 | 0 | 0 | 0 | 0 | 0 | 0 | 0 | 0 | 0 | 0 | 0 | 0 | 0 | 0 | 0 | 0 | 0
F4_Commercial_Restaurant_New_Water Heating_Natural Gas_Water Heater_Baseline Forecast | F4 | Commercial | Restaurant | New | Water Heating | Natural Gas | Water Heater | Baseline Forecast | Peak Demand (W) | 0 | 0 | 0 | 0 | 0 | 0 | 0 | 0 | 0 | 0 | 0 | 0 | 0 | 0 | 0 | 0 | 0 | 0 | 0 | 0 | 0 | 0 | 0 | 0 | 0 | 0 | 0 | 0 | 0 | 0 | 0
F5_Commercial_Restaurant_New_Water Heating_Natural Gas_Water Heater_Baseline Forecast | F5 | Commercial | Restaurant | New | Water Heating | Natural Gas | Water Heater | Baseline Forecast | Turnover | 0 | 37329.9573 | 37672.2835 | 39938.8495 | 21920.651 | 17858.8319 | 17597.699 | 17342.2656 | 17092.4202 | 16848.0533 | 24075.0495 | 29882.5793 | 34940.3344 | 35342.2489 | 34811.6806 | 44081.9839 | 38271.9347 | 34091.835 | 25394.7842 | 23986.1771 | 23970.6494 | 19547.1404 | 21472.5848 | 23800.4699 | 26432.1649 | 28785.8465 | 30806.019 | 33582.2378 | 40691.1191 | 41176.9658 | 40614.6547
F6_Commercial_Restaurant_New_Water Heating_Natural Gas_Water Heater_Baseline Forecast | F6 | Commercial | Restaurant | New | Water Heating | Natural Gas | Water Heater | Baseline Forecast | Avg. Replacement Usage | 0.74684 | 0.77685 | 0.77316 | 0.76515 | 0.76515 | 0.76517 | 0.76519 | 0.46602 | 0.46611 | 0.46622 | 0.46633 | 0.46621 | 0.4663 | 0.46603 | 0.46575 | 0.46548 | 0.46547 | 0.46546 | 0.46547 | 0.46545 | 0.46544 | 0.46542 | 0.46541 | 0.46611 | 0.46612 | 0.46613 | 0.46615 | 0.46616 | 0.46617 | 0.46618 | 0.46618
F7_Commercial_Restaurant_New_Water Heating_Natural Gas_Water Heater_Baseline Forecast | F7 | Commercial | Restaurant | New | Water Heating | Natural Gas | Water Heater | Baseline Forecast | Avg. Replacement Demand (S) | 0 | 0 | 0 | 0 | 0 | 0 | 0 | 0 | 0 | 0 | 0 | 0 | 0 | 0 | 0 | 0 | 0 | 0 | 0 | 0 | 0 | 0 | 0 | 0 | 0 | 0 | 0 | 0 | 0 | 0 | 0
F8_Commercial_Restaurant_New_Water Heating_Natural Gas_Water Heater_Baseline Forecast | F8 | Commercial | Restaurant | New | Water Heating | Natural Gas | Water Heater | Baseline Forecast | Avg. Replacement Demand (W) | 0 | 0 | 0 | 0 | 0 | 0 | 0 | 0 | 0 | 0 | 0 | 0 | 0 | 0 | 0 | 0 | 0 | 0 | 0 | 0 | 0 | 0 | 0 | 0 | 0 | 0 | 0 | 0 | 0 | 0 | 0
F1_Commercial_Restaurant_New_Food Preparation_Natural Gas_Oven_Baseline Forecast | F1 | Commercial | Restaurant | New | Food Preparation | Natural Gas | Oven | Baseline Forecast | Units | 0 | 19132.018 | 38439.4819 | 58908.5861 | 70143.1633 | 79296.0131 | 88315.0295 | 97203.1333 | 105963.1886 | 114598.0031 | 123110.33 | 131502.8683 | 139778.2645 | 147939.1137 | 155987.96 | 163927.2981 | 171759.5742 | 179487.1868 | 187112.4877 | 194637.7833 | 202065.3348 | 209397.3598 | 216636.0328 | 223783.4862 | 230841.8112 | 237813.0585 | 244699.2391 | 251502.3252 | 258224.2511 | 264866.9137 | 271432.1733
F2_Commercial_Restaurant_New_Food Preparation_Natural Gas_Oven_Baseline Forecast | F2 | Commercial | Restaurant | New | Food Preparation | Natural Gas | Oven | Baseline Forecast | Usage (MMtherm) | 0 | 0.010234 | 0.020462 | 0.031031 | 0.036946 | 0.04177 | 0.046528 | 0.051219 | 0.055843 | 0.060402 | 0.064897 | 0.069325 | 0.073709 | 0.078027 | 0.082277 | 0.086459 | 0.090583 | 0.094651 | 0.098667 | 0.10263 | 0.10653 | 0.11038 | 0.11418 | 0.11803 | 0.12184 | 0.12562 | 0.12936 | 0.13307 | 0.13674 | 0.14037 | 0.14397
F3_Commercial_Restaurant_New_Food Preparation_Natural Gas_Oven_Baseline Forecast | F3 | Commercial | Restaurant | New | Food Preparation | Natural Gas | Oven | Baseline Forecast | Peak Demand (S) | 0 | 0 | 0 | 0 | 0 | 0 | 0 | 0 | 0 | 0 | 0 | 0 | 0 | 0 | 0 | 0 | 0 | 0 | 0 | 0 | 0 | 0 | 0 | 0 | 0 | 0 | 0 | 0 | 0 | 0 | 0
F4_Commercial_Restaurant_New_Food Preparation_Natural Gas_Oven_Baseline Forecast | F4 | Commercial | Restaurant | New | Food Preparation | Natural Gas | Oven | Baseline Forecast | Peak Demand (W) | 0 | 0 | 0 | 0 | 0 | 0 | 0 | 0 | 0 | 0 | 0 | 0 | 0 | 0 | 0 | 0 | 0 | 0 | 0 | 0 | 0 | 0 | 0 | 0 | 0 | 0 | 0 | 0 | 0 | 0 | 0
F5_Commercial_Restaurant_New_Food Preparation_Natural Gas_Oven_Baseline Forecast | F5 | Commercial | Restaurant | New | Food Preparation | Natural Gas | Oven | Baseline Forecast | Turnover | 0 | 19132.018 | 19307.4639 | 20469.1042 | 11234.5772 | 9152.8498 | 9019.0163 | 8888.1039 | 8760.0553 | 8634.8146 | 11700.9965 | 14267.6737 | 16582.8598 | 16956.1649 | 16903.7511 | 16821.5948 | 22054.9024 | 21088.7742 | 20522.9305 | 17646.2992 | 17658.6949 | 18584.4374 | 19405.1755 | 20067.7614 | 20593.8951 | 22782.4211 | 24293.267 | 25375.6059 | 25244.2582 | 25006.4275 | 24942.875
F6_Commercial_Restaurant_New_Food Preparation_Natural Gas_Oven_Baseline Forecast | F6 | Commercial | Restaurant | New | Food Preparation | Natural Gas | Oven | Baseline Forecast | Avg. Replacement Usage | 0.51436 | 0.5349 | 0.53227 | 0.52667 | 0.52653 | 0.52707 | 0.52752 | 0.52777 | 0.52786 | 0.52801 | 0.52766 | 0.52734 | 0.52826 | 0.52786 | 0.52733 | 0.52684 | 0.52682 | 0.52679 | 0.52695 | 0.52684 | 0.52676 | 0.52665 | 0.52652 | 0.53168 | 0.53178 | 0.53188 | 0.53198 | 0.53207 | 0.53215 | 0.53223 | 0.53232
F7_Commercial_Restaurant_New_Food Preparation_Natural Gas_Oven_Baseline Forecast | F7 | Commercial | Restaurant | New | Food Preparation | Natural Gas | Oven | Baseline Forecast | Avg. Replacement Demand (S) | 0 | 0 | 0 | 0 | 0 | 0 | 0 | 0 | 0 | 0 | 0 | 0 | 0 | 0 | 0 | 0 | 0 | 0 | 0 | 0 | 0 | 0 | 0 | 0 | 0 | 0 | 0 | 0 | 0 | 0 | 0
F8_Commercial_Restaurant_New_Food Preparation_Natural Gas_Oven_Baseline Forecast | F8 | Commercial | Restaurant | New | Food Preparation | Natural Gas | Oven | Baseline Forecast | Avg. Replacement Demand (W) | 0 | 0 | 0 | 0 | 0 | 0 | 0 | 0 | 0 | 0 | 0 | 0 | 0 | 0 | 0 | 0 | 0 | 0 | 0 | 0 | 0 | 0 | 0 | 0 | 0 | 0 | 0 | 0 | 0 | 0 | 0
F1_Commercial_Restaurant_New_Food Preparation_Natural Gas_Conveyor Oven_Baseline Forecast | F1 | Commercial | Restaurant | New | Food Preparation | Natural Gas | Conveyor Oven | Baseline Forecast | Units | 0 | 9566.009 | 19219.7409 | 29454.293 | 35071.5817 | 39648.0066 | 44157.5147 | 48601.5667 | 52981.5943 | 57299.0016 | 61555.165 | 65751.4341 | 69889.1323 | 73969.5568 | 77993.98 | 81963.649 | 85879.7871 | 89743.5934 | 93556.2439 | 97318.8916 | 101032.6674 | 104698.6799 | 108318.0164 | 111891.7431 | 115420.9056 | 118906.5293 | 122349.6196 | 125751.1626 | 129112.1256 | 132433.4569 | 135716.0867
F2_Commercial_Restaurant_New_Food Preparation_Natural Gas_Conveyor Oven_Baseline Forecast | F2 | Commercial | Restaurant | New | Food Preparation | Natural Gas | Conveyor Oven | Baseline Forecast | Usage (MMtherm) | 0 | 0.0087576 | 0.017513 | 0.026561 | 0.031626 | 0.035753 | 0.03982 | 0.043827 | 0.047775 | 0.051668 | 0.055505 | 0.059288 | 0.063022 | 0.066704 | 0.070336 | 0.073918 | 0.077453 | 0.080941 | 0.084385 | 0.087785 | 0.09114 | 0.094452 | 0.097723 | 0.101 | 0.10423 | 0.10742 | 0.11056 | 0.11367 | 0.11675 | 0.11979 | 0.12279
F3_Commercial_Restaurant_New_Food Preparation_Natural Gas_Conveyor Oven_Baseline Forecast | F3 | Commercial | Restaurant | New | Food Preparation | Natural Gas | Conveyor Oven | Baseline Forecast | Peak Demand (S) | 0 | 0 | 0 | 0 | 0 | 0 | 0 | 0 | 0 | 0 | 0 | 0 | 0 | 0 | 0 | 0 | 0 | 0 | 0 | 0 | 0 | 0 | 0 | 0 | 0 | 0 | 0 | 0 | 0 | 0 | 0
F4_Commercial_Restaurant_New_Food Preparation_Natural Gas_Conveyor Oven_Baseline Forecast | F4 | Commercial | Restaurant | New | Food Preparation | Natural Gas | Conveyor Oven | Baseline Forecast | Peak Demand (W) | 0 | 0 | 0 | 0 | 0 | 0 | 0 | 0 | 0 | 0 | 0 | 0 | 0 | 0 | 0 | 0 | 0 | 0 | 0 | 0 | 0 | 0 | 0 | 0 | 0 | 0 | 0 | 0 | 0 | 0 | 0
F5_Commercial_Restaurant_New_Food Preparation_Natural Gas_Conveyor Oven_Baseline Forecast | F5 | Commercial | Restaurant | New | Food Preparation | Natural Gas | Conveyor Oven | Baseline Forecast | Turnover | 0 | 9566.009 | 9653.732 | 10234.5521 | 5617.2886 | 4576.4249 | 4509.5082 | 4444.0519 | 4380.0276 | 4317.4073 | 4256.1634 | 4196.2691 | 4137.6981 | 4080.4246 | 4024.4231 | 3969.6691 | 3916.138 | 5777.0081 | 7273.9583 | 8578.6044 | 8689.9988 | 8562.2759 | 10945.9207 | 10346.8006 | 9975.8856 | 8296.0957 | 7869.8444 | 7764.6584 | 7661.8359 | 7561.3309 | 7463.0986
F6_Commercial_Restaurant_New_Food Preparation_Natural Gas_Conveyor Oven_Baseline Forecast | F6 | Commercial | Restaurant | New | Food Preparation | Natural Gas | Conveyor Oven | Baseline Forecast | Avg. Replacement Usage | 0.8801 | 0.9155 | 0.9112 | 0.90182 | 0.90165 | 0.90177 | 0.9018 | 0.9017 | 0.90149 | 0.90154 | 0.90157 | 0.9016 | 0.90237 | 0.90242 | 0.90242 | 0.90246 | 0.90247 | 0.90247 | 0.9026 | 0.90254 | 0.90251 | 0.90245 | 0.90238 | 0.9067 | 0.90685 | 0.90699 | 0.90712 | 0.90725 | 0.90738 | 0.90751 | 0.90768
F7_Commercial_Restaurant_New_Food Preparation_Natural Gas_Conveyor Oven_Baseline Forecast | F7 | Commercial | Restaurant | New | Food Preparation | Natural Gas | Conveyor Oven | Baseline Forecast | Avg. Replacement Demand (S) | 0 | 0 | 0 | 0 | 0 | 0 | 0 | 0 | 0 | 0 | 0 | 0 | 0 | 0 | 0 | 0 | 0 | 0 | 0 | 0 | 0 | 0 | 0 | 0 | 0 | 0 | 0 | 0 | 0 | 0 | 0
F8_Commercial_Restaurant_New_Food Preparation_Natural Gas_Conveyor Oven_Baseline Forecast | F8 | Commercial | Restaurant | New | Food Preparation | Natural Gas | Conveyor Oven | Baseline Forecast | Avg. Replacement Demand (W) | 0 | 0 | 0 | 0 | 0 | 0 | 0 | 0 | 0 | 0 | 0 | 0 | 0 | 0 | 0 | 0 | 0 | 0 | 0 | 0 | 0 | 0 | 0 | 0 | 0 | 0 | 0 | 0 | 0 | 0 | 0
F1_Commercial_Restaurant_New_Food Preparation_Natural Gas_Double Rack Oven_Baseline Forecast | F1 | Commercial | Restaurant | New | Food Preparation | Natural Gas | Double Rack Oven | Baseline Forecast | Units | 0 | 9566.009 | 19219.7409 | 29454.293 | 35071.5817 | 39648.0066 | 44157.5147 | 48601.5667 | 52981.5943 | 57299.0016 | 61555.165 | 65751.4341 | 69889.1323 | 73969.5568 | 77993.98 | 81963.649 | 85879.7871 | 89743.5934 | 93556.2439 | 97318.8916 | 101032.6674 | 104698.6799 | 108318.0164 | 111891.7431 | 115420.9056 | 118906.5293 | 122349.6196 | 125751.1626 | 129112.1256 | 132433.4569 | 135716.0867
F2_Commercial_Restaurant_New_Food Preparation_Natural Gas_Double Rack Oven_Baseline Forecast | F2 | Commercial | Restaurant | New | Food Preparation | Natural Gas | Double Rack Oven | Baseline Forecast | Usage (MMtherm) | 0 | 0.013296 | 0.026582 | 0.040315 | 0.048004 | 0.054282 | 0.060481 | 0.066598 | 0.07263 | 0.078567 | 0.084408 | 0.090158 | 0.095857 | 0.10146 | 0.10699 | 0.11245 | 0.11784 | 0.12315 | 0.12839 | 0.13356 | 0.13864 | 0.14366 | 0.1486 | 0.15379 | 0.15896 | 0.1641 | 0.16922 | 0.17431 | 0.17941 | 0.1845 | 0.18957
F3_Commercial_Restaurant_New_Food Preparation_Natural Gas_Double Rack Oven_Baseline Forecast | F3 | Commercial | Restaurant | New | Food Preparation | Natural Gas | Double Rack Oven | Baseline Forecast | Peak Demand (S) | 0 | 0 | 0 | 0 | 0 | 0 | 0 | 0 | 0 | 0 | 0 | 0 | 0 | 0 | 0 | 0 | 0 | 0 | 0 | 0 | 0 | 0 | 0 | 0 | 0 | 0 | 0 | 0 | 0 | 0 | 0
F4_Commercial_Restaurant_New_Food Preparation_Natural Gas_Double Rack Oven_Baseline Forecast | F4 | Commercial | Restaurant | New | Food Preparation | Natural Gas | Double Rack Oven | Baseline Forecast | Peak Demand (W) | 0 | 0 | 0 | 0 | 0 | 0 | 0 | 0 | 0 | 0 | 0 | 0 | 0 | 0 | 0 | 0 | 0 | 0 | 0 | 0 | 0 | 0 | 0 | 0 | 0 | 0 | 0 | 0 | 0 | 0 | 0
F5_Commercial_Restaurant_New_Food Preparation_Natural Gas_Double Rack Oven_Baseline Forecast | F5 | Commercial | Restaurant | New | Food Preparation | Natural Gas | Double Rack Oven | Baseline Forecast | Turnover | 0 | 9566.009 | 9653.732 | 10234.5521 | 5617.2886 | 4576.4249 | 4509.5082 | 4444.0519 | 4380.0276 | 4317.4073 | 4256.1634 | 4196.2691 | 6050.8999 | 7541.7324 | 8840.3798 | 8945.8921 | 8812.4015 | 11190.3905 | 10585.7243 | 10209.3709 | 8524.2478 | 8092.7666 | 7982.4518 | 8257.24 | 8767.536 | 9427.9829 | 9970.1014 | 10369.9313 | 11659.932 | 12468.4642 | 12982.6429
F6_Commercial_Restaurant_New_Food Preparation_Natural Gas_Double Rack Oven_Baseline Forecast | F6 | Commercial | Restaurant | New | Food Preparation | Natural Gas | Double Rack Oven | Baseline Forecast | Avg. Replacement Usage | 1.337 | 1.3899 | 1.3827 | 1.3687 | 1.3687 | 1.3719 | 1.3747 | 1.3764 | 1.3771 | 1.3751 | 1.3726 | 1.3701 | 1.3747 | 1.3716 | 1.3714 | 1.3717 | 1.3716 | 1.3714 | 1.3725 | 1.3719 | 1.3714 | 1.3708 | 1.3701 | 1.4086 | 1.4097 | 1.4108 | 1.4118 | 1.4127 | 1.4137 | 1.4146 | 1.4155
F7_Commercial_Restaurant_New_Food Preparation_Natural Gas_Double Rack Oven_Baseline Forecast | F7 | Commercial | Restaurant | New | Food Preparation | Natural Gas | Double Rack Oven | Baseline Forecast | Avg. Replacement Demand (S) | 0 | 0 | 0 | 0 | 0 | 0 | 0 | 0 | 0 | 0 | 0 | 0 | 0 | 0 | 0 | 0 | 0 | 0 | 0 | 0 | 0 | 0 | 0 | 0 | 0 | 0 | 0 | 0 | 0 | 0 | 0
F8_Commercial_Restaurant_New_Food Preparation_Natural Gas_Double Rack Oven_Baseline Forecast | F8 | Commercial | Restaurant | New | Food Preparation | Natural Gas | Double Rack Oven | Baseline Forecast | Avg. Replacement Demand (W) | 0 | 0 | 0 | 0 | 0 | 0 | 0 | 0 | 0 | 0 | 0 | 0 | 0 | 0 | 0 | 0 | 0 | 0 | 0 | 0 | 0 | 0 | 0 | 0 | 0 | 0 | 0 | 0 | 0 | 0 | 0
F1_Commercial_Restaurant_New_Food Preparation_Natural Gas_Fryer_Baseline Forecast | F1 | Commercial | Restaurant | New | Food Preparation | Natural Gas | Fryer | Baseline Forecast | Units | 0 | 76692.8314 | 154088.9575 | 236141.6484 | 281176.7064 | 317866.9274 | 354020.6619 | 389649.6192 | 424765.2794 | 459378.8981 | 493501.5112 | 527143.9385 | 560316.789 | 593030.4645 | 625295.164 | 657120.8879 | 688517.4416 | 719494.44 | 750061.3108 | 780227.2986 | 810001.4686 | 839392.7099 | 868409.7393 | 897061.1049 | 925355.1893 | 953300.2128 | 980904.237 | 1008175.1678 | 1035120.7588 | 1061748.6138 | 1088066.1904
F2_Commercial_Restaurant_New_Food Preparation_Natural Gas_Fryer_Baseline Forecast | F2 | Commercial | Restaurant | New | Food Preparation | Natural Gas | Fryer | Baseline Forecast | Usage (MMtherm) | 0 | 0.066359 | 0.13268 | 0.18269 | 0.2109 | 0.23387 | 0.25651 | 0.27883 | 0.30082 | 0.31903 | 0.33413 | 0.35018 | 0.36694 | 0.38422 | 0.39731 | 0.41152 | 0.43118 | 0.45058 | 0.46972 | 0.48861 | 0.50726 | 0.52566 | 0.54384 | 0.56178 | 0.5795 | 0.597 | 0.61429 | 0.63136 | 0.64824 | 0.66491 | 0.6814
F3_Commercial_Restaurant_New_Food Preparation_Natural Gas_Fryer_Baseline Forecast | F3 | Commercial | Restaurant | New | Food Preparation | Natural Gas | Fryer | Baseline Forecast | Peak Demand (S) | 0 | 0 | 0 | 0 | 0 | 0 | 0 | 0 | 0 | 0 | 0 | 0 | 0 | 0 | 0 | 0 | 0 | 0 | 0 | 0 | 0 | 0 | 0 | 0 | 0 | 0 | 0 | 0 | 0 | 0 | 0
F4_Commercial_Restaurant_New_Food Preparation_Natural Gas_Fryer_Baseline Forecast | F4 | Commercial | Restaurant | New | Food Preparation | Natural Gas | Fryer | Baseline Forecast | Peak Demand (W) | 0 | 0 | 0 | 0 | 0 | 0 | 0 | 0 | 0 | 0 | 0 | 0 | 0 | 0 | 0 | 0 | 0 | 0 | 0 | 0 | 0 | 0 | 0 | 0 | 0 | 0 | 0 | 0 | 0 | 0 | 0
F5_Commercial_Restaurant_New_Food Preparation_Natural Gas_Fryer_Baseline Forecast | F5 | Commercial | Restaurant | New | Food Preparation | Natural Gas | Fryer | Baseline Forecast | Turnover | 0 | 76692.8314 | 77396.1261 | 82052.6909 | 45035.058 | 36690.221 | 36153.7345 | 35628.9573 | 35115.6602 | 49952.1851 | 61872.6913 | 72253.0281 | 73068.3427 | 71968.1135 | 91003.5624 | 86126.9701 | 83081.3733 | 72611.3407 | 74061.334 | 79271.5273 | 83534.7028 | 86658.7325 | 96921.0409 | 103324.858 | 107370.2959 | 105941.9907 | 104525.4463 | 109652.4027 | 108279.3395 | 108228.2155 | 108237.417
F6_Commercial_Restaurant_New_Food Preparation_Natural Gas_Fryer_Baseline Forecast | F6 | Commercial | Restaurant | New | Food Preparation | Natural Gas | Fryer | Baseline Forecast | Avg. Replacement Usage | 0.83202 | 0.86525 | 0.86098 | 0.62624 | 0.62624 | 0.62624 | 0.62624 | 0.62624 | 0.62624 | 0.62624 | 0.62624 | 0.62624 | 0.62624 | 0.62624 | 0.62624 | 0.62624 | 0.62624 | 0.62624 | 0.62624 | 0.62624 | 0.62624 | 0.62624 | 0.62624 | 0.62624 | 0.62624 | 0.62624 | 0.62624 | 0.62624 | 0.62624 | 0.62624 | 0.62624
F7_Commercial_Restaurant_New_Food Preparation_Natural Gas_Fryer_Baseline Forecast | F7 | Commercial | Restaurant | New | Food Preparation | Natural Gas | Fryer | Baseline Forecast | Avg. Replacement Demand (S) | 0 | 0 | 0 | 0 | 0 | 0 | 0 | 0 | 0 | 0 | 0 | 0 | 0 | 0 | 0 | 0 | 0 | 0 | 0 | 0 | 0 | 0 | 0 | 0 | 0 | 0 | 0 | 0 | 0 | 0 | 0
F8_Commercial_Restaurant_New_Food Preparation_Natural Gas_Fryer_Baseline Forecast | F8 | Commercial | Restaurant | New | Food Preparation | Natural Gas | Fryer | Baseline Forecast | Avg. Replacement Demand (W) | 0 | 0 | 0 | 0 | 0 | 0 | 0 | 0 | 0 | 0 | 0 | 0 | 0 | 0 | 0 | 0 | 0 | 0 | 0 | 0 | 0 | 0 | 0 | 0 | 0 | 0 | 0 | 0 | 0 | 0 | 0
F1_Commercial_Restaurant_New_Food Preparation_Natural Gas_Broiler_Baseline Forecast | F1 | Commercial | Restaurant | New | Food Preparation | Natural Gas | Broiler | Baseline Forecast | Units | 0 | 30362.861 | 61004.158 | 93488.9992 | 111318.478 | 125844.2174 | 140157.5605 | 154263.1433 | 168165.5106 | 181869.1186 | 195378.3363 | 208697.4475 | 221830.6521 | 234782.0683 | 247555.734 | 260155.6083 | 272585.5731 | 284849.435 | 296950.9266 | 308893.7077 | 320681.3672 | 332317.4244 | 343805.3304 | 355148.4692 | 366350.1596 | 377413.656 | 388342.15 | 399138.7717 | 409806.5905 | 420348.617 | 430767.8036
F2_Commercial_Restaurant_New_Food Preparation_Natural Gas_Broiler_Baseline Forecast | F2 | Commercial | Restaurant | New | Food Preparation | Natural Gas | Broiler | Baseline Forecast | Usage (MMtherm) | 0 | 0.026986 | 0.053957 | 0.081834 | 0.09744 | 0.11017 | 0.12272 | 0.13509 | 0.14729 | 0.15931 | 0.17115 | 0.18281 | 0.19433 | 0.20569 | 0.21689 | 0.22794 | 0.23884 | 0.24959 | 0.2602 | 0.27067 | 0.28099 | 0.29117 | 0.30122 | 0.31137 | 0.32143 | 0.33139 | 0.34126 | 0.35103 | 0.36074 | 0.37037 | 0.37991
F3_Commercial_Restaurant_New_Food Preparation_Natural Gas_Broiler_Baseline Forecast | F3 | Commercial | Restaurant | New | Food Preparation | Natural Gas | Broiler | Baseline Forecast | Peak Demand (S) | 0 | 0 | 0 | 0 | 0 | 0 | 0 | 0 | 0 | 0 | 0 | 0 | 0 | 0 | 0 | 0 | 0 | 0 | 0 | 0 | 0 | 0 | 0 | 0 | 0 | 0 | 0 | 0 | 0 | 0 | 0
F4_Commercial_Restaurant_New_Food Preparation_Natural Gas_Broiler_Baseline Forecast | F4 | Commercial | Restaurant | New | Food Preparation | Natural Gas | Broiler | Baseline Forecast | Peak Demand (W) | 0 | 0 | 0 | 0 | 0 | 0 | 0 | 0 | 0 | 0 | 0 | 0 | 0 | 0 | 0 | 0 | 0 | 0 | 0 | 0 | 0 | 0 | 0 | 0 | 0 | 0 | 0 | 0 | 0 | 0 | 0
F5_Commercial_Restaurant_New_Food Preparation_Natural Gas_Broiler_Baseline Forecast | F5 | Commercial | Restaurant | New | Food Preparation | Natural Gas | Broiler | Baseline Forecast | Turnover | 0 | 30362.861 | 30641.297 | 32484.8412 | 17829.4787 | 14525.7394 | 14313.3432 | 14105.5827 | 13902.3673 | 13703.608 | 13509.2177 | 13319.1112 | 19205.7769 | 23937.7334 | 28059.6876 | 28394.5876 | 27970.8834 | 35518.7073 | 33599.4747 | 32404.9151 | 27056.273 | 25686.7361 | 25336.5929 | 26208.7806 | 27828.4788 | 29924.7611 | 31645.4651 | 32914.5398 | 37009.0489 | 39575.3595 | 41207.3816
F6_Commercial_Restaurant_New_Food Preparation_Natural Gas_Broiler_Baseline Forecast | F6 | Commercial | Restaurant | New | Food Preparation | Natural Gas | Broiler | Baseline Forecast | Avg. Replacement Usage | 0.85464 | 0.88877 | 0.8844 | 0.87533 | 0.87532 | 0.87614 | 0.87685 | 0.87727 | 0.87744 | 0.87694 | 0.87631 | 0.87567 | 0.87685 | 0.87605 | 0.87601 | 0.87608 | 0.87606 | 0.87602 | 0.87629 | 0.87613 | 0.87602 | 0.87587 | 0.87568 | 0.88478 | 0.88502 | 0.88524 | 0.88546 | 0.88566 | 0.88586 | 0.88606 | 0.88625
F7_Commercial_Restaurant_New_Food Preparation_Natural Gas_Broiler_Baseline Forecast | F7 | Commercial | Restaurant | New | Food Preparation | Natural Gas | Broiler | Baseline Forecast | Avg. Replacement Demand (S) | 0 | 0 | 0 | 0 | 0 | 0 | 0 | 0 | 0 | 0 | 0 | 0 | 0 | 0 | 0 | 0 | 0 | 0 | 0 | 0 | 0 | 0 | 0 | 0 | 0 | 0 | 0 | 0 | 0 | 0 | 0
F8_Commercial_Restaurant_New_Food Preparation_Natural Gas_Broiler_Baseline Forecast | F8 | Commercial | Restaurant | New | Food Preparation | Natural Gas | Broiler | Baseline Forecast | Avg. Replacement Demand (W) | 0 | 0 | 0 | 0 | 0 | 0 | 0 | 0 | 0 | 0 | 0 | 0 | 0 | 0 | 0 | 0 | 0 | 0 | 0 | 0 | 0 | 0 | 0 | 0 | 0 | 0 | 0 | 0 | 0 | 0 | 0
F1_Commercial_Restaurant_New_Food Preparation_Natural Gas_Griddle_Baseline Forecast | F1 | Commercial | Restaurant | New | Food Preparation | Natural Gas | Griddle | Baseline Forecast | Units | 0 | 44212.0058 | 88829.448 | 136131.3141 | 162093.1962 | 183244.4333 | 204086.3958 | 224625.8339 | 244869.3658 | 264823.4799 | 284494.5383 | 303888.7785 | 323012.3163 | 341871.1481 | 360471.1535 | 378818.0976 | 396917.6329 | 414775.3024 | 432396.5408 | 449786.6776 | 466950.9386 | 483894.4482 | 500622.2317 | 517139.2166 | 533450.2355 | 549560.0272 | 565473.2391 | 581194.4288 | 596728.0661 | 612078.5344 | 627250.133
F2_Commercial_Restaurant_New_Food Preparation_Natural Gas_Griddle_Baseline Forecast | F2 | Commercial | Restaurant | New | Food Preparation | Natural Gas | Griddle | Baseline Forecast | Usage (MMtherm) | 0 | 0.027935 | 0.05586 | 0.08472 | 0.10088 | 0.11404 | 0.12701 | 0.1398 | 0.1524 | 0.16482 | 0.17707 | 0.18914 | 0.20104 | 0.21278 | 0.22436 | 0.23578 | 0.24704 | 0.25816 | 0.26913 | 0.27995 | 0.29063 | 0.30118 | 0.31159 | 0.32189 | 0.33207 | 0.34212 | 0.35206 | 0.36188 | 0.37159 | 0.38118 | 0.39067
F3_Commercial_Restaurant_New_Food Preparation_Natural Gas_Griddle_Baseline Forecast | F3 | Commercial | Restaurant | New | Food Preparation | Natural Gas | Griddle | Baseline Forecast | Peak Demand (S) | 0 | 0 | 0 | 0 | 0 | 0 | 0 | 0 | 0 | 0 | 0 | 0 | 0 | 0 | 0 | 0 | 0 | 0 | 0 | 0 | 0 | 0 | 0 | 0 | 0 | 0 | 0 | 0 | 0 | 0 | 0
F4_Commercial_Restaurant_New_Food Preparation_Natural Gas_Griddle_Baseline Forecast | F4 | Commercial | Restaurant | New | Food Preparation | Natural Gas | Griddle | Baseline Forecast | Peak Demand (W) | 0 | 0 | 0 | 0 | 0 | 0 | 0 | 0 | 0 | 0 | 0 | 0 | 0 | 0 | 0 | 0 | 0 | 0 | 0 | 0 | 0 | 0 | 0 | 0 | 0 | 0 | 0 | 0 | 0 | 0 | 0
F5_Commercial_Restaurant_New_Food Preparation_Natural Gas_Griddle_Baseline Forecast | F5 | Commercial | Restaurant | New | Food Preparation | Natural Gas | Griddle | Baseline Forecast | Turnover | 0 | 44212.0058 | 44617.4422 | 47301.8661 | 25961.8821 | 21151.2371 | 20841.9625 | 20539.4381 | 20243.5318 | 19954.1142 | 19671.0584 | 19394.2402 | 27965.9389 | 34856.2412 | 40858.3062 | 41345.961 | 40728.9964 | 51719.5428 | 48924.9075 | 47185.484 | 39397.2128 | 37403.0011 | 36893.1501 | 38163.1611 | 40521.638 | 43574.0791 | 46079.6327 | 47927.5594 | 53889.6609 | 57626.5202 | 60002.9422
F6_Commercial_Restaurant_New_Food Preparation_Natural Gas_Griddle_Baseline Forecast | F6 | Commercial | Restaurant | New | Food Preparation | Natural Gas | Griddle | Baseline Forecast | Avg. Replacement Usage | 0.60745 | 0.63185 | 0.62884 | 0.62234 | 0.62234 | 0.6224 | 0.62245 | 0.62247 | 0.62249 | 0.62245 | 0.62241 | 0.62237 | 0.62245 | 0.62239 | 0.62239 | 0.62239 | 0.62239 | 0.62239 | 0.62241 | 0.6224 | 0.62239 | 0.62238 | 0.62237 | 0.62304 | 0.62306 | 0.62308 | 0.6231 | 0.62312 | 0.62313 | 0.62315 | 0.62317
F7_Commercial_Restaurant_New_Food Preparation_Natural Gas_Griddle_Baseline Forecast | F7 | Commercial | Restaurant | New | Food Preparation | Natural Gas | Griddle | Baseline Forecast | Avg. Replacement Demand (S) | 0 | 0 | 0 | 0 | 0 | 0 | 0 | 0 | 0 | 0 | 0 | 0 | 0 | 0 | 0 | 0 | 0 | 0 | 0 | 0 | 0 | 0 | 0 | 0 | 0 | 0 | 0 | 0 | 0 | 0 | 0
F8_Commercial_Restaurant_New_Food Preparation_Natural Gas_Griddle_Baseline Forecast | F8 | Commercial | Restaurant | New | Food Preparation | Natural Gas | Griddle | Baseline Forecast | Avg. Replacement Demand (W) | 0 | 0 | 0 | 0 | 0 | 0 | 0 | 0 | 0 | 0 | 0 | 0 | 0 | 0 | 0 | 0 | 0 | 0 | 0 | 0 | 0 | 0 | 0 | 0 | 0 | 0 | 0 | 0 | 0 | 0 | 0
F1_Commercial_Restaurant_New_Food Preparation_Natural Gas_Range_Baseline Forecast | F1 | Commercial | Restaurant | New | Food Preparation | Natural Gas | Range | Baseline Forecast | Units | 0 | 67712.9316 | 136046.8098 | 208492.0194 | 248253.96 | 280648.1536 | 312568.6774 | 344025.8697 | 375029.8665 | 405590.6055 | 435717.8302 | 465421.0938 | 494709.7628 | 523593.0213 | 552079.874 | 580179.1504 | 607899.5078 | 635249.4352 | 662237.2566 | 688871.134 | 715159.0712 | 741108.9165 | 766728.3662 | 792024.9673 | 817006.1208 | 841679.0848 | 866050.9768 | 890128.7771 | 913919.3312 | 937429.3528 | 960665.4264
F2_Commercial_Restaurant_New_Food Preparation_Natural Gas_Range_Baseline Forecast | F2 | Commercial | Restaurant | New | Food Preparation | Natural Gas | Range | Baseline Forecast | Usage (MMtherm) | 0 | 0.044376 | 0.088732 | 0.13457 | 0.16023 | 0.18114 | 0.20175 | 0.22207 | 0.2421 | 0.26184 | 0.28131 | 0.3005 | 0.31946 | 0.33814 | 0.35654 | 0.37467 | 0.39256 | 0.4102 | 0.42762 | 0.44479 | 0.46174 | 0.47846 | 0.49495 | 0.51146 | 0.52779 | 0.54395 | 0.55993 | 0.57572 | 0.59134 | 0.6068 | 0.62209
F3_Commercial_Restaurant_New_Food Preparation_Natural Gas_Range_Baseline Forecast | F3 | Commercial | Restaurant | New | Food Preparation | Natural Gas | Range | Baseline Forecast | Peak Demand (S) | 0 | 0 | 0 | 0 | 0 | 0 | 0 | 0 | 0 | 0 | 0 | 0 | 0 | 0 | 0 | 0 | 0 | 0 | 0 | 0 | 0 | 0 | 0 | 0 | 0 | 0 | 0 | 0 | 0 | 0 | 0
F4_Commercial_Restaurant_New_Food Preparation_Natural Gas_Range_Baseline Forecast | F4 | Commercial | Restaurant | New | Food Preparation | Natural Gas | Range | Baseline Forecast | Peak Demand (W) | 0 | 0 | 0 | 0 | 0 | 0 | 0 | 0 | 0 | 0 | 0 | 0 | 0 | 0 | 0 | 0 | 0 | 0 | 0 | 0 | 0 | 0 | 0 | 0 | 0 | 0 | 0 | 0 | 0 | 0 | 0
F5_Commercial_Restaurant_New_Food Preparation_Natural Gas_Range_Baseline Forecast | F5 | Commercial | Restaurant | New | Food Preparation | Natural Gas | Range | Baseline Forecast | Turnover | 0 | 67712.9316 | 68333.8782 | 72445.2096 | 39761.9406 | 32394.1936 | 31920.5238 | 31457.1923 | 31003.9968 | 30560.739 | 43669.811 | 54204.1082 | 63378.3867 | 64107.4207 | 63145.0212 | 79960.4547 | 75663.5159 | 72983.0145 | 61038.7159 | 60677.1446 | 64239.2029 | 68865.0757 | 72654.3156 | 75437.3007 | 84522.2688 | 90200.0621 | 93795.1555 | 92015.2661 | 90023.6685 | 93752.4187 | 92076.5896
F6_Commercial_Restaurant_New_Food Preparation_Natural Gas_Range_Baseline Forecast | F6 | Commercial | Restaurant | New | Food Preparation | Natural Gas | Range | Baseline Forecast | Avg. Replacement Usage | 0.63011 | 0.65536 | 0.65219 | 0.64539 | 0.64531 | 0.64556 | 0.64577 | 0.64588 | 0.64592 | 0.64599 | 0.64603 | 0.64583 | 0.64626 | 0.646 | 0.6457 | 0.64543 | 0.64542 | 0.6454 | 0.64547 | 0.64542 | 0.64538 | 0.64533 | 0.64528 | 0.64809 | 0.64816 | 0.64823 | 0.64829 | 0.64836 | 0.64841 | 0.64847 | 0.64853
F7_Commercial_Restaurant_New_Food Preparation_Natural Gas_Range_Baseline Forecast | F7 | Commercial | Restaurant | New | Food Preparation | Natural Gas | Range | Baseline Forecast | Avg. Replacement Demand (S) | 0 | 0 | 0 | 0 | 0 | 0 | 0 | 0 | 0 | 0 | 0 | 0 | 0 | 0 | 0 | 0 | 0 | 0 | 0 | 0 | 0 | 0 | 0 | 0 | 0 | 0 | 0 | 0 | 0 | 0 | 0
F8_Commercial_Restaurant_New_Food Preparation_Natural Gas_Range_Baseline Forecast | F8 | Commercial | Restaurant | New | Food Preparation | Natural Gas | Range | Baseline Forecast | Avg. Replacement Demand (W) | 0 | 0 | 0 | 0 | 0 | 0 | 0 | 0 | 0 | 0 | 0 | 0 | 0 | 0 | 0 | 0 | 0 | 0 | 0 | 0 | 0 | 0 | 0 | 0 | 0 | 0 | 0 | 0 | 0 | 0 | 0
F1_Commercial_Restaurant_New_Food Preparation_Natural Gas_Steamer_Baseline Forecast | F1 | Commercial | Restaurant | New | Food Preparation | Natural Gas | Steamer | Baseline Forecast | Units | 0 | 8801.1237 | 17682.9561 | 27099.1671 | 32267.3048 | 36477.8049 | 40626.7388 | 44715.4502 | 48745.2567 | 52717.4499 | 56633.2961 | 60494.0372 | 64300.8905 | 68055.0498 | 71757.6854 | 75409.945 | 79012.9539 | 82567.8154 | 86075.6114 | 89537.4029 | 92954.2301 | 96327.1131 | 99657.0523 | 102945.0286 | 106192.004 | 109398.9218 | 112566.7072 | 115696.2675 | 118788.4923 | 121844.2544 | 124864.4095
F2_Commercial_Restaurant_New_Food Preparation_Natural Gas_Steamer_Baseline Forecast | F2 | Commercial | Restaurant | New | Food Preparation | Natural Gas | Steamer | Baseline Forecast | Usage (MMtherm) | 0 | 0.0096196 | 0.019227 | 0.022533 | 0.024456 | 0.026023 | 0.027567 | 0.029089 | 0.030589 | 0.032067 | 0.032836 | 0.032966 | 0.033222 | 0.033587 | 0.034047 | 0.034591 | 0.035207 | 0.035886 | 0.036618 | 0.035489 | 0.034596 | 0.035851 | 0.03709 | 0.038314 | 0.039523 | 0.040716 | 0.041895 | 0.04306 | 0.044211 | 0.045348 | 0.046472
F3_Commercial_Restaurant_New_Food Preparation_Natural Gas_Steamer_Baseline Forecast | F3 | Commercial | Restaurant | New | Food Preparation | Natural Gas | Steamer | Baseline Forecast | Peak Demand (S) | 0 | 0 | 0 | 0 | 0 | 0 | 0 | 0 | 0 | 0 | 0 | 0 | 0 | 0 | 0 | 0 | 0 | 0 | 0 | 0 | 0 | 0 | 0 | 0 | 0 | 0 | 0 | 0 | 0 | 0 | 0
F4_Commercial_Restaurant_New_Food Preparation_Natural Gas_Steamer_Baseline Forecast | F4 | Commercial | Restaurant | New | Food Preparation | Natural Gas | Steamer | Baseline Forecast | Peak Demand (W) | 0 | 0 | 0 | 0 | 0 | 0 | 0 | 0 | 0 | 0 | 0 | 0 | 0 | 0 | 0 | 0 | 0 | 0 | 0 | 0 | 0 | 0 | 0 | 0 | 0 | 0 | 0 | 0 | 0 | 0 | 0
F5_Commercial_Restaurant_New_Food Preparation_Natural Gas_Steamer_Baseline Forecast | F5 | Commercial | Restaurant | New | Food Preparation | Natural Gas | Steamer | Baseline Forecast | Turnover | 0 | 8801.1237 | 8881.8324 | 9416.211 | 5168.1377 | 4210.5001 | 4148.9339 | 4088.7115 | 4029.8065 | 3972.1932 | 4893.7489 | 5716.8581 | 6502.9808 | 6724.9546 | 6811.1759 | 6876.3992 | 6923.212 | 6953.9094 | 6970.5268 | 9793.7963 | 9705.3364 | 9849.7822 | 8526.2223 | 8368.7911 | 8508.3405 | 8634.3873 | 8746.7198 | 8845.3742 | 9544.9375 | 10123.3507 | 10638.9598
F6_Commercial_Restaurant_New_Food Preparation_Natural Gas_Steamer_Baseline Forecast | F6 | Commercial | Restaurant | New | Food Preparation | Natural Gas | Steamer | Baseline Forecast | Avg. Replacement Usage | 1.0524 | 1.093 | 1.0868 | 0.37218 | 0.37218 | 0.37218 | 0.37218 | 0.37218 | 0.37218 | 0.37218 | 0.37218 | 0.37218 | 0.37218 | 0.37218 | 0.37218 | 0.37218 | 0.37218 | 0.37218 | 0.37218 | 0.37218 | 0.37218 | 0.37218 | 0.37218 | 0.37218 | 0.37218 | 0.37218 | 0.37218 | 0.37218 | 0.37218 | 0.37218 | 0.37218
F7_Commercial_Restaurant_New_Food Preparation_Natural Gas_Steamer_Baseline Forecast | F7 | Commercial | Restaurant | New | Food Preparation | Natural Gas | Steamer | Baseline Forecast | Avg. Replacement Demand (S) | 0 | 0 | 0 | 0 | 0 | 0 | 0 | 0 | 0 | 0 | 0 | 0 | 0 | 0 | 0 | 0 | 0 | 0 | 0 | 0 | 0 | 0 | 0 | 0 | 0 | 0 | 0 | 0 | 0 | 0 | 0
F8_Commercial_Restaurant_New_Food Preparation_Natural Gas_Steamer_Baseline Forecast | F8 | Commercial | Restaurant | New | Food Preparation | Natural Gas | Steamer | Baseline Forecast | Avg. Replacement Demand (W) | 0 | 0 | 0 | 0 | 0 | 0 | 0 | 0 | 0 | 0 | 0 | 0 | 0 | 0 | 0 | 0 | 0 | 0 | 0 | 0 | 0 | 0 | 0 | 0 | 0 | 0 | 0 | 0 | 0 | 0 | 0
F1_Commercial_Restaurant_New_Food Preparation_Natural Gas_Food Prep Other_Baseline Forecast | F1 | Commercial | Restaurant | New | Food Preparation | Natural Gas | Food Prep Other | Baseline Forecast | Units | 0 | 8801.1237 | 17682.9561 | 27099.1671 | 32267.3048 | 36477.8049 | 40626.7388 | 44715.4502 | 48745.2567 | 52717.4499 | 56633.2961 | 60494.0372 | 64300.8905 | 68055.0498 | 71757.6854 | 75409.945 | 79012.9539 | 82567.8154 | 86075.6114 | 89537.4029 | 92954.2301 | 96327.1131 | 99657.0523 | 102945.0286 | 106192.004 | 109398.9218 | 112566.7072 | 115696.2675 | 118788.4923 | 121844.2544 | 124864.4095
F2_Commercial_Restaurant_New_Food Preparation_Natural Gas_Food Prep Other_Baseline Forecast | F2 | Commercial | Restaurant | New | Food Preparation | Natural Gas | Food Prep Other | Baseline Forecast | Usage (MMtherm) | 0 | 0.0068524 | 0.013702 | 0.020782 | 0.024745 | 0.027974 | 0.031155 | 0.034291 | 0.037381 | 0.040427 | 0.04343 | 0.046391 | 0.04931 | 0.052189 | 0.055029 | 0.05783 | 0.060593 | 0.063319 | 0.066009 | 0.068663 | 0.071284 | 0.07387 | 0.076424 | 0.078945 | 0.081435 | 0.083895 | 0.086324 | 0.088724 | 0.091095 | 0.093439 | 0.095755
F3_Commercial_Restaurant_New_Food Preparation_Natural Gas_Food Prep Other_Baseline Forecast | F3 | Commercial | Restaurant | New | Food Preparation | Natural Gas | Food Prep Other | Baseline Forecast | Peak Demand (S) | 0 | 0 | 0 | 0 | 0 | 0 | 0 | 0 | 0 | 0 | 0 | 0 | 0 | 0 | 0 | 0 | 0 | 0 | 0 | 0 | 0 | 0 | 0 | 0 | 0 | 0 | 0 | 0 | 0 | 0 | 0
F4_Commercial_Restaurant_New_Food Preparation_Natural Gas_Food Prep Other_Baseline Forecast | F4 | Commercial | Restaurant | New | Food Preparation | Natural Gas | Food Prep Other | Baseline Forecast | Peak Demand (W) | 0 | 0 | 0 | 0 | 0 | 0 | 0 | 0 | 0 | 0 | 0 | 0 | 0 | 0 | 0 | 0 | 0 | 0 | 0 | 0 | 0 | 0 | 0 | 0 | 0 | 0 | 0 | 0 | 0 | 0 | 0
F5_Commercial_Restaurant_New_Food Preparation_Natural Gas_Food Prep Other_Baseline Forecast | F5 | Commercial | Restaurant | New | Food Preparation | Natural Gas | Food Prep Other | Baseline Forecast | Turnover | 0 | 8801.1237 | 8881.8324 | 9416.211 | 5168.1377 | 4210.5001 | 4148.9339 | 4088.7115 | 4029.8065 | 3972.1932 | 5676.071 | 7045.2873 | 8237.7325 | 8332.4902 | 8207.4004 | 10393.02 | 9834.5168 | 9486.1132 | 7933.6291 | 7886.6332 | 8349.6188 | 8950.8759 | 9443.3899 | 9805.114 | 10985.9509 | 11723.9334 | 12191.2129 | 11959.8682 | 11701.0063 | 12185.6581 | 11967.8388
F6_Commercial_Restaurant_New_Food Preparation_Natural Gas_Food Prep Other_Baseline Forecast | F6 | Commercial | Restaurant | New | Food Preparation | Natural Gas | Food Prep Other | Baseline Forecast | Avg. Replacement Usage | 0.74849 | 0.77858 | 0.77488 | 0.76687 | 0.76687 | 0.76687 | 0.76687 | 0.76687 | 0.76687 | 0.76687 | 0.76687 | 0.76687 | 0.76687 | 0.76687 | 0.76687 | 0.76687 | 0.76687 | 0.76687 | 0.76687 | 0.76687 | 0.76687 | 0.76687 | 0.76687 | 0.76687 | 0.76687 | 0.76687 | 0.76687 | 0.76687 | 0.76687 | 0.76687 | 0.76687
F7_Commercial_Restaurant_New_Food Preparation_Natural Gas_Food Prep Other_Baseline Forecast | F7 | Commercial | Restaurant | New | Food Preparation | Natural Gas | Food Prep Other | Baseline Forecast | Avg. Replacement Demand (S) | 0 | 0 | 0 | 0 | 0 | 0 | 0 | 0 | 0 | 0 | 0 | 0 | 0 | 0 | 0 | 0 | 0 | 0 | 0 | 0 | 0 | 0 | 0 | 0 | 0 | 0 | 0 | 0 | 0 | 0 | 0
F8_Commercial_Restaurant_New_Food Preparation_Natural Gas_Food Prep Other_Baseline Forecast | F8 | Commercial | Restaurant | New | Food Preparation | Natural Gas | Food Prep Other | Baseline Forecast | Avg. Replacement Demand (W) | 0 | 0 | 0 | 0 | 0 | 0 | 0 | 0 | 0 | 0 | 0 | 0 | 0 | 0 | 0 | 0 | 0 | 0 | 0 | 0 | 0 | 0 | 0 | 0 | 0 | 0 | 0 | 0 | 0 | 0 | 0
F1_Commercial_Restaurant_New_Miscellaneous_Natural Gas_Pool Heater_Baseline Forecast | F1 | Commercial | Restaurant | New | Miscellaneous | Natural Gas | Pool Heater | Baseline Forecast | Units | 0 | 805.3666 | 1618.1187 | 2479.7703 | 2952.6923 | 3337.9836 | 3717.6412 | 4091.7879 | 4460.5444 | 4824.0289 | 5182.3572 | 5535.643 | 5883.9977 | 6227.5305 | 6566.3485 | 6900.5567 | 7230.2582 | 7555.5538 | 7876.5425 | 8193.3215 | 8505.986 | 8814.6293 | 9119.3428 | 9420.2165 | 9717.3383 | 10010.7945 | 10300.6699 | 10587.0473 | 10870.0083 | 11149.6327 | 11425.9988
F2_Commercial_Restaurant_New_Miscellaneous_Natural Gas_Pool Heater_Baseline Forecast | F2 | Commercial | Restaurant | New | Miscellaneous | Natural Gas | Pool Heater | Baseline Forecast | Usage (MMtherm) | 0 | 4.5672e-07 | 9.1326e-07 | 1.3851e-06 | 1.6492e-06 | 1.8644e-06 | 2.0765e-06 | 2.2855e-06 | 2.4915e-06 | 2.6946e-06 | 2.8948e-06 | 3.0922e-06 | 3.287e-06 | 3.4793e-06 | 3.6689e-06 | 3.8557e-06 | 4.04e-06 | 4.2216e-06 | 4.4006e-06 | 4.5771e-06 | 4.7513e-06 | 4.9232e-06 | 5.0929e-06 | 5.2617e-06 | 5.4285e-06 | 5.5934e-06 | 5.7565e-06 | 5.9177e-06 | 6.0769e-06 | 6.2342e-06 | 6.3895e-06
F3_Commercial_Restaurant_New_Miscellaneous_Natural Gas_Pool Heater_Baseline Forecast | F3 | Commercial | Restaurant | New | Miscellaneous | Natural Gas | Pool Heater | Baseline Forecast | Peak Demand (S) | 0 | 0 | 0 | 0 | 0 | 0 | 0 | 0 | 0 | 0 | 0 | 0 | 0 | 0 | 0 | 0 | 0 | 0 | 0 | 0 | 0 | 0 | 0 | 0 | 0 | 0 | 0 | 0 | 0 | 0 | 0
F4_Commercial_Restaurant_New_Miscellaneous_Natural Gas_Pool Heater_Baseline Forecast | F4 | Commercial | Restaurant | New | Miscellaneous | Natural Gas | Pool Heater | Baseline Forecast | Peak Demand (W) | 0 | 0 | 0 | 0 | 0 | 0 | 0 | 0 | 0 | 0 | 0 | 0 | 0 | 0 | 0 | 0 | 0 | 0 | 0 | 0 | 0 | 0 | 0 | 0 | 0 | 0 | 0 | 0 | 0 | 0 | 0
F5_Commercial_Restaurant_New_Miscellaneous_Natural Gas_Pool Heater_Baseline Forecast | F5 | Commercial | Restaurant | New | Miscellaneous | Natural Gas | Pool Heater | Baseline Forecast | Turnover | 0 | 805.3666 | 812.7521 | 861.6516 | 472.9221 | 385.2913 | 540.7309 | 665.5558 | 774.2141 | 782.4349 | 770.547 | 1002.3289 | 1002.6364 | 1034.6197 | 946.2714 | 951.3085 | 1064.5949 | 1146.4598 | 1213.3282 | 1222.0599 | 1224.0345 | 1311.4185 | 1336.3063 | 1377.1977 | 1379.433 | 1405.4326 | 1471.4375 | 1520.3488 | 1563.1068 | 1581.9166 | 1599.804
F6_Commercial_Restaurant_New_Miscellaneous_Natural Gas_Pool Heater_Baseline Forecast | F6 | Commercial | Restaurant | New | Miscellaneous | Natural Gas | Pool Heater | Baseline Forecast | Avg. Replacement Usage | 0.00054521 | 0.00056709 | 0.00056439 | 0.00055855 | 0.00055852 | 0.00055857 | 0.00055861 | 0.00055861 | 0.00055858 | 0.0005586 | 0.0005586 | 0.00055861 | 0.00055888 | 0.0005589 | 0.00055891 | 0.00055879 | 0.00055867 | 0.00055855 | 0.00055847 | 0.00055836 | 0.00055834 | 0.00055833 | 0.00055831 | 0.00055921 | 0.00055923 | 0.00055925 | 0.00055927 | 0.00055929 | 0.00055931 | 0.00055932 | 0.00055934
F7_Commercial_Restaurant_New_Miscellaneous_Natural Gas_Pool Heater_Baseline Forecast | F7 | Commercial | Restaurant | New | Miscellaneous | Natural Gas | Pool Heater | Baseline Forecast | Avg. Replacement Demand (S) | 0 | 0 | 0 | 0 | 0 | 0 | 0 | 0 | 0 | 0 | 0 | 0 | 0 | 0 | 0 | 0 | 0 | 0 | 0 | 0 | 0 | 0 | 0 | 0 | 0 | 0 | 0 | 0 | 0 | 0 | 0
F8_Commercial_Restaurant_New_Miscellaneous_Natural Gas_Pool Heater_Baseline Forecast | F8 | Commercial | Restaurant | New | Miscellaneous | Natural Gas | Pool Heater | Baseline Forecast | Avg. Replacement Demand (W) | 0 | 0 | 0 | 0 | 0 | 0 | 0 | 0 | 0 | 0 | 0 | 0 | 0 | 0 | 0 | 0 | 0 | 0 | 0 | 0 | 0 | 0 | 0 | 0 | 0 | 0 | 0 | 0 | 0 | 0 | 0
F1_Commercial_Restaurant_New_Miscellaneous_Natural Gas_Miscellaneous_Baseline Forecast | F1 | Commercial | Restaurant | New | Miscellaneous | Natural Gas | Miscellaneous | Baseline Forecast | Units | 0 | 262723.5535 | 527856.3556 | 808940.9646 | 963215.7548 | 1088903.972 | 1212754.3689 | 1334807.0574 | 1455101.3648 | 1573675.8491 | 1690568.3147 | 1805815.8274 | 1919454.7296 | 2031520.6544 | 2142048.5402 | 2251072.6447 | 2358626.5583 | 2464743.2181 | 2569454.9203 | 2672793.3337 | 2774789.5124 | 2875473.9077 | 2974876.3806 | 3073026.2137 | 3169952.1225 | 3265682.2676 | 3360244.2652 | 3453665.1981 | 3545971.6272 | 3637189.601 | 3727344.6669
F2_Commercial_Restaurant_New_Miscellaneous_Natural Gas_Miscellaneous_Baseline Forecast | F2 | Commercial | Restaurant | New | Miscellaneous | Natural Gas | Miscellaneous | Baseline Forecast | Usage (MMtherm) | 0 | 0.00014023 | 0.00028041 | 0.00042529 | 0.00050639 | 0.00057247 | 0.00063758 | 0.00070175 | 0.00076499 | 0.00082733 | 0.00088879 | 0.00094938 | 0.0010091 | 0.001068 | 0.0011261 | 0.0011835 | 0.00124 | 0.0012958 | 0.0013508 | 0.0014052 | 0.0014588 | 0.0015117 | 0.001564 | 0.0016156 | 0.0016665 | 0.0017169 | 0.0017666 | 0.0018157 | 0.0018642 | 0.0019122 | 0.0019596
F3_Commercial_Restaurant_New_Miscellaneous_Natural Gas_Miscellaneous_Baseline Forecast | F3 | Commercial | Restaurant | New | Miscellaneous | Natural Gas | Miscellaneous | Baseline Forecast | Peak Demand (S) | 0 | 0 | 0 | 0 | 0 | 0 | 0 | 0 | 0 | 0 | 0 | 0 | 0 | 0 | 0 | 0 | 0 | 0 | 0 | 0 | 0 | 0 | 0 | 0 | 0 | 0 | 0 | 0 | 0 | 0 | 0
F4_Commercial_Restaurant_New_Miscellaneous_Natural Gas_Miscellaneous_Baseline Forecast | F4 | Commercial | Restaurant | New | Miscellaneous | Natural Gas | Miscellaneous | Baseline Forecast | Peak Demand (W) | 0 | 0 | 0 | 0 | 0 | 0 | 0 | 0 | 0 | 0 | 0 | 0 | 0 | 0 | 0 | 0 | 0 | 0 | 0 | 0 | 0 | 0 | 0 | 0 | 0 | 0 | 0 | 0 | 0 | 0 | 0
F5_Commercial_Restaurant_New_Miscellaneous_Natural Gas_Miscellaneous_Baseline Forecast | F5 | Commercial | Restaurant | New | Miscellaneous | Natural Gas | Miscellaneous | Baseline Forecast | Turnover | 0 | 262723.5535 | 265132.8021 | 281084.609 | 191806.7264 | 195734.5628 | 224045.0658 | 235334.7943 | 245355.3356 | 257776.0893 | 269827.3833 | 357931.7336 | 359181.056 | 365725.0702 | 353071.3656 | 369374.4984 | 391206.3003 | 402975.3865 | 414849.3813 | 428676.1996 | 441936.2813 | 476995.6559 | 483558.4381 | 492466.7745 | 499367.3479 | 514509.7612 | 530229.2021 | 541617.1655 | 553435.5961 | 566247.1169 | 578560.2032
F6_Commercial_Restaurant_New_Miscellaneous_Natural Gas_Miscellaneous_Baseline Forecast | F6 | Commercial | Restaurant | New | Miscellaneous | Natural Gas | Miscellaneous | Baseline Forecast | Avg. Replacement Usage | 0.00051313 | 0.00053376 | 0.00053123 | 0.00052573 | 0.00052573 | 0.00052573 | 0.00052573 | 0.00052573 | 0.00052573 | 0.00052573 | 0.00052573 | 0.00052573 | 0.00052573 | 0.00052573 | 0.00052573 | 0.00052573 | 0.00052573 | 0.00052573 | 0.00052573 | 0.00052573 | 0.00052573 | 0.00052573 | 0.00052573 | 0.00052573 | 0.00052573 | 0.00052573 | 0.00052573 | 0.00052573 | 0.00052573 | 0.00052573 | 0.00052573
F7_Commercial_Restaurant_New_Miscellaneous_Natural Gas_Miscellaneous_Baseline Forecast | F7 | Commercial | Restaurant | New | Miscellaneous | Natural Gas | Miscellaneous | Baseline Forecast | Avg. Replacement Demand (S) | 0 | 0 | 0 | 0 | 0 | 0 | 0 | 0 | 0 | 0 | 0 | 0 | 0 | 0 | 0 | 0 | 0 | 0 | 0 | 0 | 0 | 0 | 0 | 0 | 0 | 0 | 0 | 0 | 0 | 0 | 0
F8_Commercial_Restaurant_New_Miscellaneous_Natural Gas_Miscellaneous_Baseline Forecast | F8 | Commercial | Restaurant | New | Miscellaneous | Natural Gas | Miscellaneous | Baseline Forecast | Avg. Replacement Demand (W) | 0 | 0 | 0 | 0 | 0 | 0 | 0 | 0 | 0 | 0 | 0 | 0 | 0 | 0 | 0 | 0 | 0 | 0 | 0 | 0 | 0 | 0 | 0 | 0 | 0 | 0 | 0 | 0 | 0 | 0 | 0
F1_Commercial_Grocery_Existing_Space Heating_Natural Gas_Furnace_Baseline Forecast | F1 | Commercial | Grocery | Existing | Space Heating | Natural Gas | Furnace | Baseline Forecast | Units | 2452694.9017 | 2403641.0037 | 2355568.1836 | 2308456.8199 | 2262287.6835 | 2217041.9299 | 2172701.0913 | 2129247.0694 | 2086662.128 | 2044928.8855 | 2004030.3078 | 1963949.7016 | 1924670.7076 | 1886177.2934 | 1848453.7476 | 1811484.6726 | 1775254.9792 | 1739749.8796 | 1704954.882 | 1670855.7844 | 1637438.6687 | 1604689.8953 | 1572596.0974 | 1541144.1754 | 1510321.2919 | 1480114.8661 | 1450512.5688 | 1421502.3174 | 1393072.271 | 1365210.8256 | 1337906.6091
F2_Commercial_Grocery_Existing_Space Heating_Natural Gas_Furnace_Baseline Forecast | F2 | Commercial | Grocery | Existing | Space Heating | Natural Gas | Furnace | Baseline Forecast | Usage (MMtherm) | 1.1792 | 1.1957 | 1.1598 | 1.1187 | 1.0902 | 1.0587 | 1.028 | 0.99492 | 0.96265 | 0.93126 | 0.90077 | 0.87121 | 0.84319 | 0.81655 | 0.79121 | 0.76708 | 0.74407 | 0.72212 | 0.70116 | 0.68081 | 0.66104 | 0.6418 | 0.62307 | 0.60517 | 0.58792 | 0.57146 | 0.55573 | 0.5407 | 0.5263 | 0.51252 | 0.49929
F3_Commercial_Grocery_Existing_Space Heating_Natural Gas_Furnace_Baseline Forecast | F3 | Commercial | Grocery | Existing | Space Heating | Natural Gas | Furnace | Baseline Forecast | Peak Demand (S) | 0 | 0 | 0 | 0 | 0 | 0 | 0 | 0 | 0 | 0 | 0 | 0 | 0 | 0 | 0 | 0 | 0 | 0 | 0 | 0 | 0 | 0 | 0 | 0 | 0 | 0 | 0 | 0 | 0 | 0 | 0
F4_Commercial_Grocery_Existing_Space Heating_Natural Gas_Furnace_Baseline Forecast | F4 | Commercial | Grocery | Existing | Space Heating | Natural Gas | Furnace | Baseline Forecast | Peak Demand (W) | 0 | 0 | 0 | 0 | 0 | 0 | 0 | 0 | 0 | 0 | 0 | 0 | 0 | 0 | 0 | 0 | 0 | 0 | 0 | 0 | 0 | 0 | 0 | 0 | 0 | 0 | 0 | 0 | 0 | 0 | 0
F5_Commercial_Grocery_Existing_Space Heating_Natural Gas_Furnace_Baseline Forecast | F5 | Commercial | Grocery | Existing | Space Heating | Natural Gas | Furnace | Baseline Forecast | Turnover | 0 | 62840.2877 | 65658.8594 | 68104.6186 | 70209.5923 | 72003.259 | 73512.7481 | 74763.0232 | 75777.0516 | 76575.9606 | 77179.1811 | 77604.581 | 71578.8135 | 66020.9292 | 60894.5982 | 56166.3117 | 51805.1628 | 47782.6443 | 44072.4625 | 44010.558 | 44044.5732 | 44150.1369 | 44306.5491 | 44496.3232 | 44704.7797 | 44919.6872 | 45130.9438 | 45330.2971 | 45511.0953 | 45668.0685 | 45460.8099
F6_Commercial_Grocery_Existing_Space Heating_Natural Gas_Furnace_Baseline Forecast | F6 | Commercial | Grocery | Existing | Space Heating | Natural Gas | Furnace | Baseline Forecast | Avg. Replacement Usage | 0.42069 | 0.4376 | 0.43553 | 0.43102 | 0.43102 | 0.37892 | 0.37892 | 0.33559 | 0.33564 | 0.3357 | 0.33573 | 0.33577 | 0.33651 | 0.33656 | 0.33657 | 0.33662 | 0.33663 | 0.33664 | 0.33676 | 0.33672 | 0.3367 | 0.33667 | 0.33663 | 0.33964 | 0.33976 | 0.33988 | 0.34 | 0.34013 | 0.34027 | 0.34042 | 0.34058
F7_Commercial_Grocery_Existing_Space Heating_Natural Gas_Furnace_Baseline Forecast | F7 | Commercial | Grocery | Existing | Space Heating | Natural Gas | Furnace | Baseline Forecast | Avg. Replacement Demand (S) | 0 | 0 | 0 | 0 | 0 | 0 | 0 | 0 | 0 | 0 | 0 | 0 | 0 | 0 | 0 | 0 | 0 | 0 | 0 | 0 | 0 | 0 | 0 | 0 | 0 | 0 | 0 | 0 | 0 | 0 | 0
F8_Commercial_Grocery_Existing_Space Heating_Natural Gas_Furnace_Baseline Forecast | F8 | Commercial | Grocery | Existing | Space Heating | Natural Gas | Furnace | Baseline Forecast | Avg. Replacement Demand (W) | 0 | 0 | 0 | 0 | 0 | 0 | 0 | 0 | 0 | 0 | 0 | 0 | 0 | 0 | 0 | 0 | 0 | 0 | 0 | 0 | 0 | 0 | 0 | 0 | 0 | 0 | 0 | 0 | 0 | 0 | 0
F1_Commercial_Grocery_Existing_Space Heating_Natural Gas_Boiler_Baseline Forecast | F1 | Commercial | Grocery | Existing | Space Heating | Natural Gas | Boiler | Baseline Forecast | Units | 251667.5915 | 246634.2397 | 241701.5549 | 236867.5238 | 232130.1733 | 227487.5699 | 222937.8185 | 218479.0621 | 214109.4808 | 209827.2912 | 205630.7454 | 201518.1305 | 197487.7679 | 193538.0125 | 189667.2523 | 185873.9072 | 182156.4291 | 178513.3005 | 174943.0345 | 171444.1738 | 168015.2903 | 164654.9845 | 161361.8848 | 158134.6471 | 154971.9542 | 151872.5151 | 148835.0648 | 145858.3635 | 142941.1962 | 140082.3723 | 137280.7249
F2_Commercial_Grocery_Existing_Space Heating_Natural Gas_Boiler_Baseline Forecast | F2 | Commercial | Grocery | Existing | Space Heating | Natural Gas | Boiler | Baseline Forecast | Usage (MMtherm) | 0.47981 | 0.48539 | 0.46984 | 0.45226 | 0.43994 | 0.42715 | 0.41478 | 0.40281 | 0.39124 | 0.38006 | 0.36926 | 0.35883 | 0.34877 | 0.33905 | 0.32969 | 0.32066 | 0.31195 | 0.30357 | 0.29549 | 0.28771 | 0.28022 | 0.27296 | 0.26598 | 0.25926 | 0.25279 | 0.24658 | 0.24062 | 0.23489 | 0.22937 | 0.22405 | 0.21891
F3_Commercial_Grocery_Existing_Space Heating_Natural Gas_Boiler_Baseline Forecast | F3 | Commercial | Grocery | Existing | Space Heating | Natural Gas | Boiler | Baseline Forecast | Peak Demand (S) | 0 | 0 | 0 | 0 | 0 | 0 | 0 | 0 | 0 | 0 | 0 | 0 | 0 | 0 | 0 | 0 | 0 | 0 | 0 | 0 | 0 | 0 | 0 | 0 | 0 | 0 | 0 | 0 | 0 | 0 | 0
F4_Commercial_Grocery_Existing_Space Heating_Natural Gas_Boiler_Baseline Forecast | F4 | Commercial | Grocery | Existing | Space Heating | Natural Gas | Boiler | Baseline Forecast | Peak Demand (W) | 0 | 0 | 0 | 0 | 0 | 0 | 0 | 0 | 0 | 0 | 0 | 0 | 0 | 0 | 0 | 0 | 0 | 0 | 0 | 0 | 0 | 0 | 0 | 0 | 0 | 0 | 0 | 0 | 0 | 0 | 0
F5_Commercial_Grocery_Existing_Space Heating_Natural Gas_Boiler_Baseline Forecast | F5 | Commercial | Grocery | Existing | Space Heating | Natural Gas | Boiler | Baseline Forecast | Turnover | 0 | 7473.7648 | 7390.874 | 7302.3772 | 7209.179 | 7112.0794 | 7011.7853 | 6908.9211 | 6804.0372 | 6697.6189 | 6590.093 | 6481.8348 | 6373.1733 | 6264.3969 | 6155.7574 | 6047.4745 | 5939.7391 | 5832.717 | 5726.551 | 5621.3642 | 5517.2617 | 5798.1442 | 5550.4344 | 5329.9032 | 5132.8337 | 4956.0008 | 4796.6092 | 4652.2387 | 4520.7966 | 4400.475 | 4289.7149
F6_Commercial_Grocery_Existing_Space Heating_Natural Gas_Boiler_Baseline Forecast | F6 | Commercial | Grocery | Existing | Space Heating | Natural Gas | Boiler | Baseline Forecast | Avg. Replacement Usage | 1.6249 | 1.6902 | 1.6822 | 1.6648 | 1.6648 | 1.5458 | 1.5458 | 1.5458 | 1.5458 | 1.5458 | 1.5458 | 1.5458 | 1.5458 | 1.5458 | 1.5458 | 1.5458 | 1.5458 | 1.5458 | 1.5458 | 1.5458 | 1.5458 | 1.5458 | 1.5458 | 1.5458 | 1.5458 | 1.5458 | 1.5458 | 1.5458 | 1.5458 | 1.5458 | 1.5458
F7_Commercial_Grocery_Existing_Space Heating_Natural Gas_Boiler_Baseline Forecast | F7 | Commercial | Grocery | Existing | Space Heating | Natural Gas | Boiler | Baseline Forecast | Avg. Replacement Demand (S) | 0 | 0 | 0 | 0 | 0 | 0 | 0 | 0 | 0 | 0 | 0 | 0 | 0 | 0 | 0 | 0 | 0 | 0 | 0 | 0 | 0 | 0 | 0 | 0 | 0 | 0 | 0 | 0 | 0 | 0 | 0
F8_Commercial_Grocery_Existing_Space Heating_Natural Gas_Boiler_Baseline Forecast | F8 | Commercial | Grocery | Existing | Space Heating | Natural Gas | Boiler | Baseline Forecast | Avg. Replacement Demand (W) | 0 | 0 | 0 | 0 | 0 | 0 | 0 | 0 | 0 | 0 | 0 | 0 | 0 | 0 | 0 | 0 | 0 | 0 | 0 | 0 | 0 | 0 | 0 | 0 | 0 | 0 | 0 | 0 | 0 | 0 | 0
F1_Commercial_Grocery_Existing_Space Heating_Natural Gas_Unit Heater_Baseline Forecast | F1 | Commercial | Grocery | Existing | Space Heating | Natural Gas | Unit Heater | Baseline Forecast | Units | 1285390.4932 | 1259682.6834 | 1234489.0297 | 1209799.2491 | 1185603.2641 | 1161891.1989 | 1138653.3749 | 1115880.3074 | 1093562.7012 | 1071691.4472 | 1050257.6183 | 1029252.4659 | 1008667.4166 | 988494.0682 | 968724.1869 | 949349.7031 | 930362.7091 | 911755.4549 | 893520.3458 | 875649.9389 | 858136.9401 | 840974.2013 | 824154.7173 | 807671.6229 | 791518.1905 | 775687.8267 | 760174.0701 | 744970.5887 | 730071.177 | 715469.7534 | 701160.3583
F2_Commercial_Grocery_Existing_Space Heating_Natural Gas_Unit Heater_Baseline Forecast | F2 | Commercial | Grocery | Existing | Space Heating | Natural Gas | Unit Heater | Baseline Forecast | Usage (MMtherm) | 1.6465 | 1.6785 | 1.6371 | 1.5878 | 1.556 | 1.5232 | 1.4904 | 1.4577 | 1.425 | 1.3923 | 1.3596 | 1.3271 | 1.2948 | 1.2627 | 1.2308 | 1.1993 | 1.1683 | 1.1387 | 1.1103 | 1.0831 | 1.0569 | 1.0316 | 1.0076 | 0.98436 | 0.96196 | 0.9403 | 0.91934 | 0.89903 | 0.87934 | 0.86023 | 0.84167
F3_Commercial_Grocery_Existing_Space Heating_Natural Gas_Unit Heater_Baseline Forecast | F3 | Commercial | Grocery | Existing | Space Heating | Natural Gas | Unit Heater | Baseline Forecast | Peak Demand (S) | 0 | 0 | 0 | 0 | 0 | 0 | 0 | 0 | 0 | 0 | 0 | 0 | 0 | 0 | 0 | 0 | 0 | 0 | 0 | 0 | 0 | 0 | 0 | 0 | 0 | 0 | 0 | 0 | 0 | 0 | 0
F4_Commercial_Grocery_Existing_Space Heating_Natural Gas_Unit Heater_Baseline Forecast | F4 | Commercial | Grocery | Existing | Space Heating | Natural Gas | Unit Heater | Baseline Forecast | Peak Demand (W) | 0 | 0 | 0 | 0 | 0 | 0 | 0 | 0 | 0 | 0 | 0 | 0 | 0 | 0 | 0 | 0 | 0 | 0 | 0 | 0 | 0 | 0 | 0 | 0 | 0 | 0 | 0 | 0 | 0 | 0 | 0
F5_Commercial_Grocery_Existing_Space Heating_Natural Gas_Unit Heater_Baseline Forecast | F5 | Commercial | Grocery | Existing | Space Heating | Natural Gas | Unit Heater | Baseline Forecast | Turnover | 0 | 1060.339 | 3022.93 | 5748.2044 | 9113.0577 | 13009.0205 | 17340.6292 | 22023.9765 | 26985.4195 | 32160.4302 | 36608.5167 | 40535.9952 | 44101.8561 | 47427.0373 | 50602.0242 | 53693.0654 | 56747.2436 | 52889.3631 | 50157.8093 | 48400.5583 | 47379.8636 | 46919.8599 | 46891.1623 | 47199.0099 | 47774.191 | 48566.1431 | 49537.7483 | 49672.4903 | 49286.5265 | 48617.5394 | 47829.1401
F6_Commercial_Grocery_Existing_Space Heating_Natural Gas_Unit Heater_Baseline Forecast | F6 | Commercial | Grocery | Existing | Space Heating | Natural Gas | Unit Heater | Baseline Forecast | Avg. Replacement Usage | 1.281 | 1.3325 | 1.3261 | 1.3124 | 1.3124 | 1.181 | 1.181 | 1.181 | 1.181 | 1.181 | 1.181 | 1.181 | 1.181 | 1.181 | 1.181 | 1.181 | 1.181 | 1.181 | 1.181 | 1.181 | 1.181 | 1.181 | 1.181 | 1.181 | 1.181 | 1.181 | 1.181 | 1.181 | 1.181 | 1.181 | 1.181
F7_Commercial_Grocery_Existing_Space Heating_Natural Gas_Unit Heater_Baseline Forecast | F7 | Commercial | Grocery | Existing | Space Heating | Natural Gas | Unit Heater | Baseline Forecast | Avg. Replacement Demand (S) | 0 | 0 | 0 | 0 | 0 | 0 | 0 | 0 | 0 | 0 | 0 | 0 | 0 | 0 | 0 | 0 | 0 | 0 | 0 | 0 | 0 | 0 | 0 | 0 | 0 | 0 | 0 | 0 | 0 | 0 | 0
F8_Commercial_Grocery_Existing_Space Heating_Natural Gas_Unit Heater_Baseline Forecast | F8 | Commercial | Grocery | Existing | Space Heating | Natural Gas | Unit Heater | Baseline Forecast | Avg. Replacement Demand (W) | 0 | 0 | 0 | 0 | 0 | 0 | 0 | 0 | 0 | 0 | 0 | 0 | 0 | 0 | 0 | 0 | 0 | 0 | 0 | 0 | 0 | 0 | 0 | 0 | 0 | 0 | 0 | 0 | 0 | 0 | 0
F1_Commercial_Grocery_Existing_Water Heating_Natural Gas_Water Heater_Baseline Forecast | F1 | Commercial | Grocery | Existing | Water Heating | Natural Gas | Water Heater | Baseline Forecast | Units | 2073973.9756 | 2032494.4961 | 1991844.6062 | 1952007.7141 | 1912967.5598 | 1874708.2086 | 1837214.0444 | 1800469.7635 | 1764460.3683 | 1729171.1609 | 1694587.7377 | 1660695.9829 | 1627482.0633 | 1594932.422 | 1563033.7736 | 1531773.0981 | 1501137.6361 | 1471114.8834 | 1441692.5857 | 1412858.734 | 1384601.5594 | 1356909.5282 | 1329771.3376 | 1303175.9108 | 1277112.3926 | 1251570.1448 | 1226538.7419 | 1202007.967 | 1177967.8077 | 1154408.4516 | 1131320.2825
F2_Commercial_Grocery_Existing_Water Heating_Natural Gas_Water Heater_Baseline Forecast | F2 | Commercial | Grocery | Existing | Water Heating | Natural Gas | Water Heater | Baseline Forecast | Usage (MMtherm) | 0.4397 | 0.44272 | 0.42619 | 0.40775 | 0.39405 | 0.38078 | 0.36798 | 0.35027 | 0.33313 | 0.31662 | 0.3001 | 0.28371 | 0.26813 | 0.25331 | 0.23919 | 0.22493 | 0.21229 | 0.20102 | 0.19093 | 0.18185 | 0.17364 | 0.16724 | 0.16128 | 0.15574 | 0.15057 | 0.14572 | 0.14117 | 0.13691 | 0.1329 | 0.12911 | 0.12553
F3_Commercial_Grocery_Existing_Water Heating_Natural Gas_Water Heater_Baseline Forecast | F3 | Commercial | Grocery | Existing | Water Heating | Natural Gas | Water Heater | Baseline Forecast | Peak Demand (S) | 0 | 0 | 0 | 0 | 0 | 0 | 0 | 0 | 0 | 0 | 0 | 0 | 0 | 0 | 0 | 0 | 0 | 0 | 0 | 0 | 0 | 0 | 0 | 0 | 0 | 0 | 0 | 0 | 0 | 0 | 0
F4_Commercial_Grocery_Existing_Water Heating_Natural Gas_Water Heater_Baseline Forecast | F4 | Commercial | Grocery | Existing | Water Heating | Natural Gas | Water Heater | Baseline Forecast | Peak Demand (W) | 0 | 0 | 0 | 0 | 0 | 0 | 0 | 0 | 0 | 0 | 0 | 0 | 0 | 0 | 0 | 0 | 0 | 0 | 0 | 0 | 0 | 0 | 0 | 0 | 0 | 0 | 0 | 0 | 0 | 0 | 0
F5_Commercial_Grocery_Existing_Water Heating_Natural Gas_Water Heater_Baseline Forecast | F5 | Commercial | Grocery | Existing | Water Heating | Natural Gas | Water Heater | Baseline Forecast | Turnover | 0 | 61590.7423 | 66943.5377 | 71470.9561 | 75267.8673 | 78418.6952 | 80998.559 | 83074.2905 | 84705.3399 | 85944.5825 | 97109.2673 | 106645.1774 | 104874.6857 | 103100.068 | 101325.7198 | 111723.5124 | 94917.2974 | 80964.48 | 69334.9034 | 66793.5727 | 65018.1531 | 47545.28 | 50450.1247 | 53726.0913 | 56389.5012 | 58474.6356 | 60084.488 | 62318.5837 | 79352.6733 | 77056.5892 | 73909.5671
F6_Commercial_Grocery_Existing_Water Heating_Natural Gas_Water Heater_Baseline Forecast | F6 | Commercial | Grocery | Existing | Water Heating | Natural Gas | Water Heater | Baseline Forecast | Avg. Replacement Usage | 0.16355 | 0.17012 | 0.16931 | 0.16756 | 0.16756 | 0.16756 | 0.16757 | 0.10217 | 0.10219 | 0.10222 | 0.10225 | 0.10221 | 0.10224 | 0.10217 | 0.1021 | 0.10203 | 0.10202 | 0.10202 | 0.10202 | 0.10202 | 0.10201 | 0.10201 | 0.10201 | 0.10221 | 0.10221 | 0.10221 | 0.10222 | 0.10222 | 0.10222 | 0.10223 | 0.10223
F7_Commercial_Grocery_Existing_Water Heating_Natural Gas_Water Heater_Baseline Forecast | F7 | Commercial | Grocery | Existing | Water Heating | Natural Gas | Water Heater | Baseline Forecast | Avg. Replacement Demand (S) | 0 | 0 | 0 | 0 | 0 | 0 | 0 | 0 | 0 | 0 | 0 | 0 | 0 | 0 | 0 | 0 | 0 | 0 | 0 | 0 | 0 | 0 | 0 | 0 | 0 | 0 | 0 | 0 | 0 | 0 | 0
F8_Commercial_Grocery_Existing_Water Heating_Natural Gas_Water Heater_Baseline Forecast | F8 | Commercial | Grocery | Existing | Water Heating | Natural Gas | Water Heater | Baseline Forecast | Avg. Replacement Demand (W) | 0 | 0 | 0 | 0 | 0 | 0 | 0 | 0 | 0 | 0 | 0 | 0 | 0 | 0 | 0 | 0 | 0 | 0 | 0 | 0 | 0 | 0 | 0 | 0 | 0 | 0 | 0 | 0 | 0 | 0 | 0
F1_Commercial_Grocery_Existing_Food Preparation_Natural Gas_Oven_Baseline Forecast | F1 | Commercial | Grocery | Existing | Food Preparation | Natural Gas | Oven | Baseline Forecast | Units | 712806.7891 | 698550.6533 | 684579.6402 | 670888.0474 | 657470.2865 | 644320.8808 | 631434.4631 | 618805.7739 | 606429.6584 | 594301.0652 | 582415.0439 | 570766.743 | 559351.4082 | 548164.38 | 537201.0924 | 526457.0706 | 515927.9292 | 505609.3706 | 495497.1832 | 485587.2395 | 475875.4947 | 466357.9848 | 457030.8251 | 447890.2086 | 438932.4044 | 430153.7564 | 421550.6812 | 413119.6676 | 404857.2743 | 396760.1288 | 388824.9262
F2_Commercial_Grocery_Existing_Food Preparation_Natural Gas_Oven_Baseline Forecast | F2 | Commercial | Grocery | Existing | Food Preparation | Natural Gas | Oven | Baseline Forecast | Usage (MMtherm) | 0.18718 | 0.19081 | 0.1861 | 0.18048 | 0.17686 | 0.17333 | 0.16988 | 0.1665 | 0.16319 | 0.15996 | 0.15677 | 0.15365 | 0.1506 | 0.14761 | 0.14466 | 0.14177 | 0.13892 | 0.13614 | 0.13341 | 0.13073 | 0.1281 | 0.12552 | 0.12298 | 0.12059 | 0.11826 | 0.11597 | 0.11373 | 0.11153 | 0.10938 | 0.10727 | 0.10522
F3_Commercial_Grocery_Existing_Food Preparation_Natural Gas_Oven_Baseline Forecast | F3 | Commercial | Grocery | Existing | Food Preparation | Natural Gas | Oven | Baseline Forecast | Peak Demand (S) | 0 | 0 | 0 | 0 | 0 | 0 | 0 | 0 | 0 | 0 | 0 | 0 | 0 | 0 | 0 | 0 | 0 | 0 | 0 | 0 | 0 | 0 | 0 | 0 | 0 | 0 | 0 | 0 | 0 | 0 | 0
F4_Commercial_Grocery_Existing_Food Preparation_Natural Gas_Oven_Baseline Forecast | F4 | Commercial | Grocery | Existing | Food Preparation | Natural Gas | Oven | Baseline Forecast | Peak Demand (W) | 0 | 0 | 0 | 0 | 0 | 0 | 0 | 0 | 0 | 0 | 0 | 0 | 0 | 0 | 0 | 0 | 0 | 0 | 0 | 0 | 0 | 0 | 0 | 0 | 0 | 0 | 0 | 0 | 0 | 0 | 0
F5_Commercial_Grocery_Existing_Food Preparation_Natural Gas_Oven_Baseline Forecast | F5 | Commercial | Grocery | Existing | Food Preparation | Natural Gas | Oven | Baseline Forecast | Turnover | 0 | 27942.0261 | 35598.1413 | 41326.7037 | 45549.5414 | 48597.2581 | 50728.9396 | 52147.6041 | 53012.3148 | 53447.6761 | 45785.745 | 40969.5063 | 38127.9414 | 36625.9302 | 36004.526 | 35935.7393 | 41947.8426 | 42999.296 | 43621.3917 | 42831.8331 | 41335.1652 | 39574.8645 | 37816.3287 | 36205.8454 | 34812.0697 | 32854.5213 | 31966.7361 | 31723.0073 | 31684.6664 | 31625.4231 | 31447.4801
F6_Commercial_Grocery_Existing_Food Preparation_Natural Gas_Oven_Baseline Forecast | F6 | Commercial | Grocery | Existing | Food Preparation | Natural Gas | Oven | Baseline Forecast | Avg. Replacement Usage | 0.26259 | 0.27308 | 0.27174 | 0.26888 | 0.26881 | 0.26908 | 0.26931 | 0.26944 | 0.26949 | 0.26956 | 0.26939 | 0.26922 | 0.26969 | 0.26948 | 0.26922 | 0.26897 | 0.26896 | 0.26894 | 0.26902 | 0.26897 | 0.26893 | 0.26887 | 0.2688 | 0.27144 | 0.27149 | 0.27154 | 0.27159 | 0.27163 | 0.27168 | 0.27172 | 0.27176
F7_Commercial_Grocery_Existing_Food Preparation_Natural Gas_Oven_Baseline Forecast | F7 | Commercial | Grocery | Existing | Food Preparation | Natural Gas | Oven | Baseline Forecast | Avg. Replacement Demand (S) | 0 | 0 | 0 | 0 | 0 | 0 | 0 | 0 | 0 | 0 | 0 | 0 | 0 | 0 | 0 | 0 | 0 | 0 | 0 | 0 | 0 | 0 | 0 | 0 | 0 | 0 | 0 | 0 | 0 | 0 | 0
F8_Commercial_Grocery_Existing_Food Preparation_Natural Gas_Oven_Baseline Forecast | F8 | Commercial | Grocery | Existing | Food Preparation | Natural Gas | Oven | Baseline Forecast | Avg. Replacement Demand (W) | 0 | 0 | 0 | 0 | 0 | 0 | 0 | 0 | 0 | 0 | 0 | 0 | 0 | 0 | 0 | 0 | 0 | 0 | 0 | 0 | 0 | 0 | 0 | 0 | 0 | 0 | 0 | 0 | 0 | 0 | 0
F1_Commercial_Grocery_Existing_Food Preparation_Natural Gas_Conveyor Oven_Baseline Forecast | F1 | Commercial | Grocery | Existing | Food Preparation | Natural Gas | Conveyor Oven | Baseline Forecast | Units | 356403.3945 | 349275.3267 | 342289.8201 | 335444.0237 | 328735.1432 | 322160.4404 | 315717.2316 | 309402.8869 | 303214.8292 | 297150.5326 | 291207.522 | 285383.3715 | 279675.7041 | 274082.19 | 268600.5462 | 263228.5353 | 257963.9646 | 252804.6853 | 247748.5916 | 242793.6198 | 237937.7474 | 233178.9924 | 228515.4126 | 223945.1043 | 219466.2022 | 215076.8782 | 210775.3406 | 206559.8338 | 202428.6371 | 198380.0644 | 194412.4631
F2_Commercial_Grocery_Existing_Food Preparation_Natural Gas_Conveyor Oven_Baseline Forecast | F2 | Commercial | Grocery | Existing | Food Preparation | Natural Gas | Conveyor Oven | Baseline Forecast | Usage (MMtherm) | 0.16014 | 0.16324 | 0.15922 | 0.15442 | 0.15133 | 0.14831 | 0.14534 | 0.14243 | 0.13958 | 0.13679 | 0.13405 | 0.13137 | 0.12875 | 0.12618 | 0.12367 | 0.1212 | 0.11879 | 0.11642 | 0.1141 | 0.11182 | 0.10959 | 0.1074 | 0.10525 | 0.10316 | 0.10111 | 0.099109 | 0.097149 | 0.095232 | 0.093358 | 0.091525 | 0.089733
F3_Commercial_Grocery_Existing_Food Preparation_Natural Gas_Conveyor Oven_Baseline Forecast | F3 | Commercial | Grocery | Existing | Food Preparation | Natural Gas | Conveyor Oven | Baseline Forecast | Peak Demand (S) | 0 | 0 | 0 | 0 | 0 | 0 | 0 | 0 | 0 | 0 | 0 | 0 | 0 | 0 | 0 | 0 | 0 | 0 | 0 | 0 | 0 | 0 | 0 | 0 | 0 | 0 | 0 | 0 | 0 | 0 | 0
F4_Commercial_Grocery_Existing_Food Preparation_Natural Gas_Conveyor Oven_Baseline Forecast | F4 | Commercial | Grocery | Existing | Food Preparation | Natural Gas | Conveyor Oven | Baseline Forecast | Peak Demand (W) | 0 | 0 | 0 | 0 | 0 | 0 | 0 | 0 | 0 | 0 | 0 | 0 | 0 | 0 | 0 | 0 | 0 | 0 | 0 | 0 | 0 | 0 | 0 | 0 | 0 | 0 | 0 | 0 | 0 | 0 | 0
F5_Commercial_Grocery_Existing_Food Preparation_Natural Gas_Conveyor Oven_Baseline Forecast | F5 | Commercial | Grocery | Existing | Food Preparation | Natural Gas | Conveyor Oven | Baseline Forecast | Turnover | 0 | 0 | 0 | 0 | 0 | 1288.6418 | 3536.033 | 6485.0845 | 9935.7435 | 13732.6336 | 16590.5352 | 18714.647 | 20265.7973 | 21370.0289 | 22126.1136 | 22611.4438 | 22886.6512 | 17943.1345 | 14067.4175 | 11028.8553 | 8646.6226 | 6965.4953 | 5972.8228 | 5621.471 | 5845.5269 | 6570.8229 | 7774.1774 | 9193.9475 | 10659.6412 | 12064.7393 | 13347.0049
F6_Commercial_Grocery_Existing_Food Preparation_Natural Gas_Conveyor Oven_Baseline Forecast | F6 | Commercial | Grocery | Existing | Food Preparation | Natural Gas | Conveyor Oven | Baseline Forecast | Avg. Replacement Usage | 0.44932 | 0.46739 | 0.46519 | 0.46041 | 0.46032 | 0.46038 | 0.4604 | 0.46034 | 0.46024 | 0.46026 | 0.46027 | 0.46029 | 0.46069 | 0.46071 | 0.46071 | 0.46073 | 0.46074 | 0.46073 | 0.4608 | 0.46077 | 0.46075 | 0.46073 | 0.46069 | 0.46289 | 0.46297 | 0.46304 | 0.46311 | 0.46318 | 0.46324 | 0.46331 | 0.4634
F7_Commercial_Grocery_Existing_Food Preparation_Natural Gas_Conveyor Oven_Baseline Forecast | F7 | Commercial | Grocery | Existing | Food Preparation | Natural Gas | Conveyor Oven | Baseline Forecast | Avg. Replacement Demand (S) | 0 | 0 | 0 | 0 | 0 | 0 | 0 | 0 | 0 | 0 | 0 | 0 | 0 | 0 | 0 | 0 | 0 | 0 | 0 | 0 | 0 | 0 | 0 | 0 | 0 | 0 | 0 | 0 | 0 | 0 | 0
F8_Commercial_Grocery_Existing_Food Preparation_Natural Gas_Conveyor Oven_Baseline Forecast | F8 | Commercial | Grocery | Existing | Food Preparation | Natural Gas | Conveyor Oven | Baseline Forecast | Avg. Replacement Demand (W) | 0 | 0 | 0 | 0 | 0 | 0 | 0 | 0 | 0 | 0 | 0 | 0 | 0 | 0 | 0 | 0 | 0 | 0 | 0 | 0 | 0 | 0 | 0 | 0 | 0 | 0 | 0 | 0 | 0 | 0 | 0
F1_Commercial_Grocery_Existing_Food Preparation_Natural Gas_Double Rack Oven_Baseline Forecast | F1 | Commercial | Grocery | Existing | Food Preparation | Natural Gas | Double Rack Oven | Baseline Forecast | Units | 356403.3945 | 349275.3267 | 342289.8201 | 335444.0237 | 328735.1432 | 322160.4404 | 315717.2316 | 309402.8869 | 303214.8292 | 297150.5326 | 291207.522 | 285383.3715 | 279675.7041 | 274082.19 | 268600.5462 | 263228.5353 | 257963.9646 | 252804.6853 | 247748.5916 | 242793.6198 | 237937.7474 | 233178.9924 | 228515.4126 | 223945.1043 | 219466.2022 | 215076.8782 | 210775.3406 | 206559.8338 | 202428.6371 | 198380.0644 | 194412.4631
F2_Commercial_Grocery_Existing_Food Preparation_Natural Gas_Double Rack Oven_Baseline Forecast | F2 | Commercial | Grocery | Existing | Food Preparation | Natural Gas | Double Rack Oven | Baseline Forecast | Usage (MMtherm) | 0.24328 | 0.24799 | 0.24187 | 0.23458 | 0.22988 | 0.22529 | 0.22083 | 0.21648 | 0.21222 | 0.20803 | 0.2039 | 0.19982 | 0.19586 | 0.19196 | 0.18814 | 0.18439 | 0.18071 | 0.17711 | 0.17357 | 0.1701 | 0.16668 | 0.16333 | 0.16004 | 0.15713 | 0.15428 | 0.15149 | 0.14874 | 0.14605 | 0.1434 | 0.14082 | 0.1383
F3_Commercial_Grocery_Existing_Food Preparation_Natural Gas_Double Rack Oven_Baseline Forecast | F3 | Commercial | Grocery | Existing | Food Preparation | Natural Gas | Double Rack Oven | Baseline Forecast | Peak Demand (S) | 0 | 0 | 0 | 0 | 0 | 0 | 0 | 0 | 0 | 0 | 0 | 0 | 0 | 0 | 0 | 0 | 0 | 0 | 0 | 0 | 0 | 0 | 0 | 0 | 0 | 0 | 0 | 0 | 0 | 0 | 0
F4_Commercial_Grocery_Existing_Food Preparation_Natural Gas_Double Rack Oven_Baseline Forecast | F4 | Commercial | Grocery | Existing | Food Preparation | Natural Gas | Double Rack Oven | Baseline Forecast | Peak Demand (W) | 0 | 0 | 0 | 0 | 0 | 0 | 0 | 0 | 0 | 0 | 0 | 0 | 0 | 0 | 0 | 0 | 0 | 0 | 0 | 0 | 0 | 0 | 0 | 0 | 0 | 0 | 0 | 0 | 0 | 0 | 0
F5_Commercial_Grocery_Existing_Food Preparation_Natural Gas_Double Rack Oven_Baseline Forecast | F5 | Commercial | Grocery | Existing | Food Preparation | Natural Gas | Double Rack Oven | Baseline Forecast | Turnover | 0 | 7761.6739 | 10564.5006 | 12930.0097 | 14916.0878 | 16573.1303 | 17945.0072 | 19069.905 | 19981.0598 | 20707.3958 | 18038.4425 | 15713.4877 | 14931.1969 | 14590.3175 | 14548.2092 | 14699.3814 | 14966.6472 | 16766.9874 | 17358.6711 | 17819.0382 | 18166.1149 | 17897.4067 | 17215.6283 | 16469.7862 | 15755.4991 | 15123.4592 | 13981.3424 | 13158.3045 | 13062.9746 | 13144.3791 | 13320.4243
F6_Commercial_Grocery_Existing_Food Preparation_Natural Gas_Double Rack Oven_Baseline Forecast | F6 | Commercial | Grocery | Existing | Food Preparation | Natural Gas | Double Rack Oven | Baseline Forecast | Avg. Replacement Usage | 0.68259 | 0.7096 | 0.70593 | 0.69878 | 0.69875 | 0.70039 | 0.70183 | 0.70268 | 0.70304 | 0.70201 | 0.70073 | 0.69946 | 0.70183 | 0.70022 | 0.70013 | 0.70027 | 0.70024 | 0.70016 | 0.70069 | 0.70037 | 0.70015 | 0.69985 | 0.69947 | 0.71915 | 0.71971 | 0.72024 | 0.72075 | 0.72124 | 0.72172 | 0.72219 | 0.72264
F7_Commercial_Grocery_Existing_Food Preparation_Natural Gas_Double Rack Oven_Baseline Forecast | F7 | Commercial | Grocery | Existing | Food Preparation | Natural Gas | Double Rack Oven | Baseline Forecast | Avg. Replacement Demand (S) | 0 | 0 | 0 | 0 | 0 | 0 | 0 | 0 | 0 | 0 | 0 | 0 | 0 | 0 | 0 | 0 | 0 | 0 | 0 | 0 | 0 | 0 | 0 | 0 | 0 | 0 | 0 | 0 | 0 | 0 | 0
F8_Commercial_Grocery_Existing_Food Preparation_Natural Gas_Double Rack Oven_Baseline Forecast | F8 | Commercial | Grocery | Existing | Food Preparation | Natural Gas | Double Rack Oven | Baseline Forecast | Avg. Replacement Demand (W) | 0 | 0 | 0 | 0 | 0 | 0 | 0 | 0 | 0 | 0 | 0 | 0 | 0 | 0 | 0 | 0 | 0 | 0 | 0 | 0 | 0 | 0 | 0 | 0 | 0 | 0 | 0 | 0 | 0 | 0 | 0
F1_Commercial_Grocery_Existing_Food Preparation_Natural Gas_Fryer_Baseline Forecast | F1 | Commercial | Grocery | Existing | Food Preparation | Natural Gas | Fryer | Baseline Forecast | Units | 1517412.3162 | 1487064.0699 | 1457322.7885 | 1428176.3327 | 1399612.8061 | 1371620.5499 | 1344188.1389 | 1317304.3762 | 1290958.2886 | 1265139.1229 | 1239836.3404 | 1215039.6136 | 1190738.8213 | 1166924.0449 | 1143585.564 | 1120713.8527 | 1098299.5757 | 1076333.5842 | 1054806.9125 | 1033710.7742 | 1013036.5587 | 992775.8276 | 972920.311 | 953461.9048 | 934392.6667 | 915704.8134 | 897390.7171 | 879442.9028 | 861854.0447 | 844616.9638 | 827724.6245
F2_Commercial_Grocery_Existing_Food Preparation_Natural Gas_Fryer_Baseline Forecast | F2 | Commercial | Grocery | Existing | Food Preparation | Natural Gas | Fryer | Baseline Forecast | Usage (MMtherm) | 0.64455 | 0.65704 | 0.64084 | 0.61549 | 0.59682 | 0.57825 | 0.55985 | 0.54163 | 0.52364 | 0.50502 | 0.48593 | 0.46753 | 0.45058 | 0.43491 | 0.41931 | 0.40485 | 0.3926 | 0.38106 | 0.37015 | 0.35981 | 0.35 | 0.34068 | 0.33179 | 0.32331 | 0.31519 | 0.30742 | 0.29997 | 0.29281 | 0.28591 | 0.27927 | 0.27286
F3_Commercial_Grocery_Existing_Food Preparation_Natural Gas_Fryer_Baseline Forecast | F3 | Commercial | Grocery | Existing | Food Preparation | Natural Gas | Fryer | Baseline Forecast | Peak Demand (S) | 0 | 0 | 0 | 0 | 0 | 0 | 0 | 0 | 0 | 0 | 0 | 0 | 0 | 0 | 0 | 0 | 0 | 0 | 0 | 0 | 0 | 0 | 0 | 0 | 0 | 0 | 0 | 0 | 0 | 0 | 0
F4_Commercial_Grocery_Existing_Food Preparation_Natural Gas_Fryer_Baseline Forecast | F4 | Commercial | Grocery | Existing | Food Preparation | Natural Gas | Fryer | Baseline Forecast | Peak Demand (W) | 0 | 0 | 0 | 0 | 0 | 0 | 0 | 0 | 0 | 0 | 0 | 0 | 0 | 0 | 0 | 0 | 0 | 0 | 0 | 0 | 0 | 0 | 0 | 0 | 0 | 0 | 0 | 0 | 0 | 0 | 0
F5_Commercial_Grocery_Existing_Food Preparation_Natural Gas_Fryer_Baseline Forecast | F5 | Commercial | Grocery | Existing | Food Preparation | Natural Gas | Fryer | Baseline Forecast | Turnover | 0 | 45062.5476 | 48978.8926 | 52291.3548 | 55069.3453 | 57374.6321 | 59262.1761 | 60780.8744 | 61974.2231 | 70548.4185 | 77880.5466 | 84112.2399 | 82152.9581 | 80263.0842 | 87522.2994 | 84766.6174 | 82175.7111 | 81038.9687 | 80892.52 | 81390.0731 | 81047.6775 | 80102.1101 | 81824.9146 | 82255.8655 | 81751.2228 | 79349.4944 | 77281.525 | 77433.6255 | 75373.025 | 73501.2137 | 72504.8617
F6_Commercial_Grocery_Existing_Food Preparation_Natural Gas_Fryer_Baseline Forecast | F6 | Commercial | Grocery | Existing | Food Preparation | Natural Gas | Fryer | Baseline Forecast | Avg. Replacement Usage | 0.42477 | 0.44174 | 0.43956 | 0.31971 | 0.31971 | 0.31971 | 0.31971 | 0.31971 | 0.31971 | 0.31971 | 0.31971 | 0.31971 | 0.31971 | 0.31971 | 0.31971 | 0.31971 | 0.31971 | 0.31971 | 0.31971 | 0.31971 | 0.31971 | 0.31971 | 0.31971 | 0.31971 | 0.31971 | 0.31971 | 0.31971 | 0.31971 | 0.31971 | 0.31971 | 0.31971
F7_Commercial_Grocery_Existing_Food Preparation_Natural Gas_Fryer_Baseline Forecast | F7 | Commercial | Grocery | Existing | Food Preparation | Natural Gas | Fryer | Baseline Forecast | Avg. Replacement Demand (S) | 0 | 0 | 0 | 0 | 0 | 0 | 0 | 0 | 0 | 0 | 0 | 0 | 0 | 0 | 0 | 0 | 0 | 0 | 0 | 0 | 0 | 0 | 0 | 0 | 0 | 0 | 0 | 0 | 0 | 0 | 0
F8_Commercial_Grocery_Existing_Food Preparation_Natural Gas_Fryer_Baseline Forecast | F8 | Commercial | Grocery | Existing | Food Preparation | Natural Gas | Fryer | Baseline Forecast | Avg. Replacement Demand (W) | 0 | 0 | 0 | 0 | 0 | 0 | 0 | 0 | 0 | 0 | 0 | 0 | 0 | 0 | 0 | 0 | 0 | 0 | 0 | 0 | 0 | 0 | 0 | 0 | 0 | 0 | 0 | 0 | 0 | 0 | 0
F1_Commercial_Grocery_Existing_Food Preparation_Natural Gas_Broiler_Baseline Forecast | F1 | Commercial | Grocery | Existing | Food Preparation | Natural Gas | Broiler | Baseline Forecast | Units | 84383.3824 | 82695.7148 | 81041.8005 | 79420.9645 | 77832.5452 | 76275.8943 | 74750.3764 | 73255.3689 | 71790.2615 | 70354.4563 | 68947.3671 | 67568.4198 | 66217.0514 | 64892.7104 | 63594.8562 | 62322.959 | 61076.4999 | 59854.9699 | 58657.8705 | 57484.713 | 56335.0188 | 55208.3184 | 54104.152 | 53022.069 | 51961.6276 | 50922.3951 | 49903.9472 | 48905.8682 | 47927.7509 | 46969.1958 | 46029.8119
F2_Commercial_Grocery_Existing_Food Preparation_Natural Gas_Broiler_Baseline Forecast | F2 | Commercial | Grocery | Existing | Food Preparation | Natural Gas | Broiler | Baseline Forecast | Usage (MMtherm) | 0.036818 | 0.037531 | 0.036605 | 0.035502 | 0.034791 | 0.034096 | 0.033417 | 0.032753 | 0.032102 | 0.031463 | 0.030835 | 0.030218 | 0.029616 | 0.029025 | 0.028445 | 0.027878 | 0.027321 | 0.026775 | 0.02624 | 0.025715 | 0.0252 | 0.024695 | 0.024199 | 0.023731 | 0.023272 | 0.022822 | 0.022382 | 0.021949 | 0.021526 | 0.021112 | 0.020707
F3_Commercial_Grocery_Existing_Food Preparation_Natural Gas_Broiler_Baseline Forecast | F3 | Commercial | Grocery | Existing | Food Preparation | Natural Gas | Broiler | Baseline Forecast | Peak Demand (S) | 0 | 0 | 0 | 0 | 0 | 0 | 0 | 0 | 0 | 0 | 0 | 0 | 0 | 0 | 0 | 0 | 0 | 0 | 0 | 0 | 0 | 0 | 0 | 0 | 0 | 0 | 0 | 0 | 0 | 0 | 0
F4_Commercial_Grocery_Existing_Food Preparation_Natural Gas_Broiler_Baseline Forecast | F4 | Commercial | Grocery | Existing | Food Preparation | Natural Gas | Broiler | Baseline Forecast | Peak Demand (W) | 0 | 0 | 0 | 0 | 0 | 0 | 0 | 0 | 0 | 0 | 0 | 0 | 0 | 0 | 0 | 0 | 0 | 0 | 0 | 0 | 0 | 0 | 0 | 0 | 0 | 0 | 0 | 0 | 0 | 0 | 0
F5_Commercial_Grocery_Existing_Food Preparation_Natural Gas_Broiler_Baseline Forecast | F5 | Commercial | Grocery | Existing | Food Preparation | Natural Gas | Broiler | Baseline Forecast | Turnover | 0 | 3062.8043 | 3418.4299 | 3713.2115 | 3955.2915 | 4151.7567 | 4308.7745 | 4431.7118 | 4525.238 | 4593.4153 | 4001.3751 | 3485.6423 | 3526.8784 | 3577.0241 | 3629.455 | 3679.6316 | 3724.5635 | 4343.5345 | 4326.8296 | 4301.4152 | 4268.6311 | 4127.4025 | 3916.0434 | 3741.224 | 3598.5044 | 3483.0818 | 3269.1065 | 3115.107 | 3192.2797 | 3247.6521 | 3283.8697
F6_Commercial_Grocery_Existing_Food Preparation_Natural Gas_Broiler_Baseline Forecast | F6 | Commercial | Grocery | Existing | Food Preparation | Natural Gas | Broiler | Baseline Forecast | Avg. Replacement Usage | 0.43631 | 0.45374 | 0.45151 | 0.44688 | 0.44687 | 0.44729 | 0.44766 | 0.44787 | 0.44796 | 0.4477 | 0.44738 | 0.44705 | 0.44766 | 0.44725 | 0.44722 | 0.44726 | 0.44725 | 0.44723 | 0.44737 | 0.44729 | 0.44723 | 0.44715 | 0.44706 | 0.4517 | 0.45182 | 0.45194 | 0.45205 | 0.45215 | 0.45226 | 0.45236 | 0.45245
F7_Commercial_Grocery_Existing_Food Preparation_Natural Gas_Broiler_Baseline Forecast | F7 | Commercial | Grocery | Existing | Food Preparation | Natural Gas | Broiler | Baseline Forecast | Avg. Replacement Demand (S) | 0 | 0 | 0 | 0 | 0 | 0 | 0 | 0 | 0 | 0 | 0 | 0 | 0 | 0 | 0 | 0 | 0 | 0 | 0 | 0 | 0 | 0 | 0 | 0 | 0 | 0 | 0 | 0 | 0 | 0 | 0
F8_Commercial_Grocery_Existing_Food Preparation_Natural Gas_Broiler_Baseline Forecast | F8 | Commercial | Grocery | Existing | Food Preparation | Natural Gas | Broiler | Baseline Forecast | Avg. Replacement Demand (W) | 0 | 0 | 0 | 0 | 0 | 0 | 0 | 0 | 0 | 0 | 0 | 0 | 0 | 0 | 0 | 0 | 0 | 0 | 0 | 0 | 0 | 0 | 0 | 0 | 0 | 0 | 0 | 0 | 0 | 0 | 0
F1_Commercial_Grocery_Existing_Food Preparation_Natural Gas_Griddle_Baseline Forecast | F1 | Commercial | Grocery | Existing | Food Preparation | Natural Gas | Griddle | Baseline Forecast | Units | 188083.8697 | 184322.1923 | 180635.7485 | 177023.0335 | 173482.5729 | 170012.9214 | 166612.663 | 163280.4097 | 160014.8015 | 156814.5055 | 153678.2154 | 150604.6511 | 147592.558 | 144640.7069 | 141747.8927 | 138912.9349 | 136134.6762 | 133411.9827 | 130743.743 | 128128.8682 | 125566.2908 | 123054.965 | 120593.8657 | 118181.9884 | 115818.3486 | 113501.9816 | 111231.942 | 109007.3032 | 106827.1571 | 104690.6139 | 102596.8017
F2_Commercial_Grocery_Existing_Food Preparation_Natural Gas_Griddle_Baseline Forecast | F2 | Commercial | Grocery | Existing | Food Preparation | Natural Gas | Griddle | Baseline Forecast | Usage (MMtherm) | 0.058328 | 0.059459 | 0.057994 | 0.056246 | 0.055121 | 0.054018 | 0.052939 | 0.05188 | 0.050843 | 0.049827 | 0.048831 | 0.047854 | 0.046897 | 0.045959 | 0.04504 | 0.04414 | 0.043257 | 0.042392 | 0.041544 | 0.040713 | 0.039899 | 0.039101 | 0.038319 | 0.037555 | 0.036806 | 0.036073 | 0.035354 | 0.03465 | 0.033959 | 0.033283 | 0.03262
F3_Commercial_Grocery_Existing_Food Preparation_Natural Gas_Griddle_Baseline Forecast | F3 | Commercial | Grocery | Existing | Food Preparation | Natural Gas | Griddle | Baseline Forecast | Peak Demand (S) | 0 | 0 | 0 | 0 | 0 | 0 | 0 | 0 | 0 | 0 | 0 | 0 | 0 | 0 | 0 | 0 | 0 | 0 | 0 | 0 | 0 | 0 | 0 | 0 | 0 | 0 | 0 | 0 | 0 | 0 | 0
F4_Commercial_Grocery_Existing_Food Preparation_Natural Gas_Griddle_Baseline Forecast | F4 | Commercial | Grocery | Existing | Food Preparation | Natural Gas | Griddle | Baseline Forecast | Peak Demand (W) | 0 | 0 | 0 | 0 | 0 | 0 | 0 | 0 | 0 | 0 | 0 | 0 | 0 | 0 | 0 | 0 | 0 | 0 | 0 | 0 | 0 | 0 | 0 | 0 | 0 | 0 | 0 | 0 | 0 | 0 | 0
F5_Commercial_Grocery_Existing_Food Preparation_Natural Gas_Griddle_Baseline Forecast | F5 | Commercial | Grocery | Existing | Food Preparation | Natural Gas | Griddle | Baseline Forecast | Turnover | 0 | 6826.7479 | 7619.4091 | 8276.4541 | 8816.0313 | 9253.9365 | 9603.9168 | 9877.9342 | 10086.3968 | 10238.3585 | 8918.7478 | 7769.2203 | 7861.1324 | 7972.903 | 8089.7674 | 8201.6071 | 8301.7567 | 9681.3941 | 9644.1602 | 9587.5135 | 9514.4404 | 9199.653 | 8728.5503 | 8338.8917 | 8020.7811 | 7763.5132 | 7286.5791 | 6943.3266 | 7115.3385 | 7238.7591 | 7319.4853
F6_Commercial_Grocery_Existing_Food Preparation_Natural Gas_Griddle_Baseline Forecast | F6 | Commercial | Grocery | Existing | Food Preparation | Natural Gas | Griddle | Baseline Forecast | Avg. Replacement Usage | 0.31012 | 0.32258 | 0.32104 | 0.31772 | 0.31772 | 0.31775 | 0.31777 | 0.31779 | 0.3178 | 0.31778 | 0.31776 | 0.31773 | 0.31777 | 0.31775 | 0.31775 | 0.31775 | 0.31775 | 0.31775 | 0.31776 | 0.31775 | 0.31775 | 0.31774 | 0.31773 | 0.31808 | 0.31809 | 0.3181 | 0.31811 | 0.31812 | 0.31813 | 0.31813 | 0.31814
F7_Commercial_Grocery_Existing_Food Preparation_Natural Gas_Griddle_Baseline Forecast | F7 | Commercial | Grocery | Existing | Food Preparation | Natural Gas | Griddle | Baseline Forecast | Avg. Replacement Demand (S) | 0 | 0 | 0 | 0 | 0 | 0 | 0 | 0 | 0 | 0 | 0 | 0 | 0 | 0 | 0 | 0 | 0 | 0 | 0 | 0 | 0 | 0 | 0 | 0 | 0 | 0 | 0 | 0 | 0 | 0 | 0
F8_Commercial_Grocery_Existing_Food Preparation_Natural Gas_Griddle_Baseline Forecast | F8 | Commercial | Grocery | Existing | Food Preparation | Natural Gas | Griddle | Baseline Forecast | Avg. Replacement Demand (W) | 0 | 0 | 0 | 0 | 0 | 0 | 0 | 0 | 0 | 0 | 0 | 0 | 0 | 0 | 0 | 0 | 0 | 0 | 0 | 0 | 0 | 0 | 0 | 0 | 0 | 0 | 0 | 0 | 0 | 0 | 0
F1_Commercial_Grocery_Existing_Food Preparation_Natural Gas_Range_Baseline Forecast | F1 | Commercial | Grocery | Existing | Food Preparation | Natural Gas | Range | Baseline Forecast | Units | 786759.3712 | 771024.1838 | 755603.7001 | 740491.6261 | 725681.7936 | 711168.1577 | 696944.7946 | 683005.8987 | 669345.7807 | 655958.8651 | 642839.6878 | 629982.894 | 617383.2362 | 605035.5714 | 592934.86 | 581076.1628 | 569454.6396 | 558065.5468 | 546904.2358 | 535966.1511 | 525246.8281 | 514741.8915 | 504447.0537 | 494358.1126 | 484470.9504 | 474781.5314 | 465285.9007 | 455980.1827 | 446860.5791 | 437923.3675 | 429164.9001
F2_Commercial_Grocery_Existing_Food Preparation_Natural Gas_Range_Baseline Forecast | F2 | Commercial | Grocery | Existing | Food Preparation | Natural Gas | Range | Baseline Forecast | Usage (MMtherm) | 0.25309 | 0.258 | 0.25163 | 0.24405 | 0.23916 | 0.23437 | 0.22969 | 0.22511 | 0.22062 | 0.21622 | 0.2119 | 0.20767 | 0.20354 | 0.19948 | 0.19549 | 0.19158 | 0.18774 | 0.18398 | 0.1803 | 0.17668 | 0.17314 | 0.16966 | 0.16625 | 0.16297 | 0.15976 | 0.15661 | 0.15353 | 0.15051 | 0.14756 | 0.14467 | 0.14184
F3_Commercial_Grocery_Existing_Food Preparation_Natural Gas_Range_Baseline Forecast | F3 | Commercial | Grocery | Existing | Food Preparation | Natural Gas | Range | Baseline Forecast | Peak Demand (S) | 0 | 0 | 0 | 0 | 0 | 0 | 0 | 0 | 0 | 0 | 0 | 0 | 0 | 0 | 0 | 0 | 0 | 0 | 0 | 0 | 0 | 0 | 0 | 0 | 0 | 0 | 0 | 0 | 0 | 0 | 0
F4_Commercial_Grocery_Existing_Food Preparation_Natural Gas_Range_Baseline Forecast | F4 | Commercial | Grocery | Existing | Food Preparation | Natural Gas | Range | Baseline Forecast | Peak Demand (W) | 0 | 0 | 0 | 0 | 0 | 0 | 0 | 0 | 0 | 0 | 0 | 0 | 0 | 0 | 0 | 0 | 0 | 0 | 0 | 0 | 0 | 0 | 0 | 0 | 0 | 0 | 0 | 0 | 0 | 0 | 0
F5_Commercial_Grocery_Existing_Food Preparation_Natural Gas_Range_Baseline Forecast | F5 | Commercial | Grocery | Existing | Food Preparation | Natural Gas | Range | Baseline Forecast | Turnover | 0 | 30840.9674 | 39291.3924 | 45614.2842 | 50275.2347 | 53639.1471 | 55991.9872 | 57557.836 | 58512.259 | 58992.7884 | 51393.0636 | 46843.9839 | 44331.8449 | 43139.5393 | 42765.7026 | 48957.9748 | 49772.145 | 50182.6726 | 50281.3001 | 48853.5435 | 46789.1669 | 44605.614 | 42580.2843 | 40840.2361 | 38914.1388 | 38112.5063 | 37936.9306 | 38066.5491 | 38087.0801 | 39054.6837 | 38411.1333
F6_Commercial_Grocery_Existing_Food Preparation_Natural Gas_Range_Baseline Forecast | F6 | Commercial | Grocery | Existing | Food Preparation | Natural Gas | Range | Baseline Forecast | Avg. Replacement Usage | 0.32169 | 0.33458 | 0.33296 | 0.32949 | 0.32945 | 0.32958 | 0.32968 | 0.32974 | 0.32976 | 0.32979 | 0.32982 | 0.32972 | 0.32993 | 0.3298 | 0.32965 | 0.32951 | 0.3295 | 0.32949 | 0.32953 | 0.3295 | 0.32949 | 0.32946 | 0.32943 | 0.33087 | 0.3309 | 0.33094 | 0.33097 | 0.331 | 0.33103 | 0.33106 | 0.33109
F7_Commercial_Grocery_Existing_Food Preparation_Natural Gas_Range_Baseline Forecast | F7 | Commercial | Grocery | Existing | Food Preparation | Natural Gas | Range | Baseline Forecast | Avg. Replacement Demand (S) | 0 | 0 | 0 | 0 | 0 | 0 | 0 | 0 | 0 | 0 | 0 | 0 | 0 | 0 | 0 | 0 | 0 | 0 | 0 | 0 | 0 | 0 | 0 | 0 | 0 | 0 | 0 | 0 | 0 | 0 | 0
F8_Commercial_Grocery_Existing_Food Preparation_Natural Gas_Range_Baseline Forecast | F8 | Commercial | Grocery | Existing | Food Preparation | Natural Gas | Range | Baseline Forecast | Avg. Replacement Demand (W) | 0 | 0 | 0 | 0 | 0 | 0 | 0 | 0 | 0 | 0 | 0 | 0 | 0 | 0 | 0 | 0 | 0 | 0 | 0 | 0 | 0 | 0 | 0 | 0 | 0 | 0 | 0 | 0 | 0 | 0 | 0
F1_Commercial_Grocery_Existing_Food Preparation_Natural Gas_Steamer_Baseline Forecast | F1 | Commercial | Grocery | Existing | Food Preparation | Natural Gas | Steamer | Baseline Forecast | Units | 57701.0429 | 56547.022 | 55416.0816 | 54307.76 | 53221.6048 | 52157.1727 | 51114.0292 | 50091.7486 | 49089.9137 | 48108.1154 | 47145.9531 | 46203.034 | 45278.9733 | 44373.3939 | 43485.926 | 42616.2075 | 41763.8833 | 40928.6057 | 40110.0335 | 39307.8329 | 38521.6762 | 37751.2427 | 36996.2178 | 36256.2935 | 35531.1676 | 34820.5443 | 34124.1334 | 33441.6507 | 32772.8177 | 32117.3613 | 31475.0141
F2_Commercial_Grocery_Existing_Food Preparation_Natural Gas_Steamer_Baseline Forecast | F2 | Commercial | Grocery | Existing | Food Preparation | Natural Gas | Steamer | Baseline Forecast | Usage (MMtherm) | 0.031001 | 0.0316 | 0.030818 | 0.028974 | 0.02742 | 0.025848 | 0.024269 | 0.022692 | 0.021122 | 0.019568 | 0.01812 | 0.01676 | 0.015556 | 0.014488 | 0.013539 | 0.012693 | 0.011939 | 0.011264 | 0.010659 | 0.0099541 | 0.0093047 | 0.0089024 | 0.0085361 | 0.0082013 | 0.0078944 | 0.007612 | 0.0073513 | 0.0071099 | 0.0068854 | 0.006676 | 0.00648
F3_Commercial_Grocery_Existing_Food Preparation_Natural Gas_Steamer_Baseline Forecast | F3 | Commercial | Grocery | Existing | Food Preparation | Natural Gas | Steamer | Baseline Forecast | Peak Demand (S) | 0 | 0 | 0 | 0 | 0 | 0 | 0 | 0 | 0 | 0 | 0 | 0 | 0 | 0 | 0 | 0 | 0 | 0 | 0 | 0 | 0 | 0 | 0 | 0 | 0 | 0 | 0 | 0 | 0 | 0 | 0
F4_Commercial_Grocery_Existing_Food Preparation_Natural Gas_Steamer_Baseline Forecast | F4 | Commercial | Grocery | Existing | Food Preparation | Natural Gas | Steamer | Baseline Forecast | Peak Demand (W) | 0 | 0 | 0 | 0 | 0 | 0 | 0 | 0 | 0 | 0 | 0 | 0 | 0 | 0 | 0 | 0 | 0 | 0 | 0 | 0 | 0 | 0 | 0 | 0 | 0 | 0 | 0 | 0 | 0 | 0 | 0
F5_Commercial_Grocery_Existing_Food Preparation_Natural Gas_Steamer_Baseline Forecast | F5 | Commercial | Grocery | Existing | Food Preparation | Natural Gas | Steamer | Baseline Forecast | Turnover | 0 | 2094.3341 | 2337.5096 | 2539.0802 | 2704.6136 | 2838.9558 | 2946.324 | 3030.388 | 3094.3409 | 3140.9603 | 2930.1417 | 2769.0227 | 2647.3434 | 2556.6819 | 2490.151 | 2442.1417 | 2408.1078 | 2384.385 | 2368.0385 | 2782.5911 | 2741.4861 | 2686.5419 | 2623.4294 | 2556.3197 | 2488.2133 | 2421.2032 | 2356.6872 | 2295.5356 | 2225.7606 | 2170.9073 | 2125.7869
F6_Commercial_Grocery_Existing_Food Preparation_Natural Gas_Steamer_Baseline Forecast | F6 | Commercial | Grocery | Existing | Food Preparation | Natural Gas | Steamer | Baseline Forecast | Avg. Replacement Usage | 0.53727 | 0.558 | 0.55486 | 0.19001 | 0.19001 | 0.19001 | 0.19001 | 0.19001 | 0.19001 | 0.19001 | 0.19001 | 0.19001 | 0.19001 | 0.19001 | 0.19001 | 0.19001 | 0.19001 | 0.19001 | 0.19001 | 0.19001 | 0.19001 | 0.19001 | 0.19001 | 0.19001 | 0.19001 | 0.19001 | 0.19001 | 0.19001 | 0.19001 | 0.19001 | 0.19001
F7_Commercial_Grocery_Existing_Food Preparation_Natural Gas_Steamer_Baseline Forecast | F7 | Commercial | Grocery | Existing | Food Preparation | Natural Gas | Steamer | Baseline Forecast | Avg. Replacement Demand (S) | 0 | 0 | 0 | 0 | 0 | 0 | 0 | 0 | 0 | 0 | 0 | 0 | 0 | 0 | 0 | 0 | 0 | 0 | 0 | 0 | 0 | 0 | 0 | 0 | 0 | 0 | 0 | 0 | 0 | 0 | 0
F8_Commercial_Grocery_Existing_Food Preparation_Natural Gas_Steamer_Baseline Forecast | F8 | Commercial | Grocery | Existing | Food Preparation | Natural Gas | Steamer | Baseline Forecast | Avg. Replacement Demand (W) | 0 | 0 | 0 | 0 | 0 | 0 | 0 | 0 | 0 | 0 | 0 | 0 | 0 | 0 | 0 | 0 | 0 | 0 | 0 | 0 | 0 | 0 | 0 | 0 | 0 | 0 | 0 | 0 | 0 | 0 | 0
F1_Commercial_Grocery_Existing_Food Preparation_Natural Gas_Food Prep Other_Baseline Forecast | F1 | Commercial | Grocery | Existing | Food Preparation | Natural Gas | Food Prep Other | Baseline Forecast | Units | 57701.0429 | 56547.022 | 55416.0816 | 54307.76 | 53221.6048 | 52157.1727 | 51114.0292 | 50091.7486 | 49089.9137 | 48108.1154 | 47145.9531 | 46203.034 | 45278.9733 | 44373.3939 | 43485.926 | 42616.2075 | 41763.8833 | 40928.6057 | 40110.0335 | 39307.8329 | 38521.6762 | 37751.2427 | 36996.2178 | 36256.2935 | 35531.1676 | 34820.5443 | 34124.1334 | 33441.6507 | 32772.8177 | 32117.3613 | 31475.0141
F2_Commercial_Grocery_Existing_Food Preparation_Natural Gas_Food Prep Other_Baseline Forecast | F2 | Commercial | Grocery | Existing | Food Preparation | Natural Gas | Food Prep Other | Baseline Forecast | Usage (MMtherm) | 0.022049 | 0.022477 | 0.021923 | 0.021262 | 0.020837 | 0.02042 | 0.020011 | 0.019611 | 0.019219 | 0.018835 | 0.018458 | 0.018089 | 0.017727 | 0.017372 | 0.017025 | 0.016685 | 0.016351 | 0.016024 | 0.015703 | 0.015389 | 0.015082 | 0.01478 | 0.014484 | 0.014195 | 0.013911 | 0.013632 | 0.01336 | 0.013093 | 0.012831 | 0.012574 | 0.012323
F3_Commercial_Grocery_Existing_Food Preparation_Natural Gas_Food Prep Other_Baseline Forecast | F3 | Commercial | Grocery | Existing | Food Preparation | Natural Gas | Food Prep Other | Baseline Forecast | Peak Demand (S) | 0 | 0 | 0 | 0 | 0 | 0 | 0 | 0 | 0 | 0 | 0 | 0 | 0 | 0 | 0 | 0 | 0 | 0 | 0 | 0 | 0 | 0 | 0 | 0 | 0 | 0 | 0 | 0 | 0 | 0 | 0
F4_Commercial_Grocery_Existing_Food Preparation_Natural Gas_Food Prep Other_Baseline Forecast | F4 | Commercial | Grocery | Existing | Food Preparation | Natural Gas | Food Prep Other | Baseline Forecast | Peak Demand (W) | 0 | 0 | 0 | 0 | 0 | 0 | 0 | 0 | 0 | 0 | 0 | 0 | 0 | 0 | 0 | 0 | 0 | 0 | 0 | 0 | 0 | 0 | 0 | 0 | 0 | 0 | 0 | 0 | 0 | 0 | 0
F5_Commercial_Grocery_Existing_Food Preparation_Natural Gas_Food Prep Other_Baseline Forecast | F5 | Commercial | Grocery | Existing | Food Preparation | Natural Gas | Food Prep Other | Baseline Forecast | Turnover | 0 | 2261.8809 | 2881.6362 | 3345.358 | 3687.1928 | 3933.9026 | 4106.4602 | 4221.2998 | 4291.2973 | 4326.5394 | 3769.1745 | 3435.5444 | 3251.3037 | 3163.8599 | 3136.4426 | 3590.5848 | 3650.2961 | 3680.4043 | 3687.6376 | 3582.9257 | 3431.5241 | 3271.382 | 3122.844 | 2995.2287 | 2853.9684 | 2795.1766 | 2782.2998 | 2791.8061 | 2793.3118 | 2864.276 | 2817.0779
F6_Commercial_Grocery_Existing_Food Preparation_Natural Gas_Food Prep Other_Baseline Forecast | F6 | Commercial | Grocery | Existing | Food Preparation | Natural Gas | Food Prep Other | Baseline Forecast | Avg. Replacement Usage | 0.38213 | 0.39748 | 0.3956 | 0.39151 | 0.39151 | 0.39151 | 0.39151 | 0.39151 | 0.39151 | 0.39151 | 0.39151 | 0.39151 | 0.39151 | 0.39151 | 0.39151 | 0.39151 | 0.39151 | 0.39151 | 0.39151 | 0.39151 | 0.39151 | 0.39151 | 0.39151 | 0.39151 | 0.39151 | 0.39151 | 0.39151 | 0.39151 | 0.39151 | 0.39151 | 0.39151
F7_Commercial_Grocery_Existing_Food Preparation_Natural Gas_Food Prep Other_Baseline Forecast | F7 | Commercial | Grocery | Existing | Food Preparation | Natural Gas | Food Prep Other | Baseline Forecast | Avg. Replacement Demand (S) | 0 | 0 | 0 | 0 | 0 | 0 | 0 | 0 | 0 | 0 | 0 | 0 | 0 | 0 | 0 | 0 | 0 | 0 | 0 | 0 | 0 | 0 | 0 | 0 | 0 | 0 | 0 | 0 | 0 | 0 | 0
F8_Commercial_Grocery_Existing_Food Preparation_Natural Gas_Food Prep Other_Baseline Forecast | F8 | Commercial | Grocery | Existing | Food Preparation | Natural Gas | Food Prep Other | Baseline Forecast | Avg. Replacement Demand (W) | 0 | 0 | 0 | 0 | 0 | 0 | 0 | 0 | 0 | 0 | 0 | 0 | 0 | 0 | 0 | 0 | 0 | 0 | 0 | 0 | 0 | 0 | 0 | 0 | 0 | 0 | 0 | 0 | 0 | 0 | 0
F1_Commercial_Grocery_Existing_Miscellaneous_Natural Gas_Pool Heater_Baseline Forecast | F1 | Commercial | Grocery | Existing | Miscellaneous | Natural Gas | Pool Heater | Baseline Forecast | Units | 5555.9698 | 5444.8504 | 5335.9534 | 5229.2343 | 5124.6497 | 5022.1567 | 4921.7135 | 4823.2793 | 4726.8137 | 4632.2774 | 4539.6319 | 4448.8392 | 4359.8624 | 4272.6652 | 4187.2119 | 4103.4676 | 4021.3983 | 3940.9703 | 3862.1509 | 3784.9079 | 3709.2097 | 3635.0255 | 3562.325 | 3491.0785 | 3421.257 | 3352.8318 | 3285.7752 | 3220.0597 | 3155.6585 | 3092.5453 | 3030.6944
F2_Commercial_Grocery_Existing_Miscellaneous_Natural Gas_Pool Heater_Baseline Forecast | F2 | Commercial | Grocery | Existing | Miscellaneous | Natural Gas | Pool Heater | Baseline Forecast | Usage (MMtherm) | 2.1983e-06 | 2.2409e-06 | 2.1856e-06 | 2.1197e-06 | 2.0773e-06 | 2.0358e-06 | 1.995e-06 | 1.9552e-06 | 1.9161e-06 | 1.8777e-06 | 1.8402e-06 | 1.8034e-06 | 1.7675e-06 | 1.7323e-06 | 1.6978e-06 | 1.6639e-06 | 1.6306e-06 | 1.598e-06 | 1.5659e-06 | 1.5345e-06 | 1.5036e-06 | 1.4734e-06 | 1.4438e-06 | 1.4151e-06 | 1.387e-06 | 1.3594e-06 | 1.3325e-06 | 1.3061e-06 | 1.2802e-06 | 1.2548e-06 | 1.2299e-06
F3_Commercial_Grocery_Existing_Miscellaneous_Natural Gas_Pool Heater_Baseline Forecast | F3 | Commercial | Grocery | Existing | Miscellaneous | Natural Gas | Pool Heater | Baseline Forecast | Peak Demand (S) | 0 | 0 | 0 | 0 | 0 | 0 | 0 | 0 | 0 | 0 | 0 | 0 | 0 | 0 | 0 | 0 | 0 | 0 | 0 | 0 | 0 | 0 | 0 | 0 | 0 | 0 | 0 | 0 | 0 | 0 | 0
F4_Commercial_Grocery_Existing_Miscellaneous_Natural Gas_Pool Heater_Baseline Forecast | F4 | Commercial | Grocery | Existing | Miscellaneous | Natural Gas | Pool Heater | Baseline Forecast | Peak Demand (W) | 0 | 0 | 0 | 0 | 0 | 0 | 0 | 0 | 0 | 0 | 0 | 0 | 0 | 0 | 0 | 0 | 0 | 0 | 0 | 0 | 0 | 0 | 0 | 0 | 0 | 0 | 0 | 0 | 0 | 0 | 0
F5_Commercial_Grocery_Existing_Miscellaneous_Natural Gas_Pool Heater_Baseline Forecast | F5 | Commercial | Grocery | Existing | Miscellaneous | Natural Gas | Pool Heater | Baseline Forecast | Turnover | 0 | 653.3821 | 618.9706 | 589.8576 | 564.9414 | 543.3572 | 544.1131 | 538.4848 | 528.809 | 516.7187 | 503.3378 | 632.9323 | 588.9968 | 553.7896 | 524.7756 | 500.2165 | 509.0835 | 506.7281 | 497.6255 | 484.6852 | 469.7719 | 490.2495 | 469.2648 | 452.8485 | 438.8145 | 425.9456 | 426.6127 | 420.9763 | 412.1343 | 401.8041 | 390.9006
F6_Commercial_Grocery_Existing_Miscellaneous_Natural Gas_Pool Heater_Baseline Forecast | F6 | Commercial | Grocery | Existing | Miscellaneous | Natural Gas | Pool Heater | Baseline Forecast | Avg. Replacement Usage | 0.00039566 | 0.00041154 | 0.00040958 | 0.00040534 | 0.00040532 | 0.00040535 | 0.00040538 | 0.00040538 | 0.00040536 | 0.00040537 | 0.00040538 | 0.00040538 | 0.00040558 | 0.0004056 | 0.0004056 | 0.00040552 | 0.00040543 | 0.00040534 | 0.00040528 | 0.0004052 | 0.00040519 | 0.00040518 | 0.00040517 | 0.00040582 | 0.00040584 | 0.00040585 | 0.00040586 | 0.00040588 | 0.00040589 | 0.0004059 | 0.00040591
F7_Commercial_Grocery_Existing_Miscellaneous_Natural Gas_Pool Heater_Baseline Forecast | F7 | Commercial | Grocery | Existing | Miscellaneous | Natural Gas | Pool Heater | Baseline Forecast | Avg. Replacement Demand (S) | 0 | 0 | 0 | 0 | 0 | 0 | 0 | 0 | 0 | 0 | 0 | 0 | 0 | 0 | 0 | 0 | 0 | 0 | 0 | 0 | 0 | 0 | 0 | 0 | 0 | 0 | 0 | 0 | 0 | 0 | 0
F8_Commercial_Grocery_Existing_Miscellaneous_Natural Gas_Pool Heater_Baseline Forecast | F8 | Commercial | Grocery | Existing | Miscellaneous | Natural Gas | Pool Heater | Baseline Forecast | Avg. Replacement Demand (W) | 0 | 0 | 0 | 0 | 0 | 0 | 0 | 0 | 0 | 0 | 0 | 0 | 0 | 0 | 0 | 0 | 0 | 0 | 0 | 0 | 0 | 0 | 0 | 0 | 0 | 0 | 0 | 0 | 0 | 0 | 0
F1_Commercial_Grocery_Existing_Miscellaneous_Natural Gas_Miscellaneous_Baseline Forecast | F1 | Commercial | Grocery | Existing | Miscellaneous | Natural Gas | Miscellaneous | Baseline Forecast | Units | 2934877.3195 | 2876179.7731 | 2818656.1777 | 2762283.0541 | 2707037.393 | 2652896.6452 | 2599838.7123 | 2547841.938 | 2496885.0993 | 2446947.3973 | 2398008.4493 | 2350048.2803 | 2303047.3147 | 2256986.3684 | 2211846.6411 | 2167609.7083 | 2124257.5141 | 2081772.3638 | 2040136.9165 | 1999334.1782 | 1959347.4946 | 1920160.5447 | 1881757.3338 | 1844122.1872 | 1807239.7434 | 1771094.9486 | 1735673.0496 | 1700959.5886 | 1666940.3968 | 1633601.5889 | 1600929.5571
F2_Commercial_Grocery_Existing_Miscellaneous_Natural Gas_Miscellaneous_Baseline Forecast | F2 | Commercial | Grocery | Existing | Miscellaneous | Natural Gas | Miscellaneous | Baseline Forecast | Usage (MMtherm) | 0.0015035 | 0.0015327 | 0.0014949 | 0.0014498 | 0.0014208 | 0.0013924 | 0.0013646 | 0.0013373 | 0.0013105 | 0.0012843 | 0.0012586 | 0.0012335 | 0.0012088 | 0.0011846 | 0.0011609 | 0.0011377 | 0.001115 | 0.0010927 | 0.0010708 | 0.0010494 | 0.0010284 | 0.0010078 | 0.00098768 | 0.00096793 | 0.00094857 | 0.0009296 | 0.00091101 | 0.00089279 | 0.00087493 | 0.00085743 | 0.00084028
F3_Commercial_Grocery_Existing_Miscellaneous_Natural Gas_Miscellaneous_Baseline Forecast | F3 | Commercial | Grocery | Existing | Miscellaneous | Natural Gas | Miscellaneous | Baseline Forecast | Peak Demand (S) | 0 | 0 | 0 | 0 | 0 | 0 | 0 | 0 | 0 | 0 | 0 | 0 | 0 | 0 | 0 | 0 | 0 | 0 | 0 | 0 | 0 | 0 | 0 | 0 | 0 | 0 | 0 | 0 | 0 | 0 | 0
F4_Commercial_Grocery_Existing_Miscellaneous_Natural Gas_Miscellaneous_Baseline Forecast | F4 | Commercial | Grocery | Existing | Miscellaneous | Natural Gas | Miscellaneous | Baseline Forecast | Peak Demand (W) | 0 | 0 | 0 | 0 | 0 | 0 | 0 | 0 | 0 | 0 | 0 | 0 | 0 | 0 | 0 | 0 | 0 | 0 | 0 | 0 | 0 | 0 | 0 | 0 | 0 | 0 | 0 | 0 | 0 | 0 | 0
F5_Commercial_Grocery_Existing_Miscellaneous_Natural Gas_Miscellaneous_Baseline Forecast | F5 | Commercial | Grocery | Existing | Miscellaneous | Natural Gas | Miscellaneous | Baseline Forecast | Turnover | 0 | 246529.6948 | 287617.9773 | 320521.4739 | 302385.4347 | 292675.7279 | 288943.6468 | 283370.1993 | 277382.9751 | 271851.906 | 266456.4246 | 319808.0625 | 316146.1464 | 310591.8413 | 301105.8609 | 294564.8941 | 289700.4761 | 283882.7931 | 277991.4272 | 272468.7156 | 267053.3589 | 275671.9804 | 268850.4316 | 261924.2662 | 256302.6927 | 251319.2982 | 246569.9586 | 241574.5644 | 236663.1458 | 231958.6889 | 227334.5466
F6_Commercial_Grocery_Existing_Miscellaneous_Natural Gas_Miscellaneous_Baseline Forecast | F6 | Commercial | Grocery | Existing | Miscellaneous | Natural Gas | Miscellaneous | Baseline Forecast | Avg. Replacement Usage | 0.0005123 | 0.00053289 | 0.00053036 | 0.00052487 | 0.00052487 | 0.00052487 | 0.00052487 | 0.00052487 | 0.00052487 | 0.00052487 | 0.00052487 | 0.00052487 | 0.00052487 | 0.00052487 | 0.00052487 | 0.00052487 | 0.00052487 | 0.00052487 | 0.00052487 | 0.00052487 | 0.00052487 | 0.00052487 | 0.00052487 | 0.00052487 | 0.00052487 | 0.00052487 | 0.00052487 | 0.00052487 | 0.00052487 | 0.00052487 | 0.00052487
F7_Commercial_Grocery_Existing_Miscellaneous_Natural Gas_Miscellaneous_Baseline Forecast | F7 | Commercial | Grocery | Existing | Miscellaneous | Natural Gas | Miscellaneous | Baseline Forecast | Avg. Replacement Demand (S) | 0 | 0 | 0 | 0 | 0 | 0 | 0 | 0 | 0 | 0 | 0 | 0 | 0 | 0 | 0 | 0 | 0 | 0 | 0 | 0 | 0 | 0 | 0 | 0 | 0 | 0 | 0 | 0 | 0 | 0 | 0
F8_Commercial_Grocery_Existing_Miscellaneous_Natural Gas_Miscellaneous_Baseline Forecast | F8 | Commercial | Grocery | Existing | Miscellaneous | Natural Gas | Miscellaneous | Baseline Forecast | Avg. Replacement Demand (W) | 0 | 0 | 0 | 0 | 0 | 0 | 0 | 0 | 0 | 0 | 0 | 0 | 0 | 0 | 0 | 0 | 0 | 0 | 0 | 0 | 0 | 0 | 0 | 0 | 0 | 0 | 0 | 0 | 0 | 0 | 0
F1_Commercial_Grocery_New_Space Heating_Natural Gas_Furnace_Baseline Forecast | F1 | Commercial | Grocery | New | Space Heating | Natural Gas | Furnace | Baseline Forecast | Units | 0 | 0 | 0 | 0 | 0 | 0 | 0 | 0 | 0 | 0 | 0 | 0 | 0 | 0 | 0 | 0 | 0 | 0 | 0 | 0 | 0 | 0 | 0 | 0 | 0 | 0 | 0 | 0 | 0 | 0 | 0
F2_Commercial_Grocery_New_Space Heating_Natural Gas_Furnace_Baseline Forecast | F2 | Commercial | Grocery | New | Space Heating | Natural Gas | Furnace | Baseline Forecast | Usage (MMtherm) | 0 | 0 | 0 | 0 | 0 | 0 | 0 | 0 | 0 | 0 | 0 | 0 | 0 | 0 | 0 | 0 | 0 | 0 | 0 | 0 | 0 | 0 | 0 | 0 | 0 | 0 | 0 | 0 | 0 | 0 | 0
F3_Commercial_Grocery_New_Space Heating_Natural Gas_Furnace_Baseline Forecast | F3 | Commercial | Grocery | New | Space Heating | Natural Gas | Furnace | Baseline Forecast | Peak Demand (S) | 0 | 0 | 0 | 0 | 0 | 0 | 0 | 0 | 0 | 0 | 0 | 0 | 0 | 0 | 0 | 0 | 0 | 0 | 0 | 0 | 0 | 0 | 0 | 0 | 0 | 0 | 0 | 0 | 0 | 0 | 0
F4_Commercial_Grocery_New_Space Heating_Natural Gas_Furnace_Baseline Forecast | F4 | Commercial | Grocery | New | Space Heating | Natural Gas | Furnace | Baseline Forecast | Peak Demand (W) | 0 | 0 | 0 | 0 | 0 | 0 | 0 | 0 | 0 | 0 | 0 | 0 | 0 | 0 | 0 | 0 | 0 | 0 | 0 | 0 | 0 | 0 | 0 | 0 | 0 | 0 | 0 | 0 | 0 | 0 | 0
F5_Commercial_Grocery_New_Space Heating_Natural Gas_Furnace_Baseline Forecast | F5 | Commercial | Grocery | New | Space Heating | Natural Gas | Furnace | Baseline Forecast | Turnover | 0 | 0 | 0 | 0 | 0 | 0 | 0 | 0 | 0 | 0 | 0 | 0 | 0 | 0 | 0 | 0 | 0 | 0 | 0 | 0 | 0 | 0 | 0 | 0 | 0 | 0 | 0 | 0 | 0 | 0 | 0
F6_Commercial_Grocery_New_Space Heating_Natural Gas_Furnace_Baseline Forecast | F6 | Commercial | Grocery | New | Space Heating | Natural Gas | Furnace | Baseline Forecast | Avg. Replacement Usage | 0.4207 | 0.4376 | 0.43553 | 0.43102 | 0.43102 | 0.37892 | 0.37892 | 0.33559 | 0.33564 | 0.3357 | 0.33573 | 0.33578 | 0.33651 | 0.33656 | 0.33657 | 0.33662 | 0.33664 | 0.33664 | 0.33676 | 0.33672 | 0.3367 | 0.33667 | 0.33663 | 0.33964 | 0.33976 | 0.33988 | 0.34 | 0.34014 | 0.34027 | 0.34042 | 0.34058
F7_Commercial_Grocery_New_Space Heating_Natural Gas_Furnace_Baseline Forecast | F7 | Commercial | Grocery | New | Space Heating | Natural Gas | Furnace | Baseline Forecast | Avg. Replacement Demand (S) | 0 | 0 | 0 | 0 | 0 | 0 | 0 | 0 | 0 | 0 | 0 | 0 | 0 | 0 | 0 | 0 | 0 | 0 | 0 | 0 | 0 | 0 | 0 | 0 | 0 | 0 | 0 | 0 | 0 | 0 | 0
F8_Commercial_Grocery_New_Space Heating_Natural Gas_Furnace_Baseline Forecast | F8 | Commercial | Grocery | New | Space Heating | Natural Gas | Furnace | Baseline Forecast | Avg. Replacement Demand (W) | 0 | 0 | 0 | 0 | 0 | 0 | 0 | 0 | 0 | 0 | 0 | 0 | 0 | 0 | 0 | 0 | 0 | 0 | 0 | 0 | 0 | 0 | 0 | 0 | 0 | 0 | 0 | 0 | 0 | 0 | 0
F1_Commercial_Grocery_New_Space Heating_Natural Gas_Boiler_Baseline Forecast | F1 | Commercial | Grocery | New | Space Heating | Natural Gas | Boiler | Baseline Forecast | Units | 0 | 0 | 0 | 0 | 0 | 0 | 0 | 0 | 0 | 0 | 0 | 0 | 0 | 0 | 0 | 0 | 0 | 0 | 0 | 0 | 0 | 0 | 0 | 0 | 0 | 0 | 0 | 0 | 0 | 0 | 0
F2_Commercial_Grocery_New_Space Heating_Natural Gas_Boiler_Baseline Forecast | F2 | Commercial | Grocery | New | Space Heating | Natural Gas | Boiler | Baseline Forecast | Usage (MMtherm) | 0 | 0 | 0 | 0 | 0 | 0 | 0 | 0 | 0 | 0 | 0 | 0 | 0 | 0 | 0 | 0 | 0 | 0 | 0 | 0 | 0 | 0 | 0 | 0 | 0 | 0 | 0 | 0 | 0 | 0 | 0
F3_Commercial_Grocery_New_Space Heating_Natural Gas_Boiler_Baseline Forecast | F3 | Commercial | Grocery | New | Space Heating | Natural Gas | Boiler | Baseline Forecast | Peak Demand (S) | 0 | 0 | 0 | 0 | 0 | 0 | 0 | 0 | 0 | 0 | 0 | 0 | 0 | 0 | 0 | 0 | 0 | 0 | 0 | 0 | 0 | 0 | 0 | 0 | 0 | 0 | 0 | 0 | 0 | 0 | 0
F4_Commercial_Grocery_New_Space Heating_Natural Gas_Boiler_Baseline Forecast | F4 | Commercial | Grocery | New | Space Heating | Natural Gas | Boiler | Baseline Forecast | Peak Demand (W) | 0 | 0 | 0 | 0 | 0 | 0 | 0 | 0 | 0 | 0 | 0 | 0 | 0 | 0 | 0 | 0 | 0 | 0 | 0 | 0 | 0 | 0 | 0 | 0 | 0 | 0 | 0 | 0 | 0 | 0 | 0
F5_Commercial_Grocery_New_Space Heating_Natural Gas_Boiler_Baseline Forecast | F5 | Commercial | Grocery | New | Space Heating | Natural Gas | Boiler | Baseline Forecast | Turnover | 0 | 0 | 0 | 0 | 0 | 0 | 0 | 0 | 0 | 0 | 0 | 0 | 0 | 0 | 0 | 0 | 0 | 0 | 0 | 0 | 0 | 0 | 0 | 0 | 0 | 0 | 0 | 0 | 0 | 0 | 0
F6_Commercial_Grocery_New_Space Heating_Natural Gas_Boiler_Baseline Forecast | F6 | Commercial | Grocery | New | Space Heating | Natural Gas | Boiler | Baseline Forecast | Avg. Replacement Usage | 1.6249 | 1.6902 | 1.6822 | 1.6648 | 1.6647 | 1.5458 | 1.5458 | 1.5458 | 1.5458 | 1.5458 | 1.5458 | 1.5458 | 1.5458 | 1.5458 | 1.5458 | 1.5458 | 1.5458 | 1.5458 | 1.5458 | 1.5458 | 1.5458 | 1.5458 | 1.5458 | 1.5458 | 1.5458 | 1.5458 | 1.5458 | 1.5458 | 1.5458 | 1.5458 | 1.5458
F7_Commercial_Grocery_New_Space Heating_Natural Gas_Boiler_Baseline Forecast | F7 | Commercial | Grocery | New | Space Heating | Natural Gas | Boiler | Baseline Forecast | Avg. Replacement Demand (S) | 0 | 0 | 0 | 0 | 0 | 0 | 0 | 0 | 0 | 0 | 0 | 0 | 0 | 0 | 0 | 0 | 0 | 0 | 0 | 0 | 0 | 0 | 0 | 0 | 0 | 0 | 0 | 0 | 0 | 0 | 0
F8_Commercial_Grocery_New_Space Heating_Natural Gas_Boiler_Baseline Forecast | F8 | Commercial | Grocery | New | Space Heating | Natural Gas | Boiler | Baseline Forecast | Avg. Replacement Demand (W) | 0 | 0 | 0 | 0 | 0 | 0 | 0 | 0 | 0 | 0 | 0 | 0 | 0 | 0 | 0 | 0 | 0 | 0 | 0 | 0 | 0 | 0 | 0 | 0 | 0 | 0 | 0 | 0 | 0 | 0 | 0
F1_Commercial_Grocery_New_Space Heating_Natural Gas_Unit Heater_Baseline Forecast | F1 | Commercial | Grocery | New | Space Heating | Natural Gas | Unit Heater | Baseline Forecast | Units | 0 | 12640.6022 | 25397.1222 | 38921.1427 | 46343.8736 | 52391.1988 | 58350.0996 | 64222.506 | 70010.3102 | 75715.3673 | 81339.4963 | 86884.4805 | 92352.0686 | 97743.9748 | 103061.8803 | 108307.4334 | 113482.2501 | 118587.9152 | 123625.9826 | 128597.976 | 133505.3895 | 138349.6883 | 143132.309 | 147854.6606 | 152518.1247 | 157124.0561 | 161673.7837 | 166168.6104 | 170609.8142 | 174998.6484 | 179336.3422
F2_Commercial_Grocery_New_Space Heating_Natural Gas_Unit Heater_Baseline Forecast | F2 | Commercial | Grocery | New | Space Heating | Natural Gas | Unit Heater | Baseline Forecast | Usage (MMtherm) | 0 | 0.016843 | 0.03368 | 0.051081 | 0.060822 | 0.067965 | 0.075002 | 0.081938 | 0.088773 | 0.095511 | 0.10215 | 0.10846 | 0.11448 | 0.12021 | 0.12581 | 0.13142 | 0.13703 | 0.14263 | 0.14773 | 0.15287 | 0.15801 | 0.16339 | 0.16904 | 0.17462 | 0.18013 | 0.18557 | 0.19094 | 0.19625 | 0.20149 | 0.20668 | 0.2118
F3_Commercial_Grocery_New_Space Heating_Natural Gas_Unit Heater_Baseline Forecast | F3 | Commercial | Grocery | New | Space Heating | Natural Gas | Unit Heater | Baseline Forecast | Peak Demand (S) | 0 | 0 | 0 | 0 | 0 | 0 | 0 | 0 | 0 | 0 | 0 | 0 | 0 | 0 | 0 | 0 | 0 | 0 | 0 | 0 | 0 | 0 | 0 | 0 | 0 | 0 | 0 | 0 | 0 | 0 | 0
F4_Commercial_Grocery_New_Space Heating_Natural Gas_Unit Heater_Baseline Forecast | F4 | Commercial | Grocery | New | Space Heating | Natural Gas | Unit Heater | Baseline Forecast | Peak Demand (W) | 0 | 0 | 0 | 0 | 0 | 0 | 0 | 0 | 0 | 0 | 0 | 0 | 0 | 0 | 0 | 0 | 0 | 0 | 0 | 0 | 0 | 0 | 0 | 0 | 0 | 0 | 0 | 0 | 0 | 0 | 0
F5_Commercial_Grocery_New_Space Heating_Natural Gas_Unit Heater_Baseline Forecast | F5 | Commercial | Grocery | New | Space Heating | Natural Gas | Unit Heater | Baseline Forecast | Turnover | 0 | 12640.6022 | 12756.52 | 13524.0205 | 7422.7309 | 6047.3251 | 5958.9008 | 5872.4064 | 5787.8042 | 5705.0571 | 5624.129 | 7350.7845 | 8837.7769 | 10212.6425 | 10510.3553 | 10560.1278 | 10581.4381 | 10578.8272 | 14239.1082 | 13707.3815 | 13421.9528 | 11414.933 | 11276.3982 | 11721.6324 | 12139.1262 | 12497.5821 | 12801.5246 | 13055.4776 | 14316.1363 | 15244.5053 | 15960.5535
F6_Commercial_Grocery_New_Space Heating_Natural Gas_Unit Heater_Baseline Forecast | F6 | Commercial | Grocery | New | Space Heating | Natural Gas | Unit Heater | Baseline Forecast | Avg. Replacement Usage | 1.281 | 1.3325 | 1.3261 | 1.3124 | 1.3124 | 1.181 | 1.181 | 1.181 | 1.181 | 1.181 | 1.181 | 1.181 | 1.181 | 1.181 | 1.181 | 1.181 | 1.181 | 1.181 | 1.181 | 1.181 | 1.181 | 1.181 | 1.181 | 1.181 | 1.181 | 1.181 | 1.181 | 1.181 | 1.181 | 1.181 | 1.181
F7_Commercial_Grocery_New_Space Heating_Natural Gas_Unit Heater_Baseline Forecast | F7 | Commercial | Grocery | New | Space Heating | Natural Gas | Unit Heater | Baseline Forecast | Avg. Replacement Demand (S) | 0 | 0 | 0 | 0 | 0 | 0 | 0 | 0 | 0 | 0 | 0 | 0 | 0 | 0 | 0 | 0 | 0 | 0 | 0 | 0 | 0 | 0 | 0 | 0 | 0 | 0 | 0 | 0 | 0 | 0 | 0
F8_Commercial_Grocery_New_Space Heating_Natural Gas_Unit Heater_Baseline Forecast | F8 | Commercial | Grocery | New | Space Heating | Natural Gas | Unit Heater | Baseline Forecast | Avg. Replacement Demand (W) | 0 | 0 | 0 | 0 | 0 | 0 | 0 | 0 | 0 | 0 | 0 | 0 | 0 | 0 | 0 | 0 | 0 | 0 | 0 | 0 | 0 | 0 | 0 | 0 | 0 | 0 | 0 | 0 | 0 | 0 | 0
F1_Commercial_Grocery_New_Water Heating_Natural Gas_Water Heater_Baseline Forecast | F1 | Commercial | Grocery | New | Water Heating | Natural Gas | Water Heater | Baseline Forecast | Units | 0 | 0 | 0 | 0 | 0 | 0 | 0 | 0 | 0 | 0 | 0 | 0 | 0 | 0 | 0 | 0 | 0 | 0 | 0 | 0 | 0 | 0 | 0 | 0 | 0 | 0 | 0 | 0 | 0 | 0 | 0
F2_Commercial_Grocery_New_Water Heating_Natural Gas_Water Heater_Baseline Forecast | F2 | Commercial | Grocery | New | Water Heating | Natural Gas | Water Heater | Baseline Forecast | Usage (MMtherm) | 0 | 0 | 0 | 0 | 0 | 0 | 0 | 0 | 0 | 0 | 0 | 0 | 0 | 0 | 0 | 0 | 0 | 0 | 0 | 0 | 0 | 0 | 0 | 0 | 0 | 0 | 0 | 0 | 0 | 0 | 0
F3_Commercial_Grocery_New_Water Heating_Natural Gas_Water Heater_Baseline Forecast | F3 | Commercial | Grocery | New | Water Heating | Natural Gas | Water Heater | Baseline Forecast | Peak Demand (S) | 0 | 0 | 0 | 0 | 0 | 0 | 0 | 0 | 0 | 0 | 0 | 0 | 0 | 0 | 0 | 0 | 0 | 0 | 0 | 0 | 0 | 0 | 0 | 0 | 0 | 0 | 0 | 0 | 0 | 0 | 0
F4_Commercial_Grocery_New_Water Heating_Natural Gas_Water Heater_Baseline Forecast | F4 | Commercial | Grocery | New | Water Heating | Natural Gas | Water Heater | Baseline Forecast | Peak Demand (W) | 0 | 0 | 0 | 0 | 0 | 0 | 0 | 0 | 0 | 0 | 0 | 0 | 0 | 0 | 0 | 0 | 0 | 0 | 0 | 0 | 0 | 0 | 0 | 0 | 0 | 0 | 0 | 0 | 0 | 0 | 0
F5_Commercial_Grocery_New_Water Heating_Natural Gas_Water Heater_Baseline Forecast | F5 | Commercial | Grocery | New | Water Heating | Natural Gas | Water Heater | Baseline Forecast | Turnover | 0 | 0 | 0 | 0 | 0 | 0 | 0 | 0 | 0 | 0 | 0 | 0 | 0 | 0 | 0 | 0 | 0 | 0 | 0 | 0 | 0 | 0 | 0 | 0 | 0 | 0 | 0 | 0 | 0 | 0 | 0
F6_Commercial_Grocery_New_Water Heating_Natural Gas_Water Heater_Baseline Forecast | F6 | Commercial | Grocery | New | Water Heating | Natural Gas | Water Heater | Baseline Forecast | Avg. Replacement Usage | 0.16354 | 0.17011 | 0.1693 | 0.16755 | 0.16755 | 0.16755 | 0.16756 | 0.10202 | 0.10204 | 0.10206 | 0.10208 | 0.10206 | 0.10208 | 0.10202 | 0.10196 | 0.10191 | 0.10191 | 0.1019 | 0.1019 | 0.1019 | 0.1019 | 0.10189 | 0.10189 | 0.10203 | 0.10204 | 0.10204 | 0.10204 | 0.10204 | 0.10204 | 0.10205 | 0.10205
F7_Commercial_Grocery_New_Water Heating_Natural Gas_Water Heater_Baseline Forecast | F7 | Commercial | Grocery | New | Water Heating | Natural Gas | Water Heater | Baseline Forecast | Avg. Replacement Demand (S) | 0 | 0 | 0 | 0 | 0 | 0 | 0 | 0 | 0 | 0 | 0 | 0 | 0 | 0 | 0 | 0 | 0 | 0 | 0 | 0 | 0 | 0 | 0 | 0 | 0 | 0 | 0 | 0 | 0 | 0 | 0
F8_Commercial_Grocery_New_Water Heating_Natural Gas_Water Heater_Baseline Forecast | F8 | Commercial | Grocery | New | Water Heating | Natural Gas | Water Heater | Baseline Forecast | Avg. Replacement Demand (W) | 0 | 0 | 0 | 0 | 0 | 0 | 0 | 0 | 0 | 0 | 0 | 0 | 0 | 0 | 0 | 0 | 0 | 0 | 0 | 0 | 0 | 0 | 0 | 0 | 0 | 0 | 0 | 0 | 0 | 0 | 0
F1_Commercial_Grocery_New_Food Preparation_Natural Gas_Oven_Baseline Forecast | F1 | Commercial | Grocery | New | Food Preparation | Natural Gas | Oven | Baseline Forecast | Units | 0 | 17524.4548 | 35209.6138 | 53958.8065 | 64249.4011 | 72633.185 | 80894.3806 | 89035.6637 | 97059.6575 | 104968.9339 | 112766.0145 | 120453.3718 | 128033.4299 | 135508.5657 | 142881.1096 | 150153.3468 | 157327.5178 | 164405.8197 | 171390.4066 | 178283.391 | 185086.8443 | 191802.7976 | 198433.2429 | 204980.1333 | 211445.3843 | 217830.8742 | 224138.4452 | 230369.9037 | 236527.0214 | 242611.5358 | 248625.1511
F2_Commercial_Grocery_New_Food Preparation_Natural Gas_Oven_Baseline Forecast | F2 | Commercial | Grocery | New | Food Preparation | Natural Gas | Oven | Baseline Forecast | Usage (MMtherm) | 0 | 0.0047856 | 0.0095686 | 0.014511 | 0.017277 | 0.019533 | 0.021758 | 0.023952 | 0.026114 | 0.028246 | 0.030348 | 0.032419 | 0.034469 | 0.036488 | 0.038475 | 0.040431 | 0.042359 | 0.044261 | 0.04614 | 0.047992 | 0.049818 | 0.051618 | 0.053393 | 0.055193 | 0.056975 | 0.058743 | 0.060495 | 0.062228 | 0.063944 | 0.065642 | 0.067324
F3_Commercial_Grocery_New_Food Preparation_Natural Gas_Oven_Baseline Forecast | F3 | Commercial | Grocery | New | Food Preparation | Natural Gas | Oven | Baseline Forecast | Peak Demand (S) | 0 | 0 | 0 | 0 | 0 | 0 | 0 | 0 | 0 | 0 | 0 | 0 | 0 | 0 | 0 | 0 | 0 | 0 | 0 | 0 | 0 | 0 | 0 | 0 | 0 | 0 | 0 | 0 | 0 | 0 | 0
F4_Commercial_Grocery_New_Food Preparation_Natural Gas_Oven_Baseline Forecast | F4 | Commercial | Grocery | New | Food Preparation | Natural Gas | Oven | Baseline Forecast | Peak Demand (W) | 0 | 0 | 0 | 0 | 0 | 0 | 0 | 0 | 0 | 0 | 0 | 0 | 0 | 0 | 0 | 0 | 0 | 0 | 0 | 0 | 0 | 0 | 0 | 0 | 0 | 0 | 0 | 0 | 0 | 0 | 0
F5_Commercial_Grocery_New_Food Preparation_Natural Gas_Oven_Baseline Forecast | F5 | Commercial | Grocery | New | Food Preparation | Natural Gas | Oven | Baseline Forecast | Turnover | 0 | 17524.4548 | 17685.159 | 18749.1927 | 10290.5946 | 8383.7838 | 8261.1957 | 8141.2831 | 8023.9938 | 7909.2764 | 10717.8231 | 13068.8359 | 15189.489 | 15531.4273 | 15483.4175 | 15408.1644 | 20201.7446 | 19316.7951 | 18798.4963 | 16163.5732 | 16174.9274 | 17022.8845 | 17774.6604 | 18381.5726 | 18863.498 | 20868.1338 | 22252.0312 | 23243.4268 | 23123.1155 | 22905.2686 | 22847.056
F6_Commercial_Grocery_New_Food Preparation_Natural Gas_Oven_Baseline Forecast | F6 | Commercial | Grocery | New | Food Preparation | Natural Gas | Oven | Baseline Forecast | Avg. Replacement Usage | 0.26259 | 0.27308 | 0.27174 | 0.26888 | 0.26881 | 0.26908 | 0.26931 | 0.26944 | 0.26949 | 0.26956 | 0.26939 | 0.26922 | 0.26969 | 0.26948 | 0.26922 | 0.26897 | 0.26896 | 0.26894 | 0.26902 | 0.26897 | 0.26893 | 0.26887 | 0.2688 | 0.27144 | 0.27149 | 0.27154 | 0.27159 | 0.27163 | 0.27168 | 0.27172 | 0.27176
F7_Commercial_Grocery_New_Food Preparation_Natural Gas_Oven_Baseline Forecast | F7 | Commercial | Grocery | New | Food Preparation | Natural Gas | Oven | Baseline Forecast | Avg. Replacement Demand (S) | 0 | 0 | 0 | 0 | 0 | 0 | 0 | 0 | 0 | 0 | 0 | 0 | 0 | 0 | 0 | 0 | 0 | 0 | 0 | 0 | 0 | 0 | 0 | 0 | 0 | 0 | 0 | 0 | 0 | 0 | 0
F8_Commercial_Grocery_New_Food Preparation_Natural Gas_Oven_Baseline Forecast | F8 | Commercial | Grocery | New | Food Preparation | Natural Gas | Oven | Baseline Forecast | Avg. Replacement Demand (W) | 0 | 0 | 0 | 0 | 0 | 0 | 0 | 0 | 0 | 0 | 0 | 0 | 0 | 0 | 0 | 0 | 0 | 0 | 0 | 0 | 0 | 0 | 0 | 0 | 0 | 0 | 0 | 0 | 0 | 0 | 0
F1_Commercial_Grocery_New_Food Preparation_Natural Gas_Conveyor Oven_Baseline Forecast | F1 | Commercial | Grocery | New | Food Preparation | Natural Gas | Conveyor Oven | Baseline Forecast | Units | 0 | 8762.2274 | 17604.8069 | 26979.4032 | 32124.7006 | 36316.5925 | 40447.1903 | 44517.8319 | 48529.8287 | 52484.4669 | 56383.0072 | 60226.6859 | 64016.715 | 67754.2829 | 71440.5548 | 75076.6734 | 78663.7589 | 82202.9098 | 85695.2033 | 89141.6955 | 92543.4221 | 95901.3988 | 99216.6215 | 102490.0667 | 105722.6922 | 108915.4371 | 112069.2226 | 115184.9518 | 118263.5107 | 121305.7679 | 124312.5756
F2_Commercial_Grocery_New_Food Preparation_Natural Gas_Conveyor Oven_Baseline Forecast | F2 | Commercial | Grocery | New | Food Preparation | Natural Gas | Conveyor Oven | Baseline Forecast | Usage (MMtherm) | 0 | 0.0040953 | 0.0081894 | 0.012421 | 0.014789 | 0.016719 | 0.018621 | 0.020495 | 0.022341 | 0.024161 | 0.025956 | 0.027725 | 0.029471 | 0.031193 | 0.032891 | 0.034566 | 0.036219 | 0.03785 | 0.039461 | 0.041051 | 0.04262 | 0.044169 | 0.045698 | 0.047229 | 0.048741 | 0.050231 | 0.051703 | 0.053158 | 0.054595 | 0.056016 | 0.05742
F3_Commercial_Grocery_New_Food Preparation_Natural Gas_Conveyor Oven_Baseline Forecast | F3 | Commercial | Grocery | New | Food Preparation | Natural Gas | Conveyor Oven | Baseline Forecast | Peak Demand (S) | 0 | 0 | 0 | 0 | 0 | 0 | 0 | 0 | 0 | 0 | 0 | 0 | 0 | 0 | 0 | 0 | 0 | 0 | 0 | 0 | 0 | 0 | 0 | 0 | 0 | 0 | 0 | 0 | 0 | 0 | 0
F4_Commercial_Grocery_New_Food Preparation_Natural Gas_Conveyor Oven_Baseline Forecast | F4 | Commercial | Grocery | New | Food Preparation | Natural Gas | Conveyor Oven | Baseline Forecast | Peak Demand (W) | 0 | 0 | 0 | 0 | 0 | 0 | 0 | 0 | 0 | 0 | 0 | 0 | 0 | 0 | 0 | 0 | 0 | 0 | 0 | 0 | 0 | 0 | 0 | 0 | 0 | 0 | 0 | 0 | 0 | 0 | 0
F5_Commercial_Grocery_New_Food Preparation_Natural Gas_Conveyor Oven_Baseline Forecast | F5 | Commercial | Grocery | New | Food Preparation | Natural Gas | Conveyor Oven | Baseline Forecast | Turnover | 0 | 8762.2274 | 8842.5795 | 9374.5963 | 5145.2973 | 4191.8919 | 4130.5978 | 4070.6415 | 4011.9969 | 3954.6382 | 3898.5403 | 3843.6787 | 3790.0291 | 3737.5679 | 3686.272 | 3636.1186 | 3587.0855 | 5291.5964 | 6662.7657 | 7857.7893 | 7959.8238 | 7842.8328 | 10026.1924 | 9477.4132 | 9137.6643 | 7599.0182 | 7208.5827 | 7112.2349 | 7018.052 | 6925.992 | 6836.0136
F6_Commercial_Grocery_New_Food Preparation_Natural Gas_Conveyor Oven_Baseline Forecast | F6 | Commercial | Grocery | New | Food Preparation | Natural Gas | Conveyor Oven | Baseline Forecast | Avg. Replacement Usage | 0.44932 | 0.46739 | 0.46519 | 0.46041 | 0.46032 | 0.46038 | 0.4604 | 0.46034 | 0.46024 | 0.46026 | 0.46027 | 0.46029 | 0.46069 | 0.46071 | 0.46071 | 0.46073 | 0.46074 | 0.46073 | 0.4608 | 0.46077 | 0.46075 | 0.46073 | 0.46069 | 0.46289 | 0.46297 | 0.46304 | 0.46311 | 0.46318 | 0.46324 | 0.46331 | 0.4634
F7_Commercial_Grocery_New_Food Preparation_Natural Gas_Conveyor Oven_Baseline Forecast | F7 | Commercial | Grocery | New | Food Preparation | Natural Gas | Conveyor Oven | Baseline Forecast | Avg. Replacement Demand (S) | 0 | 0 | 0 | 0 | 0 | 0 | 0 | 0 | 0 | 0 | 0 | 0 | 0 | 0 | 0 | 0 | 0 | 0 | 0 | 0 | 0 | 0 | 0 | 0 | 0 | 0 | 0 | 0 | 0 | 0 | 0
F8_Commercial_Grocery_New_Food Preparation_Natural Gas_Conveyor Oven_Baseline Forecast | F8 | Commercial | Grocery | New | Food Preparation | Natural Gas | Conveyor Oven | Baseline Forecast | Avg. Replacement Demand (W) | 0 | 0 | 0 | 0 | 0 | 0 | 0 | 0 | 0 | 0 | 0 | 0 | 0 | 0 | 0 | 0 | 0 | 0 | 0 | 0 | 0 | 0 | 0 | 0 | 0 | 0 | 0 | 0 | 0 | 0 | 0
F1_Commercial_Grocery_New_Food Preparation_Natural Gas_Double Rack Oven_Baseline Forecast | F1 | Commercial | Grocery | New | Food Preparation | Natural Gas | Double Rack Oven | Baseline Forecast | Units | 0 | 8762.2274 | 17604.8069 | 26979.4032 | 32124.7006 | 36316.5925 | 40447.1903 | 44517.8319 | 48529.8287 | 52484.4669 | 56383.0072 | 60226.6859 | 64016.715 | 67754.2829 | 71440.5548 | 75076.6734 | 78663.7589 | 82202.9098 | 85695.2033 | 89141.6955 | 92543.4221 | 95901.3988 | 99216.6215 | 102490.0667 | 105722.6922 | 108915.4371 | 112069.2226 | 115184.9518 | 118263.5107 | 121305.7679 | 124312.5756
F2_Commercial_Grocery_New_Food Preparation_Natural Gas_Double Rack Oven_Baseline Forecast | F2 | Commercial | Grocery | New | Food Preparation | Natural Gas | Double Rack Oven | Baseline Forecast | Usage (MMtherm) | 0 | 0.0062177 | 0.01243 | 0.018853 | 0.022448 | 0.025384 | 0.028283 | 0.031143 | 0.033964 | 0.03674 | 0.039472 | 0.04216 | 0.044825 | 0.047447 | 0.050034 | 0.052587 | 0.055104 | 0.057587 | 0.060041 | 0.062456 | 0.064834 | 0.067178 | 0.069489 | 0.071918 | 0.074332 | 0.076738 | 0.079132 | 0.081514 | 0.083896 | 0.086277 | 0.088648
F3_Commercial_Grocery_New_Food Preparation_Natural Gas_Double Rack Oven_Baseline Forecast | F3 | Commercial | Grocery | New | Food Preparation | Natural Gas | Double Rack Oven | Baseline Forecast | Peak Demand (S) | 0 | 0 | 0 | 0 | 0 | 0 | 0 | 0 | 0 | 0 | 0 | 0 | 0 | 0 | 0 | 0 | 0 | 0 | 0 | 0 | 0 | 0 | 0 | 0 | 0 | 0 | 0 | 0 | 0 | 0 | 0
F4_Commercial_Grocery_New_Food Preparation_Natural Gas_Double Rack Oven_Baseline Forecast | F4 | Commercial | Grocery | New | Food Preparation | Natural Gas | Double Rack Oven | Baseline Forecast | Peak Demand (W) | 0 | 0 | 0 | 0 | 0 | 0 | 0 | 0 | 0 | 0 | 0 | 0 | 0 | 0 | 0 | 0 | 0 | 0 | 0 | 0 | 0 | 0 | 0 | 0 | 0 | 0 | 0 | 0 | 0 | 0 | 0
F5_Commercial_Grocery_New_Food Preparation_Natural Gas_Double Rack Oven_Baseline Forecast | F5 | Commercial | Grocery | New | Food Preparation | Natural Gas | Double Rack Oven | Baseline Forecast | Turnover | 0 | 8762.2274 | 8842.5795 | 9374.5963 | 5145.2973 | 4191.8919 | 4130.5978 | 4070.6415 | 4011.9969 | 3954.6382 | 3898.5403 | 3843.6787 | 5542.4745 | 6908.0402 | 8097.5691 | 8194.2157 | 8071.9416 | 10250.1207 | 9696.2614 | 9351.531 | 7807.9999 | 7412.7739 | 7311.7282 | 7563.4274 | 8030.8459 | 8635.7989 | 9132.3661 | 9498.6004 | 10680.209 | 11420.8045 | 11891.7795
F6_Commercial_Grocery_New_Food Preparation_Natural Gas_Double Rack Oven_Baseline Forecast | F6 | Commercial | Grocery | New | Food Preparation | Natural Gas | Double Rack Oven | Baseline Forecast | Avg. Replacement Usage | 0.68259 | 0.7096 | 0.70593 | 0.69878 | 0.69875 | 0.70039 | 0.70183 | 0.70268 | 0.70304 | 0.70201 | 0.70073 | 0.69946 | 0.70183 | 0.70022 | 0.70013 | 0.70027 | 0.70024 | 0.70016 | 0.70069 | 0.70037 | 0.70015 | 0.69985 | 0.69947 | 0.71915 | 0.71971 | 0.72024 | 0.72075 | 0.72124 | 0.72172 | 0.72219 | 0.72264
F7_Commercial_Grocery_New_Food Preparation_Natural Gas_Double Rack Oven_Baseline Forecast | F7 | Commercial | Grocery | New | Food Preparation | Natural Gas | Double Rack Oven | Baseline Forecast | Avg. Replacement Demand (S) | 0 | 0 | 0 | 0 | 0 | 0 | 0 | 0 | 0 | 0 | 0 | 0 | 0 | 0 | 0 | 0 | 0 | 0 | 0 | 0 | 0 | 0 | 0 | 0 | 0 | 0 | 0 | 0 | 0 | 0 | 0
F8_Commercial_Grocery_New_Food Preparation_Natural Gas_Double Rack Oven_Baseline Forecast | F8 | Commercial | Grocery | New | Food Preparation | Natural Gas | Double Rack Oven | Baseline Forecast | Avg. Replacement Demand (W) | 0 | 0 | 0 | 0 | 0 | 0 | 0 | 0 | 0 | 0 | 0 | 0 | 0 | 0 | 0 | 0 | 0 | 0 | 0 | 0 | 0 | 0 | 0 | 0 | 0 | 0 | 0 | 0 | 0 | 0 | 0
F1_Commercial_Grocery_New_Food Preparation_Natural Gas_Fryer_Baseline Forecast | F1 | Commercial | Grocery | New | Food Preparation | Natural Gas | Fryer | Baseline Forecast | Units | 0 | 37305.7945 | 74953.6935 | 114866.6915 | 136773.1538 | 154620.4261 | 172206.7345 | 189537.7749 | 206619.1315 | 223456.2795 | 240054.5868 | 256419.3169 | 272555.63 | 288468.586 | 304163.1461 | 319644.1747 | 334916.4414 | 349984.6233 | 364853.3064 | 379526.9874 | 394010.0759 | 408306.8959 | 422421.6876 | 436358.6089 | 450121.7374 | 463715.0718 | 477142.5335 | 490407.9681 | 503515.1472 | 516467.7696 | 529269.463
F2_Commercial_Grocery_New_Food Preparation_Natural Gas_Fryer_Baseline Forecast | F2 | Commercial | Grocery | New | Food Preparation | Natural Gas | Fryer | Baseline Forecast | Usage (MMtherm) | 0 | 0.016479 | 0.032949 | 0.045369 | 0.052373 | 0.058079 | 0.063702 | 0.069243 | 0.074704 | 0.079226 | 0.082976 | 0.086963 | 0.091125 | 0.095416 | 0.098668 | 0.10219 | 0.10708 | 0.1119 | 0.11665 | 0.12134 | 0.12597 | 0.13054 | 0.13505 | 0.13951 | 0.14391 | 0.14826 | 0.15255 | 0.15679 | 0.16098 | 0.16512 | 0.16922
F3_Commercial_Grocery_New_Food Preparation_Natural Gas_Fryer_Baseline Forecast | F3 | Commercial | Grocery | New | Food Preparation | Natural Gas | Fryer | Baseline Forecast | Peak Demand (S) | 0 | 0 | 0 | 0 | 0 | 0 | 0 | 0 | 0 | 0 | 0 | 0 | 0 | 0 | 0 | 0 | 0 | 0 | 0 | 0 | 0 | 0 | 0 | 0 | 0 | 0 | 0 | 0 | 0 | 0 | 0
F4_Commercial_Grocery_New_Food Preparation_Natural Gas_Fryer_Baseline Forecast | F4 | Commercial | Grocery | New | Food Preparation | Natural Gas | Fryer | Baseline Forecast | Peak Demand (W) | 0 | 0 | 0 | 0 | 0 | 0 | 0 | 0 | 0 | 0 | 0 | 0 | 0 | 0 | 0 | 0 | 0 | 0 | 0 | 0 | 0 | 0 | 0 | 0 | 0 | 0 | 0 | 0 | 0 | 0 | 0
F5_Commercial_Grocery_New_Food Preparation_Natural Gas_Fryer_Baseline Forecast | F5 | Commercial | Grocery | New | Food Preparation | Natural Gas | Fryer | Baseline Forecast | Turnover | 0 | 37305.7945 | 37647.8991 | 39912.998 | 21906.4623 | 17847.2723 | 17586.3085 | 17331.0404 | 17081.3566 | 24298.3068 | 30096.8143 | 35146.1352 | 35542.7297 | 35007.5437 | 44266.9821 | 41894.8549 | 40413.3813 | 35320.4296 | 36025.7517 | 38560.1529 | 40633.895 | 42153.5208 | 47145.4289 | 50260.4461 | 52228.2738 | 51533.5014 | 50844.4498 | 53338.3619 | 52670.461 | 52645.5927 | 52650.0686
F6_Commercial_Grocery_New_Food Preparation_Natural Gas_Fryer_Baseline Forecast | F6 | Commercial | Grocery | New | Food Preparation | Natural Gas | Fryer | Baseline Forecast | Avg. Replacement Usage | 0.42477 | 0.44174 | 0.43956 | 0.31971 | 0.31971 | 0.31971 | 0.31971 | 0.31971 | 0.31971 | 0.31971 | 0.31971 | 0.31971 | 0.31971 | 0.31971 | 0.31971 | 0.31971 | 0.31971 | 0.31971 | 0.31971 | 0.31971 | 0.31971 | 0.31971 | 0.31971 | 0.31971 | 0.31971 | 0.31971 | 0.31971 | 0.31971 | 0.31971 | 0.31971 | 0.31971
F7_Commercial_Grocery_New_Food Preparation_Natural Gas_Fryer_Baseline Forecast | F7 | Commercial | Grocery | New | Food Preparation | Natural Gas | Fryer | Baseline Forecast | Avg. Replacement Demand (S) | 0 | 0 | 0 | 0 | 0 | 0 | 0 | 0 | 0 | 0 | 0 | 0 | 0 | 0 | 0 | 0 | 0 | 0 | 0 | 0 | 0 | 0 | 0 | 0 | 0 | 0 | 0 | 0 | 0 | 0 | 0
F8_Commercial_Grocery_New_Food Preparation_Natural Gas_Fryer_Baseline Forecast | F8 | Commercial | Grocery | New | Food Preparation | Natural Gas | Fryer | Baseline Forecast | Avg. Replacement Demand (W) | 0 | 0 | 0 | 0 | 0 | 0 | 0 | 0 | 0 | 0 | 0 | 0 | 0 | 0 | 0 | 0 | 0 | 0 | 0 | 0 | 0 | 0 | 0 | 0 | 0 | 0 | 0 | 0 | 0 | 0 | 0
F1_Commercial_Grocery_New_Food Preparation_Natural Gas_Broiler_Baseline Forecast | F1 | Commercial | Grocery | New | Food Preparation | Natural Gas | Broiler | Baseline Forecast | Units | 0 | 2074.5773 | 4168.179 | 6387.743 | 7605.9626 | 8598.4504 | 9576.426 | 10540.2061 | 11490.1013 | 12426.416 | 13349.4488 | 14259.4923 | 15156.8336 | 16041.7539 | 16914.5293 | 17775.4301 | 18624.7217 | 19462.6642 | 20289.5124 | 21105.5167 | 21910.922 | 22705.969 | 23490.8933 | 24265.9263 | 25031.2946 | 25787.2207 | 26533.9225 | 27271.6141 | 28000.5051 | 28720.8011 | 29432.704
F2_Commercial_Grocery_New_Food Preparation_Natural Gas_Broiler_Baseline Forecast | F2 | Commercial | Grocery | New | Food Preparation | Natural Gas | Broiler | Baseline Forecast | Usage (MMtherm) | 0 | 0.00094132 | 0.0018821 | 0.0028545 | 0.0033989 | 0.0038429 | 0.0042807 | 0.0047123 | 0.0051378 | 0.005557 | 0.00597 | 0.0063768 | 0.0067788 | 0.0071749 | 0.0075656 | 0.007951 | 0.0083312 | 0.0087063 | 0.0090766 | 0.0094416 | 0.0098016 | 0.010157 | 0.010507 | 0.010861 | 0.011212 | 0.01156 | 0.011904 | 0.012245 | 0.012583 | 0.012919 | 0.013252
F3_Commercial_Grocery_New_Food Preparation_Natural Gas_Broiler_Baseline Forecast | F3 | Commercial | Grocery | New | Food Preparation | Natural Gas | Broiler | Baseline Forecast | Peak Demand (S) | 0 | 0 | 0 | 0 | 0 | 0 | 0 | 0 | 0 | 0 | 0 | 0 | 0 | 0 | 0 | 0 | 0 | 0 | 0 | 0 | 0 | 0 | 0 | 0 | 0 | 0 | 0 | 0 | 0 | 0 | 0
F4_Commercial_Grocery_New_Food Preparation_Natural Gas_Broiler_Baseline Forecast | F4 | Commercial | Grocery | New | Food Preparation | Natural Gas | Broiler | Baseline Forecast | Peak Demand (W) | 0 | 0 | 0 | 0 | 0 | 0 | 0 | 0 | 0 | 0 | 0 | 0 | 0 | 0 | 0 | 0 | 0 | 0 | 0 | 0 | 0 | 0 | 0 | 0 | 0 | 0 | 0 | 0 | 0 | 0 | 0
F5_Commercial_Grocery_New_Food Preparation_Natural Gas_Broiler_Baseline Forecast | F5 | Commercial | Grocery | New | Food Preparation | Natural Gas | Broiler | Baseline Forecast | Turnover | 0 | 2074.5773 | 2093.6017 | 2219.564 | 1218.2196 | 992.4878 | 977.9756 | 963.7801 | 949.8952 | 936.3147 | 923.0328 | 910.0435 | 1312.2567 | 1635.5731 | 1917.2103 | 1940.0927 | 1911.1427 | 2426.8564 | 2295.7226 | 2214.103 | 1848.6509 | 1755.0757 | 1731.1518 | 1790.745 | 1901.4127 | 2044.6436 | 2162.2127 | 2248.9237 | 2528.6857 | 2704.0318 | 2815.5416
F6_Commercial_Grocery_New_Food Preparation_Natural Gas_Broiler_Baseline Forecast | F6 | Commercial | Grocery | New | Food Preparation | Natural Gas | Broiler | Baseline Forecast | Avg. Replacement Usage | 0.43631 | 0.45374 | 0.45151 | 0.44688 | 0.44687 | 0.44729 | 0.44766 | 0.44787 | 0.44796 | 0.4477 | 0.44738 | 0.44705 | 0.44766 | 0.44725 | 0.44722 | 0.44726 | 0.44725 | 0.44723 | 0.44737 | 0.44729 | 0.44723 | 0.44715 | 0.44706 | 0.4517 | 0.45182 | 0.45194 | 0.45205 | 0.45215 | 0.45226 | 0.45236 | 0.45245
F7_Commercial_Grocery_New_Food Preparation_Natural Gas_Broiler_Baseline Forecast | F7 | Commercial | Grocery | New | Food Preparation | Natural Gas | Broiler | Baseline Forecast | Avg. Replacement Demand (S) | 0 | 0 | 0 | 0 | 0 | 0 | 0 | 0 | 0 | 0 | 0 | 0 | 0 | 0 | 0 | 0 | 0 | 0 | 0 | 0 | 0 | 0 | 0 | 0 | 0 | 0 | 0 | 0 | 0 | 0 | 0
F8_Commercial_Grocery_New_Food Preparation_Natural Gas_Broiler_Baseline Forecast | F8 | Commercial | Grocery | New | Food Preparation | Natural Gas | Broiler | Baseline Forecast | Avg. Replacement Demand (W) | 0 | 0 | 0 | 0 | 0 | 0 | 0 | 0 | 0 | 0 | 0 | 0 | 0 | 0 | 0 | 0 | 0 | 0 | 0 | 0 | 0 | 0 | 0 | 0 | 0 | 0 | 0 | 0 | 0 | 0 | 0
F1_Commercial_Grocery_New_Food Preparation_Natural Gas_Griddle_Baseline Forecast | F1 | Commercial | Grocery | New | Food Preparation | Natural Gas | Griddle | Baseline Forecast | Units | 0 | 4624.0683 | 9290.5406 | 14237.7728 | 16953.0877 | 19165.2643 | 21345.0943 | 23493.2838 | 25610.5248 | 27697.4961 | 29754.863 | 31783.2779 | 33783.3805 | 35755.7978 | 37701.1449 | 39620.0246 | 41513.0282 | 43380.7355 | 45223.7148 | 47042.5234 | 48837.7081 | 50609.8047 | 52359.3389 | 54086.8259 | 55792.7712 | 57477.6705 | 59142.0098 | 60786.2658 | 62410.906 | 64016.3887 | 65603.1638
F2_Commercial_Grocery_New_Food Preparation_Natural Gas_Griddle_Baseline Forecast | F2 | Commercial | Grocery | New | Food Preparation | Natural Gas | Griddle | Baseline Forecast | Usage (MMtherm) | 0 | 0.0014916 | 0.0029827 | 0.0045237 | 0.0053864 | 0.0060893 | 0.006782 | 0.0074647 | 0.0081375 | 0.0088007 | 0.0094545 | 0.010099 | 0.010735 | 0.011361 | 0.01198 | 0.012589 | 0.013191 | 0.013784 | 0.01437 | 0.014948 | 0.015518 | 0.016081 | 0.016637 | 0.017187 | 0.017731 | 0.018268 | 0.018798 | 0.019323 | 0.019841 | 0.020353 | 0.02086
F3_Commercial_Grocery_New_Food Preparation_Natural Gas_Griddle_Baseline Forecast | F3 | Commercial | Grocery | New | Food Preparation | Natural Gas | Griddle | Baseline Forecast | Peak Demand (S) | 0 | 0 | 0 | 0 | 0 | 0 | 0 | 0 | 0 | 0 | 0 | 0 | 0 | 0 | 0 | 0 | 0 | 0 | 0 | 0 | 0 | 0 | 0 | 0 | 0 | 0 | 0 | 0 | 0 | 0 | 0
F4_Commercial_Grocery_New_Food Preparation_Natural Gas_Griddle_Baseline Forecast | F4 | Commercial | Grocery | New | Food Preparation | Natural Gas | Griddle | Baseline Forecast | Peak Demand (W) | 0 | 0 | 0 | 0 | 0 | 0 | 0 | 0 | 0 | 0 | 0 | 0 | 0 | 0 | 0 | 0 | 0 | 0 | 0 | 0 | 0 | 0 | 0 | 0 | 0 | 0 | 0 | 0 | 0 | 0 | 0
F5_Commercial_Grocery_New_Food Preparation_Natural Gas_Griddle_Baseline Forecast | F5 | Commercial | Grocery | New | Food Preparation | Natural Gas | Griddle | Baseline Forecast | Turnover | 0 | 4624.0683 | 4666.4723 | 4947.2322 | 2715.3149 | 2212.1766 | 2179.83 | 2148.1895 | 2117.2411 | 2086.9713 | 2057.3669 | 2028.4149 | 2924.9162 | 3645.5627 | 4273.3098 | 4324.3129 | 4259.7855 | 5409.2705 | 5116.9837 | 4935.06 | 4120.4962 | 3911.9246 | 3858.6 | 3991.4286 | 4238.0982 | 4557.3485 | 4819.4006 | 5012.6726 | 5636.2399 | 6027.0725 | 6275.619
F6_Commercial_Grocery_New_Food Preparation_Natural Gas_Griddle_Baseline Forecast | F6 | Commercial | Grocery | New | Food Preparation | Natural Gas | Griddle | Baseline Forecast | Avg. Replacement Usage | 0.31012 | 0.32258 | 0.32104 | 0.31772 | 0.31772 | 0.31775 | 0.31777 | 0.31779 | 0.3178 | 0.31778 | 0.31776 | 0.31773 | 0.31777 | 0.31775 | 0.31775 | 0.31775 | 0.31775 | 0.31775 | 0.31776 | 0.31775 | 0.31775 | 0.31774 | 0.31773 | 0.31808 | 0.31809 | 0.3181 | 0.31811 | 0.31812 | 0.31813 | 0.31813 | 0.31814
F7_Commercial_Grocery_New_Food Preparation_Natural Gas_Griddle_Baseline Forecast | F7 | Commercial | Grocery | New | Food Preparation | Natural Gas | Griddle | Baseline Forecast | Avg. Replacement Demand (S) | 0 | 0 | 0 | 0 | 0 | 0 | 0 | 0 | 0 | 0 | 0 | 0 | 0 | 0 | 0 | 0 | 0 | 0 | 0 | 0 | 0 | 0 | 0 | 0 | 0 | 0 | 0 | 0 | 0 | 0 | 0
F8_Commercial_Grocery_New_Food Preparation_Natural Gas_Griddle_Baseline Forecast | F8 | Commercial | Grocery | New | Food Preparation | Natural Gas | Griddle | Baseline Forecast | Avg. Replacement Demand (W) | 0 | 0 | 0 | 0 | 0 | 0 | 0 | 0 | 0 | 0 | 0 | 0 | 0 | 0 | 0 | 0 | 0 | 0 | 0 | 0 | 0 | 0 | 0 | 0 | 0 | 0 | 0 | 0 | 0 | 0 | 0
F1_Commercial_Grocery_New_Food Preparation_Natural Gas_Range_Baseline Forecast | F1 | Commercial | Grocery | New | Food Preparation | Natural Gas | Range | Baseline Forecast | Units | 0 | 19342.5894 | 38862.5558 | 59556.9477 | 70915.1753 | 80168.7636 | 89287.0453 | 98272.9737 | 107129.4442 | 115859.2955 | 124465.311 | 132950.2195 | 141316.6967 | 149567.3661 | 157704.7998 | 165731.5202 | 173650.0001 | 181462.6646 | 189171.8914 | 196780.0121 | 204289.313 | 211702.0359 | 219020.3795 | 226246.4995 | 233382.51 | 240430.4845 | 247392.456 | 254270.4185 | 261066.3275 | 267782.1007 | 274419.6191
F2_Commercial_Grocery_New_Food Preparation_Natural Gas_Range_Baseline Forecast | F2 | Commercial | Grocery | New | Food Preparation | Natural Gas | Range | Baseline Forecast | Usage (MMtherm) | 0 | 0.0064716 | 0.01294 | 0.019625 | 0.023367 | 0.026417 | 0.029423 | 0.032386 | 0.035306 | 0.038185 | 0.041025 | 0.043824 | 0.046588 | 0.049312 | 0.051996 | 0.054641 | 0.057249 | 0.059822 | 0.062362 | 0.064866 | 0.067338 | 0.069776 | 0.072182 | 0.074588 | 0.07697 | 0.079327 | 0.081657 | 0.08396 | 0.086238 | 0.088493 | 0.090722
F3_Commercial_Grocery_New_Food Preparation_Natural Gas_Range_Baseline Forecast | F3 | Commercial | Grocery | New | Food Preparation | Natural Gas | Range | Baseline Forecast | Peak Demand (S) | 0 | 0 | 0 | 0 | 0 | 0 | 0 | 0 | 0 | 0 | 0 | 0 | 0 | 0 | 0 | 0 | 0 | 0 | 0 | 0 | 0 | 0 | 0 | 0 | 0 | 0 | 0 | 0 | 0 | 0 | 0
F4_Commercial_Grocery_New_Food Preparation_Natural Gas_Range_Baseline Forecast | F4 | Commercial | Grocery | New | Food Preparation | Natural Gas | Range | Baseline Forecast | Peak Demand (W) | 0 | 0 | 0 | 0 | 0 | 0 | 0 | 0 | 0 | 0 | 0 | 0 | 0 | 0 | 0 | 0 | 0 | 0 | 0 | 0 | 0 | 0 | 0 | 0 | 0 | 0 | 0 | 0 | 0 | 0 | 0
F5_Commercial_Grocery_New_Food Preparation_Natural Gas_Range_Baseline Forecast | F5 | Commercial | Grocery | New | Food Preparation | Natural Gas | Range | Baseline Forecast | Turnover | 0 | 19342.5894 | 19519.9664 | 20694.3919 | 11358.2276 | 9253.5882 | 9118.2817 | 8985.9284 | 8856.4705 | 8729.8513 | 12474.5334 | 15483.7161 | 18104.4017 | 18312.6544 | 18037.7395 | 22841.165 | 21613.7197 | 20848.019 | 17436.0612 | 17332.7763 | 18350.2988 | 19671.706 | 20754.1242 | 21549.1 | 24144.2735 | 25766.1679 | 26793.1271 | 26284.6914 | 25715.7801 | 26780.9191 | 26302.2088
F6_Commercial_Grocery_New_Food Preparation_Natural Gas_Range_Baseline Forecast | F6 | Commercial | Grocery | New | Food Preparation | Natural Gas | Range | Baseline Forecast | Avg. Replacement Usage | 0.32169 | 0.33458 | 0.33296 | 0.32949 | 0.32945 | 0.32958 | 0.32968 | 0.32974 | 0.32976 | 0.32979 | 0.32982 | 0.32972 | 0.32993 | 0.3298 | 0.32965 | 0.32951 | 0.3295 | 0.32949 | 0.32953 | 0.3295 | 0.32949 | 0.32946 | 0.32943 | 0.33087 | 0.3309 | 0.33094 | 0.33097 | 0.331 | 0.33103 | 0.33106 | 0.33109
F7_Commercial_Grocery_New_Food Preparation_Natural Gas_Range_Baseline Forecast | F7 | Commercial | Grocery | New | Food Preparation | Natural Gas | Range | Baseline Forecast | Avg. Replacement Demand (S) | 0 | 0 | 0 | 0 | 0 | 0 | 0 | 0 | 0 | 0 | 0 | 0 | 0 | 0 | 0 | 0 | 0 | 0 | 0 | 0 | 0 | 0 | 0 | 0 | 0 | 0 | 0 | 0 | 0 | 0 | 0
F8_Commercial_Grocery_New_Food Preparation_Natural Gas_Range_Baseline Forecast | F8 | Commercial | Grocery | New | Food Preparation | Natural Gas | Range | Baseline Forecast | Avg. Replacement Demand (W) | 0 | 0 | 0 | 0 | 0 | 0 | 0 | 0 | 0 | 0 | 0 | 0 | 0 | 0 | 0 | 0 | 0 | 0 | 0 | 0 | 0 | 0 | 0 | 0 | 0 | 0 | 0 | 0 | 0 | 0 | 0
F1_Commercial_Grocery_New_Food Preparation_Natural Gas_Steamer_Baseline Forecast | F1 | Commercial | Grocery | New | Food Preparation | Natural Gas | Steamer | Baseline Forecast | Units | 0 | 1418.5882 | 2850.1853 | 4367.9149 | 5200.9289 | 5879.5884 | 6548.3245 | 7207.3537 | 7856.8885 | 8497.137 | 9128.3034 | 9750.5878 | 10364.1864 | 10969.2917 | 11566.0922 | 12154.773 | 12735.5154 | 13308.4973 | 13873.8931 | 14431.8738 | 14982.6069 | 15526.2571 | 16062.9854 | 16592.9501 | 17116.3061 | 17633.2055 | 18143.7975 | 18648.2282 | 19146.6412 | 19639.1769 | 20125.9734
F2_Commercial_Grocery_New_Food Preparation_Natural Gas_Steamer_Baseline Forecast | F2 | Commercial | Grocery | New | Food Preparation | Natural Gas | Steamer | Baseline Forecast | Usage (MMtherm) | 0 | 0.00079157 | 0.0015822 | 0.0018542 | 0.0020125 | 0.0021414 | 0.0022685 | 0.0023937 | 0.0025171 | 0.0026388 | 0.002702 | 0.0027127 | 0.0027338 | 0.0027638 | 0.0028017 | 0.0028464 | 0.0028971 | 0.002953 | 0.0030133 | 0.0029203 | 0.0028468 | 0.0029501 | 0.0030521 | 0.0031528 | 0.0032522 | 0.0033505 | 0.0034475 | 0.0035433 | 0.003638 | 0.0037316 | 0.0038241
F3_Commercial_Grocery_New_Food Preparation_Natural Gas_Steamer_Baseline Forecast | F3 | Commercial | Grocery | New | Food Preparation | Natural Gas | Steamer | Baseline Forecast | Peak Demand (S) | 0 | 0 | 0 | 0 | 0 | 0 | 0 | 0 | 0 | 0 | 0 | 0 | 0 | 0 | 0 | 0 | 0 | 0 | 0 | 0 | 0 | 0 | 0 | 0 | 0 | 0 | 0 | 0 | 0 | 0 | 0
F4_Commercial_Grocery_New_Food Preparation_Natural Gas_Steamer_Baseline Forecast | F4 | Commercial | Grocery | New | Food Preparation | Natural Gas | Steamer | Baseline Forecast | Peak Demand (W) | 0 | 0 | 0 | 0 | 0 | 0 | 0 | 0 | 0 | 0 | 0 | 0 | 0 | 0 | 0 | 0 | 0 | 0 | 0 | 0 | 0 | 0 | 0 | 0 | 0 | 0 | 0 | 0 | 0 | 0 | 0
F5_Commercial_Grocery_New_Food Preparation_Natural Gas_Steamer_Baseline Forecast | F5 | Commercial | Grocery | New | Food Preparation | Natural Gas | Steamer | Baseline Forecast | Turnover | 0 | 1418.5882 | 1431.5971 | 1517.7296 | 833.014 | 678.6595 | 668.7361 | 659.0293 | 649.5348 | 640.2485 | 788.7873 | 921.4582 | 1048.1675 | 1083.9458 | 1097.8432 | 1108.3561 | 1115.9015 | 1120.8494 | 1123.5278 | 1578.5898 | 1564.3316 | 1587.6138 | 1374.2789 | 1348.9037 | 1371.3967 | 1391.7132 | 1409.8193 | 1425.7206 | 1538.4781 | 1631.7082 | 1714.8155
F6_Commercial_Grocery_New_Food Preparation_Natural Gas_Steamer_Baseline Forecast | F6 | Commercial | Grocery | New | Food Preparation | Natural Gas | Steamer | Baseline Forecast | Avg. Replacement Usage | 0.53727 | 0.558 | 0.55486 | 0.19001 | 0.19001 | 0.19001 | 0.19001 | 0.19001 | 0.19001 | 0.19001 | 0.19001 | 0.19001 | 0.19001 | 0.19001 | 0.19001 | 0.19001 | 0.19001 | 0.19001 | 0.19001 | 0.19001 | 0.19001 | 0.19001 | 0.19001 | 0.19001 | 0.19001 | 0.19001 | 0.19001 | 0.19001 | 0.19001 | 0.19001 | 0.19001
F7_Commercial_Grocery_New_Food Preparation_Natural Gas_Steamer_Baseline Forecast | F7 | Commercial | Grocery | New | Food Preparation | Natural Gas | Steamer | Baseline Forecast | Avg. Replacement Demand (S) | 0 | 0 | 0 | 0 | 0 | 0 | 0 | 0 | 0 | 0 | 0 | 0 | 0 | 0 | 0 | 0 | 0 | 0 | 0 | 0 | 0 | 0 | 0 | 0 | 0 | 0 | 0 | 0 | 0 | 0 | 0
F8_Commercial_Grocery_New_Food Preparation_Natural Gas_Steamer_Baseline Forecast | F8 | Commercial | Grocery | New | Food Preparation | Natural Gas | Steamer | Baseline Forecast | Avg. Replacement Demand (W) | 0 | 0 | 0 | 0 | 0 | 0 | 0 | 0 | 0 | 0 | 0 | 0 | 0 | 0 | 0 | 0 | 0 | 0 | 0 | 0 | 0 | 0 | 0 | 0 | 0 | 0 | 0 | 0 | 0 | 0 | 0
F1_Commercial_Grocery_New_Food Preparation_Natural Gas_Food Prep Other_Baseline Forecast | F1 | Commercial | Grocery | New | Food Preparation | Natural Gas | Food Prep Other | Baseline Forecast | Units | 0 | 1418.5882 | 2850.1853 | 4367.9149 | 5200.9289 | 5879.5884 | 6548.3245 | 7207.3537 | 7856.8885 | 8497.137 | 9128.3034 | 9750.5878 | 10364.1864 | 10969.2917 | 11566.0922 | 12154.773 | 12735.5154 | 13308.4973 | 13873.8931 | 14431.8738 | 14982.6069 | 15526.2571 | 16062.9854 | 16592.9501 | 17116.3061 | 17633.2055 | 18143.7975 | 18648.2282 | 19146.6412 | 19639.1769 | 20125.9734
F2_Commercial_Grocery_New_Food Preparation_Natural Gas_Food Prep Other_Baseline Forecast | F2 | Commercial | Grocery | New | Food Preparation | Natural Gas | Food Prep Other | Baseline Forecast | Usage (MMtherm) | 0 | 0.00056387 | 0.0011275 | 0.0017101 | 0.0020362 | 0.0023019 | 0.0025637 | 0.0028217 | 0.003076 | 0.0033267 | 0.0035738 | 0.0038174 | 0.0040577 | 0.0042946 | 0.0045282 | 0.0047587 | 0.004986 | 0.0052104 | 0.0054317 | 0.0056502 | 0.0058658 | 0.0060786 | 0.0062888 | 0.0064963 | 0.0067012 | 0.0069035 | 0.0071034 | 0.0073009 | 0.007496 | 0.0076889 | 0.0078795
F3_Commercial_Grocery_New_Food Preparation_Natural Gas_Food Prep Other_Baseline Forecast | F3 | Commercial | Grocery | New | Food Preparation | Natural Gas | Food Prep Other | Baseline Forecast | Peak Demand (S) | 0 | 0 | 0 | 0 | 0 | 0 | 0 | 0 | 0 | 0 | 0 | 0 | 0 | 0 | 0 | 0 | 0 | 0 | 0 | 0 | 0 | 0 | 0 | 0 | 0 | 0 | 0 | 0 | 0 | 0 | 0
F4_Commercial_Grocery_New_Food Preparation_Natural Gas_Food Prep Other_Baseline Forecast | F4 | Commercial | Grocery | New | Food Preparation | Natural Gas | Food Prep Other | Baseline Forecast | Peak Demand (W) | 0 | 0 | 0 | 0 | 0 | 0 | 0 | 0 | 0 | 0 | 0 | 0 | 0 | 0 | 0 | 0 | 0 | 0 | 0 | 0 | 0 | 0 | 0 | 0 | 0 | 0 | 0 | 0 | 0 | 0 | 0
F5_Commercial_Grocery_New_Food Preparation_Natural Gas_Food Prep Other_Baseline Forecast | F5 | Commercial | Grocery | New | Food Preparation | Natural Gas | Food Prep Other | Baseline Forecast | Turnover | 0 | 1418.5882 | 1431.5971 | 1517.7296 | 833.014 | 678.6595 | 668.7361 | 659.0293 | 649.5348 | 640.2485 | 914.884 | 1135.5779 | 1327.7794 | 1343.0527 | 1322.8903 | 1675.1743 | 1585.1532 | 1528.9966 | 1278.7632 | 1271.1882 | 1345.8135 | 1442.7257 | 1522.1104 | 1580.414 | 1770.7444 | 1889.6944 | 1965.0117 | 1927.723 | 1885.9989 | 1964.1164 | 1929.0077
F6_Commercial_Grocery_New_Food Preparation_Natural Gas_Food Prep Other_Baseline Forecast | F6 | Commercial | Grocery | New | Food Preparation | Natural Gas | Food Prep Other | Baseline Forecast | Avg. Replacement Usage | 0.38213 | 0.39748 | 0.3956 | 0.39151 | 0.39151 | 0.39151 | 0.39151 | 0.39151 | 0.39151 | 0.39151 | 0.39151 | 0.39151 | 0.39151 | 0.39151 | 0.39151 | 0.39151 | 0.39151 | 0.39151 | 0.39151 | 0.39151 | 0.39151 | 0.39151 | 0.39151 | 0.39151 | 0.39151 | 0.39151 | 0.39151 | 0.39151 | 0.39151 | 0.39151 | 0.39151
F7_Commercial_Grocery_New_Food Preparation_Natural Gas_Food Prep Other_Baseline Forecast | F7 | Commercial | Grocery | New | Food Preparation | Natural Gas | Food Prep Other | Baseline Forecast | Avg. Replacement Demand (S) | 0 | 0 | 0 | 0 | 0 | 0 | 0 | 0 | 0 | 0 | 0 | 0 | 0 | 0 | 0 | 0 | 0 | 0 | 0 | 0 | 0 | 0 | 0 | 0 | 0 | 0 | 0 | 0 | 0 | 0 | 0
F8_Commercial_Grocery_New_Food Preparation_Natural Gas_Food Prep Other_Baseline Forecast | F8 | Commercial | Grocery | New | Food Preparation | Natural Gas | Food Prep Other | Baseline Forecast | Avg. Replacement Demand (W) | 0 | 0 | 0 | 0 | 0 | 0 | 0 | 0 | 0 | 0 | 0 | 0 | 0 | 0 | 0 | 0 | 0 | 0 | 0 | 0 | 0 | 0 | 0 | 0 | 0 | 0 | 0 | 0 | 0 | 0 | 0
F1_Commercial_Grocery_New_Miscellaneous_Natural Gas_Pool Heater_Baseline Forecast | F1 | Commercial | Grocery | New | Miscellaneous | Natural Gas | Pool Heater | Baseline Forecast | Units | 0 | 136.5943 | 274.4412 | 420.5817 | 500.7917 | 566.1391 | 630.5309 | 693.9881 | 756.5311 | 818.18 | 878.9543 | 938.8733 | 997.9561 | 1056.221 | 1113.6863 | 1170.3697 | 1226.2887 | 1281.4605 | 1335.9019 | 1389.6292 | 1442.6587 | 1495.0062 | 1546.6872 | 1597.7169 | 1648.1102 | 1697.8819 | 1747.0463 | 1795.6173 | 1843.609 | 1891.0347 | 1937.9078
F2_Commercial_Grocery_New_Miscellaneous_Natural Gas_Pool Heater_Baseline Forecast | F2 | Commercial | Grocery | New | Miscellaneous | Natural Gas | Pool Heater | Baseline Forecast | Usage (MMtherm) | 0 | 5.6214e-08 | 1.1241e-07 | 1.7048e-07 | 2.0299e-07 | 2.2948e-07 | 2.5558e-07 | 2.8131e-07 | 3.0666e-07 | 3.3166e-07 | 3.563e-07 | 3.8059e-07 | 4.0458e-07 | 4.2824e-07 | 4.5157e-07 | 4.7457e-07 | 4.9725e-07 | 5.196e-07 | 5.4164e-07 | 5.6336e-07 | 5.848e-07 | 6.0596e-07 | 6.2684e-07 | 6.4762e-07 | 6.6815e-07 | 6.8845e-07 | 7.0852e-07 | 7.2837e-07 | 7.4797e-07 | 7.6732e-07 | 7.8643e-07
F3_Commercial_Grocery_New_Miscellaneous_Natural Gas_Pool Heater_Baseline Forecast | F3 | Commercial | Grocery | New | Miscellaneous | Natural Gas | Pool Heater | Baseline Forecast | Peak Demand (S) | 0 | 0 | 0 | 0 | 0 | 0 | 0 | 0 | 0 | 0 | 0 | 0 | 0 | 0 | 0 | 0 | 0 | 0 | 0 | 0 | 0 | 0 | 0 | 0 | 0 | 0 | 0 | 0 | 0 | 0 | 0
F4_Commercial_Grocery_New_Miscellaneous_Natural Gas_Pool Heater_Baseline Forecast | F4 | Commercial | Grocery | New | Miscellaneous | Natural Gas | Pool Heater | Baseline Forecast | Peak Demand (W) | 0 | 0 | 0 | 0 | 0 | 0 | 0 | 0 | 0 | 0 | 0 | 0 | 0 | 0 | 0 | 0 | 0 | 0 | 0 | 0 | 0 | 0 | 0 | 0 | 0 | 0 | 0 | 0 | 0 | 0 | 0
F5_Commercial_Grocery_New_Miscellaneous_Natural Gas_Pool Heater_Baseline Forecast | F5 | Commercial | Grocery | New | Miscellaneous | Natural Gas | Pool Heater | Baseline Forecast | Turnover | 0 | 136.5943 | 137.8469 | 146.1405 | 80.21 | 65.3474 | 91.7107 | 112.8817 | 131.3107 | 132.705 | 130.6887 | 170.0001 | 170.0523 | 175.4768 | 160.4925 | 161.3468 | 180.5607 | 194.4454 | 205.7867 | 207.2676 | 207.6025 | 222.4233 | 226.6444 | 233.5798 | 233.9589 | 238.3685 | 249.5633 | 257.8589 | 265.1109 | 268.3011 | 271.3349
F6_Commercial_Grocery_New_Miscellaneous_Natural Gas_Pool Heater_Baseline Forecast | F6 | Commercial | Grocery | New | Miscellaneous | Natural Gas | Pool Heater | Baseline Forecast | Avg. Replacement Usage | 0.00039566 | 0.00041154 | 0.00040958 | 0.00040534 | 0.00040532 | 0.00040535 | 0.00040538 | 0.00040538 | 0.00040536 | 0.00040537 | 0.00040538 | 0.00040538 | 0.00040558 | 0.0004056 | 0.0004056 | 0.00040552 | 0.00040543 | 0.00040534 | 0.00040528 | 0.0004052 | 0.00040519 | 0.00040518 | 0.00040517 | 0.00040582 | 0.00040584 | 0.00040585 | 0.00040586 | 0.00040588 | 0.00040589 | 0.0004059 | 0.00040591
F7_Commercial_Grocery_New_Miscellaneous_Natural Gas_Pool Heater_Baseline Forecast | F7 | Commercial | Grocery | New | Miscellaneous | Natural Gas | Pool Heater | Baseline Forecast | Avg. Replacement Demand (S) | 0 | 0 | 0 | 0 | 0 | 0 | 0 | 0 | 0 | 0 | 0 | 0 | 0 | 0 | 0 | 0 | 0 | 0 | 0 | 0 | 0 | 0 | 0 | 0 | 0 | 0 | 0 | 0 | 0 | 0 | 0
F8_Commercial_Grocery_New_Miscellaneous_Natural Gas_Pool Heater_Baseline Forecast | F8 | Commercial | Grocery | New | Miscellaneous | Natural Gas | Pool Heater | Baseline Forecast | Avg. Replacement Demand (W) | 0 | 0 | 0 | 0 | 0 | 0 | 0 | 0 | 0 | 0 | 0 | 0 | 0 | 0 | 0 | 0 | 0 | 0 | 0 | 0 | 0 | 0 | 0 | 0 | 0 | 0 | 0 | 0 | 0 | 0 | 0
F1_Commercial_Grocery_New_Miscellaneous_Natural Gas_Miscellaneous_Baseline Forecast | F1 | Commercial | Grocery | New | Miscellaneous | Natural Gas | Miscellaneous | Baseline Forecast | Units | 0 | 144308.7405 | 289940.8326 | 444334.9299 | 529074.9556 | 598112.9542 | 666141.4752 | 733182.5513 | 799257.7842 | 864388.3531 | 928595.023 | 991898.1536 | 1054317.7068 | 1115873.2554 | 1176583.9902 | 1236468.7284 | 1295545.9204 | 1353833.6578 | 1411349.6805 | 1468111.3834 | 1524135.8239 | 1579439.7282 | 1634039.4985 | 1687951.219 | 1741190.6627 | 1793773.2975 | 1845714.2924 | 1897028.5236 | 1947730.5803 | 1997834.7706 | 2047355.1271
F2_Commercial_Grocery_New_Miscellaneous_Natural Gas_Miscellaneous_Baseline Forecast | F2 | Commercial | Grocery | New | Miscellaneous | Natural Gas | Miscellaneous | Baseline Forecast | Usage (MMtherm) | 0 | 7.69e-05 | 0.00015377 | 0.00023322 | 0.0002777 | 0.00031393 | 0.00034964 | 0.00038483 | 0.00041951 | 0.00045369 | 0.00048739 | 0.00052062 | 0.00055338 | 0.00058569 | 0.00061756 | 0.00064899 | 0.00068 | 0.00071059 | 0.00074078 | 0.00077057 | 0.00079998 | 0.000829 | 0.00085766 | 0.00088596 | 0.0009139 | 0.0009415 | 0.00096876 | 0.0009957 | 0.0010223 | 0.0010486 | 0.0010746
F3_Commercial_Grocery_New_Miscellaneous_Natural Gas_Miscellaneous_Baseline Forecast | F3 | Commercial | Grocery | New | Miscellaneous | Natural Gas | Miscellaneous | Baseline Forecast | Peak Demand (S) | 0 | 0 | 0 | 0 | 0 | 0 | 0 | 0 | 0 | 0 | 0 | 0 | 0 | 0 | 0 | 0 | 0 | 0 | 0 | 0 | 0 | 0 | 0 | 0 | 0 | 0 | 0 | 0 | 0 | 0 | 0
F4_Commercial_Grocery_New_Miscellaneous_Natural Gas_Miscellaneous_Baseline Forecast | F4 | Commercial | Grocery | New | Miscellaneous | Natural Gas | Miscellaneous | Baseline Forecast | Peak Demand (W) | 0 | 0 | 0 | 0 | 0 | 0 | 0 | 0 | 0 | 0 | 0 | 0 | 0 | 0 | 0 | 0 | 0 | 0 | 0 | 0 | 0 | 0 | 0 | 0 | 0 | 0 | 0 | 0 | 0 | 0 | 0
F5_Commercial_Grocery_New_Miscellaneous_Natural Gas_Miscellaneous_Baseline Forecast | F5 | Commercial | Grocery | New | Miscellaneous | Natural Gas | Miscellaneous | Baseline Forecast | Turnover | 0 | 144308.7405 | 145632.0921 | 154394.0974 | 105355.56 | 107513.0412 | 123063.4286 | 129264.6483 | 134768.7293 | 141591.1983 | 148210.7307 | 196604.6704 | 197290.898 | 200885.3928 | 193934.9685 | 202889.95 | 214881.7177 | 221346.239 | 227868.3845 | 235463.1765 | 242746.6715 | 262004.0777 | 265608.8814 | 270502.0506 | 274292.3962 | 282609.8179 | 291244.1892 | 297499.3675 | 303990.9926 | 311028.1022 | 317791.4318
F6_Commercial_Grocery_New_Miscellaneous_Natural Gas_Miscellaneous_Baseline Forecast | F6 | Commercial | Grocery | New | Miscellaneous | Natural Gas | Miscellaneous | Baseline Forecast | Avg. Replacement Usage | 0.0005123 | 0.00053289 | 0.00053036 | 0.00052487 | 0.00052487 | 0.00052487 | 0.00052487 | 0.00052487 | 0.00052487 | 0.00052487 | 0.00052487 | 0.00052487 | 0.00052487 | 0.00052487 | 0.00052487 | 0.00052487 | 0.00052487 | 0.00052487 | 0.00052487 | 0.00052487 | 0.00052487 | 0.00052487 | 0.00052487 | 0.00052487 | 0.00052487 | 0.00052487 | 0.00052487 | 0.00052487 | 0.00052487 | 0.00052487 | 0.00052487
F7_Commercial_Grocery_New_Miscellaneous_Natural Gas_Miscellaneous_Baseline Forecast | F7 | Commercial | Grocery | New | Miscellaneous | Natural Gas | Miscellaneous | Baseline Forecast | Avg. Replacement Demand (S) | 0 | 0 | 0 | 0 | 0 | 0 | 0 | 0 | 0 | 0 | 0 | 0 | 0 | 0 | 0 | 0 | 0 | 0 | 0 | 0 | 0 | 0 | 0 | 0 | 0 | 0 | 0 | 0 | 0 | 0 | 0
F8_Commercial_Grocery_New_Miscellaneous_Natural Gas_Miscellaneous_Baseline Forecast | F8 | Commercial | Grocery | New | Miscellaneous | Natural Gas | Miscellaneous | Baseline Forecast | Avg. Replacement Demand (W) | 0 | 0 | 0 | 0 | 0 | 0 | 0 | 0 | 0 | 0 | 0 | 0 | 0 | 0 | 0 | 0 | 0 | 0 | 0 | 0 | 0 | 0 | 0 | 0 | 0 | 0 | 0 | 0 | 0 | 0 | 0
F1_Commercial_Education_Existing_Space Heating_Natural Gas_Furnace_Baseline Forecast | F1 | Commercial | Education | Existing | Space Heating | Natural Gas | Furnace | Baseline Forecast | Units | 24618781.69 | 24126406.0562 | 23643877.9351 | 23171000.3764 | 22707580.3689 | 22253428.7615 | 21808360.1862 | 21372192.9825 | 20944749.1229 | 20525854.1404 | 20115337.0576 | 19713030.3165 | 19318769.7101 | 18932394.3159 | 18553746.4296 | 18182671.501 | 17819018.071 | 17462637.7096 | 17113384.9554 | 16771117.2563 | 16435694.9111 | 16106981.0129 | 15784841.3927 | 15469144.5648 | 15159761.6735 | 14856566.44 | 14559435.1112 | 14268246.409 | 13982881.4808 | 13703223.8512 | 13429159.3742
F2_Commercial_Education_Existing_Space Heating_Natural Gas_Furnace_Baseline Forecast | F2 | Commercial | Education | Existing | Space Heating | Natural Gas | Furnace | Baseline Forecast | Usage (MMtherm) | 4.2188 | 4.2776 | 4.1494 | 4.0021 | 3.9002 | 3.7877 | 3.6779 | 3.561 | 3.4471 | 3.3364 | 3.2289 | 3.1246 | 3.0256 | 2.9315 | 2.8418 | 2.7563 | 2.6748 | 2.5969 | 2.5225 | 2.4503 | 2.3801 | 2.3118 | 2.2454 | 2.1816 | 2.1201 | 2.0613 | 2.0051 | 1.9513 | 1.8997 | 1.8501 | 1.8026
F3_Commercial_Education_Existing_Space Heating_Natural Gas_Furnace_Baseline Forecast | F3 | Commercial | Education | Existing | Space Heating | Natural Gas | Furnace | Baseline Forecast | Peak Demand (S) | 0 | 0 | 0 | 0 | 0 | 0 | 0 | 0 | 0 | 0 | 0 | 0 | 0 | 0 | 0 | 0 | 0 | 0 | 0 | 0 | 0 | 0 | 0 | 0 | 0 | 0 | 0 | 0 | 0 | 0 | 0
F4_Commercial_Education_Existing_Space Heating_Natural Gas_Furnace_Baseline Forecast | F4 | Commercial | Education | Existing | Space Heating | Natural Gas | Furnace | Baseline Forecast | Peak Demand (W) | 0 | 0 | 0 | 0 | 0 | 0 | 0 | 0 | 0 | 0 | 0 | 0 | 0 | 0 | 0 | 0 | 0 | 0 | 0 | 0 | 0 | 0 | 0 | 0 | 0 | 0 | 0 | 0 | 0 | 0 | 0
F5_Commercial_Education_Existing_Space Heating_Natural Gas_Furnace_Baseline Forecast | F5 | Commercial | Education | Existing | Space Heating | Natural Gas | Furnace | Baseline Forecast | Turnover | 0 | 630755.7139 | 659046.9628 | 683596.128 | 704724.6782 | 722728.5031 | 737879.9114 | 750429.4744 | 760607.7255 | 768626.7274 | 774681.5183 | 778951.4445 | 718468.1559 | 662681.2167 | 611225.9693 | 563766.0705 | 519991.2933 | 479615.4988 | 442374.7659 | 441753.4035 | 442094.8286 | 443154.4176 | 444724.3963 | 446629.2428 | 448721.6132 | 450878.7338 | 452999.2104 | 455000.2075 | 456814.958 | 458390.5674 | 456310.222
F6_Commercial_Education_Existing_Space Heating_Natural Gas_Furnace_Baseline Forecast | F6 | Commercial | Education | Existing | Space Heating | Natural Gas | Furnace | Baseline Forecast | Avg. Replacement Usage | 0.14994 | 0.15597 | 0.15523 | 0.15362 | 0.15362 | 0.13505 | 0.13505 | 0.12176 | 0.12177 | 0.12178 | 0.12178 | 0.12179 | 0.1219 | 0.12191 | 0.12191 | 0.12192 | 0.12192 | 0.12192 | 0.12194 | 0.12193 | 0.12193 | 0.12192 | 0.12192 | 0.12234 | 0.12235 | 0.12237 | 0.12238 | 0.1224 | 0.12242 | 0.12244 | 0.12246
F7_Commercial_Education_Existing_Space Heating_Natural Gas_Furnace_Baseline Forecast | F7 | Commercial | Education | Existing | Space Heating | Natural Gas | Furnace | Baseline Forecast | Avg. Replacement Demand (S) | 0 | 0 | 0 | 0 | 0 | 0 | 0 | 0 | 0 | 0 | 0 | 0 | 0 | 0 | 0 | 0 | 0 | 0 | 0 | 0 | 0 | 0 | 0 | 0 | 0 | 0 | 0 | 0 | 0 | 0 | 0
F8_Commercial_Education_Existing_Space Heating_Natural Gas_Furnace_Baseline Forecast | F8 | Commercial | Education | Existing | Space Heating | Natural Gas | Furnace | Baseline Forecast | Avg. Replacement Demand (W) | 0 | 0 | 0 | 0 | 0 | 0 | 0 | 0 | 0 | 0 | 0 | 0 | 0 | 0 | 0 | 0 | 0 | 0 | 0 | 0 | 0 | 0 | 0 | 0 | 0 | 0 | 0 | 0 | 0 | 0 | 0
F1_Commercial_Education_Existing_Space Heating_Natural Gas_Boiler_Baseline Forecast | F1 | Commercial | Education | Existing | Space Heating | Natural Gas | Boiler | Baseline Forecast | Units | 23540315.6733 | 23069509.3599 | 22608119.1727 | 22155956.7892 | 21712837.6534 | 21278580.9004 | 20853009.2824 | 20435949.0967 | 20027230.1148 | 19626685.5125 | 19234151.8022 | 18849468.7662 | 18472479.3909 | 18103029.803 | 17740969.207 | 17386149.8228 | 17038426.8264 | 16697658.2899 | 16363705.1241 | 16036431.0216 | 15715702.4012 | 15401388.3531 | 15093360.5861 | 14791493.3743 | 14495663.5069 | 14205750.2367 | 13921635.232 | 13643202.5273 | 13370338.4768 | 13102931.7073 | 12840873.0731
F2_Commercial_Education_Existing_Space Heating_Natural Gas_Boiler_Baseline Forecast | F2 | Commercial | Education | Existing | Space Heating | Natural Gas | Boiler | Baseline Forecast | Usage (MMtherm) | 7.3238 | 7.4233 | 7.1993 | 6.9434 | 6.7671 | 6.5766 | 6.3918 | 6.2126 | 6.0389 | 5.8707 | 5.7078 | 5.5501 | 5.3974 | 5.2497 | 5.1068 | 4.9686 | 4.835 | 4.7058 | 4.581 | 4.4603 | 4.3438 | 4.2301 | 4.1206 | 4.015 | 3.9129 | 3.8153 | 3.7216 | 3.6317 | 3.5452 | 3.462 | 3.3817
F3_Commercial_Education_Existing_Space Heating_Natural Gas_Boiler_Baseline Forecast | F3 | Commercial | Education | Existing | Space Heating | Natural Gas | Boiler | Baseline Forecast | Peak Demand (S) | 0 | 0 | 0 | 0 | 0 | 0 | 0 | 0 | 0 | 0 | 0 | 0 | 0 | 0 | 0 | 0 | 0 | 0 | 0 | 0 | 0 | 0 | 0 | 0 | 0 | 0 | 0 | 0 | 0 | 0 | 0
F4_Commercial_Education_Existing_Space Heating_Natural Gas_Boiler_Baseline Forecast | F4 | Commercial | Education | Existing | Space Heating | Natural Gas | Boiler | Baseline Forecast | Peak Demand (W) | 0 | 0 | 0 | 0 | 0 | 0 | 0 | 0 | 0 | 0 | 0 | 0 | 0 | 0 | 0 | 0 | 0 | 0 | 0 | 0 | 0 | 0 | 0 | 0 | 0 | 0 | 0 | 0 | 0 | 0 | 0
F5_Commercial_Education_Existing_Space Heating_Natural Gas_Boiler_Baseline Forecast | F5 | Commercial | Education | Existing | Space Heating | Natural Gas | Boiler | Baseline Forecast | Turnover | 0 | 699076.0412 | 691322.6524 | 683044.8988 | 674327.3875 | 665244.948 | 655863.7091 | 646242.0593 | 636431.5016 | 626477.4151 | 616419.7329 | 606293.5462 | 596129.6423 | 585954.9838 | 575793.1347 | 565664.6406 | 555587.3672 | 545576.8007 | 535646.3168 | 525807.4187 | 516069.95 | 542342.9559 | 519172.836 | 498544.9383 | 480111.5813 | 463571.102 | 448662.0359 | 435158.0097 | 422863.2602 | 411608.7047 | 401248.4973
F6_Commercial_Education_Existing_Space Heating_Natural Gas_Boiler_Baseline Forecast | F6 | Commercial | Education | Existing | Space Heating | Natural Gas | Boiler | Baseline Forecast | Avg. Replacement Usage | 0.27676 | 0.28787 | 0.2865 | 0.28353 | 0.28352 | 0.25445 | 0.25445 | 0.25445 | 0.25445 | 0.25445 | 0.25445 | 0.25445 | 0.25445 | 0.25445 | 0.25445 | 0.25445 | 0.25445 | 0.25445 | 0.25445 | 0.25445 | 0.25445 | 0.25445 | 0.25445 | 0.25445 | 0.25445 | 0.25445 | 0.25445 | 0.25445 | 0.25445 | 0.25445 | 0.25445
F7_Commercial_Education_Existing_Space Heating_Natural Gas_Boiler_Baseline Forecast | F7 | Commercial | Education | Existing | Space Heating | Natural Gas | Boiler | Baseline Forecast | Avg. Replacement Demand (S) | 0 | 0 | 0 | 0 | 0 | 0 | 0 | 0 | 0 | 0 | 0 | 0 | 0 | 0 | 0 | 0 | 0 | 0 | 0 | 0 | 0 | 0 | 0 | 0 | 0 | 0 | 0 | 0 | 0 | 0 | 0
F8_Commercial_Education_Existing_Space Heating_Natural Gas_Boiler_Baseline Forecast | F8 | Commercial | Education | Existing | Space Heating | Natural Gas | Boiler | Baseline Forecast | Avg. Replacement Demand (W) | 0 | 0 | 0 | 0 | 0 | 0 | 0 | 0 | 0 | 0 | 0 | 0 | 0 | 0 | 0 | 0 | 0 | 0 | 0 | 0 | 0 | 0 | 0 | 0 | 0 | 0 | 0 | 0 | 0 | 0 | 0
F1_Commercial_Education_Existing_Space Heating_Natural Gas_Unit Heater_Baseline Forecast | F1 | Commercial | Education | Existing | Space Heating | Natural Gas | Unit Heater | Baseline Forecast | Units | 6584495.4506 | 6452805.5416 | 6323749.4308 | 6197274.4421 | 6073328.9533 | 5951862.3742 | 5832825.1268 | 5716168.6242 | 5601845.2517 | 5489808.3467 | 5380012.1798 | 5272411.9362 | 5166963.6974 | 5063624.4235 | 4962351.935 | 4863104.8963 | 4765842.7984 | 4670525.9424 | 4577115.4236 | 4485573.1151 | 4395861.6528 | 4307944.4198 | 4221785.5314 | 4137349.8207 | 4054602.8243 | 3973510.7678 | 3894040.5525 | 3816159.7414 | 3739836.5466 | 3665039.8157 | 3591739.0193
F2_Commercial_Education_Existing_Space Heating_Natural Gas_Unit Heater_Baseline Forecast | F2 | Commercial | Education | Existing | Space Heating | Natural Gas | Unit Heater | Baseline Forecast | Usage (MMtherm) | 1.3764 | 1.4031 | 1.3685 | 1.3273 | 1.3007 | 1.2733 | 1.2459 | 1.2186 | 1.1912 | 1.1639 | 1.1366 | 1.1094 | 1.0824 | 1.0555 | 1.0288 | 1.0025 | 0.9766 | 0.95185 | 0.92814 | 0.90538 | 0.88348 | 0.86235 | 0.84225 | 0.82286 | 0.80413 | 0.78602 | 0.7685 | 0.75153 | 0.73507 | 0.71909 | 0.70357
F3_Commercial_Education_Existing_Space Heating_Natural Gas_Unit Heater_Baseline Forecast | F3 | Commercial | Education | Existing | Space Heating | Natural Gas | Unit Heater | Baseline Forecast | Peak Demand (S) | 0 | 0 | 0 | 0 | 0 | 0 | 0 | 0 | 0 | 0 | 0 | 0 | 0 | 0 | 0 | 0 | 0 | 0 | 0 | 0 | 0 | 0 | 0 | 0 | 0 | 0 | 0 | 0 | 0 | 0 | 0
F4_Commercial_Education_Existing_Space Heating_Natural Gas_Unit Heater_Baseline Forecast | F4 | Commercial | Education | Existing | Space Heating | Natural Gas | Unit Heater | Baseline Forecast | Peak Demand (W) | 0 | 0 | 0 | 0 | 0 | 0 | 0 | 0 | 0 | 0 | 0 | 0 | 0 | 0 | 0 | 0 | 0 | 0 | 0 | 0 | 0 | 0 | 0 | 0 | 0 | 0 | 0 | 0 | 0 | 0 | 0
F5_Commercial_Education_Existing_Space Heating_Natural Gas_Unit Heater_Baseline Forecast | F5 | Commercial | Education | Existing | Space Heating | Natural Gas | Unit Heater | Baseline Forecast | Turnover | 0 | 5431.6545 | 15485.1532 | 29445.5467 | 46682.2243 | 66639.5438 | 88828.4881 | 112819.2359 | 138234.5465 | 164743.8713 | 187529.4807 | 207648.242 | 225914.5937 | 242948.048 | 259212.1224 | 275046.1798 | 290691.404 | 270929.1632 | 256936.603 | 247934.9719 | 242706.398 | 240349.9993 | 240202.994 | 241779.9632 | 244726.365 | 248783.1909 | 253760.3008 | 254450.5255 | 252473.4013 | 249046.4716 | 245007.8454
F6_Commercial_Education_Existing_Space Heating_Natural Gas_Unit Heater_Baseline Forecast | F6 | Commercial | Education | Existing | Space Heating | Natural Gas | Unit Heater | Baseline Forecast | Avg. Replacement Usage | 0.20904 | 0.21744 | 0.21641 | 0.21417 | 0.21417 | 0.19273 | 0.19273 | 0.19273 | 0.19273 | 0.19273 | 0.19273 | 0.19273 | 0.19273 | 0.19273 | 0.19273 | 0.19273 | 0.19273 | 0.19273 | 0.19273 | 0.19273 | 0.19273 | 0.19273 | 0.19273 | 0.19273 | 0.19273 | 0.19273 | 0.19273 | 0.19273 | 0.19273 | 0.19273 | 0.19273
F7_Commercial_Education_Existing_Space Heating_Natural Gas_Unit Heater_Baseline Forecast | F7 | Commercial | Education | Existing | Space Heating | Natural Gas | Unit Heater | Baseline Forecast | Avg. Replacement Demand (S) | 0 | 0 | 0 | 0 | 0 | 0 | 0 | 0 | 0 | 0 | 0 | 0 | 0 | 0 | 0 | 0 | 0 | 0 | 0 | 0 | 0 | 0 | 0 | 0 | 0 | 0 | 0 | 0 | 0 | 0 | 0
F8_Commercial_Education_Existing_Space Heating_Natural Gas_Unit Heater_Baseline Forecast | F8 | Commercial | Education | Existing | Space Heating | Natural Gas | Unit Heater | Baseline Forecast | Avg. Replacement Demand (W) | 0 | 0 | 0 | 0 | 0 | 0 | 0 | 0 | 0 | 0 | 0 | 0 | 0 | 0 | 0 | 0 | 0 | 0 | 0 | 0 | 0 | 0 | 0 | 0 | 0 | 0 | 0 | 0 | 0 | 0 | 0
F1_Commercial_Education_Existing_Water Heating_Natural Gas_Water Heater_Baseline Forecast | F1 | Commercial | Education | Existing | Water Heating | Natural Gas | Water Heater | Baseline Forecast | Units | 31893032.4921 | 31255171.8423 | 30630068.4054 | 30017467.0373 | 29417117.6966 | 28828775.3426 | 28252199.8358 | 27687155.8391 | 27133412.7223 | 26590744.4678 | 26058929.5785 | 25537750.9869 | 25026995.9672 | 24526456.0478 | 24035926.9269 | 23555208.3883 | 23084104.2206 | 22622422.1362 | 22169973.6934 | 21726574.2196 | 21292042.7352 | 20866201.8805 | 20448877.8429 | 20039900.286 | 19639102.2803 | 19246320.2347 | 18861393.83 | 18484165.9534 | 18114482.6343 | 17752192.9816 | 17397149.122
F2_Commercial_Education_Existing_Water Heating_Natural Gas_Water Heater_Baseline Forecast | F2 | Commercial | Education | Existing | Water Heating | Natural Gas | Water Heater | Baseline Forecast | Usage (MMtherm) | 2.2067 | 2.2219 | 2.1389 | 2.0464 | 1.9777 | 1.9111 | 1.8469 | 1.7583 | 1.6725 | 1.5899 | 1.5073 | 1.4253 | 1.3474 | 1.2733 | 1.2027 | 1.1313 | 1.068 | 1.0115 | 0.96087 | 0.91526 | 0.87397 | 0.84169 | 0.81165 | 0.78375 | 0.75768 | 0.73328 | 0.71043 | 0.68898 | 0.66893 | 0.64999 | 0.63209
F3_Commercial_Education_Existing_Water Heating_Natural Gas_Water Heater_Baseline Forecast | F3 | Commercial | Education | Existing | Water Heating | Natural Gas | Water Heater | Baseline Forecast | Peak Demand (S) | 0 | 0 | 0 | 0 | 0 | 0 | 0 | 0 | 0 | 0 | 0 | 0 | 0 | 0 | 0 | 0 | 0 | 0 | 0 | 0 | 0 | 0 | 0 | 0 | 0 | 0 | 0 | 0 | 0 | 0 | 0
F4_Commercial_Education_Existing_Water Heating_Natural Gas_Water Heater_Baseline Forecast | F4 | Commercial | Education | Existing | Water Heating | Natural Gas | Water Heater | Baseline Forecast | Peak Demand (W) | 0 | 0 | 0 | 0 | 0 | 0 | 0 | 0 | 0 | 0 | 0 | 0 | 0 | 0 | 0 | 0 | 0 | 0 | 0 | 0 | 0 | 0 | 0 | 0 | 0 | 0 | 0 | 0 | 0 | 0 | 0
F5_Commercial_Education_Existing_Water Heating_Natural Gas_Water Heater_Baseline Forecast | F5 | Commercial | Education | Existing | Water Heating | Natural Gas | Water Heater | Baseline Forecast | Turnover | 0 | 947126.4195 | 1029440.3156 | 1099061.7783 | 1157449.6916 | 1205902.3031 | 1245574.7781 | 1277494.8377 | 1302576.6901 | 1321633.4419 | 1493321.0613 | 1639961.806 | 1612735.6451 | 1585446.0356 | 1558160.5707 | 1718055.1213 | 1461582.1833 | 1248645.2759 | 1071168.5718 | 1032464.4581 | 1005472.5121 | 739286.8821 | 783261.6826 | 832706.2573 | 873149.4884 | 904298.2414 | 928021.9572 | 960974.7194 | 1219678.233 | 1184400.7577 | 1135525.0981
F6_Commercial_Education_Existing_Water Heating_Natural Gas_Water Heater_Baseline Forecast | F6 | Commercial | Education | Existing | Water Heating | Natural Gas | Water Heater | Baseline Forecast | Avg. Replacement Usage | 0.053393 | 0.055538 | 0.055273 | 0.054701 | 0.0547 | 0.054703 | 0.054706 | 0.033534 | 0.033546 | 0.03356 | 0.033575 | 0.033557 | 0.033573 | 0.033536 | 0.033496 | 0.033458 | 0.033456 | 0.033455 | 0.033457 | 0.033454 | 0.033451 | 0.033449 | 0.033445 | 0.033579 | 0.033581 | 0.033584 | 0.033587 | 0.033589 | 0.033592 | 0.033594 | 0.033595
F7_Commercial_Education_Existing_Water Heating_Natural Gas_Water Heater_Baseline Forecast | F7 | Commercial | Education | Existing | Water Heating | Natural Gas | Water Heater | Baseline Forecast | Avg. Replacement Demand (S) | 0 | 0 | 0 | 0 | 0 | 0 | 0 | 0 | 0 | 0 | 0 | 0 | 0 | 0 | 0 | 0 | 0 | 0 | 0 | 0 | 0 | 0 | 0 | 0 | 0 | 0 | 0 | 0 | 0 | 0 | 0
F8_Commercial_Education_Existing_Water Heating_Natural Gas_Water Heater_Baseline Forecast | F8 | Commercial | Education | Existing | Water Heating | Natural Gas | Water Heater | Baseline Forecast | Avg. Replacement Demand (W) | 0 | 0 | 0 | 0 | 0 | 0 | 0 | 0 | 0 | 0 | 0 | 0 | 0 | 0 | 0 | 0 | 0 | 0 | 0 | 0 | 0 | 0 | 0 | 0 | 0 | 0 | 0 | 0 | 0 | 0 | 0
F1_Commercial_Education_Existing_Food Preparation_Natural Gas_Oven_Baseline Forecast | F1 | Commercial | Education | Existing | Food Preparation | Natural Gas | Oven | Baseline Forecast | Units | 2666750.5145 | 2613415.5042 | 2561147.1941 | 2509924.2502 | 2459725.7652 | 2410531.2499 | 2362320.6249 | 2315074.2124 | 2268772.7282 | 2223397.2736 | 2178929.3281 | 2135350.7416 | 2092643.7267 | 2050790.8522 | 2009775.0351 | 1969579.5344 | 1930187.9438 | 1891584.1849 | 1853752.5012 | 1816677.4512 | 1780343.9021 | 1744737.0241 | 1709842.2836 | 1675645.4379 | 1642132.5292 | 1609289.8786 | 1577104.081 | 1545561.9994 | 1514650.7594 | 1484357.7442 | 1454670.5893
F2_Commercial_Education_Existing_Food Preparation_Natural Gas_Oven_Baseline Forecast | F2 | Commercial | Education | Existing | Food Preparation | Natural Gas | Oven | Baseline Forecast | Usage (MMtherm) | 0.0021115 | 0.0021524 | 0.0020993 | 0.002036 | 0.0019951 | 0.0019552 | 0.0019163 | 0.0018782 | 0.0018409 | 0.0018044 | 0.0017685 | 0.0017332 | 0.0016988 | 0.0016651 | 0.0016319 | 0.0015992 | 0.0015671 | 0.0015357 | 0.0015049 | 0.0014747 | 0.001445 | 0.0014159 | 0.0013873 | 0.0013604 | 0.001334 | 0.0013082 | 0.0012829 | 0.0012581 | 0.0012338 | 0.0012101 | 0.0011869
F3_Commercial_Education_Existing_Food Preparation_Natural Gas_Oven_Baseline Forecast | F3 | Commercial | Education | Existing | Food Preparation | Natural Gas | Oven | Baseline Forecast | Peak Demand (S) | 0 | 0 | 0 | 0 | 0 | 0 | 0 | 0 | 0 | 0 | 0 | 0 | 0 | 0 | 0 | 0 | 0 | 0 | 0 | 0 | 0 | 0 | 0 | 0 | 0 | 0 | 0 | 0 | 0 | 0 | 0
F4_Commercial_Education_Existing_Food Preparation_Natural Gas_Oven_Baseline Forecast | F4 | Commercial | Education | Existing | Food Preparation | Natural Gas | Oven | Baseline Forecast | Peak Demand (W) | 0 | 0 | 0 | 0 | 0 | 0 | 0 | 0 | 0 | 0 | 0 | 0 | 0 | 0 | 0 | 0 | 0 | 0 | 0 | 0 | 0 | 0 | 0 | 0 | 0 | 0 | 0 | 0 | 0 | 0 | 0
F5_Commercial_Education_Existing_Food Preparation_Natural Gas_Oven_Baseline Forecast | F5 | Commercial | Education | Existing | Food Preparation | Natural Gas | Oven | Baseline Forecast | Turnover | 0 | 104536.6202 | 133179.6541 | 154611.3338 | 170409.801 | 181811.909 | 189786.9491 | 195094.4524 | 198329.5052 | 199958.2776 | 171293.4851 | 153274.9878 | 142644.1342 | 137024.8148 | 134700.0193 | 134442.6746 | 156935.1365 | 160868.8307 | 163196.2133 | 160242.3192 | 154642.99 | 148057.3584 | 141478.3297 | 135453.195 | 130238.8057 | 122915.2317 | 119593.8525 | 118682.015 | 118538.5742 | 118316.9332 | 117651.2136
F6_Commercial_Education_Existing_Food Preparation_Natural Gas_Oven_Baseline Forecast | F6 | Commercial | Education | Existing | Food Preparation | Natural Gas | Oven | Baseline Forecast | Avg. Replacement Usage | 0.00079178 | 0.0008234 | 0.00081935 | 0.00081073 | 0.00081051 | 0.00081134 | 0.00081204 | 0.00081242 | 0.00081256 | 0.00081278 | 0.00081225 | 0.00081176 | 0.00081318 | 0.00081255 | 0.00081174 | 0.00081099 | 0.00081097 | 0.00081091 | 0.00081116 | 0.00081099 | 0.00081087 | 0.0008107 | 0.00081049 | 0.00081844 | 0.0008186 | 0.00081875 | 0.0008189 | 0.00081903 | 0.00081917 | 0.00081929 | 0.00081942
F7_Commercial_Education_Existing_Food Preparation_Natural Gas_Oven_Baseline Forecast | F7 | Commercial | Education | Existing | Food Preparation | Natural Gas | Oven | Baseline Forecast | Avg. Replacement Demand (S) | 0 | 0 | 0 | 0 | 0 | 0 | 0 | 0 | 0 | 0 | 0 | 0 | 0 | 0 | 0 | 0 | 0 | 0 | 0 | 0 | 0 | 0 | 0 | 0 | 0 | 0 | 0 | 0 | 0 | 0 | 0
F8_Commercial_Education_Existing_Food Preparation_Natural Gas_Oven_Baseline Forecast | F8 | Commercial | Education | Existing | Food Preparation | Natural Gas | Oven | Baseline Forecast | Avg. Replacement Demand (W) | 0 | 0 | 0 | 0 | 0 | 0 | 0 | 0 | 0 | 0 | 0 | 0 | 0 | 0 | 0 | 0 | 0 | 0 | 0 | 0 | 0 | 0 | 0 | 0 | 0 | 0 | 0 | 0 | 0 | 0 | 0
F1_Commercial_Education_Existing_Food Preparation_Natural Gas_Conveyor Oven_Baseline Forecast | F1 | Commercial | Education | Existing | Food Preparation | Natural Gas | Conveyor Oven | Baseline Forecast | Units | 1333375.2572 | 1306707.7521 | 1280573.597 | 1254962.1251 | 1229862.8826 | 1205265.6249 | 1181160.3125 | 1157537.1062 | 1134386.3641 | 1111698.6368 | 1089464.6641 | 1067675.3708 | 1046321.8634 | 1025395.4261 | 1004887.5176 | 984789.7672 | 965093.9719 | 945792.0924 | 926876.2506 | 908338.7256 | 890171.9511 | 872368.512 | 854921.1418 | 837822.719 | 821066.2646 | 804644.9393 | 788552.0405 | 772780.9997 | 757325.3797 | 742178.8721 | 727335.2947
F2_Commercial_Education_Existing_Food Preparation_Natural Gas_Conveyor Oven_Baseline Forecast | F2 | Commercial | Education | Existing | Food Preparation | Natural Gas | Conveyor Oven | Baseline Forecast | Usage (MMtherm) | 0.0018064 | 0.0018415 | 0.0017961 | 0.0017419 | 0.0017071 | 0.001673 | 0.0016395 | 0.0016067 | 0.0015746 | 0.0015431 | 0.0015122 | 0.0014819 | 0.0014524 | 0.0014234 | 0.001395 | 0.0013672 | 0.00134 | 0.0013133 | 0.0012871 | 0.0012614 | 0.0012362 | 0.0012115 | 0.0011873 | 0.0011637 | 0.0011406 | 0.001118 | 0.0010959 | 0.0010743 | 0.0010531 | 0.0010324 | 0.0010122
F3_Commercial_Education_Existing_Food Preparation_Natural Gas_Conveyor Oven_Baseline Forecast | F3 | Commercial | Education | Existing | Food Preparation | Natural Gas | Conveyor Oven | Baseline Forecast | Peak Demand (S) | 0 | 0 | 0 | 0 | 0 | 0 | 0 | 0 | 0 | 0 | 0 | 0 | 0 | 0 | 0 | 0 | 0 | 0 | 0 | 0 | 0 | 0 | 0 | 0 | 0 | 0 | 0 | 0 | 0 | 0 | 0
F4_Commercial_Education_Existing_Food Preparation_Natural Gas_Conveyor Oven_Baseline Forecast | F4 | Commercial | Education | Existing | Food Preparation | Natural Gas | Conveyor Oven | Baseline Forecast | Peak Demand (W) | 0 | 0 | 0 | 0 | 0 | 0 | 0 | 0 | 0 | 0 | 0 | 0 | 0 | 0 | 0 | 0 | 0 | 0 | 0 | 0 | 0 | 0 | 0 | 0 | 0 | 0 | 0 | 0 | 0 | 0 | 0
F5_Commercial_Education_Existing_Food Preparation_Natural Gas_Conveyor Oven_Baseline Forecast | F5 | Commercial | Education | Existing | Food Preparation | Natural Gas | Conveyor Oven | Baseline Forecast | Turnover | 0 | 0 | 0 | 0 | 0 | 4821.0625 | 13228.9955 | 24261.9777 | 37171.5724 | 51376.4855 | 62068.4579 | 70015.1784 | 75818.3371 | 79949.4848 | 82778.1465 | 84593.8622 | 85623.4674 | 67128.7984 | 52628.978 | 41261.1187 | 32348.7171 | 26059.289 | 22345.5059 | 21031.0295 | 21869.267 | 24582.7419 | 29084.7281 | 34396.3674 | 39879.8162 | 45136.5647 | 49933.7726
F6_Commercial_Education_Existing_Food Preparation_Natural Gas_Conveyor Oven_Baseline Forecast | F6 | Commercial | Education | Existing | Food Preparation | Natural Gas | Conveyor Oven | Baseline Forecast | Avg. Replacement Usage | 0.0013548 | 0.0014093 | 0.0014026 | 0.0013882 | 0.0013879 | 0.0013881 | 0.0013882 | 0.001388 | 0.0013877 | 0.0013878 | 0.0013878 | 0.0013879 | 0.0013891 | 0.0013891 | 0.0013891 | 0.0013892 | 0.0013892 | 0.0013892 | 0.0013894 | 0.0013893 | 0.0013893 | 0.0013892 | 0.0013891 | 0.0013957 | 0.0013959 | 0.0013962 | 0.0013964 | 0.0013966 | 0.0013968 | 0.001397 | 0.0013972
F7_Commercial_Education_Existing_Food Preparation_Natural Gas_Conveyor Oven_Baseline Forecast | F7 | Commercial | Education | Existing | Food Preparation | Natural Gas | Conveyor Oven | Baseline Forecast | Avg. Replacement Demand (S) | 0 | 0 | 0 | 0 | 0 | 0 | 0 | 0 | 0 | 0 | 0 | 0 | 0 | 0 | 0 | 0 | 0 | 0 | 0 | 0 | 0 | 0 | 0 | 0 | 0 | 0 | 0 | 0 | 0 | 0 | 0
F8_Commercial_Education_Existing_Food Preparation_Natural Gas_Conveyor Oven_Baseline Forecast | F8 | Commercial | Education | Existing | Food Preparation | Natural Gas | Conveyor Oven | Baseline Forecast | Avg. Replacement Demand (W) | 0 | 0 | 0 | 0 | 0 | 0 | 0 | 0 | 0 | 0 | 0 | 0 | 0 | 0 | 0 | 0 | 0 | 0 | 0 | 0 | 0 | 0 | 0 | 0 | 0 | 0 | 0 | 0 | 0 | 0 | 0
F1_Commercial_Education_Existing_Food Preparation_Natural Gas_Double Rack Oven_Baseline Forecast | F1 | Commercial | Education | Existing | Food Preparation | Natural Gas | Double Rack Oven | Baseline Forecast | Units | 1333375.2572 | 1306707.7521 | 1280573.597 | 1254962.1251 | 1229862.8826 | 1205265.6249 | 1181160.3125 | 1157537.1062 | 1134386.3641 | 1111698.6368 | 1089464.6641 | 1067675.3708 | 1046321.8634 | 1025395.4261 | 1004887.5176 | 984789.7672 | 965093.9719 | 945792.0924 | 926876.2506 | 908338.7256 | 890171.9511 | 872368.512 | 854921.1418 | 837822.719 | 821066.2646 | 804644.9393 | 788552.0405 | 772780.9997 | 757325.3797 | 742178.8721 | 727335.2947
F2_Commercial_Education_Existing_Food Preparation_Natural Gas_Double Rack Oven_Baseline Forecast | F2 | Commercial | Education | Existing | Food Preparation | Natural Gas | Double Rack Oven | Baseline Forecast | Usage (MMtherm) | 0.0027443 | 0.0027975 | 0.0027284 | 0.0026461 | 0.0025931 | 0.0025414 | 0.0024911 | 0.002442 | 0.002394 | 0.0023467 | 0.0023001 | 0.0022541 | 0.0022094 | 0.0021654 | 0.0021223 | 0.00208 | 0.0020386 | 0.0019979 | 0.001958 | 0.0019188 | 0.0018803 | 0.0018424 | 0.0018053 | 0.0017725 | 0.0017403 | 0.0017088 | 0.0016779 | 0.0016475 | 0.0016176 | 0.0015885 | 0.0015601
F3_Commercial_Education_Existing_Food Preparation_Natural Gas_Double Rack Oven_Baseline Forecast | F3 | Commercial | Education | Existing | Food Preparation | Natural Gas | Double Rack Oven | Baseline Forecast | Peak Demand (S) | 0 | 0 | 0 | 0 | 0 | 0 | 0 | 0 | 0 | 0 | 0 | 0 | 0 | 0 | 0 | 0 | 0 | 0 | 0 | 0 | 0 | 0 | 0 | 0 | 0 | 0 | 0 | 0 | 0 | 0 | 0
F4_Commercial_Education_Existing_Food Preparation_Natural Gas_Double Rack Oven_Baseline Forecast | F4 | Commercial | Education | Existing | Food Preparation | Natural Gas | Double Rack Oven | Baseline Forecast | Peak Demand (W) | 0 | 0 | 0 | 0 | 0 | 0 | 0 | 0 | 0 | 0 | 0 | 0 | 0 | 0 | 0 | 0 | 0 | 0 | 0 | 0 | 0 | 0 | 0 | 0 | 0 | 0 | 0 | 0 | 0 | 0 | 0
F5_Commercial_Education_Existing_Food Preparation_Natural Gas_Double Rack Oven_Baseline Forecast | F5 | Commercial | Education | Existing | Food Preparation | Natural Gas | Double Rack Oven | Baseline Forecast | Turnover | 0 | 29037.95 | 39523.8765 | 48373.7115 | 55804.0208 | 62003.3428 | 67135.8043 | 71344.2685 | 74753.0779 | 77470.4438 | 67485.3644 | 58787.2508 | 55860.5467 | 54585.2498 | 54427.7144 | 54993.2796 | 55993.1733 | 62728.6003 | 64942.2058 | 66664.5295 | 67963.0118 | 66957.7215 | 64407.0544 | 61616.7124 | 58944.4236 | 56579.8378 | 52306.954 | 49227.8073 | 48871.1593 | 49175.7098 | 49834.3295
F6_Commercial_Education_Existing_Food Preparation_Natural Gas_Double Rack Oven_Baseline Forecast | F6 | Commercial | Education | Existing | Food Preparation | Natural Gas | Double Rack Oven | Baseline Forecast | Avg. Replacement Usage | 0.0020582 | 0.0021396 | 0.0021285 | 0.002107 | 0.0021069 | 0.0021118 | 0.0021162 | 0.0021187 | 0.0021198 | 0.0021167 | 0.0021128 | 0.002109 | 0.0021162 | 0.0021113 | 0.002111 | 0.0021114 | 0.0021114 | 0.0021111 | 0.0021127 | 0.0021118 | 0.0021111 | 0.0021102 | 0.002109 | 0.0021684 | 0.0021701 | 0.0021717 | 0.0021732 | 0.0021747 | 0.0021761 | 0.0021775 | 0.0021789
F7_Commercial_Education_Existing_Food Preparation_Natural Gas_Double Rack Oven_Baseline Forecast | F7 | Commercial | Education | Existing | Food Preparation | Natural Gas | Double Rack Oven | Baseline Forecast | Avg. Replacement Demand (S) | 0 | 0 | 0 | 0 | 0 | 0 | 0 | 0 | 0 | 0 | 0 | 0 | 0 | 0 | 0 | 0 | 0 | 0 | 0 | 0 | 0 | 0 | 0 | 0 | 0 | 0 | 0 | 0 | 0 | 0 | 0
F8_Commercial_Education_Existing_Food Preparation_Natural Gas_Double Rack Oven_Baseline Forecast | F8 | Commercial | Education | Existing | Food Preparation | Natural Gas | Double Rack Oven | Baseline Forecast | Avg. Replacement Demand (W) | 0 | 0 | 0 | 0 | 0 | 0 | 0 | 0 | 0 | 0 | 0 | 0 | 0 | 0 | 0 | 0 | 0 | 0 | 0 | 0 | 0 | 0 | 0 | 0 | 0 | 0 | 0 | 0 | 0 | 0 | 0
F1_Commercial_Education_Existing_Food Preparation_Natural Gas_Fryer_Baseline Forecast | F1 | Commercial | Education | Existing | Food Preparation | Natural Gas | Fryer | Baseline Forecast | Units | 2973315.1683 | 2913848.8649 | 2855571.8876 | 2798460.4498 | 2742491.2408 | 2687641.416 | 2633888.5877 | 2581210.816 | 2529586.5996 | 2478994.8676 | 2429414.9703 | 2380826.6709 | 2333210.1375 | 2286545.9347 | 2240815.016 | 2195998.7157 | 2152078.7414 | 2109037.1666 | 2066856.4232 | 2025519.2948 | 1985008.9089 | 1945308.7307 | 1906402.5561 | 1868274.505 | 1830909.0149 | 1794290.8346 | 1758405.0179 | 1723236.9175 | 1688772.1792 | 1654996.7356 | 1621896.8009
F2_Commercial_Education_Existing_Food Preparation_Natural Gas_Fryer_Baseline Forecast | F2 | Commercial | Education | Existing | Food Preparation | Natural Gas | Fryer | Baseline Forecast | Usage (MMtherm) | 0.0038081 | 0.0038819 | 0.0037862 | 0.0036364 | 0.0035261 | 0.0034164 | 0.0033077 | 0.0032001 | 0.0030938 | 0.0029838 | 0.002871 | 0.0027622 | 0.0026621 | 0.0025695 | 0.0024774 | 0.0023919 | 0.0023196 | 0.0022514 | 0.0021869 | 0.0021258 | 0.0020679 | 0.0020128 | 0.0019603 | 0.0019102 | 0.0018622 | 0.0018163 | 0.0017723 | 0.00173 | 0.0016892 | 0.00165 | 0.0016121
F3_Commercial_Education_Existing_Food Preparation_Natural Gas_Fryer_Baseline Forecast | F3 | Commercial | Education | Existing | Food Preparation | Natural Gas | Fryer | Baseline Forecast | Peak Demand (S) | 0 | 0 | 0 | 0 | 0 | 0 | 0 | 0 | 0 | 0 | 0 | 0 | 0 | 0 | 0 | 0 | 0 | 0 | 0 | 0 | 0 | 0 | 0 | 0 | 0 | 0 | 0 | 0 | 0 | 0 | 0
F4_Commercial_Education_Existing_Food Preparation_Natural Gas_Fryer_Baseline Forecast | F4 | Commercial | Education | Existing | Food Preparation | Natural Gas | Fryer | Baseline Forecast | Peak Demand (W) | 0 | 0 | 0 | 0 | 0 | 0 | 0 | 0 | 0 | 0 | 0 | 0 | 0 | 0 | 0 | 0 | 0 | 0 | 0 | 0 | 0 | 0 | 0 | 0 | 0 | 0 | 0 | 0 | 0 | 0 | 0
F5_Commercial_Education_Existing_Food Preparation_Natural Gas_Fryer_Baseline Forecast | F5 | Commercial | Education | Existing | Food Preparation | Natural Gas | Fryer | Baseline Forecast | Turnover | 0 | 88298.4505 | 95972.3885 | 102463.0398 | 107906.4126 | 112423.5398 | 116122.1148 | 119097.9497 | 121436.2739 | 138237.1031 | 152604.146 | 164814.9261 | 160975.7835 | 157272.6431 | 171496.8158 | 166097.1554 | 161020.3671 | 158792.961 | 158506 | 159480.9377 | 158810.0256 | 156957.2201 | 160332.994 | 161177.4268 | 160188.5975 | 155482.4966 | 151430.3845 | 151728.4199 | 147690.747 | 144022.9997 | 142070.6836
F6_Commercial_Education_Existing_Food Preparation_Natural Gas_Fryer_Baseline Forecast | F6 | Commercial | Education | Existing | Food Preparation | Natural Gas | Fryer | Baseline Forecast | Avg. Replacement Usage | 0.0012808 | 0.0013319 | 0.0013254 | 0.00096401 | 0.00096401 | 0.00096401 | 0.00096401 | 0.00096401 | 0.00096401 | 0.00096401 | 0.00096401 | 0.00096401 | 0.00096401 | 0.00096401 | 0.00096401 | 0.00096401 | 0.00096401 | 0.00096401 | 0.00096401 | 0.00096401 | 0.00096401 | 0.00096401 | 0.00096401 | 0.00096401 | 0.00096401 | 0.00096401 | 0.00096401 | 0.00096401 | 0.00096401 | 0.00096401 | 0.00096401
F7_Commercial_Education_Existing_Food Preparation_Natural Gas_Fryer_Baseline Forecast | F7 | Commercial | Education | Existing | Food Preparation | Natural Gas | Fryer | Baseline Forecast | Avg. Replacement Demand (S) | 0 | 0 | 0 | 0 | 0 | 0 | 0 | 0 | 0 | 0 | 0 | 0 | 0 | 0 | 0 | 0 | 0 | 0 | 0 | 0 | 0 | 0 | 0 | 0 | 0 | 0 | 0 | 0 | 0 | 0 | 0
F8_Commercial_Education_Existing_Food Preparation_Natural Gas_Fryer_Baseline Forecast | F8 | Commercial | Education | Existing | Food Preparation | Natural Gas | Fryer | Baseline Forecast | Avg. Replacement Demand (W) | 0 | 0 | 0 | 0 | 0 | 0 | 0 | 0 | 0 | 0 | 0 | 0 | 0 | 0 | 0 | 0 | 0 | 0 | 0 | 0 | 0 | 0 | 0 | 0 | 0 | 0 | 0 | 0 | 0 | 0 | 0
F1_Commercial_Education_Existing_Food Preparation_Natural Gas_Broiler_Baseline Forecast | F1 | Commercial | Education | Existing | Food Preparation | Natural Gas | Broiler | Baseline Forecast | Units | 1139815.0297 | 1117018.7291 | 1094678.3545 | 1072784.7874 | 1051329.0917 | 1030302.5099 | 1009696.4597 | 989502.5305 | 969712.4799 | 950318.2303 | 931311.8657 | 912685.6283 | 894431.9158 | 876543.2775 | 859012.4119 | 841832.1637 | 824995.5204 | 808495.61 | 792325.6978 | 776479.1838 | 760949.6002 | 745730.6082 | 730815.996 | 716199.6761 | 701875.6825 | 687838.1689 | 674081.4055 | 660599.7774 | 647387.7819 | 634440.0262 | 621751.2257
F2_Commercial_Education_Existing_Food Preparation_Natural Gas_Broiler_Baseline Forecast | F2 | Commercial | Education | Existing | Food Preparation | Natural Gas | Broiler | Baseline Forecast | Usage (MMtherm) | 0.0014995 | 0.0015286 | 0.0014909 | 0.0014459 | 0.001417 | 0.0013887 | 0.001361 | 0.001334 | 0.0013074 | 0.0012814 | 0.0012559 | 0.0012307 | 0.0012062 | 0.0011821 | 0.0011585 | 0.0011354 | 0.0011127 | 0.0010905 | 0.0010687 | 0.0010473 | 0.0010264 | 0.0010058 | 0.0009856 | 0.00096652 | 0.00094783 | 0.00092952 | 0.00091156 | 0.00089396 | 0.00087672 | 0.00085986 | 0.00084336
F3_Commercial_Education_Existing_Food Preparation_Natural Gas_Broiler_Baseline Forecast | F3 | Commercial | Education | Existing | Food Preparation | Natural Gas | Broiler | Baseline Forecast | Peak Demand (S) | 0 | 0 | 0 | 0 | 0 | 0 | 0 | 0 | 0 | 0 | 0 | 0 | 0 | 0 | 0 | 0 | 0 | 0 | 0 | 0 | 0 | 0 | 0 | 0 | 0 | 0 | 0 | 0 | 0 | 0 | 0
F4_Commercial_Education_Existing_Food Preparation_Natural Gas_Broiler_Baseline Forecast | F4 | Commercial | Education | Existing | Food Preparation | Natural Gas | Broiler | Baseline Forecast | Peak Demand (W) | 0 | 0 | 0 | 0 | 0 | 0 | 0 | 0 | 0 | 0 | 0 | 0 | 0 | 0 | 0 | 0 | 0 | 0 | 0 | 0 | 0 | 0 | 0 | 0 | 0 | 0 | 0 | 0 | 0 | 0 | 0
F5_Commercial_Education_Existing_Food Preparation_Natural Gas_Broiler_Baseline Forecast | F5 | Commercial | Education | Existing | Food Preparation | Natural Gas | Broiler | Baseline Forecast | Turnover | 0 | 41371.064 | 46174.7043 | 50156.4904 | 53426.4047 | 56080.1728 | 58201.103 | 59861.6879 | 61125.0007 | 62045.9102 | 54048.8818 | 47082.5814 | 47639.5814 | 48316.9275 | 49025.1423 | 49702.9068 | 50309.8274 | 58670.6268 | 58444.984 | 58101.697 | 57658.8635 | 55751.2071 | 52896.2574 | 50534.8711 | 48607.0755 | 47047.9956 | 44157.7069 | 42077.5479 | 43119.9642 | 43867.9107 | 44357.123
F6_Commercial_Education_Existing_Food Preparation_Natural Gas_Broiler_Baseline Forecast | F6 | Commercial | Education | Existing | Food Preparation | Natural Gas | Broiler | Baseline Forecast | Avg. Replacement Usage | 0.0013156 | 0.0013681 | 0.0013614 | 0.0013474 | 0.0013474 | 0.0013487 | 0.0013498 | 0.0013504 | 0.0013507 | 0.0013499 | 0.0013489 | 0.001348 | 0.0013498 | 0.0013485 | 0.0013485 | 0.0013486 | 0.0013486 | 0.0013485 | 0.0013489 | 0.0013487 | 0.0013485 | 0.0013483 | 0.001348 | 0.001362 | 0.0013623 | 0.0013627 | 0.001363 | 0.0013633 | 0.0013636 | 0.0013639 | 0.0013642
F7_Commercial_Education_Existing_Food Preparation_Natural Gas_Broiler_Baseline Forecast | F7 | Commercial | Education | Existing | Food Preparation | Natural Gas | Broiler | Baseline Forecast | Avg. Replacement Demand (S) | 0 | 0 | 0 | 0 | 0 | 0 | 0 | 0 | 0 | 0 | 0 | 0 | 0 | 0 | 0 | 0 | 0 | 0 | 0 | 0 | 0 | 0 | 0 | 0 | 0 | 0 | 0 | 0 | 0 | 0 | 0
F8_Commercial_Education_Existing_Food Preparation_Natural Gas_Broiler_Baseline Forecast | F8 | Commercial | Education | Existing | Food Preparation | Natural Gas | Broiler | Baseline Forecast | Avg. Replacement Demand (W) | 0 | 0 | 0 | 0 | 0 | 0 | 0 | 0 | 0 | 0 | 0 | 0 | 0 | 0 | 0 | 0 | 0 | 0 | 0 | 0 | 0 | 0 | 0 | 0 | 0 | 0 | 0 | 0 | 0 | 0 | 0
F1_Commercial_Education_Existing_Food Preparation_Natural Gas_Griddle_Baseline Forecast | F1 | Commercial | Education | Existing | Food Preparation | Natural Gas | Griddle | Baseline Forecast | Units | 1359422.4703 | 1332234.0209 | 1305589.3405 | 1279477.5536 | 1253888.0026 | 1228810.2425 | 1204234.0377 | 1180149.3569 | 1156546.3698 | 1133415.4424 | 1110747.1335 | 1088532.1909 | 1066761.5471 | 1045426.3161 | 1024517.7898 | 1004027.434 | 983946.8853 | 964267.9476 | 944982.5887 | 926082.9369 | 907561.2781 | 889410.0526 | 871621.8515 | 854189.4145 | 837105.6262 | 820363.5137 | 803956.2434 | 787877.1185 | 772119.5762 | 756677.1846 | 741543.641
F2_Commercial_Education_Existing_Food Preparation_Natural Gas_Griddle_Baseline Forecast | F2 | Commercial | Education | Existing | Food Preparation | Natural Gas | Griddle | Baseline Forecast | Usage (MMtherm) | 0.0012712 | 0.0012958 | 0.0012639 | 0.0012258 | 0.0012013 | 0.0011772 | 0.0011537 | 0.0011306 | 0.001108 | 0.0010859 | 0.0010642 | 0.0010429 | 0.001022 | 0.0010016 | 0.00098157 | 0.00096195 | 0.00094271 | 0.00092386 | 0.00090538 | 0.00088727 | 0.00086953 | 0.00085213 | 0.00083508 | 0.00081844 | 0.00080213 | 0.00078614 | 0.00077048 | 0.00075512 | 0.00074008 | 0.00072534 | 0.00071089
F3_Commercial_Education_Existing_Food Preparation_Natural Gas_Griddle_Baseline Forecast | F3 | Commercial | Education | Existing | Food Preparation | Natural Gas | Griddle | Baseline Forecast | Peak Demand (S) | 0 | 0 | 0 | 0 | 0 | 0 | 0 | 0 | 0 | 0 | 0 | 0 | 0 | 0 | 0 | 0 | 0 | 0 | 0 | 0 | 0 | 0 | 0 | 0 | 0 | 0 | 0 | 0 | 0 | 0 | 0
F4_Commercial_Education_Existing_Food Preparation_Natural Gas_Griddle_Baseline Forecast | F4 | Commercial | Education | Existing | Food Preparation | Natural Gas | Griddle | Baseline Forecast | Peak Demand (W) | 0 | 0 | 0 | 0 | 0 | 0 | 0 | 0 | 0 | 0 | 0 | 0 | 0 | 0 | 0 | 0 | 0 | 0 | 0 | 0 | 0 | 0 | 0 | 0 | 0 | 0 | 0 | 0 | 0 | 0 | 0
F5_Commercial_Education_Existing_Food Preparation_Natural Gas_Griddle_Baseline Forecast | F5 | Commercial | Education | Existing | Food Preparation | Natural Gas | Griddle | Baseline Forecast | Turnover | 0 | 49342.0008 | 55071.1553 | 59820.1097 | 63720.0363 | 66885.1042 | 69414.6726 | 71395.2015 | 72901.916 | 74000.2564 | 64462.4456 | 56153.9526 | 56818.2694 | 57626.1194 | 58470.7854 | 59279.1344 | 60002.99 | 69974.6594 | 69705.5421 | 69296.1142 | 68767.9602 | 66492.7568 | 63087.7458 | 60271.3927 | 57972.17 | 56112.7032 | 52665.5443 | 50184.6024 | 51427.8604 | 52319.9133 | 52903.3818
F6_Commercial_Education_Existing_Food Preparation_Natural Gas_Griddle_Baseline Forecast | F6 | Commercial | Education | Existing | Food Preparation | Natural Gas | Griddle | Baseline Forecast | Avg. Replacement Usage | 0.00093507 | 0.00097264 | 0.00096801 | 0.000958 | 0.000958 | 0.00095808 | 0.00095816 | 0.0009582 | 0.00095822 | 0.00095817 | 0.0009581 | 0.00095804 | 0.00095816 | 0.00095808 | 0.00095807 | 0.00095808 | 0.00095808 | 0.00095807 | 0.0009581 | 0.00095808 | 0.00095807 | 0.00095806 | 0.00095804 | 0.00095908 | 0.00095911 | 0.00095914 | 0.00095916 | 0.00095919 | 0.00095922 | 0.00095924 | 0.00095927
F7_Commercial_Education_Existing_Food Preparation_Natural Gas_Griddle_Baseline Forecast | F7 | Commercial | Education | Existing | Food Preparation | Natural Gas | Griddle | Baseline Forecast | Avg. Replacement Demand (S) | 0 | 0 | 0 | 0 | 0 | 0 | 0 | 0 | 0 | 0 | 0 | 0 | 0 | 0 | 0 | 0 | 0 | 0 | 0 | 0 | 0 | 0 | 0 | 0 | 0 | 0 | 0 | 0 | 0 | 0 | 0
F8_Commercial_Education_Existing_Food Preparation_Natural Gas_Griddle_Baseline Forecast | F8 | Commercial | Education | Existing | Food Preparation | Natural Gas | Griddle | Baseline Forecast | Avg. Replacement Demand (W) | 0 | 0 | 0 | 0 | 0 | 0 | 0 | 0 | 0 | 0 | 0 | 0 | 0 | 0 | 0 | 0 | 0 | 0 | 0 | 0 | 0 | 0 | 0 | 0 | 0 | 0 | 0 | 0 | 0 | 0 | 0
F1_Commercial_Education_Existing_Food Preparation_Natural Gas_Range_Baseline Forecast | F1 | Commercial | Education | Existing | Food Preparation | Natural Gas | Range | Baseline Forecast | Units | 7010423.0422 | 6870214.5813 | 6732810.2897 | 6598154.0839 | 6466191.0022 | 6336867.1822 | 6210129.8386 | 6085927.2418 | 5964208.697 | 5844924.523 | 5728026.0326 | 5613465.5119 | 5501196.2017 | 5391172.2776 | 5283348.8321 | 5177681.8554 | 5074128.2183 | 4972645.654 | 4873192.7409 | 4775728.8861 | 4680214.3083 | 4586610.0222 | 4494877.8217 | 4404980.2653 | 4316880.66 | 4230543.0468 | 4145932.1859 | 4063013.5421 | 3981753.2713 | 3902118.2059 | 3824075.8418
F2_Commercial_Education_Existing_Food Preparation_Natural Gas_Range_Baseline Forecast | F2 | Commercial | Education | Existing | Food Preparation | Natural Gas | Range | Baseline Forecast | Usage (MMtherm) | 0.0067998 | 0.0069316 | 0.0067606 | 0.0065568 | 0.0064255 | 0.006297 | 0.0061712 | 0.006048 | 0.0059273 | 0.0058091 | 0.0056932 | 0.0055795 | 0.0054684 | 0.0053593 | 0.0052523 | 0.0051471 | 0.0050441 | 0.004943 | 0.004844 | 0.0047469 | 0.0046516 | 0.0045582 | 0.0044667 | 0.0043785 | 0.0042922 | 0.0042077 | 0.0041249 | 0.0040438 | 0.0039644 | 0.0038868 | 0.0038107
F3_Commercial_Education_Existing_Food Preparation_Natural Gas_Range_Baseline Forecast | F3 | Commercial | Education | Existing | Food Preparation | Natural Gas | Range | Baseline Forecast | Peak Demand (S) | 0 | 0 | 0 | 0 | 0 | 0 | 0 | 0 | 0 | 0 | 0 | 0 | 0 | 0 | 0 | 0 | 0 | 0 | 0 | 0 | 0 | 0 | 0 | 0 | 0 | 0 | 0 | 0 | 0 | 0 | 0
F4_Commercial_Education_Existing_Food Preparation_Natural Gas_Range_Baseline Forecast | F4 | Commercial | Education | Existing | Food Preparation | Natural Gas | Range | Baseline Forecast | Peak Demand (W) | 0 | 0 | 0 | 0 | 0 | 0 | 0 | 0 | 0 | 0 | 0 | 0 | 0 | 0 | 0 | 0 | 0 | 0 | 0 | 0 | 0 | 0 | 0 | 0 | 0 | 0 | 0 | 0 | 0 | 0 | 0
F5_Commercial_Education_Existing_Food Preparation_Natural Gas_Range_Baseline Forecast | F5 | Commercial | Education | Existing | Food Preparation | Natural Gas | Range | Baseline Forecast | Turnover | 0 | 274808.5833 | 350106.1351 | 406446.2916 | 447977.7126 | 477951.8704 | 498916.8631 | 512869.3655 | 521373.7565 | 525655.5156 | 457938.1325 | 417403.5372 | 395019.1104 | 384395.0656 | 381063.9919 | 436240.2626 | 443494.9302 | 447152.9384 | 448031.7585 | 435309.7271 | 416915.0892 | 397458.5314 | 379411.8216 | 363907.1144 | 346744.6149 | 339601.6646 | 338037.1968 | 339192.1633 | 339375.1049 | 347996.9412 | 342262.5822
F6_Commercial_Education_Existing_Food Preparation_Natural Gas_Range_Baseline Forecast | F6 | Commercial | Education | Existing | Food Preparation | Natural Gas | Range | Baseline Forecast | Avg. Replacement Usage | 0.00096995 | 0.0010088 | 0.001004 | 0.00099348 | 0.00099336 | 0.00099374 | 0.00099406 | 0.00099423 | 0.0009943 | 0.0009944 | 0.00099447 | 0.00099416 | 0.00099481 | 0.00099442 | 0.00099396 | 0.00099354 | 0.00099352 | 0.00099349 | 0.00099361 | 0.00099352 | 0.00099347 | 0.00099339 | 0.0009933 | 0.00099764 | 0.00099775 | 0.00099785 | 0.00099795 | 0.00099804 | 0.00099813 | 0.00099822 | 0.00099831
F7_Commercial_Education_Existing_Food Preparation_Natural Gas_Range_Baseline Forecast | F7 | Commercial | Education | Existing | Food Preparation | Natural Gas | Range | Baseline Forecast | Avg. Replacement Demand (S) | 0 | 0 | 0 | 0 | 0 | 0 | 0 | 0 | 0 | 0 | 0 | 0 | 0 | 0 | 0 | 0 | 0 | 0 | 0 | 0 | 0 | 0 | 0 | 0 | 0 | 0 | 0 | 0 | 0 | 0 | 0
F8_Commercial_Education_Existing_Food Preparation_Natural Gas_Range_Baseline Forecast | F8 | Commercial | Education | Existing | Food Preparation | Natural Gas | Range | Baseline Forecast | Avg. Replacement Demand (W) | 0 | 0 | 0 | 0 | 0 | 0 | 0 | 0 | 0 | 0 | 0 | 0 | 0 | 0 | 0 | 0 | 0 | 0 | 0 | 0 | 0 | 0 | 0 | 0 | 0 | 0 | 0 | 0 | 0 | 0 | 0
F1_Commercial_Education_Existing_Food Preparation_Natural Gas_Steamer_Baseline Forecast | F1 | Commercial | Education | Existing | Food Preparation | Natural Gas | Steamer | Baseline Forecast | Units | 2095265.4499 | 2053360.1409 | 2012292.9381 | 1972047.0794 | 1932606.1378 | 1893954.015 | 1856074.9347 | 1818953.436 | 1782574.3673 | 1746922.8799 | 1711984.4224 | 1677744.7339 | 1644189.8392 | 1611306.0424 | 1579079.9216 | 1547498.3232 | 1516548.3567 | 1486217.3896 | 1456493.0418 | 1427363.1809 | 1398815.9173 | 1370839.599 | 1343422.807 | 1316554.3509 | 1290223.2638 | 1264418.7986 | 1239130.4226 | 1214347.8141 | 1190060.8579 | 1166259.6407 | 1142934.4479
F2_Commercial_Education_Existing_Food Preparation_Natural Gas_Steamer_Baseline Forecast | F2 | Commercial | Education | Existing | Food Preparation | Natural Gas | Steamer | Baseline Forecast | Usage (MMtherm) | 0.0033943 | 0.0034599 | 0.0033743 | 0.0031724 | 0.0030022 | 0.0028301 | 0.0026572 | 0.0024845 | 0.0023127 | 0.0021425 | 0.001984 | 0.0018351 | 0.0017032 | 0.0015863 | 0.0014823 | 0.0013898 | 0.0013072 | 0.0012333 | 0.0011671 | 0.0010899 | 0.0010188 | 0.00097472 | 0.00093461 | 0.00089796 | 0.00086435 | 0.00083344 | 0.0008049 | 0.00077846 | 0.00075388 | 0.00073095 | 0.0007095
F3_Commercial_Education_Existing_Food Preparation_Natural Gas_Steamer_Baseline Forecast | F3 | Commercial | Education | Existing | Food Preparation | Natural Gas | Steamer | Baseline Forecast | Peak Demand (S) | 0 | 0 | 0 | 0 | 0 | 0 | 0 | 0 | 0 | 0 | 0 | 0 | 0 | 0 | 0 | 0 | 0 | 0 | 0 | 0 | 0 | 0 | 0 | 0 | 0 | 0 | 0 | 0 | 0 | 0 | 0
F4_Commercial_Education_Existing_Food Preparation_Natural Gas_Steamer_Baseline Forecast | F4 | Commercial | Education | Existing | Food Preparation | Natural Gas | Steamer | Baseline Forecast | Peak Demand (W) | 0 | 0 | 0 | 0 | 0 | 0 | 0 | 0 | 0 | 0 | 0 | 0 | 0 | 0 | 0 | 0 | 0 | 0 | 0 | 0 | 0 | 0 | 0 | 0 | 0 | 0 | 0 | 0 | 0 | 0 | 0
F5_Commercial_Education_Existing_Food Preparation_Natural Gas_Steamer_Baseline Forecast | F5 | Commercial | Education | Existing | Food Preparation | Natural Gas | Steamer | Baseline Forecast | Turnover | 0 | 76050.3756 | 84880.6692 | 92200.1892 | 98211.1106 | 103089.4009 | 106988.2016 | 110040.7726 | 112363.0579 | 114055.9201 | 106400.5826 | 100549.9595 | 96131.4871 | 92839.3503 | 90423.4515 | 88680.1149 | 87444.2609 | 86582.8282 | 85989.249 | 101042.662 | 99550.0405 | 97554.8826 | 95263.1119 | 92826.1982 | 90353.0868 | 87919.7886 | 85577.0544 | 83356.4895 | 80822.7909 | 78830.9335 | 77192.4998
F6_Commercial_Education_Existing_Food Preparation_Natural Gas_Steamer_Baseline Forecast | F6 | Commercial | Education | Existing | Food Preparation | Natural Gas | Steamer | Baseline Forecast | Avg. Replacement Usage | 0.00162 | 0.0016825 | 0.001673 | 0.00057292 | 0.00057292 | 0.00057292 | 0.00057292 | 0.00057292 | 0.00057292 | 0.00057292 | 0.00057292 | 0.00057292 | 0.00057292 | 0.00057292 | 0.00057292 | 0.00057292 | 0.00057292 | 0.00057292 | 0.00057292 | 0.00057292 | 0.00057292 | 0.00057292 | 0.00057292 | 0.00057292 | 0.00057292 | 0.00057292 | 0.00057292 | 0.00057292 | 0.00057292 | 0.00057292 | 0.00057292
F7_Commercial_Education_Existing_Food Preparation_Natural Gas_Steamer_Baseline Forecast | F7 | Commercial | Education | Existing | Food Preparation | Natural Gas | Steamer | Baseline Forecast | Avg. Replacement Demand (S) | 0 | 0 | 0 | 0 | 0 | 0 | 0 | 0 | 0 | 0 | 0 | 0 | 0 | 0 | 0 | 0 | 0 | 0 | 0 | 0 | 0 | 0 | 0 | 0 | 0 | 0 | 0 | 0 | 0 | 0 | 0
F8_Commercial_Education_Existing_Food Preparation_Natural Gas_Steamer_Baseline Forecast | F8 | Commercial | Education | Existing | Food Preparation | Natural Gas | Steamer | Baseline Forecast | Avg. Replacement Demand (W) | 0 | 0 | 0 | 0 | 0 | 0 | 0 | 0 | 0 | 0 | 0 | 0 | 0 | 0 | 0 | 0 | 0 | 0 | 0 | 0 | 0 | 0 | 0 | 0 | 0 | 0 | 0 | 0 | 0 | 0 | 0
F1_Commercial_Education_Existing_Food Preparation_Natural Gas_Food Prep Other_Baseline Forecast | F1 | Commercial | Education | Existing | Food Preparation | Natural Gas | Food Prep Other | Baseline Forecast | Units | 2095265.4499 | 2053360.1409 | 2012292.9381 | 1972047.0794 | 1932606.1378 | 1893954.015 | 1856074.9347 | 1818953.436 | 1782574.3673 | 1746922.8799 | 1711984.4224 | 1677744.7339 | 1644189.8392 | 1611306.0424 | 1579079.9216 | 1547498.3232 | 1516548.3567 | 1486217.3896 | 1456493.0418 | 1427363.1809 | 1398815.9173 | 1370839.599 | 1343422.807 | 1316554.3509 | 1290223.2638 | 1264418.7986 | 1239130.4226 | 1214347.8141 | 1190060.8579 | 1166259.6407 | 1142934.4479
F2_Commercial_Education_Existing_Food Preparation_Natural Gas_Food Prep Other_Baseline Forecast | F2 | Commercial | Education | Existing | Food Preparation | Natural Gas | Food Prep Other | Baseline Forecast | Usage (MMtherm) | 0.0024141 | 0.002461 | 0.0024003 | 0.002328 | 0.0022814 | 0.0022358 | 0.0021911 | 0.0021472 | 0.0021043 | 0.0020622 | 0.002021 | 0.0019805 | 0.0019409 | 0.0019021 | 0.0018641 | 0.0018268 | 0.0017902 | 0.0017544 | 0.0017194 | 0.001685 | 0.0016513 | 0.0016182 | 0.0015859 | 0.0015542 | 0.0015231 | 0.0014926 | 0.0014628 | 0.0014335 | 0.0014048 | 0.0013767 | 0.0013492
F3_Commercial_Education_Existing_Food Preparation_Natural Gas_Food Prep Other_Baseline Forecast | F3 | Commercial | Education | Existing | Food Preparation | Natural Gas | Food Prep Other | Baseline Forecast | Peak Demand (S) | 0 | 0 | 0 | 0 | 0 | 0 | 0 | 0 | 0 | 0 | 0 | 0 | 0 | 0 | 0 | 0 | 0 | 0 | 0 | 0 | 0 | 0 | 0 | 0 | 0 | 0 | 0 | 0 | 0 | 0 | 0
F4_Commercial_Education_Existing_Food Preparation_Natural Gas_Food Prep Other_Baseline Forecast | F4 | Commercial | Education | Existing | Food Preparation | Natural Gas | Food Prep Other | Baseline Forecast | Peak Demand (W) | 0 | 0 | 0 | 0 | 0 | 0 | 0 | 0 | 0 | 0 | 0 | 0 | 0 | 0 | 0 | 0 | 0 | 0 | 0 | 0 | 0 | 0 | 0 | 0 | 0 | 0 | 0 | 0 | 0 | 0 | 0
F5_Commercial_Education_Existing_Food Preparation_Natural Gas_Food Prep Other_Baseline Forecast | F5 | Commercial | Education | Existing | Food Preparation | Natural Gas | Food Prep Other | Baseline Forecast | Turnover | 0 | 82134.4056 | 104639.2328 | 121478.1001 | 133890.9532 | 142849.5876 | 149115.5754 | 153285.6798 | 155827.4603 | 157107.1865 | 136867.9096 | 124752.9864 | 118062.7601 | 114887.4605 | 113891.8738 | 130382.8805 | 132551.1455 | 133644.4458 | 133907.1064 | 130104.7634 | 124606.9997 | 118791.8509 | 113398.0755 | 108764.0502 | 103634.5463 | 101499.6713 | 101032.0854 | 101377.2801 | 101431.9575 | 104008.8399 | 102294.9626
F6_Commercial_Education_Existing_Food Preparation_Natural Gas_Food Prep Other_Baseline Forecast | F6 | Commercial | Education | Existing | Food Preparation | Natural Gas | Food Prep Other | Baseline Forecast | Avg. Replacement Usage | 0.0011522 | 0.0011985 | 0.0011928 | 0.0011805 | 0.0011805 | 0.0011805 | 0.0011805 | 0.0011805 | 0.0011805 | 0.0011805 | 0.0011805 | 0.0011805 | 0.0011805 | 0.0011805 | 0.0011805 | 0.0011805 | 0.0011805 | 0.0011805 | 0.0011805 | 0.0011805 | 0.0011805 | 0.0011805 | 0.0011805 | 0.0011805 | 0.0011805 | 0.0011805 | 0.0011805 | 0.0011805 | 0.0011805 | 0.0011805 | 0.0011805
F7_Commercial_Education_Existing_Food Preparation_Natural Gas_Food Prep Other_Baseline Forecast | F7 | Commercial | Education | Existing | Food Preparation | Natural Gas | Food Prep Other | Baseline Forecast | Avg. Replacement Demand (S) | 0 | 0 | 0 | 0 | 0 | 0 | 0 | 0 | 0 | 0 | 0 | 0 | 0 | 0 | 0 | 0 | 0 | 0 | 0 | 0 | 0 | 0 | 0 | 0 | 0 | 0 | 0 | 0 | 0 | 0 | 0
F8_Commercial_Education_Existing_Food Preparation_Natural Gas_Food Prep Other_Baseline Forecast | F8 | Commercial | Education | Existing | Food Preparation | Natural Gas | Food Prep Other | Baseline Forecast | Avg. Replacement Demand (W) | 0 | 0 | 0 | 0 | 0 | 0 | 0 | 0 | 0 | 0 | 0 | 0 | 0 | 0 | 0 | 0 | 0 | 0 | 0 | 0 | 0 | 0 | 0 | 0 | 0 | 0 | 0 | 0 | 0 | 0 | 0
F1_Commercial_Education_Existing_Miscellaneous_Natural Gas_Pool Heater_Baseline Forecast | F1 | Commercial | Education | Existing | Miscellaneous | Natural Gas | Pool Heater | Baseline Forecast | Units | 537332.2259 | 526585.5814 | 516053.8698 | 505732.7924 | 495618.1365 | 485705.7738 | 475991.6583 | 466471.8252 | 457142.3887 | 447999.5409 | 439039.5501 | 430258.7591 | 421653.5839 | 413220.5122 | 404956.102 | 396856.9799 | 388919.8403 | 381141.4435 | 373518.6146 | 366048.2424 | 358727.2775 | 351552.732 | 344521.6773 | 337631.2438 | 330878.6189 | 324261.0465 | 317775.8256 | 311420.3091 | 305191.9029 | 299088.0648 | 293106.3035
F2_Commercial_Education_Existing_Miscellaneous_Natural Gas_Pool Heater_Baseline Forecast | F2 | Commercial | Education | Existing | Miscellaneous | Natural Gas | Pool Heater | Baseline Forecast | Usage (MMtherm) | 3.5267e-05 | 3.595e-05 | 3.5064e-05 | 3.4007e-05 | 3.3326e-05 | 3.2659e-05 | 3.2006e-05 | 3.1366e-05 | 3.0739e-05 | 3.0124e-05 | 2.9522e-05 | 2.8932e-05 | 2.8355e-05 | 2.779e-05 | 2.7237e-05 | 2.6693e-05 | 2.616e-05 | 2.5636e-05 | 2.5122e-05 | 2.4617e-05 | 2.4123e-05 | 2.3638e-05 | 2.3162e-05 | 2.2702e-05 | 2.2251e-05 | 2.1809e-05 | 2.1377e-05 | 2.0954e-05 | 2.0538e-05 | 2.0131e-05 | 1.9731e-05
F3_Commercial_Education_Existing_Miscellaneous_Natural Gas_Pool Heater_Baseline Forecast | F3 | Commercial | Education | Existing | Miscellaneous | Natural Gas | Pool Heater | Baseline Forecast | Peak Demand (S) | 0 | 0 | 0 | 0 | 0 | 0 | 0 | 0 | 0 | 0 | 0 | 0 | 0 | 0 | 0 | 0 | 0 | 0 | 0 | 0 | 0 | 0 | 0 | 0 | 0 | 0 | 0 | 0 | 0 | 0 | 0
F4_Commercial_Education_Existing_Miscellaneous_Natural Gas_Pool Heater_Baseline Forecast | F4 | Commercial | Education | Existing | Miscellaneous | Natural Gas | Pool Heater | Baseline Forecast | Peak Demand (W) | 0 | 0 | 0 | 0 | 0 | 0 | 0 | 0 | 0 | 0 | 0 | 0 | 0 | 0 | 0 | 0 | 0 | 0 | 0 | 0 | 0 | 0 | 0 | 0 | 0 | 0 | 0 | 0 | 0 | 0 | 0
F5_Commercial_Education_Existing_Miscellaneous_Natural Gas_Pool Heater_Baseline Forecast | F5 | Commercial | Education | Existing | Miscellaneous | Natural Gas | Pool Heater | Baseline Forecast | Turnover | 0 | 63190.2698 | 59862.2489 | 57046.659 | 54636.9434 | 52549.4791 | 52622.5914 | 52078.258 | 51142.4866 | 49973.2033 | 48679.1048 | 61212.5194 | 56963.4035 | 53558.4253 | 50752.4075 | 48377.2376 | 49234.7803 | 49006.983 | 48126.6496 | 46875.1599 | 45432.8557 | 47413.3007 | 45383.8158 | 43796.1534 | 42438.882 | 41194.2986 | 41258.8207 | 40713.711 | 39858.5778 | 38859.5107 | 37805.0094
F6_Commercial_Education_Existing_Miscellaneous_Natural Gas_Pool Heater_Baseline Forecast | F6 | Commercial | Education | Existing | Miscellaneous | Natural Gas | Pool Heater | Baseline Forecast | Avg. Replacement Usage | 6.5633e-05 | 6.8267e-05 | 6.7941e-05 | 6.7238e-05 | 6.7234e-05 | 6.7241e-05 | 6.7245e-05 | 6.7245e-05 | 6.7242e-05 | 6.7244e-05 | 6.7245e-05 | 6.7246e-05 | 6.7278e-05 | 6.7281e-05 | 6.7282e-05 | 6.7268e-05 | 6.7253e-05 | 6.7239e-05 | 6.7229e-05 | 6.7215e-05 | 6.7214e-05 | 6.7212e-05 | 6.721e-05 | 6.7318e-05 | 6.7321e-05 | 6.7323e-05 | 6.7325e-05 | 6.7328e-05 | 6.733e-05 | 6.7332e-05 | 6.7334e-05
F7_Commercial_Education_Existing_Miscellaneous_Natural Gas_Pool Heater_Baseline Forecast | F7 | Commercial | Education | Existing | Miscellaneous | Natural Gas | Pool Heater | Baseline Forecast | Avg. Replacement Demand (S) | 0 | 0 | 0 | 0 | 0 | 0 | 0 | 0 | 0 | 0 | 0 | 0 | 0 | 0 | 0 | 0 | 0 | 0 | 0 | 0 | 0 | 0 | 0 | 0 | 0 | 0 | 0 | 0 | 0 | 0 | 0
F8_Commercial_Education_Existing_Miscellaneous_Natural Gas_Pool Heater_Baseline Forecast | F8 | Commercial | Education | Existing | Miscellaneous | Natural Gas | Pool Heater | Baseline Forecast | Avg. Replacement Demand (W) | 0 | 0 | 0 | 0 | 0 | 0 | 0 | 0 | 0 | 0 | 0 | 0 | 0 | 0 | 0 | 0 | 0 | 0 | 0 | 0 | 0 | 0 | 0 | 0 | 0 | 0 | 0 | 0 | 0 | 0 | 0
F1_Commercial_Education_Existing_Miscellaneous_Natural Gas_Miscellaneous_Baseline Forecast | F1 | Commercial | Education | Existing | Miscellaneous | Natural Gas | Miscellaneous | Baseline Forecast | Units | 44136576.7287 | 43253845.1942 | 42388768.2903 | 41540992.9245 | 40710173.066 | 39895969.6047 | 39098050.2126 | 38316089.2083 | 37549767.4242 | 36798772.0757 | 36062796.6342 | 35341540.7015 | 34634709.8874 | 33942015.6897 | 33263175.3759 | 32597911.8684 | 31945953.631 | 31307034.5584 | 30680893.8672 | 30067275.9899 | 29465930.4701 | 28876611.8607 | 28299079.6235 | 27733098.031 | 27178436.0704 | 26634867.349 | 26102170.002 | 25580126.602 | 25068524.0699 | 24567153.5885 | 24075810.5167
F2_Commercial_Education_Existing_Miscellaneous_Natural Gas_Miscellaneous_Baseline Forecast | F2 | Commercial | Education | Existing | Miscellaneous | Natural Gas | Miscellaneous | Baseline Forecast | Usage (MMtherm) | 0.0027617 | 0.0028152 | 0.0027458 | 0.0026631 | 0.0026098 | 0.0025576 | 0.0025065 | 0.0024563 | 0.0024072 | 0.0023591 | 0.0023119 | 0.0022656 | 0.0022203 | 0.0021759 | 0.0021324 | 0.0020898 | 0.002048 | 0.002007 | 0.0019669 | 0.0019275 | 0.001889 | 0.0018512 | 0.0018142 | 0.0017779 | 0.0017423 | 0.0017075 | 0.0016733 | 0.0016399 | 0.0016071 | 0.0015749 | 0.0015434
F3_Commercial_Education_Existing_Miscellaneous_Natural Gas_Miscellaneous_Baseline Forecast | F3 | Commercial | Education | Existing | Miscellaneous | Natural Gas | Miscellaneous | Baseline Forecast | Peak Demand (S) | 0 | 0 | 0 | 0 | 0 | 0 | 0 | 0 | 0 | 0 | 0 | 0 | 0 | 0 | 0 | 0 | 0 | 0 | 0 | 0 | 0 | 0 | 0 | 0 | 0 | 0 | 0 | 0 | 0 | 0 | 0
F4_Commercial_Education_Existing_Miscellaneous_Natural Gas_Miscellaneous_Baseline Forecast | F4 | Commercial | Education | Existing | Miscellaneous | Natural Gas | Miscellaneous | Baseline Forecast | Peak Demand (W) | 0 | 0 | 0 | 0 | 0 | 0 | 0 | 0 | 0 | 0 | 0 | 0 | 0 | 0 | 0 | 0 | 0 | 0 | 0 | 0 | 0 | 0 | 0 | 0 | 0 | 0 | 0 | 0 | 0 | 0 | 0
F5_Commercial_Education_Existing_Miscellaneous_Natural Gas_Miscellaneous_Baseline Forecast | F5 | Commercial | Education | Existing | Miscellaneous | Natural Gas | Miscellaneous | Baseline Forecast | Turnover | 0 | 3707472.4452 | 4325384.5194 | 4820208.5084 | 4547467.0622 | 4401446.2332 | 4345320.7911 | 4261503.6958 | 4171463.9592 | 4088284.178 | 4007143.4505 | 4809479.7684 | 4754409.5131 | 4670880.2938 | 4528224.0055 | 4429856.7314 | 4356702.4784 | 4269212.4124 | 4180614.2548 | 4097560.158 | 4016120.5339 | 4145732.9191 | 4043146.0709 | 3938985.9308 | 3854445.0862 | 3779501.5874 | 3708077.9582 | 3632954.0001 | 3559092.9222 | 3488344.2669 | 3418803.4338
F6_Commercial_Education_Existing_Miscellaneous_Natural Gas_Miscellaneous_Baseline Forecast | F6 | Commercial | Education | Existing | Miscellaneous | Natural Gas | Miscellaneous | Baseline Forecast | Avg. Replacement Usage | 6.2571e-05 | 6.5086e-05 | 6.4777e-05 | 6.4107e-05 | 6.4107e-05 | 6.4107e-05 | 6.4107e-05 | 6.4107e-05 | 6.4107e-05 | 6.4107e-05 | 6.4107e-05 | 6.4107e-05 | 6.4107e-05 | 6.4107e-05 | 6.4107e-05 | 6.4107e-05 | 6.4107e-05 | 6.4107e-05 | 6.4107e-05 | 6.4107e-05 | 6.4107e-05 | 6.4107e-05 | 6.4107e-05 | 6.4107e-05 | 6.4107e-05 | 6.4107e-05 | 6.4107e-05 | 6.4107e-05 | 6.4107e-05 | 6.4107e-05 | 6.4107e-05
F7_Commercial_Education_Existing_Miscellaneous_Natural Gas_Miscellaneous_Baseline Forecast | F7 | Commercial | Education | Existing | Miscellaneous | Natural Gas | Miscellaneous | Baseline Forecast | Avg. Replacement Demand (S) | 0 | 0 | 0 | 0 | 0 | 0 | 0 | 0 | 0 | 0 | 0 | 0 | 0 | 0 | 0 | 0 | 0 | 0 | 0 | 0 | 0 | 0 | 0 | 0 | 0 | 0 | 0 | 0 | 0 | 0 | 0
F8_Commercial_Education_Existing_Miscellaneous_Natural Gas_Miscellaneous_Baseline Forecast | F8 | Commercial | Education | Existing | Miscellaneous | Natural Gas | Miscellaneous | Baseline Forecast | Avg. Replacement Demand (W) | 0 | 0 | 0 | 0 | 0 | 0 | 0 | 0 | 0 | 0 | 0 | 0 | 0 | 0 | 0 | 0 | 0 | 0 | 0 | 0 | 0 | 0 | 0 | 0 | 0 | 0 | 0 | 0 | 0 | 0 | 0
F1_Commercial_Education_New_Space Heating_Natural Gas_Furnace_Baseline Forecast | F1 | Commercial | Education | New | Space Heating | Natural Gas | Furnace | Baseline Forecast | Units | 0 | 0 | 0 | 0 | 0 | 0 | 0 | 0 | 0 | 0 | 0 | 0 | 0 | 0 | 0 | 0 | 0 | 0 | 0 | 0 | 0 | 0 | 0 | 0 | 0 | 0 | 0 | 0 | 0 | 0 | 0
F2_Commercial_Education_New_Space Heating_Natural Gas_Furnace_Baseline Forecast | F2 | Commercial | Education | New | Space Heating | Natural Gas | Furnace | Baseline Forecast | Usage (MMtherm) | 0 | 0 | 0 | 0 | 0 | 0 | 0 | 0 | 0 | 0 | 0 | 0 | 0 | 0 | 0 | 0 | 0 | 0 | 0 | 0 | 0 | 0 | 0 | 0 | 0 | 0 | 0 | 0 | 0 | 0 | 0
F3_Commercial_Education_New_Space Heating_Natural Gas_Furnace_Baseline Forecast | F3 | Commercial | Education | New | Space Heating | Natural Gas | Furnace | Baseline Forecast | Peak Demand (S) | 0 | 0 | 0 | 0 | 0 | 0 | 0 | 0 | 0 | 0 | 0 | 0 | 0 | 0 | 0 | 0 | 0 | 0 | 0 | 0 | 0 | 0 | 0 | 0 | 0 | 0 | 0 | 0 | 0 | 0 | 0
F4_Commercial_Education_New_Space Heating_Natural Gas_Furnace_Baseline Forecast | F4 | Commercial | Education | New | Space Heating | Natural Gas | Furnace | Baseline Forecast | Peak Demand (W) | 0 | 0 | 0 | 0 | 0 | 0 | 0 | 0 | 0 | 0 | 0 | 0 | 0 | 0 | 0 | 0 | 0 | 0 | 0 | 0 | 0 | 0 | 0 | 0 | 0 | 0 | 0 | 0 | 0 | 0 | 0
F5_Commercial_Education_New_Space Heating_Natural Gas_Furnace_Baseline Forecast | F5 | Commercial | Education | New | Space Heating | Natural Gas | Furnace | Baseline Forecast | Turnover | 0 | 0 | 0 | 0 | 0 | 0 | 0 | 0 | 0 | 0 | 0 | 0 | 0 | 0 | 0 | 0 | 0 | 0 | 0 | 0 | 0 | 0 | 0 | 0 | 0 | 0 | 0 | 0 | 0 | 0 | 0
F6_Commercial_Education_New_Space Heating_Natural Gas_Furnace_Baseline Forecast | F6 | Commercial | Education | New | Space Heating | Natural Gas | Furnace | Baseline Forecast | Avg. Replacement Usage | 0.14994 | 0.15597 | 0.15523 | 0.15362 | 0.15362 | 0.13505 | 0.13505 | 0.12176 | 0.12176 | 0.12177 | 0.12178 | 0.12179 | 0.1219 | 0.12191 | 0.12191 | 0.12191 | 0.12192 | 0.12192 | 0.12194 | 0.12193 | 0.12193 | 0.12192 | 0.12192 | 0.12233 | 0.12235 | 0.12236 | 0.12238 | 0.1224 | 0.12241 | 0.12243 | 0.12245
F7_Commercial_Education_New_Space Heating_Natural Gas_Furnace_Baseline Forecast | F7 | Commercial | Education | New | Space Heating | Natural Gas | Furnace | Baseline Forecast | Avg. Replacement Demand (S) | 0 | 0 | 0 | 0 | 0 | 0 | 0 | 0 | 0 | 0 | 0 | 0 | 0 | 0 | 0 | 0 | 0 | 0 | 0 | 0 | 0 | 0 | 0 | 0 | 0 | 0 | 0 | 0 | 0 | 0 | 0
F8_Commercial_Education_New_Space Heating_Natural Gas_Furnace_Baseline Forecast | F8 | Commercial | Education | New | Space Heating | Natural Gas | Furnace | Baseline Forecast | Avg. Replacement Demand (W) | 0 | 0 | 0 | 0 | 0 | 0 | 0 | 0 | 0 | 0 | 0 | 0 | 0 | 0 | 0 | 0 | 0 | 0 | 0 | 0 | 0 | 0 | 0 | 0 | 0 | 0 | 0 | 0 | 0 | 0 | 0
F1_Commercial_Education_New_Space Heating_Natural Gas_Boiler_Baseline Forecast | F1 | Commercial | Education | New | Space Heating | Natural Gas | Boiler | Baseline Forecast | Units | 0 | 0 | 0 | 0 | 0 | 0 | 0 | 0 | 0 | 0 | 0 | 0 | 0 | 0 | 0 | 0 | 0 | 0 | 0 | 0 | 0 | 0 | 0 | 0 | 0 | 0 | 0 | 0 | 0 | 0 | 0
F2_Commercial_Education_New_Space Heating_Natural Gas_Boiler_Baseline Forecast | F2 | Commercial | Education | New | Space Heating | Natural Gas | Boiler | Baseline Forecast | Usage (MMtherm) | 0 | 0 | 0 | 0 | 0 | 0 | 0 | 0 | 0 | 0 | 0 | 0 | 0 | 0 | 0 | 0 | 0 | 0 | 0 | 0 | 0 | 0 | 0 | 0 | 0 | 0 | 0 | 0 | 0 | 0 | 0
F3_Commercial_Education_New_Space Heating_Natural Gas_Boiler_Baseline Forecast | F3 | Commercial | Education | New | Space Heating | Natural Gas | Boiler | Baseline Forecast | Peak Demand (S) | 0 | 0 | 0 | 0 | 0 | 0 | 0 | 0 | 0 | 0 | 0 | 0 | 0 | 0 | 0 | 0 | 0 | 0 | 0 | 0 | 0 | 0 | 0 | 0 | 0 | 0 | 0 | 0 | 0 | 0 | 0
F4_Commercial_Education_New_Space Heating_Natural Gas_Boiler_Baseline Forecast | F4 | Commercial | Education | New | Space Heating | Natural Gas | Boiler | Baseline Forecast | Peak Demand (W) | 0 | 0 | 0 | 0 | 0 | 0 | 0 | 0 | 0 | 0 | 0 | 0 | 0 | 0 | 0 | 0 | 0 | 0 | 0 | 0 | 0 | 0 | 0 | 0 | 0 | 0 | 0 | 0 | 0 | 0 | 0
F5_Commercial_Education_New_Space Heating_Natural Gas_Boiler_Baseline Forecast | F5 | Commercial | Education | New | Space Heating | Natural Gas | Boiler | Baseline Forecast | Turnover | 0 | 0 | 0 | 0 | 0 | 0 | 0 | 0 | 0 | 0 | 0 | 0 | 0 | 0 | 0 | 0 | 0 | 0 | 0 | 0 | 0 | 0 | 0 | 0 | 0 | 0 | 0 | 0 | 0 | 0 | 0
F6_Commercial_Education_New_Space Heating_Natural Gas_Boiler_Baseline Forecast | F6 | Commercial | Education | New | Space Heating | Natural Gas | Boiler | Baseline Forecast | Avg. Replacement Usage | 0.29557 | 0.30745 | 0.30599 | 0.30282 | 0.30282 | 0.25772 | 0.25772 | 0.25772 | 0.25772 | 0.25772 | 0.25772 | 0.25772 | 0.25772 | 0.25772 | 0.25772 | 0.25772 | 0.25772 | 0.25772 | 0.25772 | 0.25772 | 0.25772 | 0.25772 | 0.25772 | 0.25772 | 0.25772 | 0.25772 | 0.25772 | 0.25772 | 0.25772 | 0.25772 | 0.25772
F7_Commercial_Education_New_Space Heating_Natural Gas_Boiler_Baseline Forecast | F7 | Commercial | Education | New | Space Heating | Natural Gas | Boiler | Baseline Forecast | Avg. Replacement Demand (S) | 0 | 0 | 0 | 0 | 0 | 0 | 0 | 0 | 0 | 0 | 0 | 0 | 0 | 0 | 0 | 0 | 0 | 0 | 0 | 0 | 0 | 0 | 0 | 0 | 0 | 0 | 0 | 0 | 0 | 0 | 0
F8_Commercial_Education_New_Space Heating_Natural Gas_Boiler_Baseline Forecast | F8 | Commercial | Education | New | Space Heating | Natural Gas | Boiler | Baseline Forecast | Avg. Replacement Demand (W) | 0 | 0 | 0 | 0 | 0 | 0 | 0 | 0 | 0 | 0 | 0 | 0 | 0 | 0 | 0 | 0 | 0 | 0 | 0 | 0 | 0 | 0 | 0 | 0 | 0 | 0 | 0 | 0 | 0 | 0 | 0
F1_Commercial_Education_New_Space Heating_Natural Gas_Unit Heater_Baseline Forecast | F1 | Commercial | Education | New | Space Heating | Natural Gas | Unit Heater | Baseline Forecast | Units | 0 | 64752.2974 | 130098.3915 | 199376.056 | 237399.4725 | 268377.2844 | 298902.137 | 328983.9164 | 358632.3155 | 387856.8375 | 416666.7999 | 445071.3382 | 473079.4093 | 500699.7958 | 527941.1088 | 554811.7915 | 581320.1228 | 607474.2206 | 633282.0448 | 658751.4007 | 683889.942 | 708705.1739 | 733204.4561 | 757395.0058 | 781283.9004 | 804878.0805 | 828184.3524 | 851209.3913 | 873959.7434 | 896441.8288 | 918661.9441
F2_Commercial_Education_New_Space Heating_Natural Gas_Unit Heater_Baseline Forecast | F2 | Commercial | Education | New | Space Heating | Natural Gas | Unit Heater | Baseline Forecast | Usage (MMtherm) | 0 | 0.01408 | 0.028154 | 0.0427 | 0.050843 | 0.056813 | 0.062696 | 0.068494 | 0.074208 | 0.07984 | 0.085393 | 0.090669 | 0.095696 | 0.10049 | 0.10517 | 0.10986 | 0.11455 | 0.11923 | 0.12349 | 0.12779 | 0.13208 | 0.13659 | 0.14131 | 0.14597 | 0.15057 | 0.15512 | 0.15961 | 0.16405 | 0.16844 | 0.17277 | 0.17705
F3_Commercial_Education_New_Space Heating_Natural Gas_Unit Heater_Baseline Forecast | F3 | Commercial | Education | New | Space Heating | Natural Gas | Unit Heater | Baseline Forecast | Peak Demand (S) | 0 | 0 | 0 | 0 | 0 | 0 | 0 | 0 | 0 | 0 | 0 | 0 | 0 | 0 | 0 | 0 | 0 | 0 | 0 | 0 | 0 | 0 | 0 | 0 | 0 | 0 | 0 | 0 | 0 | 0 | 0
F4_Commercial_Education_New_Space Heating_Natural Gas_Unit Heater_Baseline Forecast | F4 | Commercial | Education | New | Space Heating | Natural Gas | Unit Heater | Baseline Forecast | Peak Demand (W) | 0 | 0 | 0 | 0 | 0 | 0 | 0 | 0 | 0 | 0 | 0 | 0 | 0 | 0 | 0 | 0 | 0 | 0 | 0 | 0 | 0 | 0 | 0 | 0 | 0 | 0 | 0 | 0 | 0 | 0 | 0
F5_Commercial_Education_New_Space Heating_Natural Gas_Unit Heater_Baseline Forecast | F5 | Commercial | Education | New | Space Heating | Natural Gas | Unit Heater | Baseline Forecast | Turnover | 0 | 64752.2974 | 65346.0941 | 69277.6645 | 38023.4165 | 30977.8119 | 30524.8525 | 30081.7794 | 29648.3991 | 29224.522 | 28809.9624 | 37654.8664 | 45272.0802 | 52314.9178 | 53839.9706 | 54094.9338 | 54204.097 | 54190.7226 | 72940.7474 | 70216.943 | 68754.816 | 58473.7282 | 57764.0746 | 60044.8156 | 62183.4544 | 64019.6677 | 65576.6327 | 66877.5236 | 73335.3289 | 78090.9586 | 81758.9613
F6_Commercial_Education_New_Space Heating_Natural Gas_Unit Heater_Baseline Forecast | F6 | Commercial | Education | New | Space Heating | Natural Gas | Unit Heater | Baseline Forecast | Avg. Replacement Usage | 0.20904 | 0.21744 | 0.21641 | 0.21417 | 0.21417 | 0.19273 | 0.19273 | 0.19273 | 0.19273 | 0.19273 | 0.19273 | 0.19273 | 0.19273 | 0.19273 | 0.19273 | 0.19273 | 0.19273 | 0.19273 | 0.19273 | 0.19273 | 0.19273 | 0.19273 | 0.19273 | 0.19273 | 0.19273 | 0.19273 | 0.19273 | 0.19273 | 0.19273 | 0.19273 | 0.19273
F7_Commercial_Education_New_Space Heating_Natural Gas_Unit Heater_Baseline Forecast | F7 | Commercial | Education | New | Space Heating | Natural Gas | Unit Heater | Baseline Forecast | Avg. Replacement Demand (S) | 0 | 0 | 0 | 0 | 0 | 0 | 0 | 0 | 0 | 0 | 0 | 0 | 0 | 0 | 0 | 0 | 0 | 0 | 0 | 0 | 0 | 0 | 0 | 0 | 0 | 0 | 0 | 0 | 0 | 0 | 0
F8_Commercial_Education_New_Space Heating_Natural Gas_Unit Heater_Baseline Forecast | F8 | Commercial | Education | New | Space Heating | Natural Gas | Unit Heater | Baseline Forecast | Avg. Replacement Demand (W) | 0 | 0 | 0 | 0 | 0 | 0 | 0 | 0 | 0 | 0 | 0 | 0 | 0 | 0 | 0 | 0 | 0 | 0 | 0 | 0 | 0 | 0 | 0 | 0 | 0 | 0 | 0 | 0 | 0 | 0 | 0
F1_Commercial_Education_New_Water Heating_Natural Gas_Water Heater_Baseline Forecast | F1 | Commercial | Education | New | Water Heating | Natural Gas | Water Heater | Baseline Forecast | Units | 0 | 0 | 0 | 0 | 0 | 0 | 0 | 0 | 0 | 0 | 0 | 0 | 0 | 0 | 0 | 0 | 0 | 0 | 0 | 0 | 0 | 0 | 0 | 0 | 0 | 0 | 0 | 0 | 0 | 0 | 0
F2_Commercial_Education_New_Water Heating_Natural Gas_Water Heater_Baseline Forecast | F2 | Commercial | Education | New | Water Heating | Natural Gas | Water Heater | Baseline Forecast | Usage (MMtherm) | 0 | 0 | 0 | 0 | 0 | 0 | 0 | 0 | 0 | 0 | 0 | 0 | 0 | 0 | 0 | 0 | 0 | 0 | 0 | 0 | 0 | 0 | 0 | 0 | 0 | 0 | 0 | 0 | 0 | 0 | 0
F3_Commercial_Education_New_Water Heating_Natural Gas_Water Heater_Baseline Forecast | F3 | Commercial | Education | New | Water Heating | Natural Gas | Water Heater | Baseline Forecast | Peak Demand (S) | 0 | 0 | 0 | 0 | 0 | 0 | 0 | 0 | 0 | 0 | 0 | 0 | 0 | 0 | 0 | 0 | 0 | 0 | 0 | 0 | 0 | 0 | 0 | 0 | 0 | 0 | 0 | 0 | 0 | 0 | 0
F4_Commercial_Education_New_Water Heating_Natural Gas_Water Heater_Baseline Forecast | F4 | Commercial | Education | New | Water Heating | Natural Gas | Water Heater | Baseline Forecast | Peak Demand (W) | 0 | 0 | 0 | 0 | 0 | 0 | 0 | 0 | 0 | 0 | 0 | 0 | 0 | 0 | 0 | 0 | 0 | 0 | 0 | 0 | 0 | 0 | 0 | 0 | 0 | 0 | 0 | 0 | 0 | 0 | 0
F5_Commercial_Education_New_Water Heating_Natural Gas_Water Heater_Baseline Forecast | F5 | Commercial | Education | New | Water Heating | Natural Gas | Water Heater | Baseline Forecast | Turnover | 0 | 0 | 0 | 0 | 0 | 0 | 0 | 0 | 0 | 0 | 0 | 0 | 0 | 0 | 0 | 0 | 0 | 0 | 0 | 0 | 0 | 0 | 0 | 0 | 0 | 0 | 0 | 0 | 0 | 0 | 0
F6_Commercial_Education_New_Water Heating_Natural Gas_Water Heater_Baseline Forecast | F6 | Commercial | Education | New | Water Heating | Natural Gas | Water Heater | Baseline Forecast | Avg. Replacement Usage | 0.053393 | 0.055538 | 0.055274 | 0.054701 | 0.054701 | 0.054703 | 0.054706 | 0.033409 | 0.033418 | 0.033429 | 0.03344 | 0.033427 | 0.033438 | 0.03341 | 0.033381 | 0.033353 | 0.033352 | 0.033351 | 0.033352 | 0.03335 | 0.033348 | 0.033346 | 0.033344 | 0.033432 | 0.033434 | 0.033436 | 0.033437 | 0.033439 | 0.03344 | 0.033442 | 0.033442
F7_Commercial_Education_New_Water Heating_Natural Gas_Water Heater_Baseline Forecast | F7 | Commercial | Education | New | Water Heating | Natural Gas | Water Heater | Baseline Forecast | Avg. Replacement Demand (S) | 0 | 0 | 0 | 0 | 0 | 0 | 0 | 0 | 0 | 0 | 0 | 0 | 0 | 0 | 0 | 0 | 0 | 0 | 0 | 0 | 0 | 0 | 0 | 0 | 0 | 0 | 0 | 0 | 0 | 0 | 0
F8_Commercial_Education_New_Water Heating_Natural Gas_Water Heater_Baseline Forecast | F8 | Commercial | Education | New | Water Heating | Natural Gas | Water Heater | Baseline Forecast | Avg. Replacement Demand (W) | 0 | 0 | 0 | 0 | 0 | 0 | 0 | 0 | 0 | 0 | 0 | 0 | 0 | 0 | 0 | 0 | 0 | 0 | 0 | 0 | 0 | 0 | 0 | 0 | 0 | 0 | 0 | 0 | 0 | 0 | 0
F1_Commercial_Education_New_Food Preparation_Natural Gas_Oven_Baseline Forecast | F1 | Commercial | Education | New | Food Preparation | Natural Gas | Oven | Baseline Forecast | Units | 0 | 65562.4352 | 131726.0962 | 201870.5169 | 240369.6571 | 271735.0428 | 302641.8021 | 333099.9447 | 363119.2849 | 392709.4448 | 421879.8583 | 450639.7752 | 478998.2648 | 506964.2193 | 534546.3574 | 561753.2282 | 588593.2142 | 615074.5347 | 641205.2493 | 666993.2608 | 692446.3189 | 717572.0225 | 742377.8235 | 766871.0293 | 791058.8059 | 814948.1806 | 838546.0452 | 861859.1581 | 884894.1475 | 907657.5138 | 930155.6324
F2_Commercial_Education_New_Food Preparation_Natural Gas_Oven_Baseline Forecast | F2 | Commercial | Education | New | Food Preparation | Natural Gas | Oven | Baseline Forecast | Usage (MMtherm) | 0 | 5.3984e-05 | 0.00010794 | 0.00016369 | 0.00019489 | 0.00022034 | 0.00024544 | 0.00027019 | 0.00029458 | 0.00031863 | 0.00034234 | 0.0003657 | 0.00038882 | 0.0004116 | 0.00043402 | 0.00045608 | 0.00047783 | 0.00049929 | 0.00052048 | 0.00054137 | 0.00056197 | 0.00058227 | 0.0006023 | 0.00062261 | 0.00064271 | 0.00066265 | 0.00068241 | 0.00070197 | 0.00072132 | 0.00074048 | 0.00075945
F3_Commercial_Education_New_Food Preparation_Natural Gas_Oven_Baseline Forecast | F3 | Commercial | Education | New | Food Preparation | Natural Gas | Oven | Baseline Forecast | Peak Demand (S) | 0 | 0 | 0 | 0 | 0 | 0 | 0 | 0 | 0 | 0 | 0 | 0 | 0 | 0 | 0 | 0 | 0 | 0 | 0 | 0 | 0 | 0 | 0 | 0 | 0 | 0 | 0 | 0 | 0 | 0 | 0
F4_Commercial_Education_New_Food Preparation_Natural Gas_Oven_Baseline Forecast | F4 | Commercial | Education | New | Food Preparation | Natural Gas | Oven | Baseline Forecast | Peak Demand (W) | 0 | 0 | 0 | 0 | 0 | 0 | 0 | 0 | 0 | 0 | 0 | 0 | 0 | 0 | 0 | 0 | 0 | 0 | 0 | 0 | 0 | 0 | 0 | 0 | 0 | 0 | 0 | 0 | 0 | 0 | 0
F5_Commercial_Education_New_Food Preparation_Natural Gas_Oven_Baseline Forecast | F5 | Commercial | Education | New | Food Preparation | Natural Gas | Oven | Baseline Forecast | Turnover | 0 | 65562.4352 | 66163.6611 | 70144.4207 | 38499.1402 | 31365.3857 | 30906.7592 | 30458.1427 | 30019.3402 | 29590.1598 | 40097.486 | 48893.0876 | 56826.8685 | 58106.1269 | 57926.5129 | 57644.9763 | 75578.7034 | 72267.9328 | 70328.8751 | 60471.1093 | 60513.5875 | 63685.962 | 66498.5035 | 68769.0816 | 70572.0595 | 78071.7963 | 83249.2289 | 86958.235 | 86508.127 | 85693.1186 | 85475.3341
F6_Commercial_Education_New_Food Preparation_Natural Gas_Oven_Baseline Forecast | F6 | Commercial | Education | New | Food Preparation | Natural Gas | Oven | Baseline Forecast | Avg. Replacement Usage | 0.00079178 | 0.0008234 | 0.00081935 | 0.00081073 | 0.00081051 | 0.00081134 | 0.00081204 | 0.00081242 | 0.00081256 | 0.00081278 | 0.00081225 | 0.00081176 | 0.00081318 | 0.00081255 | 0.00081174 | 0.00081099 | 0.00081097 | 0.00081091 | 0.00081116 | 0.00081099 | 0.00081087 | 0.0008107 | 0.00081049 | 0.00081844 | 0.0008186 | 0.00081875 | 0.0008189 | 0.00081903 | 0.00081917 | 0.00081929 | 0.00081942
F7_Commercial_Education_New_Food Preparation_Natural Gas_Oven_Baseline Forecast | F7 | Commercial | Education | New | Food Preparation | Natural Gas | Oven | Baseline Forecast | Avg. Replacement Demand (S) | 0 | 0 | 0 | 0 | 0 | 0 | 0 | 0 | 0 | 0 | 0 | 0 | 0 | 0 | 0 | 0 | 0 | 0 | 0 | 0 | 0 | 0 | 0 | 0 | 0 | 0 | 0 | 0 | 0 | 0 | 0
F8_Commercial_Education_New_Food Preparation_Natural Gas_Oven_Baseline Forecast | F8 | Commercial | Education | New | Food Preparation | Natural Gas | Oven | Baseline Forecast | Avg. Replacement Demand (W) | 0 | 0 | 0 | 0 | 0 | 0 | 0 | 0 | 0 | 0 | 0 | 0 | 0 | 0 | 0 | 0 | 0 | 0 | 0 | 0 | 0 | 0 | 0 | 0 | 0 | 0 | 0 | 0 | 0 | 0 | 0
F1_Commercial_Education_New_Food Preparation_Natural Gas_Conveyor Oven_Baseline Forecast | F1 | Commercial | Education | New | Food Preparation | Natural Gas | Conveyor Oven | Baseline Forecast | Units | 0 | 32781.2176 | 65863.0481 | 100935.2584 | 120184.8286 | 135867.5214 | 151320.901 | 166549.9724 | 181559.6425 | 196354.7224 | 210939.9291 | 225319.8876 | 239499.1324 | 253482.1096 | 267273.1787 | 280876.6141 | 294296.6071 | 307537.2674 | 320602.6246 | 333496.6304 | 346223.1594 | 358786.0112 | 371188.9117 | 383435.5146 | 395529.4029 | 407474.0903 | 419273.0226 | 430929.579 | 442447.0737 | 453828.7569 | 465077.8162
F2_Commercial_Education_New_Food Preparation_Natural Gas_Conveyor Oven_Baseline Forecast | F2 | Commercial | Education | New | Food Preparation | Natural Gas | Conveyor Oven | Baseline Forecast | Usage (MMtherm) | 0 | 4.6197e-05 | 9.238e-05 | 0.00014011 | 0.00016683 | 0.0001886 | 0.00021005 | 0.00023119 | 0.00025202 | 0.00027255 | 0.00029279 | 0.00031275 | 0.00033245 | 0.00035187 | 0.00037103 | 0.00038993 | 0.00040857 | 0.00042697 | 0.00044514 | 0.00046307 | 0.00048077 | 0.00049824 | 0.0005155 | 0.00053277 | 0.00054982 | 0.00056663 | 0.00058324 | 0.00059965 | 0.00061586 | 0.00063189 | 0.00064773
F3_Commercial_Education_New_Food Preparation_Natural Gas_Conveyor Oven_Baseline Forecast | F3 | Commercial | Education | New | Food Preparation | Natural Gas | Conveyor Oven | Baseline Forecast | Peak Demand (S) | 0 | 0 | 0 | 0 | 0 | 0 | 0 | 0 | 0 | 0 | 0 | 0 | 0 | 0 | 0 | 0 | 0 | 0 | 0 | 0 | 0 | 0 | 0 | 0 | 0 | 0 | 0 | 0 | 0 | 0 | 0
F4_Commercial_Education_New_Food Preparation_Natural Gas_Conveyor Oven_Baseline Forecast | F4 | Commercial | Education | New | Food Preparation | Natural Gas | Conveyor Oven | Baseline Forecast | Peak Demand (W) | 0 | 0 | 0 | 0 | 0 | 0 | 0 | 0 | 0 | 0 | 0 | 0 | 0 | 0 | 0 | 0 | 0 | 0 | 0 | 0 | 0 | 0 | 0 | 0 | 0 | 0 | 0 | 0 | 0 | 0 | 0
F5_Commercial_Education_New_Food Preparation_Natural Gas_Conveyor Oven_Baseline Forecast | F5 | Commercial | Education | New | Food Preparation | Natural Gas | Conveyor Oven | Baseline Forecast | Turnover | 0 | 32781.2176 | 33081.8305 | 35072.2103 | 19249.5701 | 15682.6929 | 15453.3796 | 15229.0713 | 15009.6701 | 14795.0799 | 14585.2068 | 14379.9585 | 14179.2448 | 13982.9772 | 13791.0691 | 13603.4354 | 13419.993 | 19796.9038 | 24926.7182 | 29397.5366 | 29779.2677 | 29341.5813 | 37509.9595 | 35456.8683 | 34185.8007 | 28429.4231 | 26968.7267 | 26608.2706 | 26255.9139 | 25911.4993 | 25574.8725
F6_Commercial_Education_New_Food Preparation_Natural Gas_Conveyor Oven_Baseline Forecast | F6 | Commercial | Education | New | Food Preparation | Natural Gas | Conveyor Oven | Baseline Forecast | Avg. Replacement Usage | 0.0013548 | 0.0014093 | 0.0014026 | 0.0013882 | 0.0013879 | 0.0013881 | 0.0013882 | 0.001388 | 0.0013877 | 0.0013878 | 0.0013878 | 0.0013879 | 0.0013891 | 0.0013891 | 0.0013891 | 0.0013892 | 0.0013892 | 0.0013892 | 0.0013894 | 0.0013893 | 0.0013893 | 0.0013892 | 0.0013891 | 0.0013957 | 0.0013959 | 0.0013962 | 0.0013964 | 0.0013966 | 0.0013968 | 0.001397 | 0.0013972
F7_Commercial_Education_New_Food Preparation_Natural Gas_Conveyor Oven_Baseline Forecast | F7 | Commercial | Education | New | Food Preparation | Natural Gas | Conveyor Oven | Baseline Forecast | Avg. Replacement Demand (S) | 0 | 0 | 0 | 0 | 0 | 0 | 0 | 0 | 0 | 0 | 0 | 0 | 0 | 0 | 0 | 0 | 0 | 0 | 0 | 0 | 0 | 0 | 0 | 0 | 0 | 0 | 0 | 0 | 0 | 0 | 0
F8_Commercial_Education_New_Food Preparation_Natural Gas_Conveyor Oven_Baseline Forecast | F8 | Commercial | Education | New | Food Preparation | Natural Gas | Conveyor Oven | Baseline Forecast | Avg. Replacement Demand (W) | 0 | 0 | 0 | 0 | 0 | 0 | 0 | 0 | 0 | 0 | 0 | 0 | 0 | 0 | 0 | 0 | 0 | 0 | 0 | 0 | 0 | 0 | 0 | 0 | 0 | 0 | 0 | 0 | 0 | 0 | 0
F1_Commercial_Education_New_Food Preparation_Natural Gas_Double Rack Oven_Baseline Forecast | F1 | Commercial | Education | New | Food Preparation | Natural Gas | Double Rack Oven | Baseline Forecast | Units | 0 | 32781.2176 | 65863.0481 | 100935.2584 | 120184.8286 | 135867.5214 | 151320.901 | 166549.9724 | 181559.6425 | 196354.7224 | 210939.9291 | 225319.8876 | 239499.1324 | 253482.1096 | 267273.1787 | 280876.6141 | 294296.6071 | 307537.2674 | 320602.6246 | 333496.6304 | 346223.1594 | 358786.0112 | 371188.9117 | 383435.5146 | 395529.4029 | 407474.0903 | 419273.0226 | 430929.579 | 442447.0737 | 453828.7569 | 465077.8162
F2_Commercial_Education_New_Food Preparation_Natural Gas_Double Rack Oven_Baseline Forecast | F2 | Commercial | Education | New | Food Preparation | Natural Gas | Double Rack Oven | Baseline Forecast | Usage (MMtherm) | 0 | 7.0139e-05 | 0.00014022 | 0.00021267 | 0.00025322 | 0.00028634 | 0.00031905 | 0.00035131 | 0.00038313 | 0.00041445 | 0.00044526 | 0.00047559 | 0.00050565 | 0.00053523 | 0.00056441 | 0.00059321 | 0.0006216 | 0.00064962 | 0.00067729 | 0.00070453 | 0.00073136 | 0.0007578 | 0.00078387 | 0.00081127 | 0.00083851 | 0.00086564 | 0.00089265 | 0.00091952 | 0.00094639 | 0.00097324 | 0.00099999
F3_Commercial_Education_New_Food Preparation_Natural Gas_Double Rack Oven_Baseline Forecast | F3 | Commercial | Education | New | Food Preparation | Natural Gas | Double Rack Oven | Baseline Forecast | Peak Demand (S) | 0 | 0 | 0 | 0 | 0 | 0 | 0 | 0 | 0 | 0 | 0 | 0 | 0 | 0 | 0 | 0 | 0 | 0 | 0 | 0 | 0 | 0 | 0 | 0 | 0 | 0 | 0 | 0 | 0 | 0 | 0
F4_Commercial_Education_New_Food Preparation_Natural Gas_Double Rack Oven_Baseline Forecast | F4 | Commercial | Education | New | Food Preparation | Natural Gas | Double Rack Oven | Baseline Forecast | Peak Demand (W) | 0 | 0 | 0 | 0 | 0 | 0 | 0 | 0 | 0 | 0 | 0 | 0 | 0 | 0 | 0 | 0 | 0 | 0 | 0 | 0 | 0 | 0 | 0 | 0 | 0 | 0 | 0 | 0 | 0 | 0 | 0
F5_Commercial_Education_New_Food Preparation_Natural Gas_Double Rack Oven_Baseline Forecast | F5 | Commercial | Education | New | Food Preparation | Natural Gas | Double Rack Oven | Baseline Forecast | Turnover | 0 | 32781.2176 | 33081.8305 | 35072.2103 | 19249.5701 | 15682.6929 | 15453.3796 | 15229.0713 | 15009.6701 | 14795.0799 | 14585.2068 | 14379.9585 | 20735.4883 | 25844.3381 | 30294.5999 | 30656.1741 | 30198.7225 | 38347.7193 | 36275.6227 | 34985.9182 | 29211.2648 | 27732.6463 | 27354.6147 | 28296.2708 | 30044.9756 | 32308.2236 | 34165.9791 | 35536.1338 | 39956.7644 | 42727.4778 | 44489.4881
F6_Commercial_Education_New_Food Preparation_Natural Gas_Double Rack Oven_Baseline Forecast | F6 | Commercial | Education | New | Food Preparation | Natural Gas | Double Rack Oven | Baseline Forecast | Avg. Replacement Usage | 0.0020582 | 0.0021396 | 0.0021285 | 0.002107 | 0.0021069 | 0.0021118 | 0.0021162 | 0.0021187 | 0.0021198 | 0.0021167 | 0.0021128 | 0.002109 | 0.0021162 | 0.0021113 | 0.002111 | 0.0021114 | 0.0021114 | 0.0021111 | 0.0021127 | 0.0021118 | 0.0021111 | 0.0021102 | 0.002109 | 0.0021684 | 0.0021701 | 0.0021717 | 0.0021732 | 0.0021747 | 0.0021761 | 0.0021775 | 0.0021789
F7_Commercial_Education_New_Food Preparation_Natural Gas_Double Rack Oven_Baseline Forecast | F7 | Commercial | Education | New | Food Preparation | Natural Gas | Double Rack Oven | Baseline Forecast | Avg. Replacement Demand (S) | 0 | 0 | 0 | 0 | 0 | 0 | 0 | 0 | 0 | 0 | 0 | 0 | 0 | 0 | 0 | 0 | 0 | 0 | 0 | 0 | 0 | 0 | 0 | 0 | 0 | 0 | 0 | 0 | 0 | 0 | 0
F8_Commercial_Education_New_Food Preparation_Natural Gas_Double Rack Oven_Baseline Forecast | F8 | Commercial | Education | New | Food Preparation | Natural Gas | Double Rack Oven | Baseline Forecast | Avg. Replacement Demand (W) | 0 | 0 | 0 | 0 | 0 | 0 | 0 | 0 | 0 | 0 | 0 | 0 | 0 | 0 | 0 | 0 | 0 | 0 | 0 | 0 | 0 | 0 | 0 | 0 | 0 | 0 | 0 | 0 | 0 | 0 | 0
F1_Commercial_Education_New_Food Preparation_Natural Gas_Fryer_Baseline Forecast | F1 | Commercial | Education | New | Food Preparation | Natural Gas | Fryer | Baseline Forecast | Units | 0 | 73099.3701 | 146869.082 | 225077.1741 | 268002.1035 | 302973.1954 | 337432.9379 | 371392.4917 | 404862.7991 | 437854.5884 | 470378.3781 | 502444.4814 | 534063.0099 | 565243.8782 | 595996.8074 | 626331.3292 | 656256.7898 | 685782.3534 | 714917.006 | 743669.5592 | 772048.6532 | 800062.7607 | 827720.1902 | 855029.0892 | 881997.4473 | 908633.1 | 934943.7309 | 960936.8757 | 986619.9244 | 1012000.1248 | 1037084.585
F2_Commercial_Education_New_Food Preparation_Natural Gas_Fryer_Baseline Forecast | F2 | Commercial | Education | New | Food Preparation | Natural Gas | Fryer | Baseline Forecast | Usage (MMtherm) | 0 | 9.7363e-05 | 0.00019467 | 0.00026805 | 0.00030943 | 0.00034314 | 0.00037636 | 0.0004091 | 0.00044137 | 0.00046808 | 0.00049024 | 0.00051379 | 0.00053839 | 0.00056374 | 0.00058295 | 0.00060379 | 0.00063264 | 0.0006611 | 0.00068918 | 0.0007169 | 0.00074426 | 0.00077127 | 0.00079793 | 0.00082425 | 0.00085025 | 0.00087593 | 0.00090129 | 0.00092635 | 0.00095111 | 0.00097557 | 0.00099976
F3_Commercial_Education_New_Food Preparation_Natural Gas_Fryer_Baseline Forecast | F3 | Commercial | Education | New | Food Preparation | Natural Gas | Fryer | Baseline Forecast | Peak Demand (S) | 0 | 0 | 0 | 0 | 0 | 0 | 0 | 0 | 0 | 0 | 0 | 0 | 0 | 0 | 0 | 0 | 0 | 0 | 0 | 0 | 0 | 0 | 0 | 0 | 0 | 0 | 0 | 0 | 0 | 0 | 0
F4_Commercial_Education_New_Food Preparation_Natural Gas_Fryer_Baseline Forecast | F4 | Commercial | Education | New | Food Preparation | Natural Gas | Fryer | Baseline Forecast | Peak Demand (W) | 0 | 0 | 0 | 0 | 0 | 0 | 0 | 0 | 0 | 0 | 0 | 0 | 0 | 0 | 0 | 0 | 0 | 0 | 0 | 0 | 0 | 0 | 0 | 0 | 0 | 0 | 0 | 0 | 0 | 0 | 0
F5_Commercial_Education_New_Food Preparation_Natural Gas_Fryer_Baseline Forecast | F5 | Commercial | Education | New | Food Preparation | Natural Gas | Fryer | Baseline Forecast | Turnover | 0 | 73099.3701 | 73769.7119 | 78208.0921 | 42924.9294 | 34971.0918 | 34459.7425 | 33959.5538 | 33470.3074 | 47611.6633 | 58973.6313 | 68867.595 | 69644.7078 | 68596.03 | 86739.5684 | 82091.47 | 79188.5754 | 69209.1187 | 70591.1722 | 75557.2406 | 79620.6641 | 82598.3166 | 92379.782 | 98483.5467 | 102339.4346 | 100978.053 | 99627.8811 | 104514.6127 | 103205.8848 | 103157.1562 | 103165.9266
F6_Commercial_Education_New_Food Preparation_Natural Gas_Fryer_Baseline Forecast | F6 | Commercial | Education | New | Food Preparation | Natural Gas | Fryer | Baseline Forecast | Avg. Replacement Usage | 0.0012808 | 0.0013319 | 0.0013254 | 0.00096401 | 0.00096401 | 0.00096401 | 0.00096401 | 0.00096401 | 0.00096401 | 0.00096401 | 0.00096401 | 0.00096401 | 0.00096401 | 0.00096401 | 0.00096401 | 0.00096401 | 0.00096401 | 0.00096401 | 0.00096401 | 0.00096401 | 0.00096401 | 0.00096401 | 0.00096401 | 0.00096401 | 0.00096401 | 0.00096401 | 0.00096401 | 0.00096401 | 0.00096401 | 0.00096401 | 0.00096401
F7_Commercial_Education_New_Food Preparation_Natural Gas_Fryer_Baseline Forecast | F7 | Commercial | Education | New | Food Preparation | Natural Gas | Fryer | Baseline Forecast | Avg. Replacement Demand (S) | 0 | 0 | 0 | 0 | 0 | 0 | 0 | 0 | 0 | 0 | 0 | 0 | 0 | 0 | 0 | 0 | 0 | 0 | 0 | 0 | 0 | 0 | 0 | 0 | 0 | 0 | 0 | 0 | 0 | 0 | 0
F8_Commercial_Education_New_Food Preparation_Natural Gas_Fryer_Baseline Forecast | F8 | Commercial | Education | New | Food Preparation | Natural Gas | Fryer | Baseline Forecast | Avg. Replacement Demand (W) | 0 | 0 | 0 | 0 | 0 | 0 | 0 | 0 | 0 | 0 | 0 | 0 | 0 | 0 | 0 | 0 | 0 | 0 | 0 | 0 | 0 | 0 | 0 | 0 | 0 | 0 | 0 | 0 | 0 | 0 | 0
F1_Commercial_Education_New_Food Preparation_Natural Gas_Broiler_Baseline Forecast | F1 | Commercial | Education | New | Food Preparation | Natural Gas | Broiler | Baseline Forecast | Units | 0 | 28022.5123 | 56301.9988 | 86282.9305 | 102738.1251 | 116144.2303 | 129354.3107 | 142372.6447 | 155203.4269 | 167850.7701 | 180318.7065 | 192611.1895 | 204732.0957 | 216685.2255 | 228474.3057 | 240102.9902 | 251574.8617 | 262893.4335 | 274062.1503 | 285084.3899 | 295963.4646 | 306702.6224 | 317305.0483 | 327773.8657 | 338112.1374 | 348322.867 | 358409.0001 | 368373.4255 | 378218.9761 | 387948.4303 | 397564.5131
F2_Commercial_Education_New_Food Preparation_Natural Gas_Broiler_Baseline Forecast | F2 | Commercial | Education | New | Food Preparation | Natural Gas | Broiler | Baseline Forecast | Usage (MMtherm) | 0 | 3.8338e-05 | 7.6656e-05 | 0.00011626 | 0.00013843 | 0.00015651 | 0.00017434 | 0.00019192 | 0.00020925 | 0.00022633 | 0.00024315 | 0.00025972 | 0.00027609 | 0.00029222 | 0.00030813 | 0.00032383 | 0.00033931 | 0.00035459 | 0.00036967 | 0.00038454 | 0.0003992 | 0.00041367 | 0.00042794 | 0.00044237 | 0.00045665 | 0.0004708 | 0.00048482 | 0.00049871 | 0.0005125 | 0.00052618 | 0.00053974
F3_Commercial_Education_New_Food Preparation_Natural Gas_Broiler_Baseline Forecast | F3 | Commercial | Education | New | Food Preparation | Natural Gas | Broiler | Baseline Forecast | Peak Demand (S) | 0 | 0 | 0 | 0 | 0 | 0 | 0 | 0 | 0 | 0 | 0 | 0 | 0 | 0 | 0 | 0 | 0 | 0 | 0 | 0 | 0 | 0 | 0 | 0 | 0 | 0 | 0 | 0 | 0 | 0 | 0
F4_Commercial_Education_New_Food Preparation_Natural Gas_Broiler_Baseline Forecast | F4 | Commercial | Education | New | Food Preparation | Natural Gas | Broiler | Baseline Forecast | Peak Demand (W) | 0 | 0 | 0 | 0 | 0 | 0 | 0 | 0 | 0 | 0 | 0 | 0 | 0 | 0 | 0 | 0 | 0 | 0 | 0 | 0 | 0 | 0 | 0 | 0 | 0 | 0 | 0 | 0 | 0 | 0 | 0
F5_Commercial_Education_New_Food Preparation_Natural Gas_Broiler_Baseline Forecast | F5 | Commercial | Education | New | Food Preparation | Natural Gas | Broiler | Baseline Forecast | Turnover | 0 | 28022.5123 | 28279.4865 | 29980.9317 | 16455.1946 | 13406.1052 | 13210.0804 | 13018.334 | 12830.7822 | 12647.3432 | 12467.9364 | 12292.4831 | 17725.4086 | 22092.6291 | 25896.8659 | 26205.952 | 25814.9066 | 32780.9494 | 31009.6499 | 29907.1662 | 24970.7938 | 23706.8199 | 23383.6655 | 24188.6255 | 25683.4785 | 27618.1808 | 29206.254 | 30377.5094 | 34156.4165 | 36524.9176 | 38031.1446
F6_Commercial_Education_New_Food Preparation_Natural Gas_Broiler_Baseline Forecast | F6 | Commercial | Education | New | Food Preparation | Natural Gas | Broiler | Baseline Forecast | Avg. Replacement Usage | 0.0013156 | 0.0013681 | 0.0013614 | 0.0013474 | 0.0013474 | 0.0013487 | 0.0013498 | 0.0013504 | 0.0013507 | 0.0013499 | 0.0013489 | 0.001348 | 0.0013498 | 0.0013485 | 0.0013485 | 0.0013486 | 0.0013486 | 0.0013485 | 0.0013489 | 0.0013487 | 0.0013485 | 0.0013483 | 0.001348 | 0.001362 | 0.0013623 | 0.0013627 | 0.001363 | 0.0013633 | 0.0013636 | 0.0013639 | 0.0013642
F7_Commercial_Education_New_Food Preparation_Natural Gas_Broiler_Baseline Forecast | F7 | Commercial | Education | New | Food Preparation | Natural Gas | Broiler | Baseline Forecast | Avg. Replacement Demand (S) | 0 | 0 | 0 | 0 | 0 | 0 | 0 | 0 | 0 | 0 | 0 | 0 | 0 | 0 | 0 | 0 | 0 | 0 | 0 | 0 | 0 | 0 | 0 | 0 | 0 | 0 | 0 | 0 | 0 | 0 | 0
F8_Commercial_Education_New_Food Preparation_Natural Gas_Broiler_Baseline Forecast | F8 | Commercial | Education | New | Food Preparation | Natural Gas | Broiler | Baseline Forecast | Avg. Replacement Demand (W) | 0 | 0 | 0 | 0 | 0 | 0 | 0 | 0 | 0 | 0 | 0 | 0 | 0 | 0 | 0 | 0 | 0 | 0 | 0 | 0 | 0 | 0 | 0 | 0 | 0 | 0 | 0 | 0 | 0 | 0 | 0
F1_Commercial_Education_New_Food Preparation_Natural Gas_Griddle_Baseline Forecast | F1 | Commercial | Education | New | Food Preparation | Natural Gas | Griddle | Baseline Forecast | Units | 0 | 33421.592 | 67149.6693 | 102907.0081 | 122532.6146 | 138521.6657 | 154276.9239 | 169803.492 | 185106.373 | 200190.4717 | 215060.5975 | 229721.4656 | 244177.699 | 258433.8308 | 272494.3056 | 286363.4814 | 300045.6312 | 313544.945 | 326865.5314 | 340011.4189 | 352986.5581 | 365794.8226 | 378440.0112 | 390925.849 | 403255.989 | 415434.0134 | 427463.4354 | 439347.7003 | 451090.1869 | 462694.2089 | 474163.0163
F2_Commercial_Education_New_Food Preparation_Natural Gas_Griddle_Baseline Forecast | F2 | Commercial | Education | New | Food Preparation | Natural Gas | Griddle | Baseline Forecast | Usage (MMtherm) | 0 | 3.2507e-05 | 6.5002e-05 | 9.8585e-05 | 0.00011739 | 0.00013271 | 0.0001478 | 0.00016268 | 0.00017734 | 0.0001918 | 0.00020604 | 0.00022009 | 0.00023394 | 0.0002476 | 0.00026107 | 0.00027436 | 0.00028747 | 0.00030041 | 0.00031317 | 0.00032576 | 0.00033819 | 0.00035046 | 0.00036258 | 0.00037457 | 0.00038641 | 0.00039811 | 0.00040968 | 0.0004211 | 0.0004324 | 0.00044357 | 0.00045461
F3_Commercial_Education_New_Food Preparation_Natural Gas_Griddle_Baseline Forecast | F3 | Commercial | Education | New | Food Preparation | Natural Gas | Griddle | Baseline Forecast | Peak Demand (S) | 0 | 0 | 0 | 0 | 0 | 0 | 0 | 0 | 0 | 0 | 0 | 0 | 0 | 0 | 0 | 0 | 0 | 0 | 0 | 0 | 0 | 0 | 0 | 0 | 0 | 0 | 0 | 0 | 0 | 0 | 0
F4_Commercial_Education_New_Food Preparation_Natural Gas_Griddle_Baseline Forecast | F4 | Commercial | Education | New | Food Preparation | Natural Gas | Griddle | Baseline Forecast | Peak Demand (W) | 0 | 0 | 0 | 0 | 0 | 0 | 0 | 0 | 0 | 0 | 0 | 0 | 0 | 0 | 0 | 0 | 0 | 0 | 0 | 0 | 0 | 0 | 0 | 0 | 0 | 0 | 0 | 0 | 0 | 0 | 0
F5_Commercial_Education_New_Food Preparation_Natural Gas_Griddle_Baseline Forecast | F5 | Commercial | Education | New | Food Preparation | Natural Gas | Griddle | Baseline Forecast | Turnover | 0 | 33421.592 | 33728.0773 | 35757.3388 | 19625.6065 | 15989.0511 | 15755.2582 | 15526.5681 | 15302.8809 | 15084.0988 | 14870.1258 | 14660.868 | 21140.5518 | 26349.202 | 30886.3987 | 31255.0362 | 30788.6484 | 39096.8341 | 36984.2595 | 35669.361 | 29781.9008 | 28274.3979 | 27888.9815 | 28849.0327 | 30631.898 | 32939.3582 | 34833.4045 | 36230.3249 | 40737.3117 | 43562.1504 | 45358.5811
F6_Commercial_Education_New_Food Preparation_Natural Gas_Griddle_Baseline Forecast | F6 | Commercial | Education | New | Food Preparation | Natural Gas | Griddle | Baseline Forecast | Avg. Replacement Usage | 0.00093507 | 0.00097264 | 0.00096801 | 0.000958 | 0.000958 | 0.00095808 | 0.00095816 | 0.0009582 | 0.00095822 | 0.00095817 | 0.0009581 | 0.00095804 | 0.00095816 | 0.00095808 | 0.00095807 | 0.00095808 | 0.00095808 | 0.00095807 | 0.0009581 | 0.00095808 | 0.00095807 | 0.00095806 | 0.00095804 | 0.00095908 | 0.00095911 | 0.00095914 | 0.00095916 | 0.00095919 | 0.00095922 | 0.00095924 | 0.00095927
F7_Commercial_Education_New_Food Preparation_Natural Gas_Griddle_Baseline Forecast | F7 | Commercial | Education | New | Food Preparation | Natural Gas | Griddle | Baseline Forecast | Avg. Replacement Demand (S) | 0 | 0 | 0 | 0 | 0 | 0 | 0 | 0 | 0 | 0 | 0 | 0 | 0 | 0 | 0 | 0 | 0 | 0 | 0 | 0 | 0 | 0 | 0 | 0 | 0 | 0 | 0 | 0 | 0 | 0 | 0
F8_Commercial_Education_New_Food Preparation_Natural Gas_Griddle_Baseline Forecast | F8 | Commercial | Education | New | Food Preparation | Natural Gas | Griddle | Baseline Forecast | Avg. Replacement Demand (W) | 0 | 0 | 0 | 0 | 0 | 0 | 0 | 0 | 0 | 0 | 0 | 0 | 0 | 0 | 0 | 0 | 0 | 0 | 0 | 0 | 0 | 0 | 0 | 0 | 0 | 0 | 0 | 0 | 0 | 0 | 0
F1_Commercial_Education_New_Food Preparation_Natural Gas_Range_Baseline Forecast | F1 | Commercial | Education | New | Food Preparation | Natural Gas | Range | Baseline Forecast | Units | 0 | 172352.233 | 346284.9844 | 530682.46 | 631890.0001 | 714344.1411 | 795592.6328 | 875661.7896 | 954577.4111 | 1032364.7921 | 1109048.7331 | 1184653.5501 | 1259203.0843 | 1332720.712 | 1405229.3534 | 1476751.4824 | 1547309.1349 | 1616923.9182 | 1685617.0196 | 1753409.2145 | 1820320.8748 | 1886371.9773 | 1951582.1114 | 2015970.4872 | 2079555.9428 | 2142356.9519 | 2204391.6314 | 2265677.7483 | 2326232.7269 | 2386073.6559 | 2445217.2946
F2_Commercial_Education_New_Food Preparation_Natural Gas_Range_Baseline Forecast | F2 | Commercial | Education | New | Food Preparation | Natural Gas | Range | Baseline Forecast | Usage (MMtherm) | 0 | 0.00017387 | 0.00034767 | 0.00052727 | 0.0006278 | 0.00070974 | 0.00079051 | 0.00087011 | 0.00094858 | 0.0010259 | 0.0011022 | 0.0011774 | 0.0012517 | 0.0013249 | 0.001397 | 0.001468 | 0.0015381 | 0.0016072 | 0.0016755 | 0.0017428 | 0.0018092 | 0.0018747 | 0.0019393 | 0.002004 | 0.002068 | 0.0021313 | 0.0021939 | 0.0022558 | 0.002317 | 0.0023775 | 0.0024374
F3_Commercial_Education_New_Food Preparation_Natural Gas_Range_Baseline Forecast | F3 | Commercial | Education | New | Food Preparation | Natural Gas | Range | Baseline Forecast | Peak Demand (S) | 0 | 0 | 0 | 0 | 0 | 0 | 0 | 0 | 0 | 0 | 0 | 0 | 0 | 0 | 0 | 0 | 0 | 0 | 0 | 0 | 0 | 0 | 0 | 0 | 0 | 0 | 0 | 0 | 0 | 0 | 0
F4_Commercial_Education_New_Food Preparation_Natural Gas_Range_Baseline Forecast | F4 | Commercial | Education | New | Food Preparation | Natural Gas | Range | Baseline Forecast | Peak Demand (W) | 0 | 0 | 0 | 0 | 0 | 0 | 0 | 0 | 0 | 0 | 0 | 0 | 0 | 0 | 0 | 0 | 0 | 0 | 0 | 0 | 0 | 0 | 0 | 0 | 0 | 0 | 0 | 0 | 0 | 0 | 0
F5_Commercial_Education_New_Food Preparation_Natural Gas_Range_Baseline Forecast | F5 | Commercial | Education | New | Food Preparation | Natural Gas | Range | Baseline Forecast | Turnover | 0 | 172352.233 | 173932.7513 | 184397.4756 | 101207.5402 | 82454.1409 | 81248.4917 | 80069.1569 | 78915.6215 | 77787.381 | 111154.3876 | 137967.7245 | 161319.3554 | 163174.9926 | 160725.3616 | 203526.3072 | 192589.1499 | 185766.3702 | 155364.1046 | 154443.7839 | 163510.4227 | 175284.828 | 184929.7207 | 192013.3559 | 215137.6616 | 229589.5593 | 238740.2836 | 234209.8653 | 229140.5781 | 238631.5041 | 234365.9543
F6_Commercial_Education_New_Food Preparation_Natural Gas_Range_Baseline Forecast | F6 | Commercial | Education | New | Food Preparation | Natural Gas | Range | Baseline Forecast | Avg. Replacement Usage | 0.00096995 | 0.0010088 | 0.001004 | 0.00099348 | 0.00099336 | 0.00099374 | 0.00099406 | 0.00099423 | 0.0009943 | 0.0009944 | 0.00099447 | 0.00099416 | 0.00099481 | 0.00099442 | 0.00099396 | 0.00099354 | 0.00099352 | 0.00099349 | 0.00099361 | 0.00099352 | 0.00099347 | 0.00099339 | 0.0009933 | 0.00099764 | 0.00099775 | 0.00099785 | 0.00099795 | 0.00099804 | 0.00099813 | 0.00099822 | 0.00099831
F7_Commercial_Education_New_Food Preparation_Natural Gas_Range_Baseline Forecast | F7 | Commercial | Education | New | Food Preparation | Natural Gas | Range | Baseline Forecast | Avg. Replacement Demand (S) | 0 | 0 | 0 | 0 | 0 | 0 | 0 | 0 | 0 | 0 | 0 | 0 | 0 | 0 | 0 | 0 | 0 | 0 | 0 | 0 | 0 | 0 | 0 | 0 | 0 | 0 | 0 | 0 | 0 | 0 | 0
F8_Commercial_Education_New_Food Preparation_Natural Gas_Range_Baseline Forecast | F8 | Commercial | Education | New | Food Preparation | Natural Gas | Range | Baseline Forecast | Avg. Replacement Demand (W) | 0 | 0 | 0 | 0 | 0 | 0 | 0 | 0 | 0 | 0 | 0 | 0 | 0 | 0 | 0 | 0 | 0 | 0 | 0 | 0 | 0 | 0 | 0 | 0 | 0 | 0 | 0 | 0 | 0 | 0 | 0
F1_Commercial_Education_New_Food Preparation_Natural Gas_Steamer_Baseline Forecast | F1 | Commercial | Education | New | Food Preparation | Natural Gas | Steamer | Baseline Forecast | Units | 0 | 51512.3947 | 103497.1726 | 158609.6326 | 188858.4009 | 213502.1794 | 237785.6152 | 261716.573 | 285302.7637 | 308551.7475 | 331470.9367 | 354067.5989 | 376348.8596 | 398321.7055 | 419992.987 | 441369.421 | 462457.5937 | 483263.9629 | 503794.8611 | 524056.4977 | 544054.9613 | 563796.2226 | 583286.1364 | 602530.4443 | 621534.7764 | 640304.6543 | 658845.4927 | 677162.6018 | 695261.1892 | 713146.3625 | 730823.1307
F2_Commercial_Education_New_Food Preparation_Natural Gas_Steamer_Baseline Forecast | F2 | Commercial | Education | New | Food Preparation | Natural Gas | Steamer | Baseline Forecast | Usage (MMtherm) | 0 | 8.6669e-05 | 0.00017323 | 0.00020301 | 0.00022034 | 0.00023446 | 0.00024837 | 0.00026208 | 0.0002756 | 0.00028892 | 0.00029584 | 0.00029702 | 0.00029932 | 0.00030261 | 0.00030676 | 0.00031165 | 0.0003172 | 0.00032332 | 0.00032992 | 0.00031974 | 0.0003117 | 0.00032301 | 0.00033417 | 0.0003452 | 0.00035609 | 0.00036684 | 0.00037746 | 0.00038796 | 0.00039833 | 0.00040857 | 0.0004187
F3_Commercial_Education_New_Food Preparation_Natural Gas_Steamer_Baseline Forecast | F3 | Commercial | Education | New | Food Preparation | Natural Gas | Steamer | Baseline Forecast | Peak Demand (S) | 0 | 0 | 0 | 0 | 0 | 0 | 0 | 0 | 0 | 0 | 0 | 0 | 0 | 0 | 0 | 0 | 0 | 0 | 0 | 0 | 0 | 0 | 0 | 0 | 0 | 0 | 0 | 0 | 0 | 0 | 0
F4_Commercial_Education_New_Food Preparation_Natural Gas_Steamer_Baseline Forecast | F4 | Commercial | Education | New | Food Preparation | Natural Gas | Steamer | Baseline Forecast | Peak Demand (W) | 0 | 0 | 0 | 0 | 0 | 0 | 0 | 0 | 0 | 0 | 0 | 0 | 0 | 0 | 0 | 0 | 0 | 0 | 0 | 0 | 0 | 0 | 0 | 0 | 0 | 0 | 0 | 0 | 0 | 0 | 0
F5_Commercial_Education_New_Food Preparation_Natural Gas_Steamer_Baseline Forecast | F5 | Commercial | Education | New | Food Preparation | Natural Gas | Steamer | Baseline Forecast | Turnover | 0 | 51512.3947 | 51984.7778 | 55112.46 | 30248.7683 | 24643.7785 | 24283.4358 | 23930.9578 | 23586.1908 | 23248.9838 | 28642.7886 | 33460.3925 | 38061.5166 | 39360.7143 | 39865.3621 | 40247.1096 | 40521.1019 | 40700.772 | 40798.0322 | 57322.4423 | 56804.692 | 57650.1238 | 49903.4151 | 48981.9809 | 49798.7542 | 50536.4979 | 51193.9723 | 51771.3901 | 55865.8878 | 59251.3019 | 62269.128
F6_Commercial_Education_New_Food Preparation_Natural Gas_Steamer_Baseline Forecast | F6 | Commercial | Education | New | Food Preparation | Natural Gas | Steamer | Baseline Forecast | Avg. Replacement Usage | 0.00162 | 0.0016825 | 0.001673 | 0.00057292 | 0.00057292 | 0.00057292 | 0.00057292 | 0.00057292 | 0.00057292 | 0.00057292 | 0.00057292 | 0.00057292 | 0.00057292 | 0.00057292 | 0.00057292 | 0.00057292 | 0.00057292 | 0.00057292 | 0.00057292 | 0.00057292 | 0.00057292 | 0.00057292 | 0.00057292 | 0.00057292 | 0.00057292 | 0.00057292 | 0.00057292 | 0.00057292 | 0.00057292 | 0.00057292 | 0.00057292
F7_Commercial_Education_New_Food Preparation_Natural Gas_Steamer_Baseline Forecast | F7 | Commercial | Education | New | Food Preparation | Natural Gas | Steamer | Baseline Forecast | Avg. Replacement Demand (S) | 0 | 0 | 0 | 0 | 0 | 0 | 0 | 0 | 0 | 0 | 0 | 0 | 0 | 0 | 0 | 0 | 0 | 0 | 0 | 0 | 0 | 0 | 0 | 0 | 0 | 0 | 0 | 0 | 0 | 0 | 0
F8_Commercial_Education_New_Food Preparation_Natural Gas_Steamer_Baseline Forecast | F8 | Commercial | Education | New | Food Preparation | Natural Gas | Steamer | Baseline Forecast | Avg. Replacement Demand (W) | 0 | 0 | 0 | 0 | 0 | 0 | 0 | 0 | 0 | 0 | 0 | 0 | 0 | 0 | 0 | 0 | 0 | 0 | 0 | 0 | 0 | 0 | 0 | 0 | 0 | 0 | 0 | 0 | 0 | 0 | 0
F1_Commercial_Education_New_Food Preparation_Natural Gas_Food Prep Other_Baseline Forecast | F1 | Commercial | Education | New | Food Preparation | Natural Gas | Food Prep Other | Baseline Forecast | Units | 0 | 51512.3947 | 103497.1726 | 158609.6326 | 188858.4009 | 213502.1794 | 237785.6152 | 261716.573 | 285302.7637 | 308551.7475 | 331470.9367 | 354067.5989 | 376348.8596 | 398321.7055 | 419992.987 | 441369.421 | 462457.5937 | 483263.9629 | 503794.8611 | 524056.4977 | 544054.9613 | 563796.2226 | 583286.1364 | 602530.4443 | 621534.7764 | 640304.6543 | 658845.4927 | 677162.6018 | 695261.1892 | 713146.3625 | 730823.1307
F2_Commercial_Education_New_Food Preparation_Natural Gas_Food Prep Other_Baseline Forecast | F2 | Commercial | Education | New | Food Preparation | Natural Gas | Food Prep Other | Baseline Forecast | Usage (MMtherm) | 0 | 6.1738e-05 | 0.00012345 | 0.00018723 | 0.00022294 | 0.00025203 | 0.0002807 | 0.00030895 | 0.00033679 | 0.00036424 | 0.00039129 | 0.00041797 | 0.00044427 | 0.00047021 | 0.00049579 | 0.00052103 | 0.00054592 | 0.00057048 | 0.00059472 | 0.00061864 | 0.00064224 | 0.00066555 | 0.00068856 | 0.00071127 | 0.00073371 | 0.00075586 | 0.00077775 | 0.00079937 | 0.00082074 | 0.00084185 | 0.00086272
F3_Commercial_Education_New_Food Preparation_Natural Gas_Food Prep Other_Baseline Forecast | F3 | Commercial | Education | New | Food Preparation | Natural Gas | Food Prep Other | Baseline Forecast | Peak Demand (S) | 0 | 0 | 0 | 0 | 0 | 0 | 0 | 0 | 0 | 0 | 0 | 0 | 0 | 0 | 0 | 0 | 0 | 0 | 0 | 0 | 0 | 0 | 0 | 0 | 0 | 0 | 0 | 0 | 0 | 0 | 0
F4_Commercial_Education_New_Food Preparation_Natural Gas_Food Prep Other_Baseline Forecast | F4 | Commercial | Education | New | Food Preparation | Natural Gas | Food Prep Other | Baseline Forecast | Peak Demand (W) | 0 | 0 | 0 | 0 | 0 | 0 | 0 | 0 | 0 | 0 | 0 | 0 | 0 | 0 | 0 | 0 | 0 | 0 | 0 | 0 | 0 | 0 | 0 | 0 | 0 | 0 | 0 | 0 | 0 | 0 | 0
F5_Commercial_Education_New_Food Preparation_Natural Gas_Food Prep Other_Baseline Forecast | F5 | Commercial | Education | New | Food Preparation | Natural Gas | Food Prep Other | Baseline Forecast | Turnover | 0 | 51512.3947 | 51984.7778 | 55112.46 | 30248.7683 | 24643.7785 | 24283.4358 | 23930.9578 | 23586.1908 | 23248.9838 | 33221.6682 | 41235.6009 | 48214.9037 | 48769.514 | 48037.3716 | 60829.6585 | 57560.7762 | 55521.5933 | 46435.0067 | 46159.9425 | 48869.7668 | 52388.8846 | 55271.5367 | 57388.6837 | 64300.0439 | 68619.4069 | 71354.3626 | 70000.3175 | 68485.216 | 71321.8507 | 70046.9692
F6_Commercial_Education_New_Food Preparation_Natural Gas_Food Prep Other_Baseline Forecast | F6 | Commercial | Education | New | Food Preparation | Natural Gas | Food Prep Other | Baseline Forecast | Avg. Replacement Usage | 0.0011522 | 0.0011985 | 0.0011928 | 0.0011805 | 0.0011805 | 0.0011805 | 0.0011805 | 0.0011805 | 0.0011805 | 0.0011805 | 0.0011805 | 0.0011805 | 0.0011805 | 0.0011805 | 0.0011805 | 0.0011805 | 0.0011805 | 0.0011805 | 0.0011805 | 0.0011805 | 0.0011805 | 0.0011805 | 0.0011805 | 0.0011805 | 0.0011805 | 0.0011805 | 0.0011805 | 0.0011805 | 0.0011805 | 0.0011805 | 0.0011805
F7_Commercial_Education_New_Food Preparation_Natural Gas_Food Prep Other_Baseline Forecast | F7 | Commercial | Education | New | Food Preparation | Natural Gas | Food Prep Other | Baseline Forecast | Avg. Replacement Demand (S) | 0 | 0 | 0 | 0 | 0 | 0 | 0 | 0 | 0 | 0 | 0 | 0 | 0 | 0 | 0 | 0 | 0 | 0 | 0 | 0 | 0 | 0 | 0 | 0 | 0 | 0 | 0 | 0 | 0 | 0 | 0
F8_Commercial_Education_New_Food Preparation_Natural Gas_Food Prep Other_Baseline Forecast | F8 | Commercial | Education | New | Food Preparation | Natural Gas | Food Prep Other | Baseline Forecast | Avg. Replacement Demand (W) | 0 | 0 | 0 | 0 | 0 | 0 | 0 | 0 | 0 | 0 | 0 | 0 | 0 | 0 | 0 | 0 | 0 | 0 | 0 | 0 | 0 | 0 | 0 | 0 | 0 | 0 | 0 | 0 | 0 | 0 | 0
F1_Commercial_Education_New_Miscellaneous_Natural Gas_Pool Heater_Baseline Forecast | F1 | Commercial | Education | New | Miscellaneous | Natural Gas | Pool Heater | Baseline Forecast | Units | 0 | 13210.3881 | 26541.9191 | 40675.5464 | 48432.8632 | 54752.7767 | 60980.28 | 67117.3902 | 73166.0846 | 79128.302 | 85005.9434 | 90800.8725 | 96514.9167 | 102149.8678 | 107707.4824 | 113189.4832 | 118597.5592 | 123933.3665 | 129198.5291 | 134394.6393 | 139523.2587 | 144585.9183 | 149584.1198 | 154519.3354 | 159393.0091 | 164206.5568 | 168961.3672 | 173658.8021 | 178300.197 | 182886.8616 | 187420.0806
F2_Commercial_Education_New_Miscellaneous_Natural Gas_Pool Heater_Baseline Forecast | F2 | Commercial | Education | New | Miscellaneous | Natural Gas | Pool Heater | Baseline Forecast | Usage (MMtherm) | 0 | 9.0183e-07 | 1.8033e-06 | 2.735e-06 | 3.2565e-06 | 3.6815e-06 | 4.1003e-06 | 4.513e-06 | 4.9198e-06 | 5.3207e-06 | 5.716e-06 | 6.1058e-06 | 6.4906e-06 | 6.8702e-06 | 7.2445e-06 | 7.6135e-06 | 7.9773e-06 | 8.3359e-06 | 8.6894e-06 | 9.038e-06 | 9.3819e-06 | 9.7214e-06 | 1.0056e-05 | 1.039e-05 | 1.0719e-05 | 1.1045e-05 | 1.1367e-05 | 1.1685e-05 | 1.1999e-05 | 1.231e-05 | 1.2617e-05
F3_Commercial_Education_New_Miscellaneous_Natural Gas_Pool Heater_Baseline Forecast | F3 | Commercial | Education | New | Miscellaneous | Natural Gas | Pool Heater | Baseline Forecast | Peak Demand (S) | 0 | 0 | 0 | 0 | 0 | 0 | 0 | 0 | 0 | 0 | 0 | 0 | 0 | 0 | 0 | 0 | 0 | 0 | 0 | 0 | 0 | 0 | 0 | 0 | 0 | 0 | 0 | 0 | 0 | 0 | 0
F4_Commercial_Education_New_Miscellaneous_Natural Gas_Pool Heater_Baseline Forecast | F4 | Commercial | Education | New | Miscellaneous | Natural Gas | Pool Heater | Baseline Forecast | Peak Demand (W) | 0 | 0 | 0 | 0 | 0 | 0 | 0 | 0 | 0 | 0 | 0 | 0 | 0 | 0 | 0 | 0 | 0 | 0 | 0 | 0 | 0 | 0 | 0 | 0 | 0 | 0 | 0 | 0 | 0 | 0 | 0
F5_Commercial_Education_New_Miscellaneous_Natural Gas_Pool Heater_Baseline Forecast | F5 | Commercial | Education | New | Miscellaneous | Natural Gas | Pool Heater | Baseline Forecast | Turnover | 0 | 13210.3881 | 13331.531 | 14133.6272 | 7757.3169 | 6319.9135 | 8869.581 | 10917.0784 | 12699.3945 | 12834.2409 | 12639.2428 | 16441.1504 | 16446.1939 | 16970.8143 | 15521.642 | 15604.2646 | 17462.4971 | 18805.3222 | 19902.1608 | 20045.3864 | 20077.7756 | 21511.1313 | 21919.3653 | 22590.105 | 22626.7706 | 23053.2394 | 24135.9145 | 24938.2048 | 25639.5614 | 25948.0978 | 26241.504
F6_Commercial_Education_New_Miscellaneous_Natural Gas_Pool Heater_Baseline Forecast | F6 | Commercial | Education | New | Miscellaneous | Natural Gas | Pool Heater | Baseline Forecast | Avg. Replacement Usage | 6.5633e-05 | 6.8267e-05 | 6.7941e-05 | 6.7238e-05 | 6.7234e-05 | 6.7241e-05 | 6.7245e-05 | 6.7245e-05 | 6.7242e-05 | 6.7244e-05 | 6.7245e-05 | 6.7246e-05 | 6.7278e-05 | 6.7281e-05 | 6.7282e-05 | 6.7268e-05 | 6.7253e-05 | 6.7239e-05 | 6.7229e-05 | 6.7215e-05 | 6.7214e-05 | 6.7212e-05 | 6.721e-05 | 6.7318e-05 | 6.7321e-05 | 6.7323e-05 | 6.7325e-05 | 6.7328e-05 | 6.733e-05 | 6.7332e-05 | 6.7334e-05
F7_Commercial_Education_New_Miscellaneous_Natural Gas_Pool Heater_Baseline Forecast | F7 | Commercial | Education | New | Miscellaneous | Natural Gas | Pool Heater | Baseline Forecast | Avg. Replacement Demand (S) | 0 | 0 | 0 | 0 | 0 | 0 | 0 | 0 | 0 | 0 | 0 | 0 | 0 | 0 | 0 | 0 | 0 | 0 | 0 | 0 | 0 | 0 | 0 | 0 | 0 | 0 | 0 | 0 | 0 | 0 | 0
F8_Commercial_Education_New_Miscellaneous_Natural Gas_Pool Heater_Baseline Forecast | F8 | Commercial | Education | New | Miscellaneous | Natural Gas | Pool Heater | Baseline Forecast | Avg. Replacement Demand (W) | 0 | 0 | 0 | 0 | 0 | 0 | 0 | 0 | 0 | 0 | 0 | 0 | 0 | 0 | 0 | 0 | 0 | 0 | 0 | 0 | 0 | 0 | 0 | 0 | 0 | 0 | 0 | 0 | 0 | 0 | 0
F1_Commercial_Education_New_Miscellaneous_Natural Gas_Miscellaneous_Baseline Forecast | F1 | Commercial | Education | New | Miscellaneous | Natural Gas | Miscellaneous | Baseline Forecast | Units | 0 | 2170207.8497 | 4360317.1138 | 6682195.0608 | 7956570.1833 | 8994808.103 | 10017864.8477 | 11026071.7603 | 12019753.6999 | 12999229.1721 | 13964810.4572 | 14916803.7349 | 15855509.2079 | 16781221.2213 | 17694228.3814 | 18594813.6704 | 19483254.5605 | 20359823.1241 | 21224786.1434 | 22078405.2163 | 22920936.8611 | 23752632.6194 | 24573739.1555 | 25384498.3556 | 26185147.4238 | 26975918.9766 | 27757041.1356 | 28528737.6179 | 29291227.8257 | 30044726.9325 | 30789445.9695
F2_Commercial_Education_New_Miscellaneous_Natural Gas_Miscellaneous_Baseline Forecast | F2 | Commercial | Education | New | Miscellaneous | Natural Gas | Miscellaneous | Baseline Forecast | Usage (MMtherm) | 0 | 0.00014125 | 0.00028245 | 0.00042838 | 0.00051007 | 0.00057663 | 0.00064222 | 0.00070685 | 0.00077055 | 0.00083334 | 0.00089524 | 0.00095627 | 0.0010165 | 0.0010758 | 0.0011343 | 0.0011921 | 0.001249 | 0.0013052 | 0.0013607 | 0.0014154 | 0.0014694 | 0.0015227 | 0.0015754 | 0.0016273 | 0.0016787 | 0.0017293 | 0.0017794 | 0.0018289 | 0.0018778 | 0.0019261 | 0.0019738
F3_Commercial_Education_New_Miscellaneous_Natural Gas_Miscellaneous_Baseline Forecast | F3 | Commercial | Education | New | Miscellaneous | Natural Gas | Miscellaneous | Baseline Forecast | Peak Demand (S) | 0 | 0 | 0 | 0 | 0 | 0 | 0 | 0 | 0 | 0 | 0 | 0 | 0 | 0 | 0 | 0 | 0 | 0 | 0 | 0 | 0 | 0 | 0 | 0 | 0 | 0 | 0 | 0 | 0 | 0 | 0
F4_Commercial_Education_New_Miscellaneous_Natural Gas_Miscellaneous_Baseline Forecast | F4 | Commercial | Education | New | Miscellaneous | Natural Gas | Miscellaneous | Baseline Forecast | Peak Demand (W) | 0 | 0 | 0 | 0 | 0 | 0 | 0 | 0 | 0 | 0 | 0 | 0 | 0 | 0 | 0 | 0 | 0 | 0 | 0 | 0 | 0 | 0 | 0 | 0 | 0 | 0 | 0 | 0 | 0 | 0 | 0
F5_Commercial_Education_New_Miscellaneous_Natural Gas_Miscellaneous_Baseline Forecast | F5 | Commercial | Education | New | Miscellaneous | Natural Gas | Miscellaneous | Baseline Forecast | Turnover | 0 | 2170207.8497 | 2190109.2641 | 2321877.947 | 1584404.8153 | 1616850.4084 | 1850707.1561 | 1943965.096 | 2026739.0122 | 2129339.6996 | 2228888.4936 | 2956667.7505 | 2966987.6832 | 3021044.0124 | 2916519.0523 | 3051189.8356 | 3231529.7676 | 3328747.4054 | 3426831.6326 | 3541047.0094 | 3650580.9015 | 3940186.1885 | 3994397.5496 | 4067984.1815 | 4124985.8416 | 4250068.5901 | 4379917.8315 | 4473987.2331 | 4571612.4766 | 4677441.0659 | 4779152.3751
F6_Commercial_Education_New_Miscellaneous_Natural Gas_Miscellaneous_Baseline Forecast | F6 | Commercial | Education | New | Miscellaneous | Natural Gas | Miscellaneous | Baseline Forecast | Avg. Replacement Usage | 6.2571e-05 | 6.5086e-05 | 6.4777e-05 | 6.4107e-05 | 6.4107e-05 | 6.4107e-05 | 6.4107e-05 | 6.4107e-05 | 6.4107e-05 | 6.4107e-05 | 6.4107e-05 | 6.4107e-05 | 6.4107e-05 | 6.4107e-05 | 6.4107e-05 | 6.4107e-05 | 6.4107e-05 | 6.4107e-05 | 6.4107e-05 | 6.4107e-05 | 6.4107e-05 | 6.4107e-05 | 6.4107e-05 | 6.4107e-05 | 6.4107e-05 | 6.4107e-05 | 6.4107e-05 | 6.4107e-05 | 6.4107e-05 | 6.4107e-05 | 6.4107e-05
F7_Commercial_Education_New_Miscellaneous_Natural Gas_Miscellaneous_Baseline Forecast | F7 | Commercial | Education | New | Miscellaneous | Natural Gas | Miscellaneous | Baseline Forecast | Avg. Replacement Demand (S) | 0 | 0 | 0 | 0 | 0 | 0 | 0 | 0 | 0 | 0 | 0 | 0 | 0 | 0 | 0 | 0 | 0 | 0 | 0 | 0 | 0 | 0 | 0 | 0 | 0 | 0 | 0 | 0 | 0 | 0 | 0
F8_Commercial_Education_New_Miscellaneous_Natural Gas_Miscellaneous_Baseline Forecast | F8 | Commercial | Education | New | Miscellaneous | Natural Gas | Miscellaneous | Baseline Forecast | Avg. Replacement Demand (W) | 0 | 0 | 0 | 0 | 0 | 0 | 0 | 0 | 0 | 0 | 0 | 0 | 0 | 0 | 0 | 0 | 0 | 0 | 0 | 0 | 0 | 0 | 0 | 0 | 0 | 0 | 0 | 0 | 0 | 0 | 0
F1_Commercial_Healthcare_Existing_Space Heating_Natural Gas_Furnace_Baseline Forecast | F1 | Commercial | Healthcare | Existing | Space Heating | Natural Gas | Furnace | Baseline Forecast | Units | 2592519.9388 | 2540669.5401 | 2489856.1493 | 2440059.0263 | 2391257.8458 | 2343432.6888 | 2296564.0351 | 2250632.7544 | 2205620.0993 | 2161507.6973 | 2118277.5433 | 2075911.9925 | 2034393.7526 | 1993705.8776 | 1953831.76 | 1914755.1248 | 1876460.0223 | 1838930.8219 | 1802152.2054 | 1766109.1613 | 1730786.9781 | 1696171.2385 | 1662247.8138 | 1629002.8575 | 1596422.8003 | 1564494.3443 | 1533204.4575 | 1502540.3683 | 1472489.5609 | 1443039.7697 | 1414178.9743
F2_Commercial_Healthcare_Existing_Space Heating_Natural Gas_Furnace_Baseline Forecast | F2 | Commercial | Healthcare | Existing | Space Heating | Natural Gas | Furnace | Baseline Forecast | Usage (MMtherm) | 1.8752 | 1.9014 | 1.8444 | 1.7789 | 1.7336 | 1.6836 | 1.6348 | 1.5818 | 1.5302 | 1.48 | 1.4313 | 1.384 | 1.3392 | 1.2966 | 1.2561 | 1.2176 | 1.1809 | 1.1458 | 1.1124 | 1.0799 | 1.0484 | 1.0177 | 0.9878 | 0.95927 | 0.93179 | 0.90557 | 0.88055 | 0.85663 | 0.83375 | 0.81185 | 0.79085
F3_Commercial_Healthcare_Existing_Space Heating_Natural Gas_Furnace_Baseline Forecast | F3 | Commercial | Healthcare | Existing | Space Heating | Natural Gas | Furnace | Baseline Forecast | Peak Demand (S) | 0 | 0 | 0 | 0 | 0 | 0 | 0 | 0 | 0 | 0 | 0 | 0 | 0 | 0 | 0 | 0 | 0 | 0 | 0 | 0 | 0 | 0 | 0 | 0 | 0 | 0 | 0 | 0 | 0 | 0 | 0
F4_Commercial_Healthcare_Existing_Space Heating_Natural Gas_Furnace_Baseline Forecast | F4 | Commercial | Healthcare | Existing | Space Heating | Natural Gas | Furnace | Baseline Forecast | Peak Demand (W) | 0 | 0 | 0 | 0 | 0 | 0 | 0 | 0 | 0 | 0 | 0 | 0 | 0 | 0 | 0 | 0 | 0 | 0 | 0 | 0 | 0 | 0 | 0 | 0 | 0 | 0 | 0 | 0 | 0 | 0 | 0
F5_Commercial_Healthcare_Existing_Space Heating_Natural Gas_Furnace_Baseline Forecast | F5 | Commercial | Healthcare | Existing | Space Heating | Natural Gas | Furnace | Baseline Forecast | Turnover | 0 | 66422.7331 | 69401.988 | 71987.1769 | 74212.1524 | 76108.0738 | 77703.617 | 79025.1687 | 80097.0056 | 80941.4593 | 81579.0687 | 82028.7201 | 75659.4312 | 69784.6989 | 64366.1223 | 59368.2822 | 54758.5097 | 50506.6725 | 46584.9779 | 46519.5443 | 46555.4987 | 46667.0804 | 46832.4095 | 47033.0024 | 47253.3427 | 47480.5018 | 47703.8019 | 47914.5201 | 48105.6253 | 48271.5473 | 48052.4733
F6_Commercial_Healthcare_Existing_Space Heating_Natural Gas_Furnace_Baseline Forecast | F6 | Commercial | Healthcare | Existing | Space Heating | Natural Gas | Furnace | Baseline Forecast | Avg. Replacement Usage | 0.63289 | 0.65833 | 0.65521 | 0.64843 | 0.64843 | 0.57005 | 0.57005 | 0.5012 | 0.50127 | 0.50138 | 0.50143 | 0.50151 | 0.50279 | 0.50288 | 0.50289 | 0.50298 | 0.50301 | 0.50302 | 0.50323 | 0.50316 | 0.50313 | 0.50308 | 0.503 | 0.50846 | 0.50868 | 0.5089 | 0.50914 | 0.50938 | 0.50965 | 0.50993 | 0.51023
F7_Commercial_Healthcare_Existing_Space Heating_Natural Gas_Furnace_Baseline Forecast | F7 | Commercial | Healthcare | Existing | Space Heating | Natural Gas | Furnace | Baseline Forecast | Avg. Replacement Demand (S) | 0 | 0 | 0 | 0 | 0 | 0 | 0 | 0 | 0 | 0 | 0 | 0 | 0 | 0 | 0 | 0 | 0 | 0 | 0 | 0 | 0 | 0 | 0 | 0 | 0 | 0 | 0 | 0 | 0 | 0 | 0
F8_Commercial_Healthcare_Existing_Space Heating_Natural Gas_Furnace_Baseline Forecast | F8 | Commercial | Healthcare | Existing | Space Heating | Natural Gas | Furnace | Baseline Forecast | Avg. Replacement Demand (W) | 0 | 0 | 0 | 0 | 0 | 0 | 0 | 0 | 0 | 0 | 0 | 0 | 0 | 0 | 0 | 0 | 0 | 0 | 0 | 0 | 0 | 0 | 0 | 0 | 0 | 0 | 0 | 0 | 0 | 0 | 0
F1_Commercial_Healthcare_Existing_Space Heating_Natural Gas_Boiler_Baseline Forecast | F1 | Commercial | Healthcare | Existing | Space Heating | Natural Gas | Boiler | Baseline Forecast | Units | 1257750.1385 | 1232595.1358 | 1207943.233 | 1183784.3684 | 1160108.681 | 1136906.5074 | 1114168.3772 | 1091885.0097 | 1070047.3095 | 1048646.3633 | 1027673.436 | 1007119.9673 | 986977.568 | 967238.0166 | 947893.2563 | 928935.3912 | 910356.6833 | 892149.5497 | 874306.5587 | 856820.4275 | 839684.019 | 822890.3386 | 806432.5318 | 790303.8812 | 774497.8035 | 759007.8475 | 743827.6905 | 728951.1367 | 714372.114 | 700084.6717 | 686082.9783
F2_Commercial_Healthcare_Existing_Space Heating_Natural Gas_Boiler_Baseline Forecast | F2 | Commercial | Healthcare | Existing | Space Heating | Natural Gas | Boiler | Baseline Forecast | Usage (MMtherm) | 1.5964 | 1.6156 | 1.5644 | 1.5065 | 1.466 | 1.4237 | 1.3827 | 1.343 | 1.3046 | 1.2675 | 1.2317 | 1.1971 | 1.1636 | 1.1313 | 1.1002 | 1.0701 | 1.0411 | 1.0132 | 0.98622 | 0.96025 | 0.93523 | 0.91096 | 0.88762 | 0.86513 | 0.84344 | 0.82266 | 0.80271 | 0.78354 | 0.76508 | 0.74729 | 0.73013
F3_Commercial_Healthcare_Existing_Space Heating_Natural Gas_Boiler_Baseline Forecast | F3 | Commercial | Healthcare | Existing | Space Heating | Natural Gas | Boiler | Baseline Forecast | Peak Demand (S) | 0 | 0 | 0 | 0 | 0 | 0 | 0 | 0 | 0 | 0 | 0 | 0 | 0 | 0 | 0 | 0 | 0 | 0 | 0 | 0 | 0 | 0 | 0 | 0 | 0 | 0 | 0 | 0 | 0 | 0 | 0
F4_Commercial_Healthcare_Existing_Space Heating_Natural Gas_Boiler_Baseline Forecast | F4 | Commercial | Healthcare | Existing | Space Heating | Natural Gas | Boiler | Baseline Forecast | Peak Demand (W) | 0 | 0 | 0 | 0 | 0 | 0 | 0 | 0 | 0 | 0 | 0 | 0 | 0 | 0 | 0 | 0 | 0 | 0 | 0 | 0 | 0 | 0 | 0 | 0 | 0 | 0 | 0 | 0 | 0 | 0 | 0
F5_Commercial_Healthcare_Existing_Space Heating_Natural Gas_Boiler_Baseline Forecast | F5 | Commercial | Healthcare | Existing | Space Heating | Natural Gas | Boiler | Baseline Forecast | Turnover | 0 | 37351.3678 | 36937.1071 | 36494.8299 | 36029.0566 | 35543.7853 | 35042.5492 | 34528.4681 | 34004.2938 | 33472.4507 | 32935.0725 | 32394.0342 | 31850.9807 | 31307.3526 | 30764.4088 | 30223.2472 | 29684.8223 | 29149.9615 | 28619.3796 | 28093.691 | 27573.4217 | 28977.1784 | 27739.2077 | 26637.067 | 25652.1797 | 24768.4282 | 23971.8424 | 23250.3274 | 22593.4236 | 21992.097 | 21438.555
F6_Commercial_Healthcare_Existing_Space Heating_Natural Gas_Boiler_Baseline Forecast | F6 | Commercial | Healthcare | Existing | Space Heating | Natural Gas | Boiler | Baseline Forecast | Avg. Replacement Usage | 1.0912 | 1.1351 | 1.1297 | 1.118 | 1.1179 | 1.0309 | 1.0309 | 1.0309 | 1.0309 | 1.0309 | 1.0309 | 1.0309 | 1.0309 | 1.0309 | 1.0309 | 1.0309 | 1.0309 | 1.0309 | 1.0309 | 1.0309 | 1.0309 | 1.0309 | 1.0309 | 1.0309 | 1.0309 | 1.0309 | 1.0309 | 1.0309 | 1.0309 | 1.0309 | 1.0309
F7_Commercial_Healthcare_Existing_Space Heating_Natural Gas_Boiler_Baseline Forecast | F7 | Commercial | Healthcare | Existing | Space Heating | Natural Gas | Boiler | Baseline Forecast | Avg. Replacement Demand (S) | 0 | 0 | 0 | 0 | 0 | 0 | 0 | 0 | 0 | 0 | 0 | 0 | 0 | 0 | 0 | 0 | 0 | 0 | 0 | 0 | 0 | 0 | 0 | 0 | 0 | 0 | 0 | 0 | 0 | 0 | 0
F8_Commercial_Healthcare_Existing_Space Heating_Natural Gas_Boiler_Baseline Forecast | F8 | Commercial | Healthcare | Existing | Space Heating | Natural Gas | Boiler | Baseline Forecast | Avg. Replacement Demand (W) | 0 | 0 | 0 | 0 | 0 | 0 | 0 | 0 | 0 | 0 | 0 | 0 | 0 | 0 | 0 | 0 | 0 | 0 | 0 | 0 | 0 | 0 | 0 | 0 | 0 | 0 | 0 | 0 | 0 | 0 | 0
F1_Commercial_Healthcare_Existing_Space Heating_Natural Gas_Unit Heater_Baseline Forecast | F1 | Commercial | Healthcare | Existing | Space Heating | Natural Gas | Unit Heater | Baseline Forecast | Units | 380216.411 | 372612.0828 | 365159.8411 | 357856.6443 | 350699.5114 | 343685.5212 | 336811.8108 | 330075.5746 | 323474.0631 | 317004.5818 | 310664.4902 | 304451.2004 | 298362.1764 | 292394.9328 | 286547.0342 | 280816.0935 | 275199.7716 | 269695.7762 | 264301.8607 | 259015.8235 | 253835.507 | 248758.7969 | 243783.6209 | 238907.9485 | 234129.7895 | 229447.1937 | 224858.2499 | 220361.0849 | 215953.8632 | 211634.7859 | 207402.0902
F2_Commercial_Healthcare_Existing_Space Heating_Natural Gas_Unit Heater_Baseline Forecast | F2 | Commercial | Healthcare | Existing | Space Heating | Natural Gas | Unit Heater | Baseline Forecast | Usage (MMtherm) | 0.32425 | 0.33053 | 0.32239 | 0.31267 | 0.30642 | 0.29995 | 0.2935 | 0.28706 | 0.28063 | 0.27418 | 0.26775 | 0.26135 | 0.25498 | 0.24865 | 0.24237 | 0.23617 | 0.23007 | 0.22423 | 0.21865 | 0.21329 | 0.20813 | 0.20315 | 0.19841 | 0.19385 | 0.18943 | 0.18517 | 0.18104 | 0.17704 | 0.17316 | 0.1694 | 0.16575
F3_Commercial_Healthcare_Existing_Space Heating_Natural Gas_Unit Heater_Baseline Forecast | F3 | Commercial | Healthcare | Existing | Space Heating | Natural Gas | Unit Heater | Baseline Forecast | Peak Demand (S) | 0 | 0 | 0 | 0 | 0 | 0 | 0 | 0 | 0 | 0 | 0 | 0 | 0 | 0 | 0 | 0 | 0 | 0 | 0 | 0 | 0 | 0 | 0 | 0 | 0 | 0 | 0 | 0 | 0 | 0 | 0
F4_Commercial_Healthcare_Existing_Space Heating_Natural Gas_Unit Heater_Baseline Forecast | F4 | Commercial | Healthcare | Existing | Space Heating | Natural Gas | Unit Heater | Baseline Forecast | Peak Demand (W) | 0 | 0 | 0 | 0 | 0 | 0 | 0 | 0 | 0 | 0 | 0 | 0 | 0 | 0 | 0 | 0 | 0 | 0 | 0 | 0 | 0 | 0 | 0 | 0 | 0 | 0 | 0 | 0 | 0 | 0 | 0
F5_Commercial_Healthcare_Existing_Space Heating_Natural Gas_Unit Heater_Baseline Forecast | F5 | Commercial | Healthcare | Existing | Space Heating | Natural Gas | Unit Heater | Baseline Forecast | Turnover | 0 | 313.6465 | 894.1778 | 1700.3095 | 2695.6276 | 3848.047 | 5129.3298 | 6514.6563 | 7982.2431 | 9513.0028 | 10828.7395 | 11990.4813 | 13045.2571 | 14028.8403 | 14967.9962 | 15882.3211 | 16785.7421 | 15644.5873 | 14836.5982 | 14316.8062 | 14014.8864 | 13878.818 | 13870.3293 | 13961.3901 | 14131.5277 | 14365.7859 | 14653.1851 | 14693.0416 | 14578.8741 | 14380.9888 | 14147.7816
F6_Commercial_Healthcare_Existing_Space Heating_Natural Gas_Unit Heater_Baseline Forecast | F6 | Commercial | Healthcare | Existing | Space Heating | Natural Gas | Unit Heater | Baseline Forecast | Avg. Replacement Usage | 0.85279 | 0.88707 | 0.88286 | 0.87373 | 0.87373 | 0.78626 | 0.78626 | 0.78626 | 0.78626 | 0.78626 | 0.78626 | 0.78626 | 0.78626 | 0.78626 | 0.78626 | 0.78626 | 0.78626 | 0.78626 | 0.78626 | 0.78626 | 0.78626 | 0.78626 | 0.78626 | 0.78626 | 0.78626 | 0.78626 | 0.78626 | 0.78626 | 0.78626 | 0.78626 | 0.78626
F7_Commercial_Healthcare_Existing_Space Heating_Natural Gas_Unit Heater_Baseline Forecast | F7 | Commercial | Healthcare | Existing | Space Heating | Natural Gas | Unit Heater | Baseline Forecast | Avg. Replacement Demand (S) | 0 | 0 | 0 | 0 | 0 | 0 | 0 | 0 | 0 | 0 | 0 | 0 | 0 | 0 | 0 | 0 | 0 | 0 | 0 | 0 | 0 | 0 | 0 | 0 | 0 | 0 | 0 | 0 | 0 | 0 | 0
F8_Commercial_Healthcare_Existing_Space Heating_Natural Gas_Unit Heater_Baseline Forecast | F8 | Commercial | Healthcare | Existing | Space Heating | Natural Gas | Unit Heater | Baseline Forecast | Avg. Replacement Demand (W) | 0 | 0 | 0 | 0 | 0 | 0 | 0 | 0 | 0 | 0 | 0 | 0 | 0 | 0 | 0 | 0 | 0 | 0 | 0 | 0 | 0 | 0 | 0 | 0 | 0 | 0 | 0 | 0 | 0 | 0 | 0
F1_Commercial_Healthcare_Existing_Water Heating_Natural Gas_Water Heater_Baseline Forecast | F1 | Commercial | Healthcare | Existing | Water Heating | Natural Gas | Water Heater | Baseline Forecast | Units | 2368240.1121 | 2320875.3098 | 2274457.8036 | 2228968.6475 | 2184389.2746 | 2140701.4891 | 2097887.4593 | 2055929.7101 | 2014811.1159 | 1974514.8936 | 1935024.5957 | 1896324.1038 | 1858397.6218 | 1821229.6693 | 1784805.0759 | 1749108.9744 | 1714126.7949 | 1679844.259 | 1646247.3738 | 1613322.4264 | 1581055.9778 | 1549434.8583 | 1518446.1611 | 1488077.2379 | 1458315.6931 | 1429149.3793 | 1400566.3917 | 1372555.0639 | 1345103.9626 | 1318201.8833 | 1291837.8457
F2_Commercial_Healthcare_Existing_Water Heating_Natural Gas_Water Heater_Baseline Forecast | F2 | Commercial | Healthcare | Existing | Water Heating | Natural Gas | Water Heater | Baseline Forecast | Usage (MMtherm) | 2.5974 | 2.6152 | 2.5175 | 2.4086 | 2.3277 | 2.2492 | 2.1736 | 2.069 | 1.9676 | 1.87 | 1.7723 | 1.6754 | 1.5832 | 1.4956 | 1.4121 | 1.3278 | 1.2531 | 1.1865 | 1.1269 | 1.0733 | 1.0248 | 0.98706 | 0.95196 | 0.91927 | 0.88873 | 0.86013 | 0.8333 | 0.80808 | 0.78437 | 0.76197 | 0.74077
F3_Commercial_Healthcare_Existing_Water Heating_Natural Gas_Water Heater_Baseline Forecast | F3 | Commercial | Healthcare | Existing | Water Heating | Natural Gas | Water Heater | Baseline Forecast | Peak Demand (S) | 0 | 0 | 0 | 0 | 0 | 0 | 0 | 0 | 0 | 0 | 0 | 0 | 0 | 0 | 0 | 0 | 0 | 0 | 0 | 0 | 0 | 0 | 0 | 0 | 0 | 0 | 0 | 0 | 0 | 0 | 0
F4_Commercial_Healthcare_Existing_Water Heating_Natural Gas_Water Heater_Baseline Forecast | F4 | Commercial | Healthcare | Existing | Water Heating | Natural Gas | Water Heater | Baseline Forecast | Peak Demand (W) | 0 | 0 | 0 | 0 | 0 | 0 | 0 | 0 | 0 | 0 | 0 | 0 | 0 | 0 | 0 | 0 | 0 | 0 | 0 | 0 | 0 | 0 | 0 | 0 | 0 | 0 | 0 | 0 | 0 | 0 | 0
F5_Commercial_Healthcare_Existing_Water Heating_Natural Gas_Water Heater_Baseline Forecast | F5 | Commercial | Healthcare | Existing | Water Heating | Natural Gas | Water Heater | Baseline Forecast | Turnover | 0 | 70329.5548 | 76441.8325 | 81611.6244 | 85947.261 | 89545.1446 | 92491.0528 | 94861.2998 | 96723.7708 | 98138.8437 | 110887.6316 | 121776.5458 | 119754.8476 | 117728.438 | 115702.3361 | 127575.4212 | 108336.1882 | 92363.4153 | 79049.8282 | 76137.8898 | 74102.7078 | 54088.8271 | 57423.6299 | 61188.5032 | 64244.131 | 66649.2091 | 68513.109 | 71099.4176 | 90630.6889 | 88008.7918 | 84426.4189
F6_Commercial_Healthcare_Existing_Water Heating_Natural Gas_Water Heater_Baseline Forecast | F6 | Commercial | Healthcare | Existing | Water Heating | Natural Gas | Water Heater | Baseline Forecast | Avg. Replacement Usage | 0.846 | 0.88 | 0.87582 | 0.86675 | 0.86674 | 0.86677 | 0.86679 | 0.5276 | 0.52769 | 0.5278 | 0.52791 | 0.52778 | 0.52787 | 0.5276 | 0.52732 | 0.52705 | 0.52704 | 0.52703 | 0.52704 | 0.52702 | 0.52701 | 0.52699 | 0.52698 | 0.52764 | 0.52765 | 0.52766 | 0.52767 | 0.52768 | 0.52769 | 0.5277 | 0.5277
F7_Commercial_Healthcare_Existing_Water Heating_Natural Gas_Water Heater_Baseline Forecast | F7 | Commercial | Healthcare | Existing | Water Heating | Natural Gas | Water Heater | Baseline Forecast | Avg. Replacement Demand (S) | 0 | 0 | 0 | 0 | 0 | 0 | 0 | 0 | 0 | 0 | 0 | 0 | 0 | 0 | 0 | 0 | 0 | 0 | 0 | 0 | 0 | 0 | 0 | 0 | 0 | 0 | 0 | 0 | 0 | 0 | 0
F8_Commercial_Healthcare_Existing_Water Heating_Natural Gas_Water Heater_Baseline Forecast | F8 | Commercial | Healthcare | Existing | Water Heating | Natural Gas | Water Heater | Baseline Forecast | Avg. Replacement Demand (W) | 0 | 0 | 0 | 0 | 0 | 0 | 0 | 0 | 0 | 0 | 0 | 0 | 0 | 0 | 0 | 0 | 0 | 0 | 0 | 0 | 0 | 0 | 0 | 0 | 0 | 0 | 0 | 0 | 0 | 0 | 0
F1_Commercial_Healthcare_Existing_Food Preparation_Natural Gas_Oven_Baseline Forecast | F1 | Commercial | Healthcare | Existing | Food Preparation | Natural Gas | Oven | Baseline Forecast | Units | 283139.4563 | 277476.6672 | 271927.1338 | 266488.5911 | 261158.8193 | 255935.6429 | 250816.9301 | 245800.5915 | 240884.5796 | 236066.888 | 231345.5503 | 226718.6393 | 222184.2665 | 217740.5812 | 213385.7695 | 209118.0541 | 204935.6931 | 200836.9792 | 196820.2396 | 192883.8348 | 189026.1581 | 185245.635 | 181540.7223 | 177909.9078 | 174351.7097 | 170864.6755 | 167447.382 | 164098.4343 | 160816.4656 | 157600.1363 | 154448.1336
F2_Commercial_Healthcare_Existing_Food Preparation_Natural Gas_Oven_Baseline Forecast | F2 | Commercial | Healthcare | Existing | Food Preparation | Natural Gas | Oven | Baseline Forecast | Usage (MMtherm) | 0.011553 | 0.011777 | 0.011486 | 0.01114 | 0.010916 | 0.010698 | 0.010485 | 0.010276 | 0.010072 | 0.0098726 | 0.0096761 | 0.0094831 | 0.0092951 | 0.0091103 | 0.0089286 | 0.0087499 | 0.0085745 | 0.0084024 | 0.0082339 | 0.0080685 | 0.0079063 | 0.0077469 | 0.0075904 | 0.0074431 | 0.0072988 | 0.0071575 | 0.0070192 | 0.0068835 | 0.0067508 | 0.006621 | 0.006494
F3_Commercial_Healthcare_Existing_Food Preparation_Natural Gas_Oven_Baseline Forecast | F3 | Commercial | Healthcare | Existing | Food Preparation | Natural Gas | Oven | Baseline Forecast | Peak Demand (S) | 0 | 0 | 0 | 0 | 0 | 0 | 0 | 0 | 0 | 0 | 0 | 0 | 0 | 0 | 0 | 0 | 0 | 0 | 0 | 0 | 0 | 0 | 0 | 0 | 0 | 0 | 0 | 0 | 0 | 0 | 0
F4_Commercial_Healthcare_Existing_Food Preparation_Natural Gas_Oven_Baseline Forecast | F4 | Commercial | Healthcare | Existing | Food Preparation | Natural Gas | Oven | Baseline Forecast | Peak Demand (W) | 0 | 0 | 0 | 0 | 0 | 0 | 0 | 0 | 0 | 0 | 0 | 0 | 0 | 0 | 0 | 0 | 0 | 0 | 0 | 0 | 0 | 0 | 0 | 0 | 0 | 0 | 0 | 0 | 0 | 0 | 0
F5_Commercial_Healthcare_Existing_Food Preparation_Natural Gas_Oven_Baseline Forecast | F5 | Commercial | Healthcare | Existing | Food Preparation | Natural Gas | Oven | Baseline Forecast | Turnover | 0 | 11099.0667 | 14140.211 | 16415.6972 | 18093.083 | 19303.6899 | 20150.4315 | 20713.9501 | 21057.4285 | 21230.3617 | 18186.9072 | 16273.8121 | 15145.0923 | 14548.4669 | 14301.6341 | 14274.3108 | 16662.4245 | 17080.0804 | 17327.1878 | 17013.5612 | 16419.0583 | 15719.8357 | 15021.3142 | 14381.6018 | 13827.9694 | 13050.3966 | 12697.7526 | 12600.9392 | 12585.7096 | 12562.1771 | 12491.495
F6_Commercial_Healthcare_Existing_Food Preparation_Natural Gas_Oven_Baseline Forecast | F6 | Commercial | Healthcare | Existing | Food Preparation | Natural Gas | Oven | Baseline Forecast | Avg. Replacement Usage | 0.040802 | 0.042432 | 0.042223 | 0.041779 | 0.041768 | 0.04181 | 0.041847 | 0.041866 | 0.041874 | 0.041885 | 0.041858 | 0.041832 | 0.041905 | 0.041873 | 0.041831 | 0.041793 | 0.041791 | 0.041788 | 0.041801 | 0.041792 | 0.041786 | 0.041778 | 0.041767 | 0.042176 | 0.042185 | 0.042192 | 0.0422 | 0.042207 | 0.042214 | 0.04222 | 0.042227
F7_Commercial_Healthcare_Existing_Food Preparation_Natural Gas_Oven_Baseline Forecast | F7 | Commercial | Healthcare | Existing | Food Preparation | Natural Gas | Oven | Baseline Forecast | Avg. Replacement Demand (S) | 0 | 0 | 0 | 0 | 0 | 0 | 0 | 0 | 0 | 0 | 0 | 0 | 0 | 0 | 0 | 0 | 0 | 0 | 0 | 0 | 0 | 0 | 0 | 0 | 0 | 0 | 0 | 0 | 0 | 0 | 0
F8_Commercial_Healthcare_Existing_Food Preparation_Natural Gas_Oven_Baseline Forecast | F8 | Commercial | Healthcare | Existing | Food Preparation | Natural Gas | Oven | Baseline Forecast | Avg. Replacement Demand (W) | 0 | 0 | 0 | 0 | 0 | 0 | 0 | 0 | 0 | 0 | 0 | 0 | 0 | 0 | 0 | 0 | 0 | 0 | 0 | 0 | 0 | 0 | 0 | 0 | 0 | 0 | 0 | 0 | 0 | 0 | 0
F1_Commercial_Healthcare_Existing_Food Preparation_Natural Gas_Conveyor Oven_Baseline Forecast | F1 | Commercial | Healthcare | Existing | Food Preparation | Natural Gas | Conveyor Oven | Baseline Forecast | Units | 141569.7281 | 138738.3336 | 135963.5669 | 133244.2956 | 130579.4097 | 127967.8215 | 125408.465 | 122900.2957 | 120442.2898 | 118033.444 | 115672.7751 | 113359.3196 | 111092.1332 | 108870.2906 | 106692.8848 | 104559.0271 | 102467.8465 | 100418.4896 | 98410.1198 | 96441.9174 | 94513.0791 | 92622.8175 | 90770.3611 | 88954.9539 | 87175.8548 | 85432.3377 | 83723.691 | 82049.2172 | 80408.2328 | 78800.0682 | 77224.0668
F2_Commercial_Healthcare_Existing_Food Preparation_Natural Gas_Conveyor Oven_Baseline Forecast | F2 | Commercial | Healthcare | Existing | Food Preparation | Natural Gas | Conveyor Oven | Baseline Forecast | Usage (MMtherm) | 0.0098838 | 0.010075 | 0.0098271 | 0.0095309 | 0.0093403 | 0.0091535 | 0.0089704 | 0.008791 | 0.0086151 | 0.0084428 | 0.0082738 | 0.0081083 | 0.0079465 | 0.0077881 | 0.0076328 | 0.0074807 | 0.0073316 | 0.0071854 | 0.0070421 | 0.0069016 | 0.0067637 | 0.0066286 | 0.0064962 | 0.0063671 | 0.0062408 | 0.006117 | 0.0059961 | 0.0058778 | 0.0057621 | 0.005649 | 0.0055383
F3_Commercial_Healthcare_Existing_Food Preparation_Natural Gas_Conveyor Oven_Baseline Forecast | F3 | Commercial | Healthcare | Existing | Food Preparation | Natural Gas | Conveyor Oven | Baseline Forecast | Peak Demand (S) | 0 | 0 | 0 | 0 | 0 | 0 | 0 | 0 | 0 | 0 | 0 | 0 | 0 | 0 | 0 | 0 | 0 | 0 | 0 | 0 | 0 | 0 | 0 | 0 | 0 | 0 | 0 | 0 | 0 | 0 | 0
F4_Commercial_Healthcare_Existing_Food Preparation_Natural Gas_Conveyor Oven_Baseline Forecast | F4 | Commercial | Healthcare | Existing | Food Preparation | Natural Gas | Conveyor Oven | Baseline Forecast | Peak Demand (W) | 0 | 0 | 0 | 0 | 0 | 0 | 0 | 0 | 0 | 0 | 0 | 0 | 0 | 0 | 0 | 0 | 0 | 0 | 0 | 0 | 0 | 0 | 0 | 0 | 0 | 0 | 0 | 0 | 0 | 0 | 0
F5_Commercial_Healthcare_Existing_Food Preparation_Natural Gas_Conveyor Oven_Baseline Forecast | F5 | Commercial | Healthcare | Existing | Food Preparation | Natural Gas | Conveyor Oven | Baseline Forecast | Turnover | 0 | 0 | 0 | 0 | 0 | 511.8713 | 1404.5748 | 2575.9902 | 3946.653 | 5454.8448 | 6590.0538 | 7433.7886 | 8049.9329 | 8488.5532 | 8788.8834 | 8981.6651 | 9090.9824 | 7127.3302 | 5587.8269 | 4380.8563 | 3434.5913 | 2766.8178 | 2372.5108 | 2232.9476 | 2321.9466 | 2610.047 | 3088.0407 | 3651.9985 | 4234.1979 | 4792.3277 | 5301.6663
F6_Commercial_Healthcare_Existing_Food Preparation_Natural Gas_Conveyor Oven_Baseline Forecast | F6 | Commercial | Healthcare | Existing | Food Preparation | Natural Gas | Conveyor Oven | Baseline Forecast | Avg. Replacement Usage | 0.069816 | 0.072623 | 0.072282 | 0.071539 | 0.071525 | 0.071534 | 0.071537 | 0.071529 | 0.071512 | 0.071516 | 0.071518 | 0.071521 | 0.071582 | 0.071586 | 0.071586 | 0.071589 | 0.07159 | 0.07159 | 0.0716 | 0.071595 | 0.071593 | 0.071588 | 0.071583 | 0.071925 | 0.071937 | 0.071948 | 0.071959 | 0.071969 | 0.07198 | 0.07199 | 0.072003
F7_Commercial_Healthcare_Existing_Food Preparation_Natural Gas_Conveyor Oven_Baseline Forecast | F7 | Commercial | Healthcare | Existing | Food Preparation | Natural Gas | Conveyor Oven | Baseline Forecast | Avg. Replacement Demand (S) | 0 | 0 | 0 | 0 | 0 | 0 | 0 | 0 | 0 | 0 | 0 | 0 | 0 | 0 | 0 | 0 | 0 | 0 | 0 | 0 | 0 | 0 | 0 | 0 | 0 | 0 | 0 | 0 | 0 | 0 | 0
F8_Commercial_Healthcare_Existing_Food Preparation_Natural Gas_Conveyor Oven_Baseline Forecast | F8 | Commercial | Healthcare | Existing | Food Preparation | Natural Gas | Conveyor Oven | Baseline Forecast | Avg. Replacement Demand (W) | 0 | 0 | 0 | 0 | 0 | 0 | 0 | 0 | 0 | 0 | 0 | 0 | 0 | 0 | 0 | 0 | 0 | 0 | 0 | 0 | 0 | 0 | 0 | 0 | 0 | 0 | 0 | 0 | 0 | 0 | 0
F1_Commercial_Healthcare_Existing_Food Preparation_Natural Gas_Double Rack Oven_Baseline Forecast | F1 | Commercial | Healthcare | Existing | Food Preparation | Natural Gas | Double Rack Oven | Baseline Forecast | Units | 141569.7281 | 138738.3336 | 135963.5669 | 133244.2956 | 130579.4097 | 127967.8215 | 125408.465 | 122900.2957 | 120442.2898 | 118033.444 | 115672.7751 | 113359.3196 | 111092.1332 | 108870.2906 | 106692.8848 | 104559.0271 | 102467.8465 | 100418.4896 | 98410.1198 | 96441.9174 | 94513.0791 | 92622.8175 | 90770.3611 | 88954.9539 | 87175.8548 | 85432.3377 | 83723.691 | 82049.2172 | 80408.2328 | 78800.0682 | 77224.0668
F2_Commercial_Healthcare_Existing_Food Preparation_Natural Gas_Double Rack Oven_Baseline Forecast | F2 | Commercial | Healthcare | Existing | Food Preparation | Natural Gas | Double Rack Oven | Baseline Forecast | Usage (MMtherm) | 0.015015 | 0.015306 | 0.014928 | 0.014478 | 0.014188 | 0.013905 | 0.01363 | 0.013361 | 0.013099 | 0.01284 | 0.012585 | 0.012333 | 0.012089 | 0.011848 | 0.011612 | 0.011381 | 0.011154 | 0.010931 | 0.010713 | 0.010498 | 0.010288 | 0.010081 | 0.0098774 | 0.009698 | 0.009522 | 0.0093497 | 0.0091804 | 0.009014 | 0.0088508 | 0.0086916 | 0.0085362
F3_Commercial_Healthcare_Existing_Food Preparation_Natural Gas_Double Rack Oven_Baseline Forecast | F3 | Commercial | Healthcare | Existing | Food Preparation | Natural Gas | Double Rack Oven | Baseline Forecast | Peak Demand (S) | 0 | 0 | 0 | 0 | 0 | 0 | 0 | 0 | 0 | 0 | 0 | 0 | 0 | 0 | 0 | 0 | 0 | 0 | 0 | 0 | 0 | 0 | 0 | 0 | 0 | 0 | 0 | 0 | 0 | 0 | 0
F4_Commercial_Healthcare_Existing_Food Preparation_Natural Gas_Double Rack Oven_Baseline Forecast | F4 | Commercial | Healthcare | Existing | Food Preparation | Natural Gas | Double Rack Oven | Baseline Forecast | Peak Demand (W) | 0 | 0 | 0 | 0 | 0 | 0 | 0 | 0 | 0 | 0 | 0 | 0 | 0 | 0 | 0 | 0 | 0 | 0 | 0 | 0 | 0 | 0 | 0 | 0 | 0 | 0 | 0 | 0 | 0 | 0 | 0
F5_Commercial_Healthcare_Existing_Food Preparation_Natural Gas_Double Rack Oven_Baseline Forecast | F5 | Commercial | Healthcare | Existing | Food Preparation | Natural Gas | Double Rack Oven | Baseline Forecast | Turnover | 0 | 3083.0741 | 4196.4064 | 5136.0284 | 5924.9337 | 6583.1403 | 7128.074 | 7574.9033 | 7936.8301 | 8225.3436 | 7165.1882 | 6241.6751 | 5930.9353 | 5795.532 | 5778.8058 | 5838.8541 | 5945.0168 | 6660.1438 | 6895.171 | 7078.0369 | 7215.9019 | 7109.1663 | 6838.3519 | 6542.0902 | 6258.3627 | 6007.3053 | 5553.6363 | 5226.7111 | 5188.8444 | 5221.1797 | 5291.108
F6_Commercial_Healthcare_Existing_Food Preparation_Natural Gas_Double Rack Oven_Baseline Forecast | F6 | Commercial | Healthcare | Existing | Food Preparation | Natural Gas | Double Rack Oven | Baseline Forecast | Avg. Replacement Usage | 0.10606 | 0.11026 | 0.10969 | 0.10858 | 0.10857 | 0.10883 | 0.10905 | 0.10918 | 0.10924 | 0.10908 | 0.10888 | 0.10868 | 0.10905 | 0.1088 | 0.10879 | 0.10881 | 0.1088 | 0.10879 | 0.10887 | 0.10882 | 0.10879 | 0.10874 | 0.10868 | 0.11174 | 0.11183 | 0.11191 | 0.11199 | 0.11207 | 0.11214 | 0.11221 | 0.11229
F7_Commercial_Healthcare_Existing_Food Preparation_Natural Gas_Double Rack Oven_Baseline Forecast | F7 | Commercial | Healthcare | Existing | Food Preparation | Natural Gas | Double Rack Oven | Baseline Forecast | Avg. Replacement Demand (S) | 0 | 0 | 0 | 0 | 0 | 0 | 0 | 0 | 0 | 0 | 0 | 0 | 0 | 0 | 0 | 0 | 0 | 0 | 0 | 0 | 0 | 0 | 0 | 0 | 0 | 0 | 0 | 0 | 0 | 0 | 0
F8_Commercial_Healthcare_Existing_Food Preparation_Natural Gas_Double Rack Oven_Baseline Forecast | F8 | Commercial | Healthcare | Existing | Food Preparation | Natural Gas | Double Rack Oven | Baseline Forecast | Avg. Replacement Demand (W) | 0 | 0 | 0 | 0 | 0 | 0 | 0 | 0 | 0 | 0 | 0 | 0 | 0 | 0 | 0 | 0 | 0 | 0 | 0 | 0 | 0 | 0 | 0 | 0 | 0 | 0 | 0 | 0 | 0 | 0 | 0
F1_Commercial_Healthcare_Existing_Food Preparation_Natural Gas_Fryer_Baseline Forecast | F1 | Commercial | Healthcare | Existing | Food Preparation | Natural Gas | Fryer | Baseline Forecast | Units | 162896.6884 | 159638.7546 | 156445.9795 | 153317.0599 | 150250.7187 | 147245.7043 | 144300.7903 | 141414.7745 | 138586.479 | 135814.7494 | 133098.4544 | 130436.4853 | 127827.7556 | 125271.2005 | 122765.7765 | 120310.4609 | 117904.2517 | 115546.1667 | 113235.2434 | 110970.5385 | 108751.1277 | 106576.1052 | 104444.5831 | 102355.6914 | 100308.5776 | 98302.406 | 96336.3579 | 94409.6307 | 92521.4381 | 90671.0094 | 88857.5892
F2_Commercial_Healthcare_Existing_Food Preparation_Natural Gas_Fryer_Baseline Forecast | F2 | Commercial | Healthcare | Existing | Food Preparation | Natural Gas | Fryer | Baseline Forecast | Usage (MMtherm) | 0.010751 | 0.01096 | 0.010689 | 0.010267 | 0.0099552 | 0.0096456 | 0.0093385 | 0.0090346 | 0.0087346 | 0.008424 | 0.0081055 | 0.0077986 | 0.0075158 | 0.0072544 | 0.0069943 | 0.006753 | 0.0065488 | 0.0063562 | 0.0061742 | 0.0060018 | 0.0058382 | 0.0056826 | 0.0055344 | 0.0053929 | 0.0052576 | 0.005128 | 0.0050036 | 0.0048842 | 0.0047692 | 0.0046584 | 0.0045515
F3_Commercial_Healthcare_Existing_Food Preparation_Natural Gas_Fryer_Baseline Forecast | F3 | Commercial | Healthcare | Existing | Food Preparation | Natural Gas | Fryer | Baseline Forecast | Peak Demand (S) | 0 | 0 | 0 | 0 | 0 | 0 | 0 | 0 | 0 | 0 | 0 | 0 | 0 | 0 | 0 | 0 | 0 | 0 | 0 | 0 | 0 | 0 | 0 | 0 | 0 | 0 | 0 | 0 | 0 | 0 | 0
F4_Commercial_Healthcare_Existing_Food Preparation_Natural Gas_Fryer_Baseline Forecast | F4 | Commercial | Healthcare | Existing | Food Preparation | Natural Gas | Fryer | Baseline Forecast | Peak Demand (W) | 0 | 0 | 0 | 0 | 0 | 0 | 0 | 0 | 0 | 0 | 0 | 0 | 0 | 0 | 0 | 0 | 0 | 0 | 0 | 0 | 0 | 0 | 0 | 0 | 0 | 0 | 0 | 0 | 0 | 0 | 0
F5_Commercial_Healthcare_Existing_Food Preparation_Natural Gas_Fryer_Baseline Forecast | F5 | Commercial | Healthcare | Existing | Food Preparation | Natural Gas | Fryer | Baseline Forecast | Turnover | 0 | 4837.538 | 5257.964 | 5613.5623 | 5911.7841 | 6159.2604 | 6361.8913 | 6524.926 | 6653.034 | 7573.4878 | 8360.6038 | 9029.5862 | 8819.2541 | 8616.3731 | 9395.6617 | 9099.8347 | 8821.6967 | 8699.6655 | 8683.944 | 8737.3572 | 8700.6004 | 8599.0922 | 8784.0381 | 8830.3014 | 8776.1272 | 8518.2977 | 8296.2978 | 8312.6261 | 8091.4172 | 7890.4752 | 7783.5152
F6_Commercial_Healthcare_Existing_Food Preparation_Natural Gas_Fryer_Baseline Forecast | F6 | Commercial | Healthcare | Existing | Food Preparation | Natural Gas | Fryer | Baseline Forecast | Avg. Replacement Usage | 0.066001 | 0.068638 | 0.068299 | 0.049678 | 0.049678 | 0.049678 | 0.049678 | 0.049678 | 0.049678 | 0.049678 | 0.049678 | 0.049678 | 0.049678 | 0.049678 | 0.049678 | 0.049678 | 0.049678 | 0.049678 | 0.049678 | 0.049678 | 0.049678 | 0.049678 | 0.049678 | 0.049678 | 0.049678 | 0.049678 | 0.049678 | 0.049678 | 0.049678 | 0.049678 | 0.049678
F7_Commercial_Healthcare_Existing_Food Preparation_Natural Gas_Fryer_Baseline Forecast | F7 | Commercial | Healthcare | Existing | Food Preparation | Natural Gas | Fryer | Baseline Forecast | Avg. Replacement Demand (S) | 0 | 0 | 0 | 0 | 0 | 0 | 0 | 0 | 0 | 0 | 0 | 0 | 0 | 0 | 0 | 0 | 0 | 0 | 0 | 0 | 0 | 0 | 0 | 0 | 0 | 0 | 0 | 0 | 0 | 0 | 0
F8_Commercial_Healthcare_Existing_Food Preparation_Natural Gas_Fryer_Baseline Forecast | F8 | Commercial | Healthcare | Existing | Food Preparation | Natural Gas | Fryer | Baseline Forecast | Avg. Replacement Demand (W) | 0 | 0 | 0 | 0 | 0 | 0 | 0 | 0 | 0 | 0 | 0 | 0 | 0 | 0 | 0 | 0 | 0 | 0 | 0 | 0 | 0 | 0 | 0 | 0 | 0 | 0 | 0 | 0 | 0 | 0 | 0
F1_Commercial_Healthcare_Existing_Food Preparation_Natural Gas_Broiler_Baseline Forecast | F1 | Commercial | Healthcare | Existing | Food Preparation | Natural Gas | Broiler | Baseline Forecast | Units | 89689.2594 | 87895.4743 | 86137.5648 | 84414.8135 | 82726.5172 | 81071.9869 | 79450.5471 | 77861.5362 | 76304.3055 | 74778.2193 | 73282.655 | 71817.0019 | 70380.6618 | 68973.0486 | 67593.5876 | 66241.7159 | 64916.8815 | 63618.5439 | 62346.173 | 61099.2496 | 59877.2646 | 58679.7193 | 57506.1249 | 56356.0024 | 55228.8824 | 54124.3047 | 53041.8186 | 51980.9822 | 50941.3626 | 49922.5353 | 48924.0846
F2_Commercial_Healthcare_Existing_Food Preparation_Natural Gas_Broiler_Baseline Forecast | F2 | Commercial | Healthcare | Existing | Food Preparation | Natural Gas | Broiler | Baseline Forecast | Usage (MMtherm) | 0.0060805 | 0.0061984 | 0.0060455 | 0.0058632 | 0.0057458 | 0.0056311 | 0.0055189 | 0.0054091 | 0.0053017 | 0.0051961 | 0.0050924 | 0.0049906 | 0.0048912 | 0.0047935 | 0.0046978 | 0.004604 | 0.0045121 | 0.0044219 | 0.0043336 | 0.0042469 | 0.0041618 | 0.0040784 | 0.0039966 | 0.0039192 | 0.0038434 | 0.0037692 | 0.0036964 | 0.003625 | 0.0035551 | 0.0034867 | 0.0034198
F3_Commercial_Healthcare_Existing_Food Preparation_Natural Gas_Broiler_Baseline Forecast | F3 | Commercial | Healthcare | Existing | Food Preparation | Natural Gas | Broiler | Baseline Forecast | Peak Demand (S) | 0 | 0 | 0 | 0 | 0 | 0 | 0 | 0 | 0 | 0 | 0 | 0 | 0 | 0 | 0 | 0 | 0 | 0 | 0 | 0 | 0 | 0 | 0 | 0 | 0 | 0 | 0 | 0 | 0 | 0 | 0
F4_Commercial_Healthcare_Existing_Food Preparation_Natural Gas_Broiler_Baseline Forecast | F4 | Commercial | Healthcare | Existing | Food Preparation | Natural Gas | Broiler | Baseline Forecast | Peak Demand (W) | 0 | 0 | 0 | 0 | 0 | 0 | 0 | 0 | 0 | 0 | 0 | 0 | 0 | 0 | 0 | 0 | 0 | 0 | 0 | 0 | 0 | 0 | 0 | 0 | 0 | 0 | 0 | 0 | 0 | 0 | 0
F5_Commercial_Healthcare_Existing_Food Preparation_Natural Gas_Broiler_Baseline Forecast | F5 | Commercial | Healthcare | Existing | Food Preparation | Natural Gas | Broiler | Baseline Forecast | Turnover | 0 | 3255.3879 | 3633.3746 | 3946.6917 | 4203.9932 | 4412.8118 | 4579.7026 | 4710.3699 | 4809.7769 | 4882.2411 | 4252.9744 | 3704.8133 | 3748.6423 | 3801.941 | 3857.6686 | 3911.0003 | 3958.7574 | 4616.6483 | 4598.893 | 4571.8806 | 4537.0351 | 4386.9262 | 4162.2772 | 3976.4655 | 3824.772 | 3702.0918 | 3474.6621 | 3310.9794 | 3393.0046 | 3451.8587 | 3490.3536
F6_Commercial_Healthcare_Existing_Food Preparation_Natural Gas_Broiler_Baseline Forecast | F6 | Commercial | Healthcare | Existing | Food Preparation | Natural Gas | Broiler | Baseline Forecast | Avg. Replacement Usage | 0.067795 | 0.070503 | 0.070156 | 0.069437 | 0.069436 | 0.069501 | 0.069558 | 0.069591 | 0.069604 | 0.069565 | 0.069514 | 0.069464 | 0.069558 | 0.069494 | 0.069491 | 0.069496 | 0.069495 | 0.069492 | 0.069513 | 0.0695 | 0.069491 | 0.069479 | 0.069464 | 0.070186 | 0.070205 | 0.070223 | 0.07024 | 0.070256 | 0.070272 | 0.070288 | 0.070303
F7_Commercial_Healthcare_Existing_Food Preparation_Natural Gas_Broiler_Baseline Forecast | F7 | Commercial | Healthcare | Existing | Food Preparation | Natural Gas | Broiler | Baseline Forecast | Avg. Replacement Demand (S) | 0 | 0 | 0 | 0 | 0 | 0 | 0 | 0 | 0 | 0 | 0 | 0 | 0 | 0 | 0 | 0 | 0 | 0 | 0 | 0 | 0 | 0 | 0 | 0 | 0 | 0 | 0 | 0 | 0 | 0 | 0
F8_Commercial_Healthcare_Existing_Food Preparation_Natural Gas_Broiler_Baseline Forecast | F8 | Commercial | Healthcare | Existing | Food Preparation | Natural Gas | Broiler | Baseline Forecast | Avg. Replacement Demand (W) | 0 | 0 | 0 | 0 | 0 | 0 | 0 | 0 | 0 | 0 | 0 | 0 | 0 | 0 | 0 | 0 | 0 | 0 | 0 | 0 | 0 | 0 | 0 | 0 | 0 | 0 | 0 | 0 | 0 | 0 | 0
F1_Commercial_Healthcare_Existing_Food Preparation_Natural Gas_Griddle_Baseline Forecast | F1 | Commercial | Healthcare | Existing | Food Preparation | Natural Gas | Griddle | Baseline Forecast | Units | 219003.0283 | 214622.9678 | 210330.5084 | 206123.8982 | 202001.4203 | 197961.3919 | 194002.164 | 190122.1207 | 186319.6783 | 182593.2848 | 178941.4191 | 175362.5907 | 171855.3389 | 168418.2321 | 165049.8675 | 161748.8701 | 158513.8927 | 155343.6149 | 152236.7426 | 149192.0077 | 146208.1675 | 143284.0042 | 140418.3241 | 137609.9576 | 134857.7585 | 132160.6033 | 129517.3912 | 126927.0434 | 124388.5025 | 121900.7325 | 119462.7178
F2_Commercial_Healthcare_Existing_Food Preparation_Natural Gas_Griddle_Baseline Forecast | F2 | Commercial | Healthcare | Existing | Food Preparation | Natural Gas | Griddle | Baseline Forecast | Usage (MMtherm) | 0.010553 | 0.010758 | 0.010492 | 0.010176 | 0.0099727 | 0.0097733 | 0.0095779 | 0.0093864 | 0.0091988 | 0.0090149 | 0.0088347 | 0.008658 | 0.0084849 | 0.0083152 | 0.0081489 | 0.007986 | 0.0078263 | 0.0076698 | 0.0075164 | 0.0073661 | 0.0072187 | 0.0070743 | 0.0069328 | 0.0067946 | 0.0066592 | 0.0065265 | 0.0063964 | 0.006269 | 0.0061441 | 0.0060217 | 0.0059018
F3_Commercial_Healthcare_Existing_Food Preparation_Natural Gas_Griddle_Baseline Forecast | F3 | Commercial | Healthcare | Existing | Food Preparation | Natural Gas | Griddle | Baseline Forecast | Peak Demand (S) | 0 | 0 | 0 | 0 | 0 | 0 | 0 | 0 | 0 | 0 | 0 | 0 | 0 | 0 | 0 | 0 | 0 | 0 | 0 | 0 | 0 | 0 | 0 | 0 | 0 | 0 | 0 | 0 | 0 | 0 | 0
F4_Commercial_Healthcare_Existing_Food Preparation_Natural Gas_Griddle_Baseline Forecast | F4 | Commercial | Healthcare | Existing | Food Preparation | Natural Gas | Griddle | Baseline Forecast | Peak Demand (W) | 0 | 0 | 0 | 0 | 0 | 0 | 0 | 0 | 0 | 0 | 0 | 0 | 0 | 0 | 0 | 0 | 0 | 0 | 0 | 0 | 0 | 0 | 0 | 0 | 0 | 0 | 0 | 0 | 0 | 0 | 0
F5_Commercial_Healthcare_Existing_Food Preparation_Natural Gas_Griddle_Baseline Forecast | F5 | Commercial | Healthcare | Existing | Food Preparation | Natural Gas | Griddle | Baseline Forecast | Turnover | 0 | 7948.9988 | 8871.9659 | 9637.0227 | 10265.3011 | 10775.1937 | 11182.7073 | 11501.7705 | 11744.5023 | 11921.445 | 10384.9032 | 9046.4046 | 9153.4261 | 9283.5707 | 9419.6465 | 9549.8715 | 9666.4847 | 11272.9211 | 11229.5663 | 11163.6075 | 11078.5218 | 10711.9865 | 10163.439 | 9709.7244 | 9339.3195 | 9039.7593 | 8484.4218 | 8084.742 | 8285.0309 | 8428.7407 | 8522.7375
F6_Commercial_Healthcare_Existing_Food Preparation_Natural Gas_Griddle_Baseline Forecast | F6 | Commercial | Healthcare | Existing | Food Preparation | Natural Gas | Griddle | Baseline Forecast | Avg. Replacement Usage | 0.048187 | 0.050122 | 0.049884 | 0.049368 | 0.049368 | 0.049373 | 0.049376 | 0.049379 | 0.04938 | 0.049377 | 0.049373 | 0.04937 | 0.049376 | 0.049372 | 0.049372 | 0.049372 | 0.049372 | 0.049372 | 0.049373 | 0.049372 | 0.049372 | 0.049371 | 0.04937 | 0.049424 | 0.049425 | 0.049427 | 0.049428 | 0.04943 | 0.049431 | 0.049432 | 0.049434
F7_Commercial_Healthcare_Existing_Food Preparation_Natural Gas_Griddle_Baseline Forecast | F7 | Commercial | Healthcare | Existing | Food Preparation | Natural Gas | Griddle | Baseline Forecast | Avg. Replacement Demand (S) | 0 | 0 | 0 | 0 | 0 | 0 | 0 | 0 | 0 | 0 | 0 | 0 | 0 | 0 | 0 | 0 | 0 | 0 | 0 | 0 | 0 | 0 | 0 | 0 | 0 | 0 | 0 | 0 | 0 | 0 | 0
F8_Commercial_Healthcare_Existing_Food Preparation_Natural Gas_Griddle_Baseline Forecast | F8 | Commercial | Healthcare | Existing | Food Preparation | Natural Gas | Griddle | Baseline Forecast | Avg. Replacement Demand (W) | 0 | 0 | 0 | 0 | 0 | 0 | 0 | 0 | 0 | 0 | 0 | 0 | 0 | 0 | 0 | 0 | 0 | 0 | 0 | 0 | 0 | 0 | 0 | 0 | 0 | 0 | 0 | 0 | 0 | 0 | 0
F1_Commercial_Healthcare_Existing_Food Preparation_Natural Gas_Range_Baseline Forecast | F1 | Commercial | Healthcare | Existing | Food Preparation | Natural Gas | Range | Baseline Forecast | Units | 1280587.2697 | 1254975.5243 | 1229876.0138 | 1205278.4935 | 1181172.9237 | 1157549.4652 | 1134398.4759 | 1111710.5064 | 1089476.2962 | 1067686.7703 | 1046333.0349 | 1025406.3742 | 1004898.2467 | 984800.2818 | 965104.2761 | 945802.1906 | 926886.1468 | 908348.4239 | 890181.4554 | 872377.8263 | 854930.2698 | 837831.6644 | 821075.0311 | 804653.5305 | 788560.4599 | 772789.2507 | 757333.4656 | 742186.7963 | 727343.0604 | 712796.1992 | 698540.2752
F2_Commercial_Healthcare_Existing_Food Preparation_Natural Gas_Range_Baseline Forecast | F2 | Commercial | Healthcare | Existing | Food Preparation | Natural Gas | Range | Baseline Forecast | Usage (MMtherm) | 0.064009 | 0.06525 | 0.063641 | 0.061722 | 0.060486 | 0.059276 | 0.058092 | 0.056932 | 0.055796 | 0.054683 | 0.053593 | 0.052523 | 0.051476 | 0.05045 | 0.049442 | 0.048452 | 0.047482 | 0.046531 | 0.045599 | 0.044684 | 0.043788 | 0.042908 | 0.042046 | 0.041217 | 0.040404 | 0.039609 | 0.038829 | 0.038066 | 0.037319 | 0.036588 | 0.035872
F3_Commercial_Healthcare_Existing_Food Preparation_Natural Gas_Range_Baseline Forecast | F3 | Commercial | Healthcare | Existing | Food Preparation | Natural Gas | Range | Baseline Forecast | Peak Demand (S) | 0 | 0 | 0 | 0 | 0 | 0 | 0 | 0 | 0 | 0 | 0 | 0 | 0 | 0 | 0 | 0 | 0 | 0 | 0 | 0 | 0 | 0 | 0 | 0 | 0 | 0 | 0 | 0 | 0 | 0 | 0
F4_Commercial_Healthcare_Existing_Food Preparation_Natural Gas_Range_Baseline Forecast | F4 | Commercial | Healthcare | Existing | Food Preparation | Natural Gas | Range | Baseline Forecast | Peak Demand (W) | 0 | 0 | 0 | 0 | 0 | 0 | 0 | 0 | 0 | 0 | 0 | 0 | 0 | 0 | 0 | 0 | 0 | 0 | 0 | 0 | 0 | 0 | 0 | 0 | 0 | 0 | 0 | 0 | 0 | 0 | 0
F5_Commercial_Healthcare_Existing_Food Preparation_Natural Gas_Range_Baseline Forecast | F5 | Commercial | Healthcare | Existing | Food Preparation | Natural Gas | Range | Baseline Forecast | Turnover | 0 | 50199.021 | 63953.5527 | 74245.1552 | 81831.6602 | 87307.0109 | 91136.666 | 93685.3563 | 95238.8453 | 96020.9901 | 83651.1205 | 76246.7048 | 72157.7629 | 70217.0789 | 69608.5948 | 79687.5914 | 81012.7946 | 81680.9994 | 81841.5327 | 79517.6113 | 76157.4805 | 72603.3697 | 69306.7944 | 66474.5644 | 63339.507 | 62034.7111 | 61748.9313 | 61959.9079 | 61993.3257 | 63568.2683 | 62520.7784
F6_Commercial_Healthcare_Existing_Food Preparation_Natural Gas_Range_Baseline Forecast | F6 | Commercial | Healthcare | Existing | Food Preparation | Natural Gas | Range | Baseline Forecast | Avg. Replacement Usage | 0.049984 | 0.051987 | 0.051736 | 0.051197 | 0.05119 | 0.05121 | 0.051226 | 0.051235 | 0.051239 | 0.051244 | 0.051247 | 0.051232 | 0.051265 | 0.051245 | 0.051221 | 0.051199 | 0.051199 | 0.051197 | 0.051203 | 0.051199 | 0.051196 | 0.051192 | 0.051187 | 0.051411 | 0.051416 | 0.051422 | 0.051427 | 0.051432 | 0.051436 | 0.051441 | 0.051446
F7_Commercial_Healthcare_Existing_Food Preparation_Natural Gas_Range_Baseline Forecast | F7 | Commercial | Healthcare | Existing | Food Preparation | Natural Gas | Range | Baseline Forecast | Avg. Replacement Demand (S) | 0 | 0 | 0 | 0 | 0 | 0 | 0 | 0 | 0 | 0 | 0 | 0 | 0 | 0 | 0 | 0 | 0 | 0 | 0 | 0 | 0 | 0 | 0 | 0 | 0 | 0 | 0 | 0 | 0 | 0 | 0
F8_Commercial_Healthcare_Existing_Food Preparation_Natural Gas_Range_Baseline Forecast | F8 | Commercial | Healthcare | Existing | Food Preparation | Natural Gas | Range | Baseline Forecast | Avg. Replacement Demand (W) | 0 | 0 | 0 | 0 | 0 | 0 | 0 | 0 | 0 | 0 | 0 | 0 | 0 | 0 | 0 | 0 | 0 | 0 | 0 | 0 | 0 | 0 | 0 | 0 | 0 | 0 | 0 | 0 | 0 | 0 | 0
F1_Commercial_Healthcare_Existing_Food Preparation_Natural Gas_Steamer_Baseline Forecast | F1 | Commercial | Healthcare | Existing | Food Preparation | Natural Gas | Steamer | Baseline Forecast | Units | 185932.3054 | 182213.6592 | 178569.3861 | 174997.9983 | 171498.0384 | 168068.0776 | 164706.7161 | 161412.5817 | 158184.3301 | 155020.6435 | 151920.2306 | 148881.826 | 145904.1895 | 142986.1057 | 140126.3836 | 137323.8559 | 134577.3788 | 131885.8312 | 129248.1146 | 126663.1523 | 124129.8893 | 121647.2915 | 119214.3456 | 116830.0587 | 114493.4576 | 112203.5884 | 109959.5166 | 107760.3263 | 105605.1198 | 103493.0174 | 101423.157
F2_Commercial_Healthcare_Existing_Food Preparation_Natural Gas_Steamer_Baseline Forecast | F2 | Commercial | Healthcare | Existing | Food Preparation | Natural Gas | Steamer | Baseline Forecast | Usage (MMtherm) | 0.015522 | 0.015822 | 0.01543 | 0.014507 | 0.013729 | 0.012942 | 0.012151 | 0.011361 | 0.010576 | 0.0097974 | 0.0090727 | 0.0083918 | 0.0077888 | 0.007254 | 0.0067787 | 0.0063555 | 0.0059778 | 0.00564 | 0.005337 | 0.0049839 | 0.0046588 | 0.0044574 | 0.0042739 | 0.0041063 | 0.0039527 | 0.0038113 | 0.0036808 | 0.0035599 | 0.0034475 | 0.0033426 | 0.0032445
F3_Commercial_Healthcare_Existing_Food Preparation_Natural Gas_Steamer_Baseline Forecast | F3 | Commercial | Healthcare | Existing | Food Preparation | Natural Gas | Steamer | Baseline Forecast | Peak Demand (S) | 0 | 0 | 0 | 0 | 0 | 0 | 0 | 0 | 0 | 0 | 0 | 0 | 0 | 0 | 0 | 0 | 0 | 0 | 0 | 0 | 0 | 0 | 0 | 0 | 0 | 0 | 0 | 0 | 0 | 0 | 0
F4_Commercial_Healthcare_Existing_Food Preparation_Natural Gas_Steamer_Baseline Forecast | F4 | Commercial | Healthcare | Existing | Food Preparation | Natural Gas | Steamer | Baseline Forecast | Peak Demand (W) | 0 | 0 | 0 | 0 | 0 | 0 | 0 | 0 | 0 | 0 | 0 | 0 | 0 | 0 | 0 | 0 | 0 | 0 | 0 | 0 | 0 | 0 | 0 | 0 | 0 | 0 | 0 | 0 | 0 | 0 | 0
F5_Commercial_Healthcare_Existing_Food Preparation_Natural Gas_Steamer_Baseline Forecast | F5 | Commercial | Healthcare | Existing | Food Preparation | Natural Gas | Steamer | Baseline Forecast | Turnover | 0 | 6748.654 | 7532.2478 | 8181.7766 | 8715.1813 | 9148.0771 | 9494.0538 | 9764.9367 | 9971.0146 | 10121.2379 | 9441.909 | 8922.729 | 8530.637 | 8238.4952 | 8024.1102 | 7869.4078 | 7759.739 | 7683.2961 | 7630.6223 | 8966.451 | 8833.9969 | 8656.9481 | 8453.5781 | 8237.3281 | 8017.8661 | 7801.937 | 7594.0445 | 7396.9932 | 7172.1546 | 6995.3987 | 6850.0053
F6_Commercial_Healthcare_Existing_Food Preparation_Natural Gas_Steamer_Baseline Forecast | F6 | Commercial | Healthcare | Existing | Food Preparation | Natural Gas | Steamer | Baseline Forecast | Avg. Replacement Usage | 0.083482 | 0.086703 | 0.086215 | 0.029524 | 0.029524 | 0.029524 | 0.029524 | 0.029524 | 0.029524 | 0.029524 | 0.029524 | 0.029524 | 0.029524 | 0.029524 | 0.029524 | 0.029524 | 0.029524 | 0.029524 | 0.029524 | 0.029524 | 0.029524 | 0.029524 | 0.029524 | 0.029524 | 0.029524 | 0.029524 | 0.029524 | 0.029524 | 0.029524 | 0.029524 | 0.029524
F7_Commercial_Healthcare_Existing_Food Preparation_Natural Gas_Steamer_Baseline Forecast | F7 | Commercial | Healthcare | Existing | Food Preparation | Natural Gas | Steamer | Baseline Forecast | Avg. Replacement Demand (S) | 0 | 0 | 0 | 0 | 0 | 0 | 0 | 0 | 0 | 0 | 0 | 0 | 0 | 0 | 0 | 0 | 0 | 0 | 0 | 0 | 0 | 0 | 0 | 0 | 0 | 0 | 0 | 0 | 0 | 0 | 0
F8_Commercial_Healthcare_Existing_Food Preparation_Natural Gas_Steamer_Baseline Forecast | F8 | Commercial | Healthcare | Existing | Food Preparation | Natural Gas | Steamer | Baseline Forecast | Avg. Replacement Demand (W) | 0 | 0 | 0 | 0 | 0 | 0 | 0 | 0 | 0 | 0 | 0 | 0 | 0 | 0 | 0 | 0 | 0 | 0 | 0 | 0 | 0 | 0 | 0 | 0 | 0 | 0 | 0 | 0 | 0 | 0 | 0
F1_Commercial_Healthcare_Existing_Food Preparation_Natural Gas_Food Prep Other_Baseline Forecast | F1 | Commercial | Healthcare | Existing | Food Preparation | Natural Gas | Food Prep Other | Baseline Forecast | Units | 185932.3054 | 182213.6592 | 178569.3861 | 174997.9983 | 171498.0384 | 168068.0776 | 164706.7161 | 161412.5817 | 158184.3301 | 155020.6435 | 151920.2306 | 148881.826 | 145904.1895 | 142986.1057 | 140126.3836 | 137323.8559 | 134577.3788 | 131885.8312 | 129248.1146 | 126663.1523 | 124129.8893 | 121647.2915 | 119214.3456 | 116830.0587 | 114493.4576 | 112203.5884 | 109959.5166 | 107760.3263 | 105605.1198 | 103493.0174 | 101423.157
F2_Commercial_Healthcare_Existing_Food Preparation_Natural Gas_Food Prep Other_Baseline Forecast | F2 | Commercial | Healthcare | Existing | Food Preparation | Natural Gas | Food Prep Other | Baseline Forecast | Usage (MMtherm) | 0.01104 | 0.011254 | 0.010976 | 0.010646 | 0.010433 | 0.010224 | 0.01002 | 0.0098192 | 0.0096228 | 0.0094304 | 0.0092418 | 0.0090569 | 0.0088758 | 0.0086983 | 0.0085243 | 0.0083538 | 0.0081867 | 0.008023 | 0.0078626 | 0.0077053 | 0.0075512 | 0.0074002 | 0.0072522 | 0.0071071 | 0.006965 | 0.0068257 | 0.0066892 | 0.0065554 | 0.0064243 | 0.0062958 | 0.0061699
F3_Commercial_Healthcare_Existing_Food Preparation_Natural Gas_Food Prep Other_Baseline Forecast | F3 | Commercial | Healthcare | Existing | Food Preparation | Natural Gas | Food Prep Other | Baseline Forecast | Peak Demand (S) | 0 | 0 | 0 | 0 | 0 | 0 | 0 | 0 | 0 | 0 | 0 | 0 | 0 | 0 | 0 | 0 | 0 | 0 | 0 | 0 | 0 | 0 | 0 | 0 | 0 | 0 | 0 | 0 | 0 | 0 | 0
F4_Commercial_Healthcare_Existing_Food Preparation_Natural Gas_Food Prep Other_Baseline Forecast | F4 | Commercial | Healthcare | Existing | Food Preparation | Natural Gas | Food Prep Other | Baseline Forecast | Peak Demand (W) | 0 | 0 | 0 | 0 | 0 | 0 | 0 | 0 | 0 | 0 | 0 | 0 | 0 | 0 | 0 | 0 | 0 | 0 | 0 | 0 | 0 | 0 | 0 | 0 | 0 | 0 | 0 | 0 | 0 | 0 | 0
F5_Commercial_Healthcare_Existing_Food Preparation_Natural Gas_Food Prep Other_Baseline Forecast | F5 | Commercial | Healthcare | Existing | Food Preparation | Natural Gas | Food Prep Other | Baseline Forecast | Turnover | 0 | 7288.5464 | 9285.6081 | 10779.8767 | 11881.3841 | 12676.3667 | 13232.4058 | 13602.4578 | 13828.0135 | 13941.5755 | 12145.557 | 11070.4877 | 10476.802 | 10195.0282 | 10106.6806 | 11570.0803 | 11762.4906 | 11859.5092 | 11882.8175 | 11545.4004 | 11057.5329 | 10541.5009 | 10062.8613 | 9651.6413 | 9196.4529 | 9007.0057 | 8965.5125 | 8996.1448 | 9000.9968 | 9229.6675 | 9077.5793
F6_Commercial_Healthcare_Existing_Food Preparation_Natural Gas_Food Prep Other_Baseline Forecast | F6 | Commercial | Healthcare | Existing | Food Preparation | Natural Gas | Food Prep Other | Baseline Forecast | Avg. Replacement Usage | 0.059375 | 0.061762 | 0.061469 | 0.060833 | 0.060833 | 0.060833 | 0.060833 | 0.060833 | 0.060833 | 0.060833 | 0.060833 | 0.060833 | 0.060833 | 0.060833 | 0.060833 | 0.060833 | 0.060833 | 0.060833 | 0.060833 | 0.060833 | 0.060833 | 0.060833 | 0.060833 | 0.060833 | 0.060833 | 0.060833 | 0.060833 | 0.060833 | 0.060833 | 0.060833 | 0.060833
F7_Commercial_Healthcare_Existing_Food Preparation_Natural Gas_Food Prep Other_Baseline Forecast | F7 | Commercial | Healthcare | Existing | Food Preparation | Natural Gas | Food Prep Other | Baseline Forecast | Avg. Replacement Demand (S) | 0 | 0 | 0 | 0 | 0 | 0 | 0 | 0 | 0 | 0 | 0 | 0 | 0 | 0 | 0 | 0 | 0 | 0 | 0 | 0 | 0 | 0 | 0 | 0 | 0 | 0 | 0 | 0 | 0 | 0 | 0
F8_Commercial_Healthcare_Existing_Food Preparation_Natural Gas_Food Prep Other_Baseline Forecast | F8 | Commercial | Healthcare | Existing | Food Preparation | Natural Gas | Food Prep Other | Baseline Forecast | Avg. Replacement Demand (W) | 0 | 0 | 0 | 0 | 0 | 0 | 0 | 0 | 0 | 0 | 0 | 0 | 0 | 0 | 0 | 0 | 0 | 0 | 0 | 0 | 0 | 0 | 0 | 0 | 0 | 0 | 0 | 0 | 0 | 0 | 0
F1_Commercial_Healthcare_Existing_Miscellaneous_Natural Gas_Pool Heater_Baseline Forecast | F1 | Commercial | Healthcare | Existing | Miscellaneous | Natural Gas | Pool Heater | Baseline Forecast | Units | 50433.3355 | 49424.6688 | 48436.1754 | 47467.4519 | 46518.1028 | 45587.7408 | 44675.986 | 43782.4662 | 42906.8169 | 42048.6806 | 41207.707 | 40383.5528 | 39575.8818 | 38784.3641 | 38008.6769 | 37248.5033 | 36503.5333 | 35773.4626 | 35057.9933 | 34356.8335 | 33669.6968 | 32996.3029 | 32336.3768 | 31689.6493 | 31055.8563 | 30434.7392 | 29826.0444 | 29229.5235 | 28644.933 | 28072.0344 | 27510.5937
F2_Commercial_Healthcare_Existing_Miscellaneous_Natural Gas_Pool Heater_Baseline Forecast | F2 | Commercial | Healthcare | Existing | Miscellaneous | Natural Gas | Pool Heater | Baseline Forecast | Usage (MMtherm) | 0.0003295 | 0.00033589 | 0.0003276 | 0.00031773 | 0.00031137 | 0.00030514 | 0.00029904 | 0.00029306 | 0.0002872 | 0.00028145 | 0.00027583 | 0.00027031 | 0.00026493 | 0.00025965 | 0.00025447 | 0.0002494 | 0.00024441 | 0.00023952 | 0.00023471 | 0.00023 | 0.00022538 | 0.00022085 | 0.00021641 | 0.0002121 | 0.00020789 | 0.00020377 | 0.00019973 | 0.00019577 | 0.00019189 | 0.00018808 | 0.00018434
F3_Commercial_Healthcare_Existing_Miscellaneous_Natural Gas_Pool Heater_Baseline Forecast | F3 | Commercial | Healthcare | Existing | Miscellaneous | Natural Gas | Pool Heater | Baseline Forecast | Peak Demand (S) | 0 | 0 | 0 | 0 | 0 | 0 | 0 | 0 | 0 | 0 | 0 | 0 | 0 | 0 | 0 | 0 | 0 | 0 | 0 | 0 | 0 | 0 | 0 | 0 | 0 | 0 | 0 | 0 | 0 | 0 | 0
F4_Commercial_Healthcare_Existing_Miscellaneous_Natural Gas_Pool Heater_Baseline Forecast | F4 | Commercial | Healthcare | Existing | Miscellaneous | Natural Gas | Pool Heater | Baseline Forecast | Peak Demand (W) | 0 | 0 | 0 | 0 | 0 | 0 | 0 | 0 | 0 | 0 | 0 | 0 | 0 | 0 | 0 | 0 | 0 | 0 | 0 | 0 | 0 | 0 | 0 | 0 | 0 | 0 | 0 | 0 | 0 | 0 | 0
F5_Commercial_Healthcare_Existing_Miscellaneous_Natural Gas_Pool Heater_Baseline Forecast | F5 | Commercial | Healthcare | Existing | Miscellaneous | Natural Gas | Pool Heater | Baseline Forecast | Turnover | 0 | 5930.9603 | 5618.5963 | 5354.3286 | 5128.1557 | 4932.2289 | 4939.0911 | 4888.0006 | 4800.1703 | 4690.4228 | 4568.9603 | 5745.3311 | 5346.5143 | 5026.9273 | 4763.5579 | 4540.6274 | 4621.1153 | 4599.7346 | 4517.1076 | 4399.6443 | 4264.2714 | 4450.1535 | 4259.6686 | 4110.6526 | 3983.2608 | 3866.4457 | 3872.5017 | 3821.3384 | 3741.0766 | 3647.3054 | 3548.3312
F6_Commercial_Healthcare_Existing_Miscellaneous_Natural Gas_Pool Heater_Baseline Forecast | F6 | Commercial | Healthcare | Existing | Miscellaneous | Natural Gas | Pool Heater | Baseline Forecast | Avg. Replacement Usage | 0.0065333 | 0.0067956 | 0.0067632 | 0.0066932 | 0.0066928 | 0.0066934 | 0.0066939 | 0.0066939 | 0.0066936 | 0.0066937 | 0.0066938 | 0.0066939 | 0.0066971 | 0.0066974 | 0.0066975 | 0.0066961 | 0.0066946 | 0.0066932 | 0.0066922 | 0.0066909 | 0.0066907 | 0.0066905 | 0.0066903 | 0.0067011 | 0.0067014 | 0.0067016 | 0.0067018 | 0.006702 | 0.0067023 | 0.0067025 | 0.0067027
F7_Commercial_Healthcare_Existing_Miscellaneous_Natural Gas_Pool Heater_Baseline Forecast | F7 | Commercial | Healthcare | Existing | Miscellaneous | Natural Gas | Pool Heater | Baseline Forecast | Avg. Replacement Demand (S) | 0 | 0 | 0 | 0 | 0 | 0 | 0 | 0 | 0 | 0 | 0 | 0 | 0 | 0 | 0 | 0 | 0 | 0 | 0 | 0 | 0 | 0 | 0 | 0 | 0 | 0 | 0 | 0 | 0 | 0 | 0
F8_Commercial_Healthcare_Existing_Miscellaneous_Natural Gas_Pool Heater_Baseline Forecast | F8 | Commercial | Healthcare | Existing | Miscellaneous | Natural Gas | Pool Heater | Baseline Forecast | Avg. Replacement Demand (W) | 0 | 0 | 0 | 0 | 0 | 0 | 0 | 0 | 0 | 0 | 0 | 0 | 0 | 0 | 0 | 0 | 0 | 0 | 0 | 0 | 0 | 0 | 0 | 0 | 0 | 0 | 0 | 0 | 0 | 0 | 0
F1_Commercial_Healthcare_Existing_Miscellaneous_Natural Gas_Miscellaneous_Baseline Forecast | F1 | Commercial | Healthcare | Existing | Miscellaneous | Natural Gas | Miscellaneous | Baseline Forecast | Units | 3577654.1729 | 3506101.0895 | 3435979.0677 | 3367259.4863 | 3299914.2966 | 3233916.0107 | 3169237.6905 | 3105852.9366 | 3043735.8779 | 2982861.1604 | 2923203.9371 | 2864739.8584 | 2807445.0612 | 2751296.16 | 2696270.2368 | 2642344.8321 | 2589497.9354 | 2537707.9767 | 2486953.8172 | 2437214.7408 | 2388470.446 | 2340701.0371 | 2293887.0164 | 2248009.276 | 2203049.0905 | 2158988.1087 | 2115808.3465 | 2073492.1796 | 2032022.336 | 1991381.8893 | 1951554.2515
F2_Commercial_Healthcare_Existing_Miscellaneous_Natural Gas_Miscellaneous_Baseline Forecast | F2 | Commercial | Healthcare | Existing | Miscellaneous | Natural Gas | Miscellaneous | Baseline Forecast | Usage (MMtherm) | 0.019176 | 0.019548 | 0.019066 | 0.018492 | 0.018122 | 0.01776 | 0.017404 | 0.017056 | 0.016715 | 0.016381 | 0.016053 | 0.015732 | 0.015418 | 0.015109 | 0.014807 | 0.014511 | 0.014221 | 0.013936 | 0.013657 | 0.013384 | 0.013117 | 0.012854 | 0.012597 | 0.012345 | 0.012098 | 0.011856 | 0.011619 | 0.011387 | 0.011159 | 0.010936 | 0.010717
F3_Commercial_Healthcare_Existing_Miscellaneous_Natural Gas_Miscellaneous_Baseline Forecast | F3 | Commercial | Healthcare | Existing | Miscellaneous | Natural Gas | Miscellaneous | Baseline Forecast | Peak Demand (S) | 0 | 0 | 0 | 0 | 0 | 0 | 0 | 0 | 0 | 0 | 0 | 0 | 0 | 0 | 0 | 0 | 0 | 0 | 0 | 0 | 0 | 0 | 0 | 0 | 0 | 0 | 0 | 0 | 0 | 0 | 0
F4_Commercial_Healthcare_Existing_Miscellaneous_Natural Gas_Miscellaneous_Baseline Forecast | F4 | Commercial | Healthcare | Existing | Miscellaneous | Natural Gas | Miscellaneous | Baseline Forecast | Peak Demand (W) | 0 | 0 | 0 | 0 | 0 | 0 | 0 | 0 | 0 | 0 | 0 | 0 | 0 | 0 | 0 | 0 | 0 | 0 | 0 | 0 | 0 | 0 | 0 | 0 | 0 | 0 | 0 | 0 | 0 | 0 | 0
F5_Commercial_Healthcare_Existing_Miscellaneous_Natural Gas_Miscellaneous_Baseline Forecast | F5 | Commercial | Healthcare | Existing | Miscellaneous | Natural Gas | Miscellaneous | Baseline Forecast | Turnover | 0 | 300522.9505 | 350610.1089 | 390719.9054 | 368611.8344 | 356775.5737 | 352226.1175 | 345432.0115 | 338133.5062 | 331391.0601 | 324813.897 | 389850.2475 | 385386.3234 | 378615.5523 | 367052.0169 | 359078.4922 | 353148.7024 | 346056.8702 | 338875.2174 | 332142.9591 | 325541.5678 | 336047.7812 | 327732.2231 | 319289.1361 | 312436.3639 | 306361.5402 | 300572.0326 | 294482.5812 | 288495.4971 | 282760.7021 | 277123.8115
F6_Commercial_Healthcare_Existing_Miscellaneous_Natural Gas_Miscellaneous_Baseline Forecast | F6 | Commercial | Healthcare | Existing | Miscellaneous | Natural Gas | Miscellaneous | Baseline Forecast | Avg. Replacement Usage | 0.0053601 | 0.0055755 | 0.005549 | 0.0054916 | 0.0054916 | 0.0054916 | 0.0054916 | 0.0054916 | 0.0054916 | 0.0054916 | 0.0054916 | 0.0054916 | 0.0054916 | 0.0054916 | 0.0054916 | 0.0054916 | 0.0054916 | 0.0054916 | 0.0054916 | 0.0054916 | 0.0054916 | 0.0054916 | 0.0054916 | 0.0054916 | 0.0054916 | 0.0054916 | 0.0054916 | 0.0054916 | 0.0054916 | 0.0054916 | 0.0054916
F7_Commercial_Healthcare_Existing_Miscellaneous_Natural Gas_Miscellaneous_Baseline Forecast | F7 | Commercial | Healthcare | Existing | Miscellaneous | Natural Gas | Miscellaneous | Baseline Forecast | Avg. Replacement Demand (S) | 0 | 0 | 0 | 0 | 0 | 0 | 0 | 0 | 0 | 0 | 0 | 0 | 0 | 0 | 0 | 0 | 0 | 0 | 0 | 0 | 0 | 0 | 0 | 0 | 0 | 0 | 0 | 0 | 0 | 0 | 0
F8_Commercial_Healthcare_Existing_Miscellaneous_Natural Gas_Miscellaneous_Baseline Forecast | F8 | Commercial | Healthcare | Existing | Miscellaneous | Natural Gas | Miscellaneous | Baseline Forecast | Avg. Replacement Demand (W) | 0 | 0 | 0 | 0 | 0 | 0 | 0 | 0 | 0 | 0 | 0 | 0 | 0 | 0 | 0 | 0 | 0 | 0 | 0 | 0 | 0 | 0 | 0 | 0 | 0 | 0 | 0 | 0 | 0 | 0 | 0
F1_Commercial_Healthcare_New_Space Heating_Natural Gas_Furnace_Baseline Forecast | F1 | Commercial | Healthcare | New | Space Heating | Natural Gas | Furnace | Baseline Forecast | Units | 0 | 0 | 0 | 0 | 0 | 0 | 0 | 0 | 0 | 0 | 0 | 0 | 0 | 0 | 0 | 0 | 0 | 0 | 0 | 0 | 0 | 0 | 0 | 0 | 0 | 0 | 0 | 0 | 0 | 0 | 0
F2_Commercial_Healthcare_New_Space Heating_Natural Gas_Furnace_Baseline Forecast | F2 | Commercial | Healthcare | New | Space Heating | Natural Gas | Furnace | Baseline Forecast | Usage (MMtherm) | 0 | 0 | 0 | 0 | 0 | 0 | 0 | 0 | 0 | 0 | 0 | 0 | 0 | 0 | 0 | 0 | 0 | 0 | 0 | 0 | 0 | 0 | 0 | 0 | 0 | 0 | 0 | 0 | 0 | 0 | 0
F3_Commercial_Healthcare_New_Space Heating_Natural Gas_Furnace_Baseline Forecast | F3 | Commercial | Healthcare | New | Space Heating | Natural Gas | Furnace | Baseline Forecast | Peak Demand (S) | 0 | 0 | 0 | 0 | 0 | 0 | 0 | 0 | 0 | 0 | 0 | 0 | 0 | 0 | 0 | 0 | 0 | 0 | 0 | 0 | 0 | 0 | 0 | 0 | 0 | 0 | 0 | 0 | 0 | 0 | 0
F4_Commercial_Healthcare_New_Space Heating_Natural Gas_Furnace_Baseline Forecast | F4 | Commercial | Healthcare | New | Space Heating | Natural Gas | Furnace | Baseline Forecast | Peak Demand (W) | 0 | 0 | 0 | 0 | 0 | 0 | 0 | 0 | 0 | 0 | 0 | 0 | 0 | 0 | 0 | 0 | 0 | 0 | 0 | 0 | 0 | 0 | 0 | 0 | 0 | 0 | 0 | 0 | 0 | 0 | 0
F5_Commercial_Healthcare_New_Space Heating_Natural Gas_Furnace_Baseline Forecast | F5 | Commercial | Healthcare | New | Space Heating | Natural Gas | Furnace | Baseline Forecast | Turnover | 0 | 0 | 0 | 0 | 0 | 0 | 0 | 0 | 0 | 0 | 0 | 0 | 0 | 0 | 0 | 0 | 0 | 0 | 0 | 0 | 0 | 0 | 0 | 0 | 0 | 0 | 0 | 0 | 0 | 0 | 0
F6_Commercial_Healthcare_New_Space Heating_Natural Gas_Furnace_Baseline Forecast | F6 | Commercial | Healthcare | New | Space Heating | Natural Gas | Furnace | Baseline Forecast | Avg. Replacement Usage | 0.63293 | 0.65837 | 0.65525 | 0.64847 | 0.64847 | 0.57008 | 0.57008 | 0.50123 | 0.5013 | 0.50141 | 0.50146 | 0.50154 | 0.50282 | 0.50291 | 0.50292 | 0.50301 | 0.50304 | 0.50305 | 0.50326 | 0.50319 | 0.50316 | 0.50311 | 0.50303 | 0.50849 | 0.50871 | 0.50893 | 0.50916 | 0.50941 | 0.50968 | 0.50996 | 0.51026
F7_Commercial_Healthcare_New_Space Heating_Natural Gas_Furnace_Baseline Forecast | F7 | Commercial | Healthcare | New | Space Heating | Natural Gas | Furnace | Baseline Forecast | Avg. Replacement Demand (S) | 0 | 0 | 0 | 0 | 0 | 0 | 0 | 0 | 0 | 0 | 0 | 0 | 0 | 0 | 0 | 0 | 0 | 0 | 0 | 0 | 0 | 0 | 0 | 0 | 0 | 0 | 0 | 0 | 0 | 0 | 0
F8_Commercial_Healthcare_New_Space Heating_Natural Gas_Furnace_Baseline Forecast | F8 | Commercial | Healthcare | New | Space Heating | Natural Gas | Furnace | Baseline Forecast | Avg. Replacement Demand (W) | 0 | 0 | 0 | 0 | 0 | 0 | 0 | 0 | 0 | 0 | 0 | 0 | 0 | 0 | 0 | 0 | 0 | 0 | 0 | 0 | 0 | 0 | 0 | 0 | 0 | 0 | 0 | 0 | 0 | 0 | 0
F1_Commercial_Healthcare_New_Space Heating_Natural Gas_Boiler_Baseline Forecast | F1 | Commercial | Healthcare | New | Space Heating | Natural Gas | Boiler | Baseline Forecast | Units | 0 | 0 | 0 | 0 | 0 | 0 | 0 | 0 | 0 | 0 | 0 | 0 | 0 | 0 | 0 | 0 | 0 | 0 | 0 | 0 | 0 | 0 | 0 | 0 | 0 | 0 | 0 | 0 | 0 | 0 | 0
F2_Commercial_Healthcare_New_Space Heating_Natural Gas_Boiler_Baseline Forecast | F2 | Commercial | Healthcare | New | Space Heating | Natural Gas | Boiler | Baseline Forecast | Usage (MMtherm) | 0 | 0 | 0 | 0 | 0 | 0 | 0 | 0 | 0 | 0 | 0 | 0 | 0 | 0 | 0 | 0 | 0 | 0 | 0 | 0 | 0 | 0 | 0 | 0 | 0 | 0 | 0 | 0 | 0 | 0 | 0
F3_Commercial_Healthcare_New_Space Heating_Natural Gas_Boiler_Baseline Forecast | F3 | Commercial | Healthcare | New | Space Heating | Natural Gas | Boiler | Baseline Forecast | Peak Demand (S) | 0 | 0 | 0 | 0 | 0 | 0 | 0 | 0 | 0 | 0 | 0 | 0 | 0 | 0 | 0 | 0 | 0 | 0 | 0 | 0 | 0 | 0 | 0 | 0 | 0 | 0 | 0 | 0 | 0 | 0 | 0
F4_Commercial_Healthcare_New_Space Heating_Natural Gas_Boiler_Baseline Forecast | F4 | Commercial | Healthcare | New | Space Heating | Natural Gas | Boiler | Baseline Forecast | Peak Demand (W) | 0 | 0 | 0 | 0 | 0 | 0 | 0 | 0 | 0 | 0 | 0 | 0 | 0 | 0 | 0 | 0 | 0 | 0 | 0 | 0 | 0 | 0 | 0 | 0 | 0 | 0 | 0 | 0 | 0 | 0 | 0
F5_Commercial_Healthcare_New_Space Heating_Natural Gas_Boiler_Baseline Forecast | F5 | Commercial | Healthcare | New | Space Heating | Natural Gas | Boiler | Baseline Forecast | Turnover | 0 | 0 | 0 | 0 | 0 | 0 | 0 | 0 | 0 | 0 | 0 | 0 | 0 | 0 | 0 | 0 | 0 | 0 | 0 | 0 | 0 | 0 | 0 | 0 | 0 | 0 | 0 | 0 | 0 | 0 | 0
F6_Commercial_Healthcare_New_Space Heating_Natural Gas_Boiler_Baseline Forecast | F6 | Commercial | Healthcare | New | Space Heating | Natural Gas | Boiler | Baseline Forecast | Avg. Replacement Usage | 1.1041 | 1.1485 | 1.143 | 1.1312 | 1.1311 | 1.0334 | 1.0334 | 1.0334 | 1.0334 | 1.0334 | 1.0334 | 1.0334 | 1.0334 | 1.0334 | 1.0334 | 1.0334 | 1.0334 | 1.0334 | 1.0334 | 1.0334 | 1.0334 | 1.0334 | 1.0334 | 1.0334 | 1.0334 | 1.0334 | 1.0334 | 1.0334 | 1.0334 | 1.0334 | 1.0334
F7_Commercial_Healthcare_New_Space Heating_Natural Gas_Boiler_Baseline Forecast | F7 | Commercial | Healthcare | New | Space Heating | Natural Gas | Boiler | Baseline Forecast | Avg. Replacement Demand (S) | 0 | 0 | 0 | 0 | 0 | 0 | 0 | 0 | 0 | 0 | 0 | 0 | 0 | 0 | 0 | 0 | 0 | 0 | 0 | 0 | 0 | 0 | 0 | 0 | 0 | 0 | 0 | 0 | 0 | 0 | 0
F8_Commercial_Healthcare_New_Space Heating_Natural Gas_Boiler_Baseline Forecast | F8 | Commercial | Healthcare | New | Space Heating | Natural Gas | Boiler | Baseline Forecast | Avg. Replacement Demand (W) | 0 | 0 | 0 | 0 | 0 | 0 | 0 | 0 | 0 | 0 | 0 | 0 | 0 | 0 | 0 | 0 | 0 | 0 | 0 | 0 | 0 | 0 | 0 | 0 | 0 | 0 | 0 | 0 | 0 | 0 | 0
F1_Commercial_Healthcare_New_Space Heating_Natural Gas_Unit Heater_Baseline Forecast | F1 | Commercial | Healthcare | New | Space Heating | Natural Gas | Unit Heater | Baseline Forecast | Units | 0 | 3739.0695 | 7512.4273 | 11512.8105 | 13708.4422 | 15497.2311 | 17259.8643 | 18996.9125 | 20708.9355 | 22396.4821 | 24060.0903 | 25700.2876 | 27317.5912 | 28912.5083 | 30485.5361 | 32037.1621 | 33567.8644 | 35078.1119 | 36568.364 | 38039.0715 | 39490.6764 | 40923.6121 | 42338.3035 | 43735.1674 | 45114.6125 | 46477.0395 | 47822.8415 | 49152.4039 | 50466.1047 | 51764.3147 | 53047.3975
F2_Commercial_Healthcare_New_Space Heating_Natural Gas_Unit Heater_Baseline Forecast | F2 | Commercial | Healthcare | New | Space Heating | Natural Gas | Unit Heater | Baseline Forecast | Usage (MMtherm) | 0 | 0.0033168 | 0.0066324 | 0.010059 | 0.011977 | 0.013384 | 0.01477 | 0.016136 | 0.017482 | 0.018809 | 0.020117 | 0.021359 | 0.022544 | 0.023673 | 0.024776 | 0.02588 | 0.026985 | 0.028088 | 0.029092 | 0.030104 | 0.031115 | 0.032177 | 0.033289 | 0.034387 | 0.035472 | 0.036543 | 0.037601 | 0.038647 | 0.039679 | 0.0407 | 0.041709
F3_Commercial_Healthcare_New_Space Heating_Natural Gas_Unit Heater_Baseline Forecast | F3 | Commercial | Healthcare | New | Space Heating | Natural Gas | Unit Heater | Baseline Forecast | Peak Demand (S) | 0 | 0 | 0 | 0 | 0 | 0 | 0 | 0 | 0 | 0 | 0 | 0 | 0 | 0 | 0 | 0 | 0 | 0 | 0 | 0 | 0 | 0 | 0 | 0 | 0 | 0 | 0 | 0 | 0 | 0 | 0
F4_Commercial_Healthcare_New_Space Heating_Natural Gas_Unit Heater_Baseline Forecast | F4 | Commercial | Healthcare | New | Space Heating | Natural Gas | Unit Heater | Baseline Forecast | Peak Demand (W) | 0 | 0 | 0 | 0 | 0 | 0 | 0 | 0 | 0 | 0 | 0 | 0 | 0 | 0 | 0 | 0 | 0 | 0 | 0 | 0 | 0 | 0 | 0 | 0 | 0 | 0 | 0 | 0 | 0 | 0 | 0
F5_Commercial_Healthcare_New_Space Heating_Natural Gas_Unit Heater_Baseline Forecast | F5 | Commercial | Healthcare | New | Space Heating | Natural Gas | Unit Heater | Baseline Forecast | Turnover | 0 | 3739.0695 | 3773.3578 | 4000.3832 | 2195.6317 | 1788.7889 | 1762.6331 | 1737.0482 | 1712.023 | 1687.5466 | 1663.6082 | 2174.3501 | 2614.2 | 3020.883 | 3108.9459 | 3123.6686 | 3129.9721 | 3129.1998 | 4211.905 | 4054.6211 | 3970.1917 | 3376.5186 | 3335.5402 | 3467.2397 | 3590.7337 | 3696.7644 | 3786.6701 | 3861.789 | 4234.6898 | 4509.2998 | 4721.1057
F6_Commercial_Healthcare_New_Space Heating_Natural Gas_Unit Heater_Baseline Forecast | F6 | Commercial | Healthcare | New | Space Heating | Natural Gas | Unit Heater | Baseline Forecast | Avg. Replacement Usage | 0.85279 | 0.88707 | 0.88286 | 0.87373 | 0.87373 | 0.78626 | 0.78626 | 0.78626 | 0.78626 | 0.78626 | 0.78626 | 0.78626 | 0.78626 | 0.78626 | 0.78626 | 0.78626 | 0.78626 | 0.78626 | 0.78626 | 0.78626 | 0.78626 | 0.78626 | 0.78626 | 0.78626 | 0.78626 | 0.78626 | 0.78626 | 0.78626 | 0.78626 | 0.78626 | 0.78626
F7_Commercial_Healthcare_New_Space Heating_Natural Gas_Unit Heater_Baseline Forecast | F7 | Commercial | Healthcare | New | Space Heating | Natural Gas | Unit Heater | Baseline Forecast | Avg. Replacement Demand (S) | 0 | 0 | 0 | 0 | 0 | 0 | 0 | 0 | 0 | 0 | 0 | 0 | 0 | 0 | 0 | 0 | 0 | 0 | 0 | 0 | 0 | 0 | 0 | 0 | 0 | 0 | 0 | 0 | 0 | 0 | 0
F8_Commercial_Healthcare_New_Space Heating_Natural Gas_Unit Heater_Baseline Forecast | F8 | Commercial | Healthcare | New | Space Heating | Natural Gas | Unit Heater | Baseline Forecast | Avg. Replacement Demand (W) | 0 | 0 | 0 | 0 | 0 | 0 | 0 | 0 | 0 | 0 | 0 | 0 | 0 | 0 | 0 | 0 | 0 | 0 | 0 | 0 | 0 | 0 | 0 | 0 | 0 | 0 | 0 | 0 | 0 | 0 | 0
F1_Commercial_Healthcare_New_Water Heating_Natural Gas_Water Heater_Baseline Forecast | F1 | Commercial | Healthcare | New | Water Heating | Natural Gas | Water Heater | Baseline Forecast | Units | 0 | 23289.406 | 46792.3824 | 71709.4236 | 85385.2748 | 96527.0392 | 107505.888 | 118325.3771 | 128988.9926 | 139500.1526 | 149862.2083 | 160078.4454 | 170152.0856 | 180086.2875 | 189884.1483 | 199548.7048 | 209082.9348 | 218489.7578 | 227772.0369 | 236932.5794 | 245974.138 | 254899.4123 | 263711.0491 | 272411.6444 | 281003.7437 | 289489.8432 | 297872.391 | 306153.788 | 314336.3886 | 322422.5019 | 330414.3927
F2_Commercial_Healthcare_New_Water Heating_Natural Gas_Water Heater_Baseline Forecast | F2 | Commercial | Healthcare | New | Water Heating | Natural Gas | Water Heater | Baseline Forecast | Usage (MMtherm) | 0 | 0.020495 | 0.040982 | 0.062155 | 0.074008 | 0.083666 | 0.093182 | 0.098887 | 0.10451 | 0.11005 | 0.11394 | 0.11647 | 0.11781 | 0.11893 | 0.12004 | 0.11907 | 0.11922 | 0.12015 | 0.12281 | 0.12607 | 0.1296 | 0.13427 | 0.13889 | 0.14345 | 0.14796 | 0.15241 | 0.15682 | 0.16117 | 0.16549 | 0.16976 | 0.17398
F3_Commercial_Healthcare_New_Water Heating_Natural Gas_Water Heater_Baseline Forecast | F3 | Commercial | Healthcare | New | Water Heating | Natural Gas | Water Heater | Baseline Forecast | Peak Demand (S) | 0 | 0 | 0 | 0 | 0 | 0 | 0 | 0 | 0 | 0 | 0 | 0 | 0 | 0 | 0 | 0 | 0 | 0 | 0 | 0 | 0 | 0 | 0 | 0 | 0 | 0 | 0 | 0 | 0 | 0 | 0
F4_Commercial_Healthcare_New_Water Heating_Natural Gas_Water Heater_Baseline Forecast | F4 | Commercial | Healthcare | New | Water Heating | Natural Gas | Water Heater | Baseline Forecast | Peak Demand (W) | 0 | 0 | 0 | 0 | 0 | 0 | 0 | 0 | 0 | 0 | 0 | 0 | 0 | 0 | 0 | 0 | 0 | 0 | 0 | 0 | 0 | 0 | 0 | 0 | 0 | 0 | 0 | 0 | 0 | 0 | 0
F5_Commercial_Healthcare_New_Water Heating_Natural Gas_Water Heater_Baseline Forecast | F5 | Commercial | Healthcare | New | Water Heating | Natural Gas | Water Heater | Baseline Forecast | Turnover | 0 | 23289.406 | 23502.9764 | 24917.0411 | 13675.8512 | 11141.7644 | 10978.8488 | 10819.4891 | 10663.6155 | 10511.16 | 15019.9369 | 18643.1374 | 21798.5686 | 22049.3149 | 21718.3041 | 27501.859 | 23872.2155 | 21260.3725 | 15831.1923 | 14950.0864 | 14937.4219 | 12167.2645 | 13368.7791 | 14823.4629 | 16464.3971 | 17934.6852 | 19196.5391 | 20936.1256 | 25384.5217 | 25687.6823 | 25339.844
F6_Commercial_Healthcare_New_Water Heating_Natural Gas_Water Heater_Baseline Forecast | F6 | Commercial | Healthcare | New | Water Heating | Natural Gas | Water Heater | Baseline Forecast | Avg. Replacement Usage | 0.846 | 0.88 | 0.87582 | 0.86676 | 0.86675 | 0.86677 | 0.86678 | 0.52727 | 0.52735 | 0.52745 | 0.52755 | 0.52744 | 0.52751 | 0.52727 | 0.52703 | 0.5268 | 0.5268 | 0.52679 | 0.52679 | 0.52678 | 0.52677 | 0.52675 | 0.52674 | 0.52726 | 0.52726 | 0.52727 | 0.52728 | 0.52729 | 0.52729 | 0.5273 | 0.5273
F7_Commercial_Healthcare_New_Water Heating_Natural Gas_Water Heater_Baseline Forecast | F7 | Commercial | Healthcare | New | Water Heating | Natural Gas | Water Heater | Baseline Forecast | Avg. Replacement Demand (S) | 0 | 0 | 0 | 0 | 0 | 0 | 0 | 0 | 0 | 0 | 0 | 0 | 0 | 0 | 0 | 0 | 0 | 0 | 0 | 0 | 0 | 0 | 0 | 0 | 0 | 0 | 0 | 0 | 0 | 0 | 0
F8_Commercial_Healthcare_New_Water Heating_Natural Gas_Water Heater_Baseline Forecast | F8 | Commercial | Healthcare | New | Water Heating | Natural Gas | Water Heater | Baseline Forecast | Avg. Replacement Demand (W) | 0 | 0 | 0 | 0 | 0 | 0 | 0 | 0 | 0 | 0 | 0 | 0 | 0 | 0 | 0 | 0 | 0 | 0 | 0 | 0 | 0 | 0 | 0 | 0 | 0 | 0 | 0 | 0 | 0 | 0 | 0
F1_Commercial_Healthcare_New_Food Preparation_Natural Gas_Oven_Baseline Forecast | F1 | Commercial | Healthcare | New | Food Preparation | Natural Gas | Oven | Baseline Forecast | Units | 0 | 6961.0232 | 13985.881 | 21433.3917 | 25520.9978 | 28851.1849 | 32132.6779 | 35366.5394 | 38553.8116 | 41695.516 | 44792.6542 | 47846.2084 | 50857.1415 | 53826.3976 | 56754.9023 | 59643.5635 | 62493.271 | 65304.8976 | 68079.299 | 70817.3143 | 73519.7662 | 76187.4616 | 78821.1916 | 81421.7322 | 83989.8442 | 86526.2736 | 89031.7523 | 91506.9978 | 93952.7138 | 96369.5905 | 98758.3048
F2_Commercial_Healthcare_New_Food Preparation_Natural Gas_Oven_Baseline Forecast | F2 | Commercial | Healthcare | New | Food Preparation | Natural Gas | Oven | Baseline Forecast | Usage (MMtherm) | 0 | 0.00029537 | 0.00059058 | 0.00089562 | 0.0010664 | 0.0012056 | 0.0013429 | 0.0014783 | 0.0016118 | 0.0017433 | 0.0018731 | 0.0020009 | 0.0021274 | 0.002252 | 0.0023747 | 0.0024954 | 0.0026144 | 0.0027318 | 0.0028478 | 0.0029621 | 0.0030748 | 0.0031859 | 0.0032954 | 0.0034066 | 0.0035165 | 0.0036256 | 0.0037338 | 0.0038408 | 0.0039466 | 0.0040515 | 0.0041553
F3_Commercial_Healthcare_New_Food Preparation_Natural Gas_Oven_Baseline Forecast | F3 | Commercial | Healthcare | New | Food Preparation | Natural Gas | Oven | Baseline Forecast | Peak Demand (S) | 0 | 0 | 0 | 0 | 0 | 0 | 0 | 0 | 0 | 0 | 0 | 0 | 0 | 0 | 0 | 0 | 0 | 0 | 0 | 0 | 0 | 0 | 0 | 0 | 0 | 0 | 0 | 0 | 0 | 0 | 0
F4_Commercial_Healthcare_New_Food Preparation_Natural Gas_Oven_Baseline Forecast | F4 | Commercial | Healthcare | New | Food Preparation | Natural Gas | Oven | Baseline Forecast | Peak Demand (W) | 0 | 0 | 0 | 0 | 0 | 0 | 0 | 0 | 0 | 0 | 0 | 0 | 0 | 0 | 0 | 0 | 0 | 0 | 0 | 0 | 0 | 0 | 0 | 0 | 0 | 0 | 0 | 0 | 0 | 0 | 0
F5_Commercial_Healthcare_New_Food Preparation_Natural Gas_Oven_Baseline Forecast | F5 | Commercial | Healthcare | New | Food Preparation | Natural Gas | Oven | Baseline Forecast | Turnover | 0 | 6961.0232 | 7024.8578 | 7447.5108 | 4087.6061 | 3330.1871 | 3281.4929 | 3233.8616 | 3187.2722 | 3141.7044 | 4257.3088 | 5191.1726 | 6033.5335 | 6169.3575 | 6150.2871 | 6120.3953 | 8024.4901 | 7672.9724 | 7467.095 | 6420.457 | 6424.9671 | 6761.7906 | 7060.4093 | 7301.4856 | 7492.9149 | 8289.1916 | 8838.9001 | 9232.7 | 9184.9102 | 9098.3775 | 9075.2545
F6_Commercial_Healthcare_New_Food Preparation_Natural Gas_Oven_Baseline Forecast | F6 | Commercial | Healthcare | New | Food Preparation | Natural Gas | Oven | Baseline Forecast | Avg. Replacement Usage | 0.040802 | 0.042432 | 0.042223 | 0.041779 | 0.041768 | 0.04181 | 0.041847 | 0.041866 | 0.041874 | 0.041885 | 0.041858 | 0.041832 | 0.041905 | 0.041873 | 0.041831 | 0.041793 | 0.041791 | 0.041788 | 0.041801 | 0.041792 | 0.041786 | 0.041778 | 0.041767 | 0.042176 | 0.042185 | 0.042192 | 0.0422 | 0.042207 | 0.042214 | 0.04222 | 0.042227
F7_Commercial_Healthcare_New_Food Preparation_Natural Gas_Oven_Baseline Forecast | F7 | Commercial | Healthcare | New | Food Preparation | Natural Gas | Oven | Baseline Forecast | Avg. Replacement Demand (S) | 0 | 0 | 0 | 0 | 0 | 0 | 0 | 0 | 0 | 0 | 0 | 0 | 0 | 0 | 0 | 0 | 0 | 0 | 0 | 0 | 0 | 0 | 0 | 0 | 0 | 0 | 0 | 0 | 0 | 0 | 0
F8_Commercial_Healthcare_New_Food Preparation_Natural Gas_Oven_Baseline Forecast | F8 | Commercial | Healthcare | New | Food Preparation | Natural Gas | Oven | Baseline Forecast | Avg. Replacement Demand (W) | 0 | 0 | 0 | 0 | 0 | 0 | 0 | 0 | 0 | 0 | 0 | 0 | 0 | 0 | 0 | 0 | 0 | 0 | 0 | 0 | 0 | 0 | 0 | 0 | 0 | 0 | 0 | 0 | 0 | 0 | 0
F1_Commercial_Healthcare_New_Food Preparation_Natural Gas_Conveyor Oven_Baseline Forecast | F1 | Commercial | Healthcare | New | Food Preparation | Natural Gas | Conveyor Oven | Baseline Forecast | Units | 0 | 3480.5116 | 6992.9405 | 10716.6959 | 12760.4989 | 14425.5925 | 16066.3389 | 17683.2697 | 19276.9058 | 20847.758 | 22396.3271 | 23923.1042 | 25428.5708 | 26913.1988 | 28377.4512 | 29821.7817 | 31246.6355 | 32652.4488 | 34039.6495 | 35408.6571 | 36759.8831 | 38093.7308 | 39410.5958 | 40710.8661 | 41994.9221 | 43263.1368 | 44515.8762 | 45753.4989 | 46976.3569 | 48184.7952 | 49379.1524
F2_Commercial_Healthcare_New_Food Preparation_Natural Gas_Conveyor Oven_Baseline Forecast | F2 | Commercial | Healthcare | New | Food Preparation | Natural Gas | Conveyor Oven | Baseline Forecast | Usage (MMtherm) | 0 | 0.00025277 | 0.00050545 | 0.00076662 | 0.0009128 | 0.0010319 | 0.0011493 | 0.0012649 | 0.0013789 | 0.0014912 | 0.001602 | 0.0017112 | 0.001819 | 0.0019252 | 0.0020301 | 0.0021335 | 0.0022355 | 0.0023361 | 0.0024356 | 0.0025337 | 0.0026305 | 0.0027261 | 0.0028205 | 0.002915 | 0.0030083 | 0.0031003 | 0.0031911 | 0.0032809 | 0.0033696 | 0.0034573 | 0.003544
F3_Commercial_Healthcare_New_Food Preparation_Natural Gas_Conveyor Oven_Baseline Forecast | F3 | Commercial | Healthcare | New | Food Preparation | Natural Gas | Conveyor Oven | Baseline Forecast | Peak Demand (S) | 0 | 0 | 0 | 0 | 0 | 0 | 0 | 0 | 0 | 0 | 0 | 0 | 0 | 0 | 0 | 0 | 0 | 0 | 0 | 0 | 0 | 0 | 0 | 0 | 0 | 0 | 0 | 0 | 0 | 0 | 0
F4_Commercial_Healthcare_New_Food Preparation_Natural Gas_Conveyor Oven_Baseline Forecast | F4 | Commercial | Healthcare | New | Food Preparation | Natural Gas | Conveyor Oven | Baseline Forecast | Peak Demand (W) | 0 | 0 | 0 | 0 | 0 | 0 | 0 | 0 | 0 | 0 | 0 | 0 | 0 | 0 | 0 | 0 | 0 | 0 | 0 | 0 | 0 | 0 | 0 | 0 | 0 | 0 | 0 | 0 | 0 | 0 | 0
F5_Commercial_Healthcare_New_Food Preparation_Natural Gas_Conveyor Oven_Baseline Forecast | F5 | Commercial | Healthcare | New | Food Preparation | Natural Gas | Conveyor Oven | Baseline Forecast | Turnover | 0 | 3480.5116 | 3512.4289 | 3723.7554 | 2043.803 | 1665.0936 | 1640.7465 | 1616.9308 | 1593.6361 | 1570.8522 | 1548.5691 | 1526.7771 | 1505.4665 | 1484.628 | 1464.2524 | 1444.3306 | 1424.8538 | 2101.9156 | 2646.5683 | 3121.2528 | 3161.7827 | 3115.3118 | 3982.5809 | 3764.596 | 3629.6418 | 3018.4644 | 2863.3765 | 2825.1054 | 2787.6943 | 2751.1264 | 2715.3854
F6_Commercial_Healthcare_New_Food Preparation_Natural Gas_Conveyor Oven_Baseline Forecast | F6 | Commercial | Healthcare | New | Food Preparation | Natural Gas | Conveyor Oven | Baseline Forecast | Avg. Replacement Usage | 0.069816 | 0.072623 | 0.072282 | 0.071539 | 0.071525 | 0.071534 | 0.071537 | 0.071529 | 0.071512 | 0.071516 | 0.071518 | 0.071521 | 0.071582 | 0.071586 | 0.071586 | 0.071589 | 0.07159 | 0.07159 | 0.0716 | 0.071595 | 0.071593 | 0.071588 | 0.071583 | 0.071925 | 0.071937 | 0.071948 | 0.071959 | 0.071969 | 0.07198 | 0.07199 | 0.072003
F7_Commercial_Healthcare_New_Food Preparation_Natural Gas_Conveyor Oven_Baseline Forecast | F7 | Commercial | Healthcare | New | Food Preparation | Natural Gas | Conveyor Oven | Baseline Forecast | Avg. Replacement Demand (S) | 0 | 0 | 0 | 0 | 0 | 0 | 0 | 0 | 0 | 0 | 0 | 0 | 0 | 0 | 0 | 0 | 0 | 0 | 0 | 0 | 0 | 0 | 0 | 0 | 0 | 0 | 0 | 0 | 0 | 0 | 0
F8_Commercial_Healthcare_New_Food Preparation_Natural Gas_Conveyor Oven_Baseline Forecast | F8 | Commercial | Healthcare | New | Food Preparation | Natural Gas | Conveyor Oven | Baseline Forecast | Avg. Replacement Demand (W) | 0 | 0 | 0 | 0 | 0 | 0 | 0 | 0 | 0 | 0 | 0 | 0 | 0 | 0 | 0 | 0 | 0 | 0 | 0 | 0 | 0 | 0 | 0 | 0 | 0 | 0 | 0 | 0 | 0 | 0 | 0
F1_Commercial_Healthcare_New_Food Preparation_Natural Gas_Double Rack Oven_Baseline Forecast | F1 | Commercial | Healthcare | New | Food Preparation | Natural Gas | Double Rack Oven | Baseline Forecast | Units | 0 | 3480.5116 | 6992.9405 | 10716.6959 | 12760.4989 | 14425.5925 | 16066.3389 | 17683.2697 | 19276.9058 | 20847.758 | 22396.3271 | 23923.1042 | 25428.5708 | 26913.1988 | 28377.4512 | 29821.7817 | 31246.6355 | 32652.4488 | 34039.6495 | 35408.6571 | 36759.8831 | 38093.7308 | 39410.5958 | 40710.8661 | 41994.9221 | 43263.1368 | 44515.8762 | 45753.4989 | 46976.3569 | 48184.7952 | 49379.1524
F2_Commercial_Healthcare_New_Food Preparation_Natural Gas_Double Rack Oven_Baseline Forecast | F2 | Commercial | Healthcare | New | Food Preparation | Natural Gas | Double Rack Oven | Baseline Forecast | Usage (MMtherm) | 0 | 0.00038376 | 0.00076721 | 0.0011636 | 0.0013855 | 0.0015667 | 0.0017456 | 0.0019222 | 0.0020963 | 0.0022676 | 0.0024362 | 0.0026022 | 0.0027666 | 0.0029285 | 0.0030881 | 0.0032457 | 0.003401 | 0.0035543 | 0.0037057 | 0.0038548 | 0.0040016 | 0.0041463 | 0.0042889 | 0.0044388 | 0.0045878 | 0.0047363 | 0.0048841 | 0.0050311 | 0.0051781 | 0.005325 | 0.0054714
F3_Commercial_Healthcare_New_Food Preparation_Natural Gas_Double Rack Oven_Baseline Forecast | F3 | Commercial | Healthcare | New | Food Preparation | Natural Gas | Double Rack Oven | Baseline Forecast | Peak Demand (S) | 0 | 0 | 0 | 0 | 0 | 0 | 0 | 0 | 0 | 0 | 0 | 0 | 0 | 0 | 0 | 0 | 0 | 0 | 0 | 0 | 0 | 0 | 0 | 0 | 0 | 0 | 0 | 0 | 0 | 0 | 0
F4_Commercial_Healthcare_New_Food Preparation_Natural Gas_Double Rack Oven_Baseline Forecast | F4 | Commercial | Healthcare | New | Food Preparation | Natural Gas | Double Rack Oven | Baseline Forecast | Peak Demand (W) | 0 | 0 | 0 | 0 | 0 | 0 | 0 | 0 | 0 | 0 | 0 | 0 | 0 | 0 | 0 | 0 | 0 | 0 | 0 | 0 | 0 | 0 | 0 | 0 | 0 | 0 | 0 | 0 | 0 | 0 | 0
F5_Commercial_Healthcare_New_Food Preparation_Natural Gas_Double Rack Oven_Baseline Forecast | F5 | Commercial | Healthcare | New | Food Preparation | Natural Gas | Double Rack Oven | Baseline Forecast | Turnover | 0 | 3480.5116 | 3512.4289 | 3723.7554 | 2043.803 | 1665.0936 | 1640.7465 | 1616.9308 | 1593.6361 | 1570.8522 | 1548.5691 | 1526.7771 | 2201.5689 | 2743.9957 | 3216.4976 | 3254.8873 | 3206.3179 | 4071.5291 | 3851.5264 | 3714.5934 | 3101.4756 | 2944.4848 | 2904.3477 | 3004.3271 | 3189.994 | 3430.292 | 3627.5372 | 3773.012 | 4242.3678 | 4536.5454 | 4723.625
F6_Commercial_Healthcare_New_Food Preparation_Natural Gas_Double Rack Oven_Baseline Forecast | F6 | Commercial | Healthcare | New | Food Preparation | Natural Gas | Double Rack Oven | Baseline Forecast | Avg. Replacement Usage | 0.10606 | 0.11026 | 0.10969 | 0.10858 | 0.10857 | 0.10883 | 0.10905 | 0.10918 | 0.10924 | 0.10908 | 0.10888 | 0.10868 | 0.10905 | 0.1088 | 0.10879 | 0.10881 | 0.1088 | 0.10879 | 0.10887 | 0.10882 | 0.10879 | 0.10874 | 0.10868 | 0.11174 | 0.11183 | 0.11191 | 0.11199 | 0.11207 | 0.11214 | 0.11221 | 0.11229
F7_Commercial_Healthcare_New_Food Preparation_Natural Gas_Double Rack Oven_Baseline Forecast | F7 | Commercial | Healthcare | New | Food Preparation | Natural Gas | Double Rack Oven | Baseline Forecast | Avg. Replacement Demand (S) | 0 | 0 | 0 | 0 | 0 | 0 | 0 | 0 | 0 | 0 | 0 | 0 | 0 | 0 | 0 | 0 | 0 | 0 | 0 | 0 | 0 | 0 | 0 | 0 | 0 | 0 | 0 | 0 | 0 | 0 | 0
F8_Commercial_Healthcare_New_Food Preparation_Natural Gas_Double Rack Oven_Baseline Forecast | F8 | Commercial | Healthcare | New | Food Preparation | Natural Gas | Double Rack Oven | Baseline Forecast | Avg. Replacement Demand (W) | 0 | 0 | 0 | 0 | 0 | 0 | 0 | 0 | 0 | 0 | 0 | 0 | 0 | 0 | 0 | 0 | 0 | 0 | 0 | 0 | 0 | 0 | 0 | 0 | 0 | 0 | 0 | 0 | 0 | 0 | 0
F1_Commercial_Healthcare_New_Food Preparation_Natural Gas_Fryer_Baseline Forecast | F1 | Commercial | Healthcare | New | Food Preparation | Natural Gas | Fryer | Baseline Forecast | Units | 0 | 4004.8379 | 8046.4013 | 12331.1268 | 14682.8213 | 16598.7551 | 18486.674 | 20347.1894 | 22180.9009 | 23988.3963 | 25770.2516 | 27527.0321 | 29259.2917 | 30967.5735 | 32652.4101 | 34314.3238 | 35953.8265 | 37571.4204 | 39167.5978 | 40742.8414 | 42297.6246 | 43832.4116 | 45347.6575 | 46843.8087 | 48321.3031 | 49780.5697 | 51222.0296 | 52646.0957 | 54053.1727 | 55443.6579 | 56817.9405
F2_Commercial_Healthcare_New_Food Preparation_Natural Gas_Fryer_Baseline Forecast | F2 | Commercial | Healthcare | New | Food Preparation | Natural Gas | Fryer | Baseline Forecast | Usage (MMtherm) | 0 | 0.00027488 | 0.00054961 | 0.00075678 | 0.00087361 | 0.00096879 | 0.0010626 | 0.001155 | 0.0012461 | 0.0013215 | 0.0013841 | 0.0014506 | 0.00152 | 0.0015916 | 0.0016458 | 0.0017047 | 0.0017861 | 0.0018665 | 0.0019458 | 0.002024 | 0.0021013 | 0.0021775 | 0.0022528 | 0.0023271 | 0.0024005 | 0.002473 | 0.0025446 | 0.0026153 | 0.0026852 | 0.0027543 | 0.0028226
F3_Commercial_Healthcare_New_Food Preparation_Natural Gas_Fryer_Baseline Forecast | F3 | Commercial | Healthcare | New | Food Preparation | Natural Gas | Fryer | Baseline Forecast | Peak Demand (S) | 0 | 0 | 0 | 0 | 0 | 0 | 0 | 0 | 0 | 0 | 0 | 0 | 0 | 0 | 0 | 0 | 0 | 0 | 0 | 0 | 0 | 0 | 0 | 0 | 0 | 0 | 0 | 0 | 0 | 0 | 0
F4_Commercial_Healthcare_New_Food Preparation_Natural Gas_Fryer_Baseline Forecast | F4 | Commercial | Healthcare | New | Food Preparation | Natural Gas | Fryer | Baseline Forecast | Peak Demand (W) | 0 | 0 | 0 | 0 | 0 | 0 | 0 | 0 | 0 | 0 | 0 | 0 | 0 | 0 | 0 | 0 | 0 | 0 | 0 | 0 | 0 | 0 | 0 | 0 | 0 | 0 | 0 | 0 | 0 | 0 | 0
F5_Commercial_Healthcare_New_Food Preparation_Natural Gas_Fryer_Baseline Forecast | F5 | Commercial | Healthcare | New | Food Preparation | Natural Gas | Fryer | Baseline Forecast | Turnover | 0 | 4004.8379 | 4041.5634 | 4284.7255 | 2351.6945 | 1915.9338 | 1887.9189 | 1860.5155 | 1833.7115 | 2608.4629 | 3230.9421 | 3772.995 | 3815.57 | 3758.1169 | 4752.1328 | 4497.481 | 4338.4424 | 3791.7058 | 3867.4232 | 4139.4953 | 4362.1149 | 4525.2493 | 5061.1387 | 5395.5409 | 5606.7904 | 5532.2055 | 5458.2347 | 5725.9602 | 5654.2599 | 5651.5903 | 5652.0708
F6_Commercial_Healthcare_New_Food Preparation_Natural Gas_Fryer_Baseline Forecast | F6 | Commercial | Healthcare | New | Food Preparation | Natural Gas | Fryer | Baseline Forecast | Avg. Replacement Usage | 0.066001 | 0.068638 | 0.068299 | 0.049678 | 0.049678 | 0.049678 | 0.049678 | 0.049678 | 0.049678 | 0.049678 | 0.049678 | 0.049678 | 0.049678 | 0.049678 | 0.049678 | 0.049678 | 0.049678 | 0.049678 | 0.049678 | 0.049678 | 0.049678 | 0.049678 | 0.049678 | 0.049678 | 0.049678 | 0.049678 | 0.049678 | 0.049678 | 0.049678 | 0.049678 | 0.049678
F7_Commercial_Healthcare_New_Food Preparation_Natural Gas_Fryer_Baseline Forecast | F7 | Commercial | Healthcare | New | Food Preparation | Natural Gas | Fryer | Baseline Forecast | Avg. Replacement Demand (S) | 0 | 0 | 0 | 0 | 0 | 0 | 0 | 0 | 0 | 0 | 0 | 0 | 0 | 0 | 0 | 0 | 0 | 0 | 0 | 0 | 0 | 0 | 0 | 0 | 0 | 0 | 0 | 0 | 0 | 0 | 0
F8_Commercial_Healthcare_New_Food Preparation_Natural Gas_Fryer_Baseline Forecast | F8 | Commercial | Healthcare | New | Food Preparation | Natural Gas | Fryer | Baseline Forecast | Avg. Replacement Demand (W) | 0 | 0 | 0 | 0 | 0 | 0 | 0 | 0 | 0 | 0 | 0 | 0 | 0 | 0 | 0 | 0 | 0 | 0 | 0 | 0 | 0 | 0 | 0 | 0 | 0 | 0 | 0 | 0 | 0 | 0 | 0
F1_Commercial_Healthcare_New_Food Preparation_Natural Gas_Broiler_Baseline Forecast | F1 | Commercial | Healthcare | New | Food Preparation | Natural Gas | Broiler | Baseline Forecast | Units | 0 | 2205.023 | 4430.2667 | 6789.393 | 8084.212 | 9139.1057 | 10178.5746 | 11202.9555 | 12212.5784 | 13207.7669 | 14188.8384 | 15156.1038 | 16109.8683 | 17050.4309 | 17978.0848 | 18893.1176 | 19795.8111 | 20686.4419 | 21565.2809 | 22432.594 | 23288.6418 | 24133.6799 | 24967.9589 | 25791.7245 | 26605.2179 | 27408.6752 | 28202.3284 | 28986.4047 | 29761.127 | 30526.714 | 31283.38
F2_Commercial_Healthcare_New_Food Preparation_Natural Gas_Broiler_Baseline Forecast | F2 | Commercial | Healthcare | New | Food Preparation | Natural Gas | Broiler | Baseline Forecast | Usage (MMtherm) | 0 | 0.00015546 | 0.00031084 | 0.00047143 | 0.00056134 | 0.00063466 | 0.00070696 | 0.00077825 | 0.00084852 | 0.00091775 | 0.00098595 | 0.0010531 | 0.0011195 | 0.0011849 | 0.0012495 | 0.0013131 | 0.0013759 | 0.0014379 | 0.001499 | 0.0015593 | 0.0016188 | 0.0016774 | 0.0017353 | 0.0017938 | 0.0018517 | 0.0019091 | 0.0019659 | 0.0020223 | 0.0020782 | 0.0021336 | 0.0021886
F3_Commercial_Healthcare_New_Food Preparation_Natural Gas_Broiler_Baseline Forecast | F3 | Commercial | Healthcare | New | Food Preparation | Natural Gas | Broiler | Baseline Forecast | Peak Demand (S) | 0 | 0 | 0 | 0 | 0 | 0 | 0 | 0 | 0 | 0 | 0 | 0 | 0 | 0 | 0 | 0 | 0 | 0 | 0 | 0 | 0 | 0 | 0 | 0 | 0 | 0 | 0 | 0 | 0 | 0 | 0
F4_Commercial_Healthcare_New_Food Preparation_Natural Gas_Broiler_Baseline Forecast | F4 | Commercial | Healthcare | New | Food Preparation | Natural Gas | Broiler | Baseline Forecast | Peak Demand (W) | 0 | 0 | 0 | 0 | 0 | 0 | 0 | 0 | 0 | 0 | 0 | 0 | 0 | 0 | 0 | 0 | 0 | 0 | 0 | 0 | 0 | 0 | 0 | 0 | 0 | 0 | 0 | 0 | 0 | 0 | 0
F5_Commercial_Healthcare_New_Food Preparation_Natural Gas_Broiler_Baseline Forecast | F5 | Commercial | Healthcare | New | Food Preparation | Natural Gas | Broiler | Baseline Forecast | Turnover | 0 | 2205.023 | 2225.2437 | 2359.1263 | 1294.8191 | 1054.8937 | 1039.4689 | 1024.3809 | 1009.6229 | 995.1885 | 981.0714 | 967.2655 | 1394.7691 | 1738.415 | 2037.7611 | 2062.0823 | 2031.3119 | 2579.4528 | 2440.0736 | 2353.3218 | 1964.8907 | 1865.4317 | 1840.0035 | 1903.3438 | 2020.9702 | 2173.2072 | 2298.1688 | 2390.332 | 2687.685 | 2874.0565 | 2992.5778
F6_Commercial_Healthcare_New_Food Preparation_Natural Gas_Broiler_Baseline Forecast | F6 | Commercial | Healthcare | New | Food Preparation | Natural Gas | Broiler | Baseline Forecast | Avg. Replacement Usage | 0.067795 | 0.070503 | 0.070156 | 0.069437 | 0.069436 | 0.069501 | 0.069558 | 0.069591 | 0.069604 | 0.069565 | 0.069514 | 0.069464 | 0.069558 | 0.069494 | 0.069491 | 0.069496 | 0.069495 | 0.069492 | 0.069513 | 0.0695 | 0.069491 | 0.069479 | 0.069464 | 0.070186 | 0.070205 | 0.070223 | 0.07024 | 0.070256 | 0.070272 | 0.070288 | 0.070303
F7_Commercial_Healthcare_New_Food Preparation_Natural Gas_Broiler_Baseline Forecast | F7 | Commercial | Healthcare | New | Food Preparation | Natural Gas | Broiler | Baseline Forecast | Avg. Replacement Demand (S) | 0 | 0 | 0 | 0 | 0 | 0 | 0 | 0 | 0 | 0 | 0 | 0 | 0 | 0 | 0 | 0 | 0 | 0 | 0 | 0 | 0 | 0 | 0 | 0 | 0 | 0 | 0 | 0 | 0 | 0 | 0
F8_Commercial_Healthcare_New_Food Preparation_Natural Gas_Broiler_Baseline Forecast | F8 | Commercial | Healthcare | New | Food Preparation | Natural Gas | Broiler | Baseline Forecast | Avg. Replacement Demand (W) | 0 | 0 | 0 | 0 | 0 | 0 | 0 | 0 | 0 | 0 | 0 | 0 | 0 | 0 | 0 | 0 | 0 | 0 | 0 | 0 | 0 | 0 | 0 | 0 | 0 | 0 | 0 | 0 | 0 | 0 | 0
F1_Commercial_Healthcare_New_Food Preparation_Natural Gas_Griddle_Baseline Forecast | F1 | Commercial | Healthcare | New | Food Preparation | Natural Gas | Griddle | Baseline Forecast | Units | 0 | 5384.2201 | 10817.8151 | 16578.3242 | 19740.0104 | 22315.8473 | 24854.0202 | 27355.3511 | 29820.646 | 32250.6951 | 34646.2731 | 37008.1397 | 39337.0396 | 41633.7031 | 43898.8463 | 46133.1712 | 48337.3663 | 50512.1064 | 52658.0535 | 54775.8567 | 56866.1523 | 58929.5643 | 60966.7048 | 62978.1739 | 64964.5601 | 66926.4404 | 68864.3809 | 70778.9366 | 72670.6518 | 74540.0603 | 76387.6858
F2_Commercial_Healthcare_New_Food Preparation_Natural Gas_Griddle_Baseline Forecast | F2 | Commercial | Healthcare | New | Food Preparation | Natural Gas | Griddle | Baseline Forecast | Usage (MMtherm) | 0 | 0.00026987 | 0.00053964 | 0.00081844 | 0.00097453 | 0.0011017 | 0.001227 | 0.0013505 | 0.0014723 | 0.0015923 | 0.0017105 | 0.0018272 | 0.0019422 | 0.0020556 | 0.0021674 | 0.0022777 | 0.0023866 | 0.0024939 | 0.0025999 | 0.0027045 | 0.0028077 | 0.0029095 | 0.0030101 | 0.0031096 | 0.0032079 | 0.0033051 | 0.0034011 | 0.0034959 | 0.0035897 | 0.0036824 | 0.0037741
F3_Commercial_Healthcare_New_Food Preparation_Natural Gas_Griddle_Baseline Forecast | F3 | Commercial | Healthcare | New | Food Preparation | Natural Gas | Griddle | Baseline Forecast | Peak Demand (S) | 0 | 0 | 0 | 0 | 0 | 0 | 0 | 0 | 0 | 0 | 0 | 0 | 0 | 0 | 0 | 0 | 0 | 0 | 0 | 0 | 0 | 0 | 0 | 0 | 0 | 0 | 0 | 0 | 0 | 0 | 0
F4_Commercial_Healthcare_New_Food Preparation_Natural Gas_Griddle_Baseline Forecast | F4 | Commercial | Healthcare | New | Food Preparation | Natural Gas | Griddle | Baseline Forecast | Peak Demand (W) | 0 | 0 | 0 | 0 | 0 | 0 | 0 | 0 | 0 | 0 | 0 | 0 | 0 | 0 | 0 | 0 | 0 | 0 | 0 | 0 | 0 | 0 | 0 | 0 | 0 | 0 | 0 | 0 | 0 | 0 | 0
F5_Commercial_Healthcare_New_Food Preparation_Natural Gas_Griddle_Baseline Forecast | F5 | Commercial | Healthcare | New | Food Preparation | Natural Gas | Griddle | Baseline Forecast | Turnover | 0 | 5384.2201 | 5433.595 | 5760.5091 | 3161.6862 | 2575.8369 | 2538.1729 | 2501.3309 | 2465.2949 | 2430.0491 | 2395.578 | 2361.8666 | 3405.744 | 4244.8578 | 4975.8004 | 5035.1879 | 4960.0528 | 6298.5019 | 5958.1661 | 5746.3358 | 4797.8657 | 4555.0069 | 4492.9163 | 4647.5806 | 4934.8003 | 5306.5323 | 5611.6632 | 5836.7072 | 6562.783 | 7017.8646 | 7307.2697
F6_Commercial_Healthcare_New_Food Preparation_Natural Gas_Griddle_Baseline Forecast | F6 | Commercial | Healthcare | New | Food Preparation | Natural Gas | Griddle | Baseline Forecast | Avg. Replacement Usage | 0.048187 | 0.050122 | 0.049884 | 0.049368 | 0.049368 | 0.049373 | 0.049376 | 0.049379 | 0.04938 | 0.049377 | 0.049373 | 0.04937 | 0.049376 | 0.049372 | 0.049372 | 0.049372 | 0.049372 | 0.049372 | 0.049373 | 0.049372 | 0.049372 | 0.049371 | 0.04937 | 0.049424 | 0.049425 | 0.049427 | 0.049428 | 0.04943 | 0.049431 | 0.049432 | 0.049434
F7_Commercial_Healthcare_New_Food Preparation_Natural Gas_Griddle_Baseline Forecast | F7 | Commercial | Healthcare | New | Food Preparation | Natural Gas | Griddle | Baseline Forecast | Avg. Replacement Demand (S) | 0 | 0 | 0 | 0 | 0 | 0 | 0 | 0 | 0 | 0 | 0 | 0 | 0 | 0 | 0 | 0 | 0 | 0 | 0 | 0 | 0 | 0 | 0 | 0 | 0 | 0 | 0 | 0 | 0 | 0 | 0
F8_Commercial_Healthcare_New_Food Preparation_Natural Gas_Griddle_Baseline Forecast | F8 | Commercial | Healthcare | New | Food Preparation | Natural Gas | Griddle | Baseline Forecast | Avg. Replacement Demand (W) | 0 | 0 | 0 | 0 | 0 | 0 | 0 | 0 | 0 | 0 | 0 | 0 | 0 | 0 | 0 | 0 | 0 | 0 | 0 | 0 | 0 | 0 | 0 | 0 | 0 | 0 | 0 | 0 | 0 | 0 | 0
F1_Commercial_Healthcare_New_Food Preparation_Natural Gas_Range_Baseline Forecast | F1 | Commercial | Healthcare | New | Food Preparation | Natural Gas | Range | Baseline Forecast | Units | 0 | 31483.4175 | 63255.5468 | 96939.2572 | 115426.7417 | 130488.5608 | 145330.145 | 159956.3013 | 174371.7424 | 188581.0888 | 202588.871 | 216399.5305 | 230017.4226 | 243446.8173 | 256691.9015 | 269756.7804 | 282645.4792 | 295361.9451 | 307910.0482 | 320293.5836 | 332516.2725 | 344581.7642 | 356493.6371 | 368255.4001 | 379870.4944 | 391342.2946 | 402674.1102 | 413869.1865 | 424930.7065 | 435861.7918 | 446665.5037
F2_Commercial_Healthcare_New_Food Preparation_Natural Gas_Range_Baseline Forecast | F2 | Commercial | Healthcare | New | Food Preparation | Natural Gas | Range | Baseline Forecast | Usage (MMtherm) | 0 | 0.0016367 | 0.0032727 | 0.0049634 | 0.0059098 | 0.0066811 | 0.0074414 | 0.0081907 | 0.0089294 | 0.0096575 | 0.010376 | 0.011084 | 0.011783 | 0.012472 | 0.01315 | 0.013819 | 0.014479 | 0.01513 | 0.015772 | 0.016405 | 0.01703 | 0.017647 | 0.018256 | 0.018864 | 0.019467 | 0.020063 | 0.020652 | 0.021234 | 0.021811 | 0.022381 | 0.022944
F3_Commercial_Healthcare_New_Food Preparation_Natural Gas_Range_Baseline Forecast | F3 | Commercial | Healthcare | New | Food Preparation | Natural Gas | Range | Baseline Forecast | Peak Demand (S) | 0 | 0 | 0 | 0 | 0 | 0 | 0 | 0 | 0 | 0 | 0 | 0 | 0 | 0 | 0 | 0 | 0 | 0 | 0 | 0 | 0 | 0 | 0 | 0 | 0 | 0 | 0 | 0 | 0 | 0 | 0
F4_Commercial_Healthcare_New_Food Preparation_Natural Gas_Range_Baseline Forecast | F4 | Commercial | Healthcare | New | Food Preparation | Natural Gas | Range | Baseline Forecast | Peak Demand (W) | 0 | 0 | 0 | 0 | 0 | 0 | 0 | 0 | 0 | 0 | 0 | 0 | 0 | 0 | 0 | 0 | 0 | 0 | 0 | 0 | 0 | 0 | 0 | 0 | 0 | 0 | 0 | 0 | 0 | 0 | 0
F5_Commercial_Healthcare_New_Food Preparation_Natural Gas_Range_Baseline Forecast | F5 | Commercial | Healthcare | New | Food Preparation | Natural Gas | Range | Baseline Forecast | Turnover | 0 | 31483.4175 | 31772.1293 | 33683.7104 | 18487.4845 | 15061.819 | 14841.5842 | 14626.1563 | 14415.4411 | 14209.3465 | 20304.4656 | 25202.4322 | 29468.0523 | 29807.0198 | 29359.548 | 37177.9558 | 35180.0757 | 33933.7651 | 28380.2123 | 28212.0982 | 29868.2925 | 32019.1118 | 33780.9351 | 35074.896 | 39298.9908 | 41938.9051 | 43610.4592 | 42782.892 | 41856.8902 | 43590.5885 | 42811.4046
F6_Commercial_Healthcare_New_Food Preparation_Natural Gas_Range_Baseline Forecast | F6 | Commercial | Healthcare | New | Food Preparation | Natural Gas | Range | Baseline Forecast | Avg. Replacement Usage | 0.049984 | 0.051987 | 0.051736 | 0.051197 | 0.05119 | 0.05121 | 0.051226 | 0.051235 | 0.051239 | 0.051244 | 0.051247 | 0.051232 | 0.051265 | 0.051245 | 0.051221 | 0.051199 | 0.051199 | 0.051197 | 0.051203 | 0.051199 | 0.051196 | 0.051192 | 0.051187 | 0.051411 | 0.051416 | 0.051422 | 0.051427 | 0.051432 | 0.051436 | 0.051441 | 0.051446
F7_Commercial_Healthcare_New_Food Preparation_Natural Gas_Range_Baseline Forecast | F7 | Commercial | Healthcare | New | Food Preparation | Natural Gas | Range | Baseline Forecast | Avg. Replacement Demand (S) | 0 | 0 | 0 | 0 | 0 | 0 | 0 | 0 | 0 | 0 | 0 | 0 | 0 | 0 | 0 | 0 | 0 | 0 | 0 | 0 | 0 | 0 | 0 | 0 | 0 | 0 | 0 | 0 | 0 | 0 | 0
F8_Commercial_Healthcare_New_Food Preparation_Natural Gas_Range_Baseline Forecast | F8 | Commercial | Healthcare | New | Food Preparation | Natural Gas | Range | Baseline Forecast | Avg. Replacement Demand (W) | 0 | 0 | 0 | 0 | 0 | 0 | 0 | 0 | 0 | 0 | 0 | 0 | 0 | 0 | 0 | 0 | 0 | 0 | 0 | 0 | 0 | 0 | 0 | 0 | 0 | 0 | 0 | 0 | 0 | 0 | 0
F1_Commercial_Healthcare_New_Food Preparation_Natural Gas_Steamer_Baseline Forecast | F1 | Commercial | Healthcare | New | Food Preparation | Natural Gas | Steamer | Baseline Forecast | Units | 0 | 4571.1718 | 9184.2625 | 14074.9014 | 16759.1547 | 18946.0254 | 21100.9195 | 23224.535 | 25317.5561 | 27380.6537 | 29414.4856 | 31419.6967 | 33396.9193 | 35346.7734 | 37269.8668 | 39166.7958 | 41038.1446 | 42884.4864 | 44706.3831 | 46504.3858 | 48279.0346 | 50030.8595 | 51760.3801 | 53468.1057 | 55154.5361 | 56820.1611 | 58465.4614 | 60090.9081 | 61696.9634 | 63284.0804 | 64852.7037
F2_Commercial_Healthcare_New_Food Preparation_Natural Gas_Steamer_Baseline Forecast | F2 | Commercial | Healthcare | New | Food Preparation | Natural Gas | Steamer | Baseline Forecast | Usage (MMtherm) | 0 | 0.00039634 | 0.00079217 | 0.00092837 | 0.0010076 | 0.0010722 | 0.0011358 | 0.0011985 | 0.0012603 | 0.0013212 | 0.0013529 | 0.0013582 | 0.0013688 | 0.0013838 | 0.0014028 | 0.0014252 | 0.0014506 | 0.0014785 | 0.0015087 | 0.0014622 | 0.0014254 | 0.0014771 | 0.0015282 | 0.0015786 | 0.0016284 | 0.0016775 | 0.0017261 | 0.0017741 | 0.0018215 | 0.0018684 | 0.0019147
F3_Commercial_Healthcare_New_Food Preparation_Natural Gas_Steamer_Baseline Forecast | F3 | Commercial | Healthcare | New | Food Preparation | Natural Gas | Steamer | Baseline Forecast | Peak Demand (S) | 0 | 0 | 0 | 0 | 0 | 0 | 0 | 0 | 0 | 0 | 0 | 0 | 0 | 0 | 0 | 0 | 0 | 0 | 0 | 0 | 0 | 0 | 0 | 0 | 0 | 0 | 0 | 0 | 0 | 0 | 0
F4_Commercial_Healthcare_New_Food Preparation_Natural Gas_Steamer_Baseline Forecast | F4 | Commercial | Healthcare | New | Food Preparation | Natural Gas | Steamer | Baseline Forecast | Peak Demand (W) | 0 | 0 | 0 | 0 | 0 | 0 | 0 | 0 | 0 | 0 | 0 | 0 | 0 | 0 | 0 | 0 | 0 | 0 | 0 | 0 | 0 | 0 | 0 | 0 | 0 | 0 | 0 | 0 | 0 | 0 | 0
F5_Commercial_Healthcare_New_Food Preparation_Natural Gas_Steamer_Baseline Forecast | F5 | Commercial | Healthcare | New | Food Preparation | Natural Gas | Steamer | Baseline Forecast | Turnover | 0 | 4571.1718 | 4613.0907 | 4890.6389 | 2684.2533 | 2186.8707 | 2154.8941 | 2123.6155 | 2093.0211 | 2063.0976 | 2541.7399 | 2969.2505 | 3377.5508 | 3492.8407 | 3537.6227 | 3571.4987 | 3595.8126 | 3611.7564 | 3620.3872 | 5086.7511 | 5040.8063 | 5115.8293 | 4428.3921 | 4346.6247 | 4419.1046 | 4484.5714 | 4542.9152 | 4594.1548 | 4957.4975 | 5257.9167 | 5525.7163
F6_Commercial_Healthcare_New_Food Preparation_Natural Gas_Steamer_Baseline Forecast | F6 | Commercial | Healthcare | New | Food Preparation | Natural Gas | Steamer | Baseline Forecast | Avg. Replacement Usage | 0.083482 | 0.086703 | 0.086215 | 0.029524 | 0.029524 | 0.029524 | 0.029524 | 0.029524 | 0.029524 | 0.029524 | 0.029524 | 0.029524 | 0.029524 | 0.029524 | 0.029524 | 0.029524 | 0.029524 | 0.029524 | 0.029524 | 0.029524 | 0.029524 | 0.029524 | 0.029524 | 0.029524 | 0.029524 | 0.029524 | 0.029524 | 0.029524 | 0.029524 | 0.029524 | 0.029524
F7_Commercial_Healthcare_New_Food Preparation_Natural Gas_Steamer_Baseline Forecast | F7 | Commercial | Healthcare | New | Food Preparation | Natural Gas | Steamer | Baseline Forecast | Avg. Replacement Demand (S) | 0 | 0 | 0 | 0 | 0 | 0 | 0 | 0 | 0 | 0 | 0 | 0 | 0 | 0 | 0 | 0 | 0 | 0 | 0 | 0 | 0 | 0 | 0 | 0 | 0 | 0 | 0 | 0 | 0 | 0 | 0
F8_Commercial_Healthcare_New_Food Preparation_Natural Gas_Steamer_Baseline Forecast | F8 | Commercial | Healthcare | New | Food Preparation | Natural Gas | Steamer | Baseline Forecast | Avg. Replacement Demand (W) | 0 | 0 | 0 | 0 | 0 | 0 | 0 | 0 | 0 | 0 | 0 | 0 | 0 | 0 | 0 | 0 | 0 | 0 | 0 | 0 | 0 | 0 | 0 | 0 | 0 | 0 | 0 | 0 | 0 | 0 | 0
F1_Commercial_Healthcare_New_Food Preparation_Natural Gas_Food Prep Other_Baseline Forecast | F1 | Commercial | Healthcare | New | Food Preparation | Natural Gas | Food Prep Other | Baseline Forecast | Units | 0 | 4571.1718 | 9184.2625 | 14074.9014 | 16759.1547 | 18946.0254 | 21100.9195 | 23224.535 | 25317.5561 | 27380.6537 | 29414.4856 | 31419.6967 | 33396.9193 | 35346.7734 | 37269.8668 | 39166.7958 | 41038.1446 | 42884.4864 | 44706.3831 | 46504.3858 | 48279.0346 | 50030.8595 | 51760.3801 | 53468.1057 | 55154.5361 | 56820.1611 | 58465.4614 | 60090.9081 | 61696.9634 | 63284.0804 | 64852.7037
F2_Commercial_Healthcare_New_Food Preparation_Natural Gas_Food Prep Other_Baseline Forecast | F2 | Commercial | Healthcare | New | Food Preparation | Natural Gas | Food Prep Other | Baseline Forecast | Usage (MMtherm) | 0 | 0.00028232 | 0.00056455 | 0.00085622 | 0.0010195 | 0.0011525 | 0.0012836 | 0.0014128 | 0.0015401 | 0.0016656 | 0.0017894 | 0.0019114 | 0.0020316 | 0.0021503 | 0.0022672 | 0.0023826 | 0.0024965 | 0.0026088 | 0.0027196 | 0.002829 | 0.002937 | 0.0030435 | 0.0031487 | 0.0032526 | 0.0033552 | 0.0034565 | 0.0035566 | 0.0036555 | 0.0037532 | 0.0038498 | 0.0039452
F3_Commercial_Healthcare_New_Food Preparation_Natural Gas_Food Prep Other_Baseline Forecast | F3 | Commercial | Healthcare | New | Food Preparation | Natural Gas | Food Prep Other | Baseline Forecast | Peak Demand (S) | 0 | 0 | 0 | 0 | 0 | 0 | 0 | 0 | 0 | 0 | 0 | 0 | 0 | 0 | 0 | 0 | 0 | 0 | 0 | 0 | 0 | 0 | 0 | 0 | 0 | 0 | 0 | 0 | 0 | 0 | 0
F4_Commercial_Healthcare_New_Food Preparation_Natural Gas_Food Prep Other_Baseline Forecast | F4 | Commercial | Healthcare | New | Food Preparation | Natural Gas | Food Prep Other | Baseline Forecast | Peak Demand (W) | 0 | 0 | 0 | 0 | 0 | 0 | 0 | 0 | 0 | 0 | 0 | 0 | 0 | 0 | 0 | 0 | 0 | 0 | 0 | 0 | 0 | 0 | 0 | 0 | 0 | 0 | 0 | 0 | 0 | 0 | 0
F5_Commercial_Healthcare_New_Food Preparation_Natural Gas_Food Prep Other_Baseline Forecast | F5 | Commercial | Healthcare | New | Food Preparation | Natural Gas | Food Prep Other | Baseline Forecast | Turnover | 0 | 4571.1718 | 4613.0907 | 4890.6389 | 2684.2533 | 2186.8707 | 2154.8941 | 2123.6155 | 2093.0211 | 2063.0976 | 2948.0662 | 3659.2167 | 4278.5549 | 4327.7706 | 4262.8008 | 5397.9789 | 5107.9007 | 4926.9451 | 4120.6081 | 4096.1991 | 4336.6669 | 4648.9508 | 4904.7553 | 5092.6293 | 5705.9383 | 6089.2354 | 6331.9333 | 6211.7764 | 6077.3274 | 6329.0482 | 6215.9162
F6_Commercial_Healthcare_New_Food Preparation_Natural Gas_Food Prep Other_Baseline Forecast | F6 | Commercial | Healthcare | New | Food Preparation | Natural Gas | Food Prep Other | Baseline Forecast | Avg. Replacement Usage | 0.059375 | 0.061762 | 0.061469 | 0.060833 | 0.060833 | 0.060833 | 0.060833 | 0.060833 | 0.060833 | 0.060833 | 0.060833 | 0.060833 | 0.060833 | 0.060833 | 0.060833 | 0.060833 | 0.060833 | 0.060833 | 0.060833 | 0.060833 | 0.060833 | 0.060833 | 0.060833 | 0.060833 | 0.060833 | 0.060833 | 0.060833 | 0.060833 | 0.060833 | 0.060833 | 0.060833
F7_Commercial_Healthcare_New_Food Preparation_Natural Gas_Food Prep Other_Baseline Forecast | F7 | Commercial | Healthcare | New | Food Preparation | Natural Gas | Food Prep Other | Baseline Forecast | Avg. Replacement Demand (S) | 0 | 0 | 0 | 0 | 0 | 0 | 0 | 0 | 0 | 0 | 0 | 0 | 0 | 0 | 0 | 0 | 0 | 0 | 0 | 0 | 0 | 0 | 0 | 0 | 0 | 0 | 0 | 0 | 0 | 0 | 0
F8_Commercial_Healthcare_New_Food Preparation_Natural Gas_Food Prep Other_Baseline Forecast | F8 | Commercial | Healthcare | New | Food Preparation | Natural Gas | Food Prep Other | Baseline Forecast | Avg. Replacement Demand (W) | 0 | 0 | 0 | 0 | 0 | 0 | 0 | 0 | 0 | 0 | 0 | 0 | 0 | 0 | 0 | 0 | 0 | 0 | 0 | 0 | 0 | 0 | 0 | 0 | 0 | 0 | 0 | 0 | 0 | 0 | 0
F1_Commercial_Healthcare_New_Miscellaneous_Natural Gas_Pool Heater_Baseline Forecast | F1 | Commercial | Healthcare | New | Miscellaneous | Natural Gas | Pool Heater | Baseline Forecast | Units | 0 | 1239.9106 | 2491.1916 | 3817.7563 | 4545.8484 | 5139.0276 | 5723.5334 | 6299.5549 | 6867.2778 | 7426.8842 | 7978.5523 | 8522.4571 | 9058.7702 | 9587.6597 | 10109.2905 | 10623.8243 | 11131.4196 | 11632.2319 | 12126.4135 | 12614.114 | 13095.4798 | 13570.6547 | 14039.7797 | 14502.9929 | 14960.4299 | 15412.2235 | 15858.5041 | 16299.3995 | 16735.0351 | 17165.5337 | 17591.016
F2_Commercial_Healthcare_New_Miscellaneous_Natural Gas_Pool Heater_Baseline Forecast | F2 | Commercial | Healthcare | New | Miscellaneous | Natural Gas | Pool Heater | Baseline Forecast | Usage (MMtherm) | 0 | 8.4259e-06 | 1.6848e-05 | 2.5553e-05 | 3.0426e-05 | 3.4397e-05 | 3.8309e-05 | 4.2165e-05 | 4.5966e-05 | 4.9712e-05 | 5.3405e-05 | 5.7046e-05 | 6.0642e-05 | 6.4188e-05 | 6.7686e-05 | 7.1134e-05 | 7.4533e-05 | 7.7883e-05 | 8.1186e-05 | 8.4442e-05 | 8.7656e-05 | 9.0827e-05 | 9.3957e-05 | 9.7071e-05 | 0.00010015 | 0.00010319 | 0.0001062 | 0.00010917 | 0.00011211 | 0.00011501 | 0.00011788
F3_Commercial_Healthcare_New_Miscellaneous_Natural Gas_Pool Heater_Baseline Forecast | F3 | Commercial | Healthcare | New | Miscellaneous | Natural Gas | Pool Heater | Baseline Forecast | Peak Demand (S) | 0 | 0 | 0 | 0 | 0 | 0 | 0 | 0 | 0 | 0 | 0 | 0 | 0 | 0 | 0 | 0 | 0 | 0 | 0 | 0 | 0 | 0 | 0 | 0 | 0 | 0 | 0 | 0 | 0 | 0 | 0
F4_Commercial_Healthcare_New_Miscellaneous_Natural Gas_Pool Heater_Baseline Forecast | F4 | Commercial | Healthcare | New | Miscellaneous | Natural Gas | Pool Heater | Baseline Forecast | Peak Demand (W) | 0 | 0 | 0 | 0 | 0 | 0 | 0 | 0 | 0 | 0 | 0 | 0 | 0 | 0 | 0 | 0 | 0 | 0 | 0 | 0 | 0 | 0 | 0 | 0 | 0 | 0 | 0 | 0 | 0 | 0 | 0
F5_Commercial_Healthcare_New_Miscellaneous_Natural Gas_Pool Heater_Baseline Forecast | F5 | Commercial | Healthcare | New | Miscellaneous | Natural Gas | Pool Heater | Baseline Forecast | Turnover | 0 | 1239.9106 | 1251.2809 | 1326.5647 | 728.0921 | 593.1792 | 832.4879 | 1024.6634 | 1191.9494 | 1204.6059 | 1186.3036 | 1543.146 | 1543.6193 | 1592.8596 | 1456.842 | 1464.5969 | 1639.0083 | 1765.0442 | 1867.9921 | 1881.4351 | 1884.4751 | 2019.0081 | 2057.3244 | 2120.2792 | 2123.7206 | 2163.7484 | 2265.367 | 2340.6689 | 2406.4974 | 2435.4562 | 2462.995
F6_Commercial_Healthcare_New_Miscellaneous_Natural Gas_Pool Heater_Baseline Forecast | F6 | Commercial | Healthcare | New | Miscellaneous | Natural Gas | Pool Heater | Baseline Forecast | Avg. Replacement Usage | 0.0065333 | 0.0067956 | 0.0067632 | 0.0066932 | 0.0066928 | 0.0066934 | 0.0066939 | 0.0066939 | 0.0066936 | 0.0066937 | 0.0066938 | 0.0066939 | 0.0066971 | 0.0066974 | 0.0066975 | 0.0066961 | 0.0066946 | 0.0066932 | 0.0066922 | 0.0066909 | 0.0066907 | 0.0066905 | 0.0066903 | 0.0067011 | 0.0067014 | 0.0067016 | 0.0067018 | 0.006702 | 0.0067023 | 0.0067025 | 0.0067027
F7_Commercial_Healthcare_New_Miscellaneous_Natural Gas_Pool Heater_Baseline Forecast | F7 | Commercial | Healthcare | New | Miscellaneous | Natural Gas | Pool Heater | Baseline Forecast | Avg. Replacement Demand (S) | 0 | 0 | 0 | 0 | 0 | 0 | 0 | 0 | 0 | 0 | 0 | 0 | 0 | 0 | 0 | 0 | 0 | 0 | 0 | 0 | 0 | 0 | 0 | 0 | 0 | 0 | 0 | 0 | 0 | 0 | 0
F8_Commercial_Healthcare_New_Miscellaneous_Natural Gas_Pool Heater_Baseline Forecast | F8 | Commercial | Healthcare | New | Miscellaneous | Natural Gas | Pool Heater | Baseline Forecast | Avg. Replacement Demand (W) | 0 | 0 | 0 | 0 | 0 | 0 | 0 | 0 | 0 | 0 | 0 | 0 | 0 | 0 | 0 | 0 | 0 | 0 | 0 | 0 | 0 | 0 | 0 | 0 | 0 | 0 | 0 | 0 | 0 | 0 | 0
F1_Commercial_Healthcare_New_Miscellaneous_Natural Gas_Miscellaneous_Baseline Forecast | F1 | Commercial | Healthcare | New | Miscellaneous | Natural Gas | Miscellaneous | Baseline Forecast | Units | 0 | 175914.2585 | 353441.7001 | 541650.1418 | 644949.351 | 729107.5822 | 812035.2468 | 893759.2031 | 974305.7838 | 1053700.8064 | 1131969.5842 | 1209136.9355 | 1285227.1944 | 1360264.2203 | 1434271.407 | 1507271.6929 | 1579287.5693 | 1650341.0903 | 1720453.8807 | 1789647.1455 | 1857941.6775 | 1925357.8666 | 1991915.7069 | 2057634.8054 | 2122534.3897 | 2186633.3152 | 2249950.0733 | 2312502.7982 | 2374309.2742 | 2435386.9432 | 2495752.9111
F2_Commercial_Healthcare_New_Miscellaneous_Natural Gas_Miscellaneous_Baseline Forecast | F2 | Commercial | Healthcare | New | Miscellaneous | Natural Gas | Miscellaneous | Baseline Forecast | Usage (MMtherm) | 0 | 0.00098081 | 0.0019613 | 0.0029746 | 0.0035418 | 0.004004 | 0.0044594 | 0.0049082 | 0.0053505 | 0.0057866 | 0.0062164 | 0.0066402 | 0.007058 | 0.0074701 | 0.0078765 | 0.0082774 | 0.0086729 | 0.0090631 | 0.0094481 | 0.0098281 | 0.010203 | 0.010573 | 0.010939 | 0.0113 | 0.011656 | 0.012008 | 0.012356 | 0.012699 | 0.013039 | 0.013374 | 0.013706
F3_Commercial_Healthcare_New_Miscellaneous_Natural Gas_Miscellaneous_Baseline Forecast | F3 | Commercial | Healthcare | New | Miscellaneous | Natural Gas | Miscellaneous | Baseline Forecast | Peak Demand (S) | 0 | 0 | 0 | 0 | 0 | 0 | 0 | 0 | 0 | 0 | 0 | 0 | 0 | 0 | 0 | 0 | 0 | 0 | 0 | 0 | 0 | 0 | 0 | 0 | 0 | 0 | 0 | 0 | 0 | 0 | 0
F4_Commercial_Healthcare_New_Miscellaneous_Natural Gas_Miscellaneous_Baseline Forecast | F4 | Commercial | Healthcare | New | Miscellaneous | Natural Gas | Miscellaneous | Baseline Forecast | Peak Demand (W) | 0 | 0 | 0 | 0 | 0 | 0 | 0 | 0 | 0 | 0 | 0 | 0 | 0 | 0 | 0 | 0 | 0 | 0 | 0 | 0 | 0 | 0 | 0 | 0 | 0 | 0 | 0 | 0 | 0 | 0 | 0
F5_Commercial_Healthcare_New_Miscellaneous_Natural Gas_Miscellaneous_Baseline Forecast | F5 | Commercial | Healthcare | New | Miscellaneous | Natural Gas | Miscellaneous | Baseline Forecast | Turnover | 0 | 175914.2585 | 177527.4416 | 188208.4417 | 128429.8176 | 131059.8157 | 150015.943 | 157575.3117 | 164284.859 | 172601.5388 | 180670.8361 | 239663.6871 | 240500.2076 | 244881.9441 | 236409.2852 | 247325.5258 | 261943.6489 | 269823.9856 | 277774.567 | 287032.7186 | 295911.3951 | 319386.4274 | 323780.7307 | 329745.5684 | 334366.0497 | 344505.0965 | 355030.5091 | 362655.6539 | 370569.0306 | 379147.36 | 387391.948
F6_Commercial_Healthcare_New_Miscellaneous_Natural Gas_Miscellaneous_Baseline Forecast | F6 | Commercial | Healthcare | New | Miscellaneous | Natural Gas | Miscellaneous | Baseline Forecast | Avg. Replacement Usage | 0.0053601 | 0.0055755 | 0.005549 | 0.0054916 | 0.0054916 | 0.0054916 | 0.0054916 | 0.0054916 | 0.0054916 | 0.0054916 | 0.0054916 | 0.0054916 | 0.0054916 | 0.0054916 | 0.0054916 | 0.0054916 | 0.0054916 | 0.0054916 | 0.0054916 | 0.0054916 | 0.0054916 | 0.0054916 | 0.0054916 | 0.0054916 | 0.0054916 | 0.0054916 | 0.0054916 | 0.0054916 | 0.0054916 | 0.0054916 | 0.0054916
F7_Commercial_Healthcare_New_Miscellaneous_Natural Gas_Miscellaneous_Baseline Forecast | F7 | Commercial | Healthcare | New | Miscellaneous | Natural Gas | Miscellaneous | Baseline Forecast | Avg. Replacement Demand (S) | 0 | 0 | 0 | 0 | 0 | 0 | 0 | 0 | 0 | 0 | 0 | 0 | 0 | 0 | 0 | 0 | 0 | 0 | 0 | 0 | 0 | 0 | 0 | 0 | 0 | 0 | 0 | 0 | 0 | 0 | 0
F8_Commercial_Healthcare_New_Miscellaneous_Natural Gas_Miscellaneous_Baseline Forecast | F8 | Commercial | Healthcare | New | Miscellaneous | Natural Gas | Miscellaneous | Baseline Forecast | Avg. Replacement Demand (W) | 0 | 0 | 0 | 0 | 0 | 0 | 0 | 0 | 0 | 0 | 0 | 0 | 0 | 0 | 0 | 0 | 0 | 0 | 0 | 0 | 0 | 0 | 0 | 0 | 0 | 0 | 0 | 0 | 0 | 0 | 0
F1_Commercial_Lodging_Existing_Space Heating_Natural Gas_Furnace_Baseline Forecast | F1 | Commercial | Lodging | Existing | Space Heating | Natural Gas | Furnace | Baseline Forecast | Units | 2032249.6346 | 1991604.6419 | 1951772.5491 | 1912737.0981 | 1874482.3561 | 1836992.709 | 1800252.8548 | 1764247.7977 | 1728962.8418 | 1694383.585 | 1660495.9133 | 1627285.995 | 1594740.2751 | 1562845.4696 | 1531588.5602 | 1500956.789 | 1470937.6532 | 1441518.9001 | 1412688.5221 | 1384434.7517 | 1356746.0567 | 1329611.1355 | 1303018.9128 | 1276958.5346 | 1251419.3639 | 1226390.9766 | 1201863.1571 | 1177825.8939 | 1154269.376 | 1131183.9885 | 1108560.3088
F2_Commercial_Lodging_Existing_Space Heating_Natural Gas_Furnace_Baseline Forecast | F2 | Commercial | Lodging | Existing | Space Heating | Natural Gas | Furnace | Baseline Forecast | Usage (MMtherm) | 0.21571 | 0.21872 | 0.21216 | 0.20463 | 0.19942 | 0.19367 | 0.18805 | 0.18208 | 0.17626 | 0.1706 | 0.16511 | 0.15979 | 0.15473 | 0.14991 | 0.14533 | 0.14096 | 0.1368 | 0.13282 | 0.12902 | 0.12532 | 0.12174 | 0.11825 | 0.11485 | 0.11159 | 0.10845 | 0.10544 | 0.10257 | 0.099814 | 0.097174 | 0.094642 | 0.092209
F3_Commercial_Lodging_Existing_Space Heating_Natural Gas_Furnace_Baseline Forecast | F3 | Commercial | Lodging | Existing | Space Heating | Natural Gas | Furnace | Baseline Forecast | Peak Demand (S) | 0 | 0 | 0 | 0 | 0 | 0 | 0 | 0 | 0 | 0 | 0 | 0 | 0 | 0 | 0 | 0 | 0 | 0 | 0 | 0 | 0 | 0 | 0 | 0 | 0 | 0 | 0 | 0 | 0 | 0 | 0
F4_Commercial_Lodging_Existing_Space Heating_Natural Gas_Furnace_Baseline Forecast | F4 | Commercial | Lodging | Existing | Space Heating | Natural Gas | Furnace | Baseline Forecast | Peak Demand (W) | 0 | 0 | 0 | 0 | 0 | 0 | 0 | 0 | 0 | 0 | 0 | 0 | 0 | 0 | 0 | 0 | 0 | 0 | 0 | 0 | 0 | 0 | 0 | 0 | 0 | 0 | 0 | 0 | 0 | 0 | 0
F5_Commercial_Lodging_Existing_Space Heating_Natural Gas_Furnace_Baseline Forecast | F5 | Commercial | Lodging | Existing | Space Heating | Natural Gas | Furnace | Baseline Forecast | Turnover | 0 | 52068.0952 | 54403.5024 | 56430.0053 | 58174.1407 | 59660.3339 | 60911.0637 | 61947.0145 | 62787.2163 | 63449.1749 | 63948.9903 | 64301.4674 | 59308.6476 | 54703.5055 | 50455.9392 | 46538.1839 | 42924.6308 | 39591.6595 | 36517.4836 | 36466.1909 | 36494.3751 | 36581.8429 | 36711.4426 | 36868.6853 | 37041.4079 | 37219.4755 | 37394.5182 | 37559.698 | 37709.5034 | 37839.568 | 37667.8381
F6_Commercial_Lodging_Existing_Space Heating_Natural Gas_Furnace_Baseline Forecast | F6 | Commercial | Lodging | Existing | Space Heating | Natural Gas | Furnace | Baseline Forecast | Avg. Replacement Usage | 0.092874 | 0.096607 | 0.096148 | 0.095154 | 0.095154 | 0.083652 | 0.083652 | 0.075489 | 0.075492 | 0.075498 | 0.075501 | 0.075505 | 0.075567 | 0.075572 | 0.075573 | 0.075577 | 0.075578 | 0.075579 | 0.075589 | 0.075585 | 0.075584 | 0.075581 | 0.075578 | 0.075813 | 0.075821 | 0.07583 | 0.075839 | 0.075848 | 0.075858 | 0.075869 | 0.07588
F7_Commercial_Lodging_Existing_Space Heating_Natural Gas_Furnace_Baseline Forecast | F7 | Commercial | Lodging | Existing | Space Heating | Natural Gas | Furnace | Baseline Forecast | Avg. Replacement Demand (S) | 0 | 0 | 0 | 0 | 0 | 0 | 0 | 0 | 0 | 0 | 0 | 0 | 0 | 0 | 0 | 0 | 0 | 0 | 0 | 0 | 0 | 0 | 0 | 0 | 0 | 0 | 0 | 0 | 0 | 0 | 0
F8_Commercial_Lodging_Existing_Space Heating_Natural Gas_Furnace_Baseline Forecast | F8 | Commercial | Lodging | Existing | Space Heating | Natural Gas | Furnace | Baseline Forecast | Avg. Replacement Demand (W) | 0 | 0 | 0 | 0 | 0 | 0 | 0 | 0 | 0 | 0 | 0 | 0 | 0 | 0 | 0 | 0 | 0 | 0 | 0 | 0 | 0 | 0 | 0 | 0 | 0 | 0 | 0 | 0 | 0 | 0 | 0
F1_Commercial_Lodging_Existing_Space Heating_Natural Gas_Boiler_Baseline Forecast | F1 | Commercial | Lodging | Existing | Space Heating | Natural Gas | Boiler | Baseline Forecast | Units | 841534.0031 | 824703.323 | 808209.2565 | 792045.0714 | 776204.17 | 760680.0866 | 745466.4849 | 730557.1552 | 715946.0121 | 701627.0918 | 687594.55 | 673842.659 | 660365.8058 | 647158.4897 | 634215.3199 | 621531.0135 | 609100.3932 | 596918.3854 | 584980.0176 | 573280.4173 | 561814.8089 | 550578.5128 | 539566.9425 | 528775.6037 | 518200.0916 | 507836.0898 | 497679.368 | 487725.7806 | 477971.265 | 468411.8397 | 459043.6029
F2_Commercial_Lodging_Existing_Space Heating_Natural Gas_Boiler_Baseline Forecast | F2 | Commercial | Lodging | Existing | Space Heating | Natural Gas | Boiler | Baseline Forecast | Usage (MMtherm) | 0.15258 | 0.15447 | 0.14963 | 0.14415 | 0.14032 | 0.1363 | 0.13239 | 0.12862 | 0.12496 | 0.12143 | 0.11801 | 0.1147 | 0.11151 | 0.10843 | 0.10545 | 0.10257 | 0.0998 | 0.097124 | 0.094542 | 0.092053 | 0.089652 | 0.087321 | 0.085078 | 0.082916 | 0.080831 | 0.078833 | 0.076916 | 0.075073 | 0.0733 | 0.071592 | 0.069944
F3_Commercial_Lodging_Existing_Space Heating_Natural Gas_Boiler_Baseline Forecast | F3 | Commercial | Lodging | Existing | Space Heating | Natural Gas | Boiler | Baseline Forecast | Peak Demand (S) | 0 | 0 | 0 | 0 | 0 | 0 | 0 | 0 | 0 | 0 | 0 | 0 | 0 | 0 | 0 | 0 | 0 | 0 | 0 | 0 | 0 | 0 | 0 | 0 | 0 | 0 | 0 | 0 | 0 | 0 | 0
F4_Commercial_Lodging_Existing_Space Heating_Natural Gas_Boiler_Baseline Forecast | F4 | Commercial | Lodging | Existing | Space Heating | Natural Gas | Boiler | Baseline Forecast | Peak Demand (W) | 0 | 0 | 0 | 0 | 0 | 0 | 0 | 0 | 0 | 0 | 0 | 0 | 0 | 0 | 0 | 0 | 0 | 0 | 0 | 0 | 0 | 0 | 0 | 0 | 0 | 0 | 0 | 0 | 0 | 0 | 0
F5_Commercial_Lodging_Existing_Space Heating_Natural Gas_Boiler_Baseline Forecast | F5 | Commercial | Lodging | Existing | Space Heating | Natural Gas | Boiler | Baseline Forecast | Turnover | 0 | 24991.0098 | 24713.8368 | 24417.9184 | 24106.2794 | 23781.5946 | 23446.2282 | 23102.2674 | 22751.5534 | 22395.7085 | 22036.1601 | 21674.1628 | 21310.8172 | 20947.0871 | 20583.8149 | 20221.7352 | 19861.4865 | 19503.6224 | 19148.6213 | 18796.8941 | 18448.793 | 19388.0169 | 18559.7169 | 17822.2979 | 17163.3306 | 16572.0312 | 16039.0525 | 15556.3021 | 15116.7817 | 14714.4467 | 14344.0835
F6_Commercial_Lodging_Existing_Space Heating_Natural Gas_Boiler_Baseline Forecast | F6 | Commercial | Lodging | Existing | Space Heating | Natural Gas | Boiler | Baseline Forecast | Avg. Replacement Usage | 0.15718 | 0.16349 | 0.16271 | 0.16102 | 0.16101 | 0.14751 | 0.14751 | 0.14751 | 0.14751 | 0.14751 | 0.14751 | 0.14751 | 0.14751 | 0.14751 | 0.14751 | 0.14751 | 0.14751 | 0.14751 | 0.14751 | 0.14751 | 0.14751 | 0.14751 | 0.14751 | 0.14751 | 0.14751 | 0.14751 | 0.14751 | 0.14751 | 0.14751 | 0.14751 | 0.14751
F7_Commercial_Lodging_Existing_Space Heating_Natural Gas_Boiler_Baseline Forecast | F7 | Commercial | Lodging | Existing | Space Heating | Natural Gas | Boiler | Baseline Forecast | Avg. Replacement Demand (S) | 0 | 0 | 0 | 0 | 0 | 0 | 0 | 0 | 0 | 0 | 0 | 0 | 0 | 0 | 0 | 0 | 0 | 0 | 0 | 0 | 0 | 0 | 0 | 0 | 0 | 0 | 0 | 0 | 0 | 0 | 0
F8_Commercial_Lodging_Existing_Space Heating_Natural Gas_Boiler_Baseline Forecast | F8 | Commercial | Lodging | Existing | Space Heating | Natural Gas | Boiler | Baseline Forecast | Avg. Replacement Demand (W) | 0 | 0 | 0 | 0 | 0 | 0 | 0 | 0 | 0 | 0 | 0 | 0 | 0 | 0 | 0 | 0 | 0 | 0 | 0 | 0 | 0 | 0 | 0 | 0 | 0 | 0 | 0 | 0 | 0 | 0 | 0
F1_Commercial_Lodging_Existing_Space Heating_Natural Gas_Unit Heater_Baseline Forecast | F1 | Commercial | Lodging | Existing | Space Heating | Natural Gas | Unit Heater | Baseline Forecast | Units | 276334.0121 | 270807.3318 | 265391.1852 | 260083.3615 | 254881.6943 | 249784.0604 | 244788.3792 | 239892.6116 | 235094.7594 | 230392.8642 | 225785.0069 | 221269.3067 | 216843.9206 | 212507.0422 | 208256.9014 | 204091.7633 | 200009.9281 | 196009.7295 | 192089.5349 | 188247.7442 | 184482.7893 | 180793.1335 | 177177.2709 | 173633.7255 | 170161.0509 | 166757.8299 | 163422.6733 | 160154.2199 | 156951.1355 | 153812.1128 | 150735.8705
F2_Commercial_Lodging_Existing_Space Heating_Natural Gas_Unit Heater_Baseline Forecast | F2 | Commercial | Lodging | Existing | Space Heating | Natural Gas | Unit Heater | Baseline Forecast | Usage (MMtherm) | 0.033663 | 0.034316 | 0.03347 | 0.032461 | 0.031812 | 0.031141 | 0.030472 | 0.029803 | 0.029134 | 0.028465 | 0.027798 | 0.027133 | 0.026472 | 0.025815 | 0.025163 | 0.024519 | 0.023885 | 0.02328 | 0.0227 | 0.022143 | 0.021608 | 0.021091 | 0.020599 | 0.020125 | 0.019667 | 0.019224 | 0.018796 | 0.01838 | 0.017978 | 0.017587 | 0.017208
F3_Commercial_Lodging_Existing_Space Heating_Natural Gas_Unit Heater_Baseline Forecast | F3 | Commercial | Lodging | Existing | Space Heating | Natural Gas | Unit Heater | Baseline Forecast | Peak Demand (S) | 0 | 0 | 0 | 0 | 0 | 0 | 0 | 0 | 0 | 0 | 0 | 0 | 0 | 0 | 0 | 0 | 0 | 0 | 0 | 0 | 0 | 0 | 0 | 0 | 0 | 0 | 0 | 0 | 0 | 0 | 0
F4_Commercial_Lodging_Existing_Space Heating_Natural Gas_Unit Heater_Baseline Forecast | F4 | Commercial | Lodging | Existing | Space Heating | Natural Gas | Unit Heater | Baseline Forecast | Peak Demand (W) | 0 | 0 | 0 | 0 | 0 | 0 | 0 | 0 | 0 | 0 | 0 | 0 | 0 | 0 | 0 | 0 | 0 | 0 | 0 | 0 | 0 | 0 | 0 | 0 | 0 | 0 | 0 | 0 | 0 | 0 | 0
F5_Commercial_Lodging_Existing_Space Heating_Natural Gas_Unit Heater_Baseline Forecast | F5 | Commercial | Lodging | Existing | Space Heating | Natural Gas | Unit Heater | Baseline Forecast | Turnover | 0 | 227.9523 | 649.8713 | 1235.7524 | 1959.1306 | 2796.6869 | 3727.8988 | 4734.7276 | 5801.3415 | 6913.8684 | 7870.1207 | 8714.4523 | 9481.0432 | 10195.8927 | 10878.4532 | 11542.9671 | 12199.5561 | 11370.1867 | 10782.9556 | 10405.1808 | 10185.7512 | 10086.8594 | 10080.6899 | 10146.8712 | 10270.524 | 10440.7783 | 10649.6546 | 10678.6215 | 10595.6468 | 10451.8275 | 10282.337
F6_Commercial_Lodging_Existing_Space Heating_Natural Gas_Unit Heater_Baseline Forecast | F6 | Commercial | Lodging | Existing | Space Heating | Natural Gas | Unit Heater | Baseline Forecast | Avg. Replacement Usage | 0.12182 | 0.12672 | 0.12612 | 0.12481 | 0.12481 | 0.11232 | 0.11232 | 0.11232 | 0.11232 | 0.11232 | 0.11232 | 0.11232 | 0.11232 | 0.11232 | 0.11232 | 0.11232 | 0.11232 | 0.11232 | 0.11232 | 0.11232 | 0.11232 | 0.11232 | 0.11232 | 0.11232 | 0.11232 | 0.11232 | 0.11232 | 0.11232 | 0.11232 | 0.11232 | 0.11232
F7_Commercial_Lodging_Existing_Space Heating_Natural Gas_Unit Heater_Baseline Forecast | F7 | Commercial | Lodging | Existing | Space Heating | Natural Gas | Unit Heater | Baseline Forecast | Avg. Replacement Demand (S) | 0 | 0 | 0 | 0 | 0 | 0 | 0 | 0 | 0 | 0 | 0 | 0 | 0 | 0 | 0 | 0 | 0 | 0 | 0 | 0 | 0 | 0 | 0 | 0 | 0 | 0 | 0 | 0 | 0 | 0 | 0
F8_Commercial_Lodging_Existing_Space Heating_Natural Gas_Unit Heater_Baseline Forecast | F8 | Commercial | Lodging | Existing | Space Heating | Natural Gas | Unit Heater | Baseline Forecast | Avg. Replacement Demand (W) | 0 | 0 | 0 | 0 | 0 | 0 | 0 | 0 | 0 | 0 | 0 | 0 | 0 | 0 | 0 | 0 | 0 | 0 | 0 | 0 | 0 | 0 | 0 | 0 | 0 | 0 | 0 | 0 | 0 | 0 | 0
F1_Commercial_Lodging_Existing_Water Heating_Natural Gas_Water Heater_Baseline Forecast | F1 | Commercial | Lodging | Existing | Water Heating | Natural Gas | Water Heater | Baseline Forecast | Units | 2881385.5018 | 2823757.7918 | 2767282.6359 | 2711936.9832 | 2657698.2435 | 2604544.2787 | 2552453.3931 | 2501404.3252 | 2451376.2387 | 2402348.714 | 2354301.7397 | 2307215.7049 | 2261071.3908 | 2215849.963 | 2171532.9637 | 2128102.3044 | 2085540.2584 | 2043829.4532 | 2002952.8641 | 1962893.8068 | 1923635.9307 | 1885163.2121 | 1847459.9478 | 1810510.7489 | 1774300.5339 | 1738814.5232 | 1704038.2328 | 1669957.4681 | 1636558.3187 | 1603827.1524 | 1571750.6093
F2_Commercial_Lodging_Existing_Water Heating_Natural Gas_Water Heater_Baseline Forecast | F2 | Commercial | Lodging | Existing | Water Heating | Natural Gas | Water Heater | Baseline Forecast | Usage (MMtherm) | 4.4657 | 4.4964 | 4.3284 | 4.1411 | 4.0021 | 3.8673 | 3.7373 | 3.5579 | 3.3844 | 3.2172 | 3.05 | 2.8841 | 2.7265 | 2.5765 | 2.4336 | 2.2892 | 2.1611 | 2.0468 | 1.9443 | 1.852 | 1.7685 | 1.7031 | 1.6423 | 1.5859 | 1.5331 | 1.4837 | 1.4375 | 1.3941 | 1.3535 | 1.3152 | 1.279
F3_Commercial_Lodging_Existing_Water Heating_Natural Gas_Water Heater_Baseline Forecast | F3 | Commercial | Lodging | Existing | Water Heating | Natural Gas | Water Heater | Baseline Forecast | Peak Demand (S) | 0 | 0 | 0 | 0 | 0 | 0 | 0 | 0 | 0 | 0 | 0 | 0 | 0 | 0 | 0 | 0 | 0 | 0 | 0 | 0 | 0 | 0 | 0 | 0 | 0 | 0 | 0 | 0 | 0 | 0 | 0
F4_Commercial_Lodging_Existing_Water Heating_Natural Gas_Water Heater_Baseline Forecast | F4 | Commercial | Lodging | Existing | Water Heating | Natural Gas | Water Heater | Baseline Forecast | Peak Demand (W) | 0 | 0 | 0 | 0 | 0 | 0 | 0 | 0 | 0 | 0 | 0 | 0 | 0 | 0 | 0 | 0 | 0 | 0 | 0 | 0 | 0 | 0 | 0 | 0 | 0 | 0 | 0 | 0 | 0 | 0 | 0
F5_Commercial_Lodging_Existing_Water Heating_Natural Gas_Water Heater_Baseline Forecast | F5 | Commercial | Lodging | Existing | Water Heating | Natural Gas | Water Heater | Baseline Forecast | Turnover | 0 | 85568.4179 | 93005.0913 | 99295.0631 | 104570.1365 | 108947.6021 | 112531.8236 | 115415.6509 | 117681.6783 | 119403.3662 | 134914.5352 | 148162.8369 | 145703.0813 | 143237.5934 | 140772.48 | 155218.2007 | 132052.9088 | 112819.8625 | 96789.6756 | 93294.005 | 90856.3153 | 66815.1125 | 70786.0121 | 75250.408 | 78902.8535 | 81714.39 | 83854.6723 | 86827.6945 | 110190.7711 | 107003.7603 | 102586.6082
F6_Commercial_Lodging_Existing_Water Heating_Natural Gas_Water Heater_Baseline Forecast | F6 | Commercial | Lodging | Existing | Water Heating | Natural Gas | Water Heater | Baseline Forecast | Avg. Replacement Usage | 1.1956 | 1.2437 | 1.2377 | 1.2249 | 1.2249 | 1.225 | 1.2251 | 0.75107 | 0.75134 | 0.75167 | 0.752 | 0.75158 | 0.75196 | 0.75112 | 0.75021 | 0.74935 | 0.74931 | 0.74927 | 0.74932 | 0.74925 | 0.7492 | 0.74914 | 0.74906 | 0.75209 | 0.75216 | 0.75222 | 0.75228 | 0.75234 | 0.75239 | 0.75244 | 0.75247
F7_Commercial_Lodging_Existing_Water Heating_Natural Gas_Water Heater_Baseline Forecast | F7 | Commercial | Lodging | Existing | Water Heating | Natural Gas | Water Heater | Baseline Forecast | Avg. Replacement Demand (S) | 0 | 0 | 0 | 0 | 0 | 0 | 0 | 0 | 0 | 0 | 0 | 0 | 0 | 0 | 0 | 0 | 0 | 0 | 0 | 0 | 0 | 0 | 0 | 0 | 0 | 0 | 0 | 0 | 0 | 0 | 0
F8_Commercial_Lodging_Existing_Water Heating_Natural Gas_Water Heater_Baseline Forecast | F8 | Commercial | Lodging | Existing | Water Heating | Natural Gas | Water Heater | Baseline Forecast | Avg. Replacement Demand (W) | 0 | 0 | 0 | 0 | 0 | 0 | 0 | 0 | 0 | 0 | 0 | 0 | 0 | 0 | 0 | 0 | 0 | 0 | 0 | 0 | 0 | 0 | 0 | 0 | 0 | 0 | 0 | 0 | 0 | 0 | 0
F1_Commercial_Lodging_Existing_Food Preparation_Natural Gas_Oven_Baseline Forecast | F1 | Commercial | Lodging | Existing | Food Preparation | Natural Gas | Oven | Baseline Forecast | Units | 296992.9968 | 291053.1368 | 285232.0741 | 279527.4326 | 273936.884 | 268458.1463 | 263088.9834 | 257827.2037 | 252670.6596 | 247617.2464 | 242664.9015 | 237811.6035 | 233055.3714 | 228394.264 | 223826.3787 | 219349.8511 | 214962.8541 | 210663.597 | 206450.3251 | 202321.3186 | 198274.8922 | 194309.3944 | 190423.2065 | 186614.7423 | 182882.4475 | 179224.7986 | 175640.3026 | 172127.4965 | 168684.9466 | 165311.2477 | 162005.0227
F2_Commercial_Lodging_Existing_Food Preparation_Natural Gas_Oven_Baseline Forecast | F2 | Commercial | Lodging | Existing | Food Preparation | Natural Gas | Oven | Baseline Forecast | Usage (MMtherm) | 0.011236 | 0.011454 | 0.011171 | 0.010834 | 0.010617 | 0.010405 | 0.010197 | 0.0099948 | 0.0097963 | 0.009602 | 0.009411 | 0.0092232 | 0.0090403 | 0.0088607 | 0.008684 | 0.0085101 | 0.0083395 | 0.0081722 | 0.0080082 | 0.0078474 | 0.0076896 | 0.0075346 | 0.0073824 | 0.0072392 | 0.0070988 | 0.0069613 | 0.0068268 | 0.0066948 | 0.0065658 | 0.0064396 | 0.0063161
F3_Commercial_Lodging_Existing_Food Preparation_Natural Gas_Oven_Baseline Forecast | F3 | Commercial | Lodging | Existing | Food Preparation | Natural Gas | Oven | Baseline Forecast | Peak Demand (S) | 0 | 0 | 0 | 0 | 0 | 0 | 0 | 0 | 0 | 0 | 0 | 0 | 0 | 0 | 0 | 0 | 0 | 0 | 0 | 0 | 0 | 0 | 0 | 0 | 0 | 0 | 0 | 0 | 0 | 0 | 0
F4_Commercial_Lodging_Existing_Food Preparation_Natural Gas_Oven_Baseline Forecast | F4 | Commercial | Lodging | Existing | Food Preparation | Natural Gas | Oven | Baseline Forecast | Peak Demand (W) | 0 | 0 | 0 | 0 | 0 | 0 | 0 | 0 | 0 | 0 | 0 | 0 | 0 | 0 | 0 | 0 | 0 | 0 | 0 | 0 | 0 | 0 | 0 | 0 | 0 | 0 | 0 | 0 | 0 | 0 | 0
F5_Commercial_Lodging_Existing_Food Preparation_Natural Gas_Oven_Baseline Forecast | F5 | Commercial | Lodging | Existing | Food Preparation | Natural Gas | Oven | Baseline Forecast | Turnover | 0 | 11642.1255 | 14832.0679 | 17218.8898 | 18978.3473 | 20248.1872 | 21136.3585 | 21727.4491 | 22087.7333 | 22269.1278 | 19076.7622 | 17070.0625 | 15886.1163 | 15260.2991 | 15001.3892 | 14972.729 | 17477.6891 | 17915.7802 | 18174.9782 | 17846.0063 | 17222.4154 | 16488.981 | 15756.282 | 15085.2695 | 14504.5489 | 13688.9307 | 13319.0325 | 13217.4821 | 13201.5073 | 13176.8234 | 13102.6829
F6_Commercial_Lodging_Existing_Food Preparation_Natural Gas_Oven_Baseline Forecast | F6 | Commercial | Lodging | Existing | Food Preparation | Natural Gas | Oven | Baseline Forecast | Avg. Replacement Usage | 0.037833 | 0.039344 | 0.039151 | 0.038739 | 0.038728 | 0.038768 | 0.038801 | 0.038819 | 0.038826 | 0.038837 | 0.038811 | 0.038788 | 0.038856 | 0.038826 | 0.038787 | 0.038751 | 0.03875 | 0.038747 | 0.038759 | 0.038751 | 0.038745 | 0.038737 | 0.038727 | 0.039107 | 0.039115 | 0.039122 | 0.039129 | 0.039136 | 0.039142 | 0.039148 | 0.039154
F7_Commercial_Lodging_Existing_Food Preparation_Natural Gas_Oven_Baseline Forecast | F7 | Commercial | Lodging | Existing | Food Preparation | Natural Gas | Oven | Baseline Forecast | Avg. Replacement Demand (S) | 0 | 0 | 0 | 0 | 0 | 0 | 0 | 0 | 0 | 0 | 0 | 0 | 0 | 0 | 0 | 0 | 0 | 0 | 0 | 0 | 0 | 0 | 0 | 0 | 0 | 0 | 0 | 0 | 0 | 0 | 0
F8_Commercial_Lodging_Existing_Food Preparation_Natural Gas_Oven_Baseline Forecast | F8 | Commercial | Lodging | Existing | Food Preparation | Natural Gas | Oven | Baseline Forecast | Avg. Replacement Demand (W) | 0 | 0 | 0 | 0 | 0 | 0 | 0 | 0 | 0 | 0 | 0 | 0 | 0 | 0 | 0 | 0 | 0 | 0 | 0 | 0 | 0 | 0 | 0 | 0 | 0 | 0 | 0 | 0 | 0 | 0 | 0
F1_Commercial_Lodging_Existing_Food Preparation_Natural Gas_Conveyor Oven_Baseline Forecast | F1 | Commercial | Lodging | Existing | Food Preparation | Natural Gas | Conveyor Oven | Baseline Forecast | Units | 148496.4984 | 145526.5684 | 142616.0371 | 139763.7163 | 136968.442 | 134229.0731 | 131544.4917 | 128913.6019 | 126335.3298 | 123808.6232 | 121332.4508 | 118905.8017 | 116527.6857 | 114197.132 | 111913.1894 | 109674.9256 | 107481.4271 | 105331.7985 | 103225.1625 | 101160.6593 | 99137.4461 | 97154.6972 | 95211.6032 | 93307.3712 | 91441.2238 | 89612.3993 | 87820.1513 | 86063.7483 | 84342.4733 | 82655.6238 | 81002.5114
F2_Commercial_Lodging_Existing_Food Preparation_Natural Gas_Conveyor Oven_Baseline Forecast | F2 | Commercial | Lodging | Existing | Food Preparation | Natural Gas | Conveyor Oven | Baseline Forecast | Usage (MMtherm) | 0.0096129 | 0.0097993 | 0.0095578 | 0.0092697 | 0.0090843 | 0.0089026 | 0.0087246 | 0.0085501 | 0.008379 | 0.0082114 | 0.0080471 | 0.0078861 | 0.0077288 | 0.0075747 | 0.0074237 | 0.0072757 | 0.0071307 | 0.0069885 | 0.0068491 | 0.0067124 | 0.0065784 | 0.006447 | 0.0063182 | 0.0061927 | 0.0060697 | 0.0059494 | 0.0058317 | 0.0057167 | 0.0056042 | 0.0054942 | 0.0053866
F3_Commercial_Lodging_Existing_Food Preparation_Natural Gas_Conveyor Oven_Baseline Forecast | F3 | Commercial | Lodging | Existing | Food Preparation | Natural Gas | Conveyor Oven | Baseline Forecast | Peak Demand (S) | 0 | 0 | 0 | 0 | 0 | 0 | 0 | 0 | 0 | 0 | 0 | 0 | 0 | 0 | 0 | 0 | 0 | 0 | 0 | 0 | 0 | 0 | 0 | 0 | 0 | 0 | 0 | 0 | 0 | 0 | 0
F4_Commercial_Lodging_Existing_Food Preparation_Natural Gas_Conveyor Oven_Baseline Forecast | F4 | Commercial | Lodging | Existing | Food Preparation | Natural Gas | Conveyor Oven | Baseline Forecast | Peak Demand (W) | 0 | 0 | 0 | 0 | 0 | 0 | 0 | 0 | 0 | 0 | 0 | 0 | 0 | 0 | 0 | 0 | 0 | 0 | 0 | 0 | 0 | 0 | 0 | 0 | 0 | 0 | 0 | 0 | 0 | 0 | 0
F5_Commercial_Lodging_Existing_Food Preparation_Natural Gas_Conveyor Oven_Baseline Forecast | F5 | Commercial | Lodging | Existing | Food Preparation | Natural Gas | Conveyor Oven | Baseline Forecast | Turnover | 0 | 0 | 0 | 0 | 0 | 536.9163 | 1473.2983 | 2702.0291 | 4139.7561 | 5721.7412 | 6912.4941 | 7797.5114 | 8443.8027 | 8903.8839 | 9218.9088 | 9421.123 | 9535.789 | 7476.0586 | 5861.2299 | 4595.2043 | 3602.6401 | 2902.1936 | 2488.5938 | 2342.202 | 2435.5556 | 2737.7522 | 3239.1334 | 3830.6846 | 4441.3702 | 5026.8083 | 5561.0679
F6_Commercial_Lodging_Existing_Food Preparation_Natural Gas_Conveyor Oven_Baseline Forecast | F6 | Commercial | Lodging | Existing | Food Preparation | Natural Gas | Conveyor Oven | Baseline Forecast | Avg. Replacement Usage | 0.064735 | 0.067338 | 0.067022 | 0.066333 | 0.06632 | 0.066328 | 0.066331 | 0.066324 | 0.066308 | 0.066312 | 0.066314 | 0.066316 | 0.066373 | 0.066377 | 0.066376 | 0.06638 | 0.06638 | 0.06638 | 0.06639 | 0.066385 | 0.066383 | 0.066379 | 0.066374 | 0.066691 | 0.066702 | 0.066712 | 0.066722 | 0.066732 | 0.066741 | 0.066751 | 0.066763
F7_Commercial_Lodging_Existing_Food Preparation_Natural Gas_Conveyor Oven_Baseline Forecast | F7 | Commercial | Lodging | Existing | Food Preparation | Natural Gas | Conveyor Oven | Baseline Forecast | Avg. Replacement Demand (S) | 0 | 0 | 0 | 0 | 0 | 0 | 0 | 0 | 0 | 0 | 0 | 0 | 0 | 0 | 0 | 0 | 0 | 0 | 0 | 0 | 0 | 0 | 0 | 0 | 0 | 0 | 0 | 0 | 0 | 0 | 0
F8_Commercial_Lodging_Existing_Food Preparation_Natural Gas_Conveyor Oven_Baseline Forecast | F8 | Commercial | Lodging | Existing | Food Preparation | Natural Gas | Conveyor Oven | Baseline Forecast | Avg. Replacement Demand (W) | 0 | 0 | 0 | 0 | 0 | 0 | 0 | 0 | 0 | 0 | 0 | 0 | 0 | 0 | 0 | 0 | 0 | 0 | 0 | 0 | 0 | 0 | 0 | 0 | 0 | 0 | 0 | 0 | 0 | 0 | 0
F1_Commercial_Lodging_Existing_Food Preparation_Natural Gas_Double Rack Oven_Baseline Forecast | F1 | Commercial | Lodging | Existing | Food Preparation | Natural Gas | Double Rack Oven | Baseline Forecast | Units | 148496.4984 | 145526.5684 | 142616.0371 | 139763.7163 | 136968.442 | 134229.0731 | 131544.4917 | 128913.6019 | 126335.3298 | 123808.6232 | 121332.4508 | 118905.8017 | 116527.6857 | 114197.132 | 111913.1894 | 109674.9256 | 107481.4271 | 105331.7985 | 103225.1625 | 101160.6593 | 99137.4461 | 97154.6972 | 95211.6032 | 93307.3712 | 91441.2238 | 89612.3993 | 87820.1513 | 86063.7483 | 84342.4733 | 82655.6238 | 81002.5114
F2_Commercial_Lodging_Existing_Food Preparation_Natural Gas_Double Rack Oven_Baseline Forecast | F2 | Commercial | Lodging | Existing | Food Preparation | Natural Gas | Double Rack Oven | Baseline Forecast | Usage (MMtherm) | 0.014604 | 0.014887 | 0.014519 | 0.014081 | 0.013799 | 0.013524 | 0.013256 | 0.012995 | 0.01274 | 0.012488 | 0.01224 | 0.011995 | 0.011758 | 0.011523 | 0.011294 | 0.011069 | 0.010848 | 0.010632 | 0.010419 | 0.010211 | 0.010006 | 0.0098045 | 0.0096067 | 0.0094322 | 0.0092611 | 0.0090935 | 0.0089288 | 0.008767 | 0.0086082 | 0.0084534 | 0.0083023
F3_Commercial_Lodging_Existing_Food Preparation_Natural Gas_Double Rack Oven_Baseline Forecast | F3 | Commercial | Lodging | Existing | Food Preparation | Natural Gas | Double Rack Oven | Baseline Forecast | Peak Demand (S) | 0 | 0 | 0 | 0 | 0 | 0 | 0 | 0 | 0 | 0 | 0 | 0 | 0 | 0 | 0 | 0 | 0 | 0 | 0 | 0 | 0 | 0 | 0 | 0 | 0 | 0 | 0 | 0 | 0 | 0 | 0
F4_Commercial_Lodging_Existing_Food Preparation_Natural Gas_Double Rack Oven_Baseline Forecast | F4 | Commercial | Lodging | Existing | Food Preparation | Natural Gas | Double Rack Oven | Baseline Forecast | Peak Demand (W) | 0 | 0 | 0 | 0 | 0 | 0 | 0 | 0 | 0 | 0 | 0 | 0 | 0 | 0 | 0 | 0 | 0 | 0 | 0 | 0 | 0 | 0 | 0 | 0 | 0 | 0 | 0 | 0 | 0 | 0 | 0
F5_Commercial_Lodging_Existing_Food Preparation_Natural Gas_Double Rack Oven_Baseline Forecast | F5 | Commercial | Lodging | Existing | Food Preparation | Natural Gas | Double Rack Oven | Baseline Forecast | Turnover | 0 | 3233.9237 | 4401.7295 | 5387.3257 | 6214.8308 | 6905.2423 | 7476.8388 | 7945.5307 | 8325.166 | 8627.7959 | 7515.7689 | 6547.0698 | 6221.1261 | 6079.0977 | 6061.5532 | 6124.5395 | 6235.8966 | 6986.0135 | 7232.5402 | 7424.3535 | 7568.964 | 7457.0059 | 7172.941 | 6862.1838 | 6564.574 | 6301.2327 | 5825.3665 | 5482.4454 | 5442.7259 | 5476.6433 | 5549.9931
F6_Commercial_Lodging_Existing_Food Preparation_Natural Gas_Double Rack Oven_Baseline Forecast | F6 | Commercial | Lodging | Existing | Food Preparation | Natural Gas | Double Rack Oven | Baseline Forecast | Avg. Replacement Usage | 0.098344 | 0.10224 | 0.10171 | 0.10068 | 0.10067 | 0.10091 | 0.10112 | 0.10124 | 0.10129 | 0.10114 | 0.10096 | 0.10077 | 0.10112 | 0.10088 | 0.10087 | 0.10089 | 0.10089 | 0.10087 | 0.10095 | 0.1009 | 0.10087 | 0.10083 | 0.10078 | 0.10361 | 0.10369 | 0.10377 | 0.10384 | 0.10391 | 0.10398 | 0.10405 | 0.10411
F7_Commercial_Lodging_Existing_Food Preparation_Natural Gas_Double Rack Oven_Baseline Forecast | F7 | Commercial | Lodging | Existing | Food Preparation | Natural Gas | Double Rack Oven | Baseline Forecast | Avg. Replacement Demand (S) | 0 | 0 | 0 | 0 | 0 | 0 | 0 | 0 | 0 | 0 | 0 | 0 | 0 | 0 | 0 | 0 | 0 | 0 | 0 | 0 | 0 | 0 | 0 | 0 | 0 | 0 | 0 | 0 | 0 | 0 | 0
F8_Commercial_Lodging_Existing_Food Preparation_Natural Gas_Double Rack Oven_Baseline Forecast | F8 | Commercial | Lodging | Existing | Food Preparation | Natural Gas | Double Rack Oven | Baseline Forecast | Avg. Replacement Demand (W) | 0 | 0 | 0 | 0 | 0 | 0 | 0 | 0 | 0 | 0 | 0 | 0 | 0 | 0 | 0 | 0 | 0 | 0 | 0 | 0 | 0 | 0 | 0 | 0 | 0 | 0 | 0 | 0 | 0 | 0 | 0
F1_Commercial_Lodging_Existing_Food Preparation_Natural Gas_Fryer_Baseline Forecast | F1 | Commercial | Lodging | Existing | Food Preparation | Natural Gas | Fryer | Baseline Forecast | Units | 393928.276 | 386049.7105 | 378328.7163 | 370762.142 | 363346.8991 | 356079.9611 | 348958.3619 | 341979.1947 | 335139.6108 | 328436.8186 | 321868.0822 | 315430.7206 | 309122.1062 | 302939.664 | 296880.8707 | 290943.2533 | 285124.3883 | 279421.9005 | 273833.4625 | 268356.7932 | 262989.6574 | 257729.8642 | 252575.2669 | 247523.7616 | 242573.2864 | 237721.8206 | 232967.3842 | 228308.0365 | 223741.8758 | 219267.0383 | 214881.6975
F2_Commercial_Lodging_Existing_Food Preparation_Natural Gas_Fryer_Baseline Forecast | F2 | Commercial | Lodging | Existing | Food Preparation | Natural Gas | Fryer | Baseline Forecast | Usage (MMtherm) | 0.024108 | 0.024575 | 0.023969 | 0.023021 | 0.022322 | 0.021628 | 0.02094 | 0.020258 | 0.019585 | 0.018889 | 0.018175 | 0.017487 | 0.016853 | 0.016267 | 0.015683 | 0.015142 | 0.014684 | 0.014253 | 0.013844 | 0.013458 | 0.013091 | 0.012742 | 0.01241 | 0.012092 | 0.011789 | 0.011498 | 0.01122 | 0.010952 | 0.010694 | 0.010445 | 0.010206
F3_Commercial_Lodging_Existing_Food Preparation_Natural Gas_Fryer_Baseline Forecast | F3 | Commercial | Lodging | Existing | Food Preparation | Natural Gas | Fryer | Baseline Forecast | Peak Demand (S) | 0 | 0 | 0 | 0 | 0 | 0 | 0 | 0 | 0 | 0 | 0 | 0 | 0 | 0 | 0 | 0 | 0 | 0 | 0 | 0 | 0 | 0 | 0 | 0 | 0 | 0 | 0 | 0 | 0 | 0 | 0
F4_Commercial_Lodging_Existing_Food Preparation_Natural Gas_Fryer_Baseline Forecast | F4 | Commercial | Lodging | Existing | Food Preparation | Natural Gas | Fryer | Baseline Forecast | Peak Demand (W) | 0 | 0 | 0 | 0 | 0 | 0 | 0 | 0 | 0 | 0 | 0 | 0 | 0 | 0 | 0 | 0 | 0 | 0 | 0 | 0 | 0 | 0 | 0 | 0 | 0 | 0 | 0 | 0 | 0 | 0 | 0
F5_Commercial_Lodging_Existing_Food Preparation_Natural Gas_Fryer_Baseline Forecast | F5 | Commercial | Lodging | Existing | Food Preparation | Natural Gas | Fryer | Baseline Forecast | Turnover | 0 | 11698.4761 | 12715.18 | 13575.1127 | 14296.2938 | 14894.7585 | 15384.7749 | 15779.037 | 16088.8366 | 18314.7432 | 20218.2025 | 21835.9831 | 21327.3431 | 20836.7219 | 22721.2526 | 22005.8629 | 21333.2499 | 21038.1456 | 21000.1267 | 21129.2942 | 21040.4064 | 20794.9321 | 21242.1813 | 21354.0584 | 21223.0505 | 20599.5491 | 20062.6933 | 20102.1794 | 19567.2366 | 19081.3045 | 18822.6462
F6_Commercial_Lodging_Existing_Food Preparation_Natural Gas_Fryer_Baseline Forecast | F6 | Commercial | Lodging | Existing | Food Preparation | Natural Gas | Fryer | Baseline Forecast | Avg. Replacement Usage | 0.061198 | 0.063643 | 0.063329 | 0.046063 | 0.046063 | 0.046063 | 0.046063 | 0.046063 | 0.046063 | 0.046063 | 0.046063 | 0.046063 | 0.046063 | 0.046063 | 0.046063 | 0.046063 | 0.046063 | 0.046063 | 0.046063 | 0.046063 | 0.046063 | 0.046063 | 0.046063 | 0.046063 | 0.046063 | 0.046063 | 0.046063 | 0.046063 | 0.046063 | 0.046063 | 0.046063
F7_Commercial_Lodging_Existing_Food Preparation_Natural Gas_Fryer_Baseline Forecast | F7 | Commercial | Lodging | Existing | Food Preparation | Natural Gas | Fryer | Baseline Forecast | Avg. Replacement Demand (S) | 0 | 0 | 0 | 0 | 0 | 0 | 0 | 0 | 0 | 0 | 0 | 0 | 0 | 0 | 0 | 0 | 0 | 0 | 0 | 0 | 0 | 0 | 0 | 0 | 0 | 0 | 0 | 0 | 0 | 0 | 0
F8_Commercial_Lodging_Existing_Food Preparation_Natural Gas_Fryer_Baseline Forecast | F8 | Commercial | Lodging | Existing | Food Preparation | Natural Gas | Fryer | Baseline Forecast | Avg. Replacement Demand (W) | 0 | 0 | 0 | 0 | 0 | 0 | 0 | 0 | 0 | 0 | 0 | 0 | 0 | 0 | 0 | 0 | 0 | 0 | 0 | 0 | 0 | 0 | 0 | 0 | 0 | 0 | 0 | 0 | 0 | 0 | 0
F1_Commercial_Lodging_Existing_Food Preparation_Natural Gas_Broiler_Baseline Forecast | F1 | Commercial | Lodging | Existing | Food Preparation | Natural Gas | Broiler | Baseline Forecast | Units | 256177.2201 | 251053.6757 | 246032.6022 | 241111.9502 | 236289.7112 | 231563.9169 | 226932.6386 | 222393.9858 | 217946.1061 | 213587.184 | 209315.4403 | 205129.1315 | 201026.5489 | 197006.0179 | 193065.8975 | 189204.5796 | 185420.488 | 181712.0782 | 178077.8367 | 174516.2799 | 171025.9543 | 167605.4352 | 164253.3265 | 160968.26 | 157748.8948 | 154593.9169 | 151502.0386 | 148471.9978 | 145502.5578 | 142592.5067 | 139740.6566
F2_Commercial_Lodging_Existing_Food Preparation_Natural Gas_Broiler_Baseline Forecast | F2 | Commercial | Lodging | Existing | Food Preparation | Natural Gas | Broiler | Baseline Forecast | Usage (MMtherm) | 0.016104 | 0.016416 | 0.016011 | 0.015528 | 0.015217 | 0.014913 | 0.014616 | 0.014326 | 0.014041 | 0.013762 | 0.013487 | 0.013217 | 0.012954 | 0.012695 | 0.012442 | 0.012193 | 0.01195 | 0.011711 | 0.011477 | 0.011248 | 0.011022 | 0.010801 | 0.010585 | 0.01038 | 0.010179 | 0.0099823 | 0.0097895 | 0.0096005 | 0.0094153 | 0.0092343 | 0.0090571
F3_Commercial_Lodging_Existing_Food Preparation_Natural Gas_Broiler_Baseline Forecast | F3 | Commercial | Lodging | Existing | Food Preparation | Natural Gas | Broiler | Baseline Forecast | Peak Demand (S) | 0 | 0 | 0 | 0 | 0 | 0 | 0 | 0 | 0 | 0 | 0 | 0 | 0 | 0 | 0 | 0 | 0 | 0 | 0 | 0 | 0 | 0 | 0 | 0 | 0 | 0 | 0 | 0 | 0 | 0 | 0
F4_Commercial_Lodging_Existing_Food Preparation_Natural Gas_Broiler_Baseline Forecast | F4 | Commercial | Lodging | Existing | Food Preparation | Natural Gas | Broiler | Baseline Forecast | Peak Demand (W) | 0 | 0 | 0 | 0 | 0 | 0 | 0 | 0 | 0 | 0 | 0 | 0 | 0 | 0 | 0 | 0 | 0 | 0 | 0 | 0 | 0 | 0 | 0 | 0 | 0 | 0 | 0 | 0 | 0 | 0 | 0
F5_Commercial_Lodging_Existing_Food Preparation_Natural Gas_Broiler_Baseline Forecast | F5 | Commercial | Lodging | Existing | Food Preparation | Natural Gas | Broiler | Baseline Forecast | Turnover | 0 | 9298.2843 | 10377.9184 | 11272.8381 | 12007.7622 | 12604.2054 | 13080.8915 | 13454.1135 | 13738.0473 | 13945.0247 | 12147.666 | 10581.9668 | 10707.1544 | 10859.3902 | 11018.5638 | 11170.8937 | 11307.3011 | 13186.4186 | 13135.7046 | 13058.5497 | 12959.0214 | 12530.2693 | 11888.6098 | 11357.8804 | 10924.6019 | 10574.1935 | 9924.5915 | 9457.0689 | 9691.3554 | 9859.4589 | 9969.411
F6_Commercial_Lodging_Existing_Food Preparation_Natural Gas_Broiler_Baseline Forecast | F6 | Commercial | Lodging | Existing | Food Preparation | Natural Gas | Broiler | Baseline Forecast | Avg. Replacement Usage | 0.062862 | 0.065373 | 0.065051 | 0.064384 | 0.064383 | 0.064443 | 0.064496 | 0.064526 | 0.064539 | 0.064502 | 0.064456 | 0.064409 | 0.064496 | 0.064437 | 0.064434 | 0.064439 | 0.064438 | 0.064435 | 0.064454 | 0.064442 | 0.064434 | 0.064423 | 0.064409 | 0.065079 | 0.065096 | 0.065113 | 0.065129 | 0.065144 | 0.065159 | 0.065173 | 0.065187
F7_Commercial_Lodging_Existing_Food Preparation_Natural Gas_Broiler_Baseline Forecast | F7 | Commercial | Lodging | Existing | Food Preparation | Natural Gas | Broiler | Baseline Forecast | Avg. Replacement Demand (S) | 0 | 0 | 0 | 0 | 0 | 0 | 0 | 0 | 0 | 0 | 0 | 0 | 0 | 0 | 0 | 0 | 0 | 0 | 0 | 0 | 0 | 0 | 0 | 0 | 0 | 0 | 0 | 0 | 0 | 0 | 0
F8_Commercial_Lodging_Existing_Food Preparation_Natural Gas_Broiler_Baseline Forecast | F8 | Commercial | Lodging | Existing | Food Preparation | Natural Gas | Broiler | Baseline Forecast | Avg. Replacement Demand (W) | 0 | 0 | 0 | 0 | 0 | 0 | 0 | 0 | 0 | 0 | 0 | 0 | 0 | 0 | 0 | 0 | 0 | 0 | 0 | 0 | 0 | 0 | 0 | 0 | 0 | 0 | 0 | 0 | 0 | 0 | 0
F1_Commercial_Lodging_Existing_Food Preparation_Natural Gas_Griddle_Baseline Forecast | F1 | Commercial | Lodging | Existing | Food Preparation | Natural Gas | Griddle | Baseline Forecast | Units | 372015.6246 | 364575.3121 | 357283.8058 | 350138.1297 | 343135.3671 | 336272.6598 | 329547.2066 | 322956.2624 | 316497.1372 | 310167.1945 | 303963.8506 | 297884.5736 | 291926.8821 | 286088.3444 | 280366.5776 | 274759.246 | 269264.0611 | 263878.7799 | 258601.2043 | 253429.1802 | 248360.5966 | 243393.3846 | 238525.5169 | 233755.0066 | 229079.9065 | 224498.3083 | 220008.3422 | 215608.1753 | 211296.0118 | 207070.0916 | 202928.6898
F2_Commercial_Lodging_Existing_Food Preparation_Natural Gas_Griddle_Baseline Forecast | F2 | Commercial | Lodging | Existing | Food Preparation | Natural Gas | Griddle | Baseline Forecast | Usage (MMtherm) | 0.016622 | 0.016944 | 0.016526 | 0.016028 | 0.015708 | 0.015394 | 0.015086 | 0.014784 | 0.014489 | 0.014199 | 0.013915 | 0.013637 | 0.013364 | 0.013097 | 0.012835 | 0.012578 | 0.012327 | 0.01208 | 0.011839 | 0.011602 | 0.01137 | 0.011142 | 0.01092 | 0.010702 | 0.010489 | 0.01028 | 0.010075 | 0.009874 | 0.0096773 | 0.0094845 | 0.0092957
F3_Commercial_Lodging_Existing_Food Preparation_Natural Gas_Griddle_Baseline Forecast | F3 | Commercial | Lodging | Existing | Food Preparation | Natural Gas | Griddle | Baseline Forecast | Peak Demand (S) | 0 | 0 | 0 | 0 | 0 | 0 | 0 | 0 | 0 | 0 | 0 | 0 | 0 | 0 | 0 | 0 | 0 | 0 | 0 | 0 | 0 | 0 | 0 | 0 | 0 | 0 | 0 | 0 | 0 | 0 | 0
F4_Commercial_Lodging_Existing_Food Preparation_Natural Gas_Griddle_Baseline Forecast | F4 | Commercial | Lodging | Existing | Food Preparation | Natural Gas | Griddle | Baseline Forecast | Peak Demand (W) | 0 | 0 | 0 | 0 | 0 | 0 | 0 | 0 | 0 | 0 | 0 | 0 | 0 | 0 | 0 | 0 | 0 | 0 | 0 | 0 | 0 | 0 | 0 | 0 | 0 | 0 | 0 | 0 | 0 | 0 | 0
F5_Commercial_Lodging_Existing_Food Preparation_Natural Gas_Griddle_Baseline Forecast | F5 | Commercial | Lodging | Existing | Food Preparation | Natural Gas | Griddle | Baseline Forecast | Turnover | 0 | 13502.7893 | 15070.6132 | 16370.1983 | 17437.441 | 18303.5843 | 18995.8187 | 19537.8045 | 19950.1276 | 20250.6963 | 17640.6066 | 15366.9284 | 15548.7234 | 15769.7973 | 16000.9462 | 16222.1566 | 16420.2448 | 19149.0631 | 19075.4172 | 18963.3744 | 18818.8413 | 18196.2157 | 17264.4102 | 16493.6951 | 15864.4965 | 15355.6402 | 14412.3007 | 13733.3733 | 14073.5997 | 14317.7163 | 14477.3866
F6_Commercial_Lodging_Existing_Food Preparation_Natural Gas_Griddle_Baseline Forecast | F6 | Commercial | Lodging | Existing | Food Preparation | Natural Gas | Griddle | Baseline Forecast | Avg. Replacement Usage | 0.04468 | 0.046475 | 0.046254 | 0.045776 | 0.045776 | 0.04578 | 0.045783 | 0.045785 | 0.045786 | 0.045784 | 0.04578 | 0.045777 | 0.045783 | 0.045779 | 0.045779 | 0.045779 | 0.045779 | 0.045779 | 0.04578 | 0.04578 | 0.045779 | 0.045778 | 0.045777 | 0.045827 | 0.045828 | 0.04583 | 0.045831 | 0.045832 | 0.045834 | 0.045835 | 0.045836
F7_Commercial_Lodging_Existing_Food Preparation_Natural Gas_Griddle_Baseline Forecast | F7 | Commercial | Lodging | Existing | Food Preparation | Natural Gas | Griddle | Baseline Forecast | Avg. Replacement Demand (S) | 0 | 0 | 0 | 0 | 0 | 0 | 0 | 0 | 0 | 0 | 0 | 0 | 0 | 0 | 0 | 0 | 0 | 0 | 0 | 0 | 0 | 0 | 0 | 0 | 0 | 0 | 0 | 0 | 0 | 0 | 0
F8_Commercial_Lodging_Existing_Food Preparation_Natural Gas_Griddle_Baseline Forecast | F8 | Commercial | Lodging | Existing | Food Preparation | Natural Gas | Griddle | Baseline Forecast | Avg. Replacement Demand (W) | 0 | 0 | 0 | 0 | 0 | 0 | 0 | 0 | 0 | 0 | 0 | 0 | 0 | 0 | 0 | 0 | 0 | 0 | 0 | 0 | 0 | 0 | 0 | 0 | 0 | 0 | 0 | 0 | 0 | 0 | 0
F1_Commercial_Lodging_Existing_Food Preparation_Natural Gas_Range_Baseline Forecast | F1 | Commercial | Lodging | Existing | Food Preparation | Natural Gas | Range | Baseline Forecast | Units | 1056832.949 | 1035696.29 | 1014982.3642 | 994682.717 | 974789.0626 | 955293.2814 | 936187.4157 | 917463.6674 | 899114.3941 | 881132.1062 | 863509.4641 | 846239.2748 | 829314.4893 | 812728.1995 | 796473.6355 | 780544.1628 | 764933.2795 | 749634.614 | 734641.9217 | 719949.0832 | 705550.1016 | 691439.0995 | 677610.3176 | 664058.1112 | 650776.949 | 637761.41 | 625006.1818 | 612506.0582 | 600255.937 | 588250.8183 | 576485.8019
F2_Commercial_Lodging_Existing_Food Preparation_Natural Gas_Range_Baseline Forecast | F2 | Commercial | Lodging | Existing | Food Preparation | Natural Gas | Range | Baseline Forecast | Usage (MMtherm) | 0.048981 | 0.04993 | 0.048699 | 0.047231 | 0.046285 | 0.045359 | 0.044453 | 0.043565 | 0.042696 | 0.041845 | 0.04101 | 0.040191 | 0.039391 | 0.038605 | 0.037834 | 0.037076 | 0.036334 | 0.035606 | 0.034893 | 0.034193 | 0.033507 | 0.032834 | 0.032175 | 0.03154 | 0.030918 | 0.030309 | 0.029713 | 0.029129 | 0.028557 | 0.027998 | 0.02745
F3_Commercial_Lodging_Existing_Food Preparation_Natural Gas_Range_Baseline Forecast | F3 | Commercial | Lodging | Existing | Food Preparation | Natural Gas | Range | Baseline Forecast | Peak Demand (S) | 0 | 0 | 0 | 0 | 0 | 0 | 0 | 0 | 0 | 0 | 0 | 0 | 0 | 0 | 0 | 0 | 0 | 0 | 0 | 0 | 0 | 0 | 0 | 0 | 0 | 0 | 0 | 0 | 0 | 0 | 0
F4_Commercial_Lodging_Existing_Food Preparation_Natural Gas_Range_Baseline Forecast | F4 | Commercial | Lodging | Existing | Food Preparation | Natural Gas | Range | Baseline Forecast | Peak Demand (W) | 0 | 0 | 0 | 0 | 0 | 0 | 0 | 0 | 0 | 0 | 0 | 0 | 0 | 0 | 0 | 0 | 0 | 0 | 0 | 0 | 0 | 0 | 0 | 0 | 0 | 0 | 0 | 0 | 0 | 0 | 0
F5_Commercial_Lodging_Existing_Food Preparation_Natural Gas_Range_Baseline Forecast | F5 | Commercial | Lodging | Existing | Food Preparation | Natural Gas | Range | Baseline Forecast | Turnover | 0 | 41427.8516 | 52779.0829 | 61272.4554 | 67533.3863 | 72052.0405 | 75212.548 | 77315.911 | 78597.9621 | 79243.4444 | 69034.9361 | 62924.2784 | 59549.7888 | 57948.1963 | 57446.0314 | 65763.9461 | 66857.5993 | 67409.0502 | 67541.5338 | 65623.6663 | 62850.644 | 59917.5356 | 57196.964 | 54859.6036 | 52272.3282 | 51195.5165 | 50959.6704 | 51133.7835 | 51161.3623 | 52461.1185 | 51596.6543
F6_Commercial_Lodging_Existing_Food Preparation_Natural Gas_Range_Baseline Forecast | F6 | Commercial | Lodging | Existing | Food Preparation | Natural Gas | Range | Baseline Forecast | Avg. Replacement Usage | 0.046347 | 0.048204 | 0.047971 | 0.047471 | 0.047465 | 0.047483 | 0.047499 | 0.047507 | 0.04751 | 0.047515 | 0.047518 | 0.047504 | 0.047535 | 0.047516 | 0.047494 | 0.047474 | 0.047473 | 0.047472 | 0.047477 | 0.047473 | 0.04747 | 0.047467 | 0.047462 | 0.04767 | 0.047675 | 0.04768 | 0.047684 | 0.047689 | 0.047693 | 0.047698 | 0.047702
F7_Commercial_Lodging_Existing_Food Preparation_Natural Gas_Range_Baseline Forecast | F7 | Commercial | Lodging | Existing | Food Preparation | Natural Gas | Range | Baseline Forecast | Avg. Replacement Demand (S) | 0 | 0 | 0 | 0 | 0 | 0 | 0 | 0 | 0 | 0 | 0 | 0 | 0 | 0 | 0 | 0 | 0 | 0 | 0 | 0 | 0 | 0 | 0 | 0 | 0 | 0 | 0 | 0 | 0 | 0 | 0
F8_Commercial_Lodging_Existing_Food Preparation_Natural Gas_Range_Baseline Forecast | F8 | Commercial | Lodging | Existing | Food Preparation | Natural Gas | Range | Baseline Forecast | Avg. Replacement Demand (W) | 0 | 0 | 0 | 0 | 0 | 0 | 0 | 0 | 0 | 0 | 0 | 0 | 0 | 0 | 0 | 0 | 0 | 0 | 0 | 0 | 0 | 0 | 0 | 0 | 0 | 0 | 0 | 0 | 0 | 0 | 0
F1_Commercial_Lodging_Existing_Food Preparation_Natural Gas_Steamer_Baseline Forecast | F1 | Commercial | Lodging | Existing | Food Preparation | Natural Gas | Steamer | Baseline Forecast | Units | 183634.3316 | 179961.645 | 176362.4121 | 172835.1638 | 169378.4606 | 165990.8913 | 162671.0735 | 159417.6521 | 156229.299 | 153104.713 | 150042.6188 | 147041.7664 | 144100.9311 | 141218.9124 | 138394.5342 | 135626.6435 | 132914.1106 | 130255.8284 | 127650.7119 | 125097.6976 | 122595.7437 | 120143.8288 | 117740.9522 | 115386.1332 | 113078.4105 | 110816.8423 | 108600.5055 | 106428.4953 | 104299.9254 | 102213.9269 | 100169.6484
F2_Commercial_Lodging_Existing_Food Preparation_Natural Gas_Steamer_Baseline Forecast | F2 | Commercial | Lodging | Existing | Food Preparation | Natural Gas | Steamer | Baseline Forecast | Usage (MMtherm) | 0.014215 | 0.014489 | 0.014131 | 0.013285 | 0.012573 | 0.011852 | 0.011128 | 0.010405 | 0.009685 | 0.0089722 | 0.0083085 | 0.0076849 | 0.0071327 | 0.0066429 | 0.0062077 | 0.0058201 | 0.0054743 | 0.0051649 | 0.0048875 | 0.0045641 | 0.0042664 | 0.0040819 | 0.0039139 | 0.0037604 | 0.0036197 | 0.0034902 | 0.0033707 | 0.00326 | 0.0031571 | 0.0030611 | 0.0029712
F3_Commercial_Lodging_Existing_Food Preparation_Natural Gas_Steamer_Baseline Forecast | F3 | Commercial | Lodging | Existing | Food Preparation | Natural Gas | Steamer | Baseline Forecast | Peak Demand (S) | 0 | 0 | 0 | 0 | 0 | 0 | 0 | 0 | 0 | 0 | 0 | 0 | 0 | 0 | 0 | 0 | 0 | 0 | 0 | 0 | 0 | 0 | 0 | 0 | 0 | 0 | 0 | 0 | 0 | 0 | 0
F4_Commercial_Lodging_Existing_Food Preparation_Natural Gas_Steamer_Baseline Forecast | F4 | Commercial | Lodging | Existing | Food Preparation | Natural Gas | Steamer | Baseline Forecast | Peak Demand (W) | 0 | 0 | 0 | 0 | 0 | 0 | 0 | 0 | 0 | 0 | 0 | 0 | 0 | 0 | 0 | 0 | 0 | 0 | 0 | 0 | 0 | 0 | 0 | 0 | 0 | 0 | 0 | 0 | 0 | 0 | 0
F5_Commercial_Lodging_Existing_Food Preparation_Natural Gas_Steamer_Baseline Forecast | F5 | Commercial | Lodging | Existing | Food Preparation | Natural Gas | Steamer | Baseline Forecast | Turnover | 0 | 6665.2461 | 7439.1552 | 8080.6564 | 8607.4686 | 9035.0143 | 9376.715 | 9644.25 | 9847.7809 | 9996.1476 | 9325.2146 | 8812.4512 | 8425.2052 | 8136.6741 | 7924.9386 | 7772.1482 | 7663.8349 | 7588.3367 | 7536.314 | 8855.6329 | 8724.8158 | 8549.9552 | 8349.0986 | 8135.5214 | 7918.7717 | 7705.5113 | 7500.1882 | 7305.5723 | 7083.5126 | 6908.9412 | 6765.3448
F6_Commercial_Lodging_Existing_Food Preparation_Natural Gas_Steamer_Baseline Forecast | F6 | Commercial | Lodging | Existing | Food Preparation | Natural Gas | Steamer | Baseline Forecast | Avg. Replacement Usage | 0.077407 | 0.080394 | 0.079941 | 0.027375 | 0.027375 | 0.027375 | 0.027375 | 0.027375 | 0.027375 | 0.027375 | 0.027375 | 0.027375 | 0.027375 | 0.027375 | 0.027375 | 0.027375 | 0.027375 | 0.027375 | 0.027375 | 0.027375 | 0.027375 | 0.027375 | 0.027375 | 0.027375 | 0.027375 | 0.027375 | 0.027375 | 0.027375 | 0.027375 | 0.027375 | 0.027375
F7_Commercial_Lodging_Existing_Food Preparation_Natural Gas_Steamer_Baseline Forecast | F7 | Commercial | Lodging | Existing | Food Preparation | Natural Gas | Steamer | Baseline Forecast | Avg. Replacement Demand (S) | 0 | 0 | 0 | 0 | 0 | 0 | 0 | 0 | 0 | 0 | 0 | 0 | 0 | 0 | 0 | 0 | 0 | 0 | 0 | 0 | 0 | 0 | 0 | 0 | 0 | 0 | 0 | 0 | 0 | 0 | 0
F8_Commercial_Lodging_Existing_Food Preparation_Natural Gas_Steamer_Baseline Forecast | F8 | Commercial | Lodging | Existing | Food Preparation | Natural Gas | Steamer | Baseline Forecast | Avg. Replacement Demand (W) | 0 | 0 | 0 | 0 | 0 | 0 | 0 | 0 | 0 | 0 | 0 | 0 | 0 | 0 | 0 | 0 | 0 | 0 | 0 | 0 | 0 | 0 | 0 | 0 | 0 | 0 | 0 | 0 | 0 | 0 | 0
F1_Commercial_Lodging_Existing_Food Preparation_Natural Gas_Food Prep Other_Baseline Forecast | F1 | Commercial | Lodging | Existing | Food Preparation | Natural Gas | Food Prep Other | Baseline Forecast | Units | 183634.3316 | 179961.645 | 176362.4121 | 172835.1638 | 169378.4606 | 165990.8913 | 162671.0735 | 159417.6521 | 156229.299 | 153104.713 | 150042.6188 | 147041.7664 | 144100.9311 | 141218.9124 | 138394.5342 | 135626.6435 | 132914.1106 | 130255.8284 | 127650.7119 | 125097.6976 | 122595.7437 | 120143.8288 | 117740.9522 | 115386.1332 | 113078.4105 | 110816.8423 | 108600.5055 | 106428.4953 | 104299.9254 | 102213.9269 | 100169.6484
F2_Commercial_Lodging_Existing_Food Preparation_Natural Gas_Food Prep Other_Baseline Forecast | F2 | Commercial | Lodging | Existing | Food Preparation | Natural Gas | Food Prep Other | Baseline Forecast | Usage (MMtherm) | 0.01011 | 0.010306 | 0.010052 | 0.009749 | 0.009554 | 0.0093629 | 0.0091756 | 0.0089921 | 0.0088123 | 0.008636 | 0.0084633 | 0.0082941 | 0.0081282 | 0.0079656 | 0.0078063 | 0.0076502 | 0.0074972 | 0.0073472 | 0.0072003 | 0.0070563 | 0.0069151 | 0.0067768 | 0.0066413 | 0.0065085 | 0.0063783 | 0.0062507 | 0.0061257 | 0.0060032 | 0.0058832 | 0.0057655 | 0.0056502
F3_Commercial_Lodging_Existing_Food Preparation_Natural Gas_Food Prep Other_Baseline Forecast | F3 | Commercial | Lodging | Existing | Food Preparation | Natural Gas | Food Prep Other | Baseline Forecast | Peak Demand (S) | 0 | 0 | 0 | 0 | 0 | 0 | 0 | 0 | 0 | 0 | 0 | 0 | 0 | 0 | 0 | 0 | 0 | 0 | 0 | 0 | 0 | 0 | 0 | 0 | 0 | 0 | 0 | 0 | 0 | 0 | 0
F4_Commercial_Lodging_Existing_Food Preparation_Natural Gas_Food Prep Other_Baseline Forecast | F4 | Commercial | Lodging | Existing | Food Preparation | Natural Gas | Food Prep Other | Baseline Forecast | Peak Demand (W) | 0 | 0 | 0 | 0 | 0 | 0 | 0 | 0 | 0 | 0 | 0 | 0 | 0 | 0 | 0 | 0 | 0 | 0 | 0 | 0 | 0 | 0 | 0 | 0 | 0 | 0 | 0 | 0 | 0 | 0 | 0
F5_Commercial_Lodging_Existing_Food Preparation_Natural Gas_Food Prep Other_Baseline Forecast | F5 | Commercial | Lodging | Existing | Food Preparation | Natural Gas | Food Prep Other | Baseline Forecast | Turnover | 0 | 7198.4658 | 9170.8454 | 10646.6461 | 11734.5397 | 12519.697 | 13068.8639 | 13434.3423 | 13657.1104 | 13769.2688 | 11995.4477 | 10933.6654 | 10347.3171 | 10069.0259 | 9981.7701 | 11427.0834 | 11617.1156 | 11712.9352 | 11735.9555 | 11402.7086 | 10920.8707 | 10411.2165 | 9938.4924 | 9532.3548 | 9082.7922 | 8895.6864 | 8854.706 | 8884.9597 | 8889.7518 | 9115.5962 | 8965.3877
F6_Commercial_Lodging_Existing_Food Preparation_Natural Gas_Food Prep Other_Baseline Forecast | F6 | Commercial | Lodging | Existing | Food Preparation | Natural Gas | Food Prep Other | Baseline Forecast | Avg. Replacement Usage | 0.055054 | 0.057267 | 0.056996 | 0.056406 | 0.056406 | 0.056406 | 0.056406 | 0.056406 | 0.056406 | 0.056406 | 0.056406 | 0.056406 | 0.056406 | 0.056406 | 0.056406 | 0.056406 | 0.056406 | 0.056406 | 0.056406 | 0.056406 | 0.056406 | 0.056406 | 0.056406 | 0.056406 | 0.056406 | 0.056406 | 0.056406 | 0.056406 | 0.056406 | 0.056406 | 0.056406
F7_Commercial_Lodging_Existing_Food Preparation_Natural Gas_Food Prep Other_Baseline Forecast | F7 | Commercial | Lodging | Existing | Food Preparation | Natural Gas | Food Prep Other | Baseline Forecast | Avg. Replacement Demand (S) | 0 | 0 | 0 | 0 | 0 | 0 | 0 | 0 | 0 | 0 | 0 | 0 | 0 | 0 | 0 | 0 | 0 | 0 | 0 | 0 | 0 | 0 | 0 | 0 | 0 | 0 | 0 | 0 | 0 | 0 | 0
F8_Commercial_Lodging_Existing_Food Preparation_Natural Gas_Food Prep Other_Baseline Forecast | F8 | Commercial | Lodging | Existing | Food Preparation | Natural Gas | Food Prep Other | Baseline Forecast | Avg. Replacement Demand (W) | 0 | 0 | 0 | 0 | 0 | 0 | 0 | 0 | 0 | 0 | 0 | 0 | 0 | 0 | 0 | 0 | 0 | 0 | 0 | 0 | 0 | 0 | 0 | 0 | 0 | 0 | 0 | 0 | 0 | 0 | 0
F1_Commercial_Lodging_Existing_Miscellaneous_Natural Gas_Pool Heater_Baseline Forecast | F1 | Commercial | Lodging | Existing | Miscellaneous | Natural Gas | Pool Heater | Baseline Forecast | Units | 1587268.219 | 1555522.8546 | 1524412.3975 | 1493924.1495 | 1464045.6665 | 1434764.7532 | 1406069.4581 | 1377948.069 | 1350389.1076 | 1323381.3255 | 1296913.6989 | 1270975.425 | 1245555.9165 | 1220644.7981 | 1196231.9022 | 1172307.2641 | 1148861.1188 | 1125883.8965 | 1103366.2185 | 1081298.8942 | 1059672.9163 | 1038479.458 | 1017709.8688 | 997355.6714 | 977408.558 | 957860.3868 | 938703.1791 | 919929.1155 | 901530.5332 | 883499.9225 | 865829.9241
F2_Commercial_Lodging_Existing_Miscellaneous_Natural Gas_Pool Heater_Baseline Forecast | F2 | Commercial | Lodging | Existing | Miscellaneous | Natural Gas | Pool Heater | Baseline Forecast | Usage (MMtherm) | 0.041201 | 0.041999 | 0.040964 | 0.039729 | 0.038934 | 0.038155 | 0.037392 | 0.036644 | 0.035911 | 0.035193 | 0.03449 | 0.0338 | 0.033127 | 0.032467 | 0.03182 | 0.031185 | 0.030562 | 0.02995 | 0.029349 | 0.028759 | 0.028182 | 0.027615 | 0.02706 | 0.026522 | 0.025995 | 0.025479 | 0.024974 | 0.02448 | 0.023994 | 0.023518 | 0.023051
F3_Commercial_Lodging_Existing_Miscellaneous_Natural Gas_Pool Heater_Baseline Forecast | F3 | Commercial | Lodging | Existing | Miscellaneous | Natural Gas | Pool Heater | Baseline Forecast | Peak Demand (S) | 0 | 0 | 0 | 0 | 0 | 0 | 0 | 0 | 0 | 0 | 0 | 0 | 0 | 0 | 0 | 0 | 0 | 0 | 0 | 0 | 0 | 0 | 0 | 0 | 0 | 0 | 0 | 0 | 0 | 0 | 0
F4_Commercial_Lodging_Existing_Miscellaneous_Natural Gas_Pool Heater_Baseline Forecast | F4 | Commercial | Lodging | Existing | Miscellaneous | Natural Gas | Pool Heater | Baseline Forecast | Peak Demand (W) | 0 | 0 | 0 | 0 | 0 | 0 | 0 | 0 | 0 | 0 | 0 | 0 | 0 | 0 | 0 | 0 | 0 | 0 | 0 | 0 | 0 | 0 | 0 | 0 | 0 | 0 | 0 | 0 | 0 | 0 | 0
F5_Commercial_Lodging_Existing_Miscellaneous_Natural Gas_Pool Heater_Baseline Forecast | F5 | Commercial | Lodging | Existing | Miscellaneous | Natural Gas | Pool Heater | Baseline Forecast | Turnover | 0 | 186662.7425 | 176831.8381 | 168514.6441 | 161396.3943 | 155230.0682 | 155446.0404 | 153838.0909 | 151073.8415 | 147619.8032 | 143797.0631 | 180820.509 | 168268.709 | 158210.4742 | 149921.5562 | 142905.3536 | 145438.517 | 144765.6086 | 142165.122 | 138468.2475 | 134207.7106 | 140057.9042 | 134062.848 | 129372.9262 | 125363.5748 | 121687.1013 | 121877.6981 | 120267.4555 | 117741.4097 | 114790.1865 | 111675.2113
F6_Commercial_Lodging_Existing_Miscellaneous_Natural Gas_Pool Heater_Baseline Forecast | F6 | Commercial | Lodging | Existing | Miscellaneous | Natural Gas | Pool Heater | Baseline Forecast | Avg. Replacement Usage | 0.025957 | 0.026999 | 0.02687 | 0.026592 | 0.026591 | 0.026593 | 0.026595 | 0.026595 | 0.026594 | 0.026594 | 0.026595 | 0.026595 | 0.026608 | 0.026609 | 0.026609 | 0.026604 | 0.026598 | 0.026592 | 0.026588 | 0.026583 | 0.026582 | 0.026582 | 0.026581 | 0.026624 | 0.026625 | 0.026626 | 0.026626 | 0.026627 | 0.026628 | 0.026629 | 0.02663
F7_Commercial_Lodging_Existing_Miscellaneous_Natural Gas_Pool Heater_Baseline Forecast | F7 | Commercial | Lodging | Existing | Miscellaneous | Natural Gas | Pool Heater | Baseline Forecast | Avg. Replacement Demand (S) | 0 | 0 | 0 | 0 | 0 | 0 | 0 | 0 | 0 | 0 | 0 | 0 | 0 | 0 | 0 | 0 | 0 | 0 | 0 | 0 | 0 | 0 | 0 | 0 | 0 | 0 | 0 | 0 | 0 | 0 | 0
F8_Commercial_Lodging_Existing_Miscellaneous_Natural Gas_Pool Heater_Baseline Forecast | F8 | Commercial | Lodging | Existing | Miscellaneous | Natural Gas | Pool Heater | Baseline Forecast | Avg. Replacement Demand (W) | 0 | 0 | 0 | 0 | 0 | 0 | 0 | 0 | 0 | 0 | 0 | 0 | 0 | 0 | 0 | 0 | 0 | 0 | 0 | 0 | 0 | 0 | 0 | 0 | 0 | 0 | 0 | 0 | 0 | 0 | 0
F1_Commercial_Lodging_Existing_Miscellaneous_Natural Gas_Miscellaneous_Baseline Forecast | F1 | Commercial | Lodging | Existing | Miscellaneous | Natural Gas | Miscellaneous | Baseline Forecast | Units | 3701701.1636 | 3627667.1403 | 3555113.7975 | 3484011.5216 | 3414331.2911 | 3346044.6653 | 3279123.772 | 3213541.2966 | 3149270.4706 | 3086285.0612 | 3024559.36 | 2964068.1728 | 2904786.8093 | 2846691.0731 | 2789757.2517 | 2733962.1067 | 2679282.8645 | 2625697.2072 | 2573183.2631 | 2521719.5978 | 2471285.2059 | 2421859.5017 | 2373422.3117 | 2325953.8655 | 2279434.7882 | 2233846.0924 | 2189169.1706 | 2145385.7871 | 2102478.0714 | 2060428.51 | 2019219.9398
F2_Commercial_Lodging_Existing_Miscellaneous_Natural Gas_Miscellaneous_Baseline Forecast | F2 | Commercial | Lodging | Existing | Miscellaneous | Natural Gas | Miscellaneous | Baseline Forecast | Usage (MMtherm) | 0.020686 | 0.021087 | 0.020568 | 0.019948 | 0.019549 | 0.019158 | 0.018775 | 0.018399 | 0.018031 | 0.017671 | 0.017317 | 0.016971 | 0.016631 | 0.016299 | 0.015973 | 0.015653 | 0.01534 | 0.015033 | 0.014733 | 0.014438 | 0.014149 | 0.013866 | 0.013589 | 0.013317 | 0.013051 | 0.01279 | 0.012534 | 0.012283 | 0.012038 | 0.011797 | 0.011561
F3_Commercial_Lodging_Existing_Miscellaneous_Natural Gas_Miscellaneous_Baseline Forecast | F3 | Commercial | Lodging | Existing | Miscellaneous | Natural Gas | Miscellaneous | Baseline Forecast | Peak Demand (S) | 0 | 0 | 0 | 0 | 0 | 0 | 0 | 0 | 0 | 0 | 0 | 0 | 0 | 0 | 0 | 0 | 0 | 0 | 0 | 0 | 0 | 0 | 0 | 0 | 0 | 0 | 0 | 0 | 0 | 0 | 0
F4_Commercial_Lodging_Existing_Miscellaneous_Natural Gas_Miscellaneous_Baseline Forecast | F4 | Commercial | Lodging | Existing | Miscellaneous | Natural Gas | Miscellaneous | Baseline Forecast | Peak Demand (W) | 0 | 0 | 0 | 0 | 0 | 0 | 0 | 0 | 0 | 0 | 0 | 0 | 0 | 0 | 0 | 0 | 0 | 0 | 0 | 0 | 0 | 0 | 0 | 0 | 0 | 0 | 0 | 0 | 0 | 0 | 0
F5_Commercial_Lodging_Existing_Miscellaneous_Natural Gas_Miscellaneous_Baseline Forecast | F5 | Commercial | Lodging | Existing | Miscellaneous | Natural Gas | Miscellaneous | Baseline Forecast | Turnover | 0 | 310942.8977 | 362766.714 | 404267.2261 | 381392.6082 | 369145.9522 | 364438.754 | 357409.0779 | 349857.5136 | 342881.2885 | 336076.0773 | 403367.4148 | 398748.7144 | 391743.1822 | 379778.7077 | 371528.7191 | 365393.3275 | 358055.6021 | 350624.9419 | 343659.2579 | 336828.9785 | 347699.4708 | 339095.5897 | 330359.7579 | 323269.3815 | 316983.9272 | 310993.6817 | 304693.0924 | 298498.4199 | 292564.7839 | 286732.447
F6_Commercial_Lodging_Existing_Miscellaneous_Natural Gas_Miscellaneous_Baseline Forecast | F6 | Commercial | Lodging | Existing | Miscellaneous | Natural Gas | Miscellaneous | Baseline Forecast | Avg. Replacement Usage | 0.0055883 | 0.0058129 | 0.0057854 | 0.0057255 | 0.0057255 | 0.0057255 | 0.0057255 | 0.0057255 | 0.0057255 | 0.0057255 | 0.0057255 | 0.0057255 | 0.0057255 | 0.0057255 | 0.0057255 | 0.0057255 | 0.0057255 | 0.0057255 | 0.0057255 | 0.0057255 | 0.0057255 | 0.0057255 | 0.0057255 | 0.0057255 | 0.0057255 | 0.0057255 | 0.0057255 | 0.0057255 | 0.0057255 | 0.0057255 | 0.0057255
F7_Commercial_Lodging_Existing_Miscellaneous_Natural Gas_Miscellaneous_Baseline Forecast | F7 | Commercial | Lodging | Existing | Miscellaneous | Natural Gas | Miscellaneous | Baseline Forecast | Avg. Replacement Demand (S) | 0 | 0 | 0 | 0 | 0 | 0 | 0 | 0 | 0 | 0 | 0 | 0 | 0 | 0 | 0 | 0 | 0 | 0 | 0 | 0 | 0 | 0 | 0 | 0 | 0 | 0 | 0 | 0 | 0 | 0 | 0
F8_Commercial_Lodging_Existing_Miscellaneous_Natural Gas_Miscellaneous_Baseline Forecast | F8 | Commercial | Lodging | Existing | Miscellaneous | Natural Gas | Miscellaneous | Baseline Forecast | Avg. Replacement Demand (W) | 0 | 0 | 0 | 0 | 0 | 0 | 0 | 0 | 0 | 0 | 0 | 0 | 0 | 0 | 0 | 0 | 0 | 0 | 0 | 0 | 0 | 0 | 0 | 0 | 0 | 0 | 0 | 0 | 0 | 0 | 0
F1_Commercial_Lodging_New_Space Heating_Natural Gas_Furnace_Baseline Forecast | F1 | Commercial | Lodging | New | Space Heating | Natural Gas | Furnace | Baseline Forecast | Units | 0 | 0 | 0 | 0 | 0 | 0 | 0 | 0 | 0 | 0 | 0 | 0 | 0 | 0 | 0 | 0 | 0 | 0 | 0 | 0 | 0 | 0 | 0 | 0 | 0 | 0 | 0 | 0 | 0 | 0 | 0
F2_Commercial_Lodging_New_Space Heating_Natural Gas_Furnace_Baseline Forecast | F2 | Commercial | Lodging | New | Space Heating | Natural Gas | Furnace | Baseline Forecast | Usage (MMtherm) | 0 | 0 | 0 | 0 | 0 | 0 | 0 | 0 | 0 | 0 | 0 | 0 | 0 | 0 | 0 | 0 | 0 | 0 | 0 | 0 | 0 | 0 | 0 | 0 | 0 | 0 | 0 | 0 | 0 | 0 | 0
F3_Commercial_Lodging_New_Space Heating_Natural Gas_Furnace_Baseline Forecast | F3 | Commercial | Lodging | New | Space Heating | Natural Gas | Furnace | Baseline Forecast | Peak Demand (S) | 0 | 0 | 0 | 0 | 0 | 0 | 0 | 0 | 0 | 0 | 0 | 0 | 0 | 0 | 0 | 0 | 0 | 0 | 0 | 0 | 0 | 0 | 0 | 0 | 0 | 0 | 0 | 0 | 0 | 0 | 0
F4_Commercial_Lodging_New_Space Heating_Natural Gas_Furnace_Baseline Forecast | F4 | Commercial | Lodging | New | Space Heating | Natural Gas | Furnace | Baseline Forecast | Peak Demand (W) | 0 | 0 | 0 | 0 | 0 | 0 | 0 | 0 | 0 | 0 | 0 | 0 | 0 | 0 | 0 | 0 | 0 | 0 | 0 | 0 | 0 | 0 | 0 | 0 | 0 | 0 | 0 | 0 | 0 | 0 | 0
F5_Commercial_Lodging_New_Space Heating_Natural Gas_Furnace_Baseline Forecast | F5 | Commercial | Lodging | New | Space Heating | Natural Gas | Furnace | Baseline Forecast | Turnover | 0 | 0 | 0 | 0 | 0 | 0 | 0 | 0 | 0 | 0 | 0 | 0 | 0 | 0 | 0 | 0 | 0 | 0 | 0 | 0 | 0 | 0 | 0 | 0 | 0 | 0 | 0 | 0 | 0 | 0 | 0
F6_Commercial_Lodging_New_Space Heating_Natural Gas_Furnace_Baseline Forecast | F6 | Commercial | Lodging | New | Space Heating | Natural Gas | Furnace | Baseline Forecast | Avg. Replacement Usage | 0.092875 | 0.096608 | 0.09615 | 0.095155 | 0.095155 | 0.083653 | 0.083653 | 0.07549 | 0.075493 | 0.075499 | 0.075502 | 0.075506 | 0.075568 | 0.075573 | 0.075573 | 0.075578 | 0.075579 | 0.075579 | 0.07559 | 0.075586 | 0.075585 | 0.075582 | 0.075579 | 0.075814 | 0.075822 | 0.075831 | 0.07584 | 0.075849 | 0.075859 | 0.075869 | 0.075881
F7_Commercial_Lodging_New_Space Heating_Natural Gas_Furnace_Baseline Forecast | F7 | Commercial | Lodging | New | Space Heating | Natural Gas | Furnace | Baseline Forecast | Avg. Replacement Demand (S) | 0 | 0 | 0 | 0 | 0 | 0 | 0 | 0 | 0 | 0 | 0 | 0 | 0 | 0 | 0 | 0 | 0 | 0 | 0 | 0 | 0 | 0 | 0 | 0 | 0 | 0 | 0 | 0 | 0 | 0 | 0
F8_Commercial_Lodging_New_Space Heating_Natural Gas_Furnace_Baseline Forecast | F8 | Commercial | Lodging | New | Space Heating | Natural Gas | Furnace | Baseline Forecast | Avg. Replacement Demand (W) | 0 | 0 | 0 | 0 | 0 | 0 | 0 | 0 | 0 | 0 | 0 | 0 | 0 | 0 | 0 | 0 | 0 | 0 | 0 | 0 | 0 | 0 | 0 | 0 | 0 | 0 | 0 | 0 | 0 | 0 | 0
F1_Commercial_Lodging_New_Space Heating_Natural Gas_Boiler_Baseline Forecast | F1 | Commercial | Lodging | New | Space Heating | Natural Gas | Boiler | Baseline Forecast | Units | 0 | 0 | 0 | 0 | 0 | 0 | 0 | 0 | 0 | 0 | 0 | 0 | 0 | 0 | 0 | 0 | 0 | 0 | 0 | 0 | 0 | 0 | 0 | 0 | 0 | 0 | 0 | 0 | 0 | 0 | 0
F2_Commercial_Lodging_New_Space Heating_Natural Gas_Boiler_Baseline Forecast | F2 | Commercial | Lodging | New | Space Heating | Natural Gas | Boiler | Baseline Forecast | Usage (MMtherm) | 0 | 0 | 0 | 0 | 0 | 0 | 0 | 0 | 0 | 0 | 0 | 0 | 0 | 0 | 0 | 0 | 0 | 0 | 0 | 0 | 0 | 0 | 0 | 0 | 0 | 0 | 0 | 0 | 0 | 0 | 0
F3_Commercial_Lodging_New_Space Heating_Natural Gas_Boiler_Baseline Forecast | F3 | Commercial | Lodging | New | Space Heating | Natural Gas | Boiler | Baseline Forecast | Peak Demand (S) | 0 | 0 | 0 | 0 | 0 | 0 | 0 | 0 | 0 | 0 | 0 | 0 | 0 | 0 | 0 | 0 | 0 | 0 | 0 | 0 | 0 | 0 | 0 | 0 | 0 | 0 | 0 | 0 | 0 | 0 | 0
F4_Commercial_Lodging_New_Space Heating_Natural Gas_Boiler_Baseline Forecast | F4 | Commercial | Lodging | New | Space Heating | Natural Gas | Boiler | Baseline Forecast | Peak Demand (W) | 0 | 0 | 0 | 0 | 0 | 0 | 0 | 0 | 0 | 0 | 0 | 0 | 0 | 0 | 0 | 0 | 0 | 0 | 0 | 0 | 0 | 0 | 0 | 0 | 0 | 0 | 0 | 0 | 0 | 0 | 0
F5_Commercial_Lodging_New_Space Heating_Natural Gas_Boiler_Baseline Forecast | F5 | Commercial | Lodging | New | Space Heating | Natural Gas | Boiler | Baseline Forecast | Turnover | 0 | 0 | 0 | 0 | 0 | 0 | 0 | 0 | 0 | 0 | 0 | 0 | 0 | 0 | 0 | 0 | 0 | 0 | 0 | 0 | 0 | 0 | 0 | 0 | 0 | 0 | 0 | 0 | 0 | 0 | 0
F6_Commercial_Lodging_New_Space Heating_Natural Gas_Boiler_Baseline Forecast | F6 | Commercial | Lodging | New | Space Heating | Natural Gas | Boiler | Baseline Forecast | Avg. Replacement Usage | 0.15995 | 0.16637 | 0.16558 | 0.16386 | 0.16386 | 0.14804 | 0.14804 | 0.14804 | 0.14804 | 0.14804 | 0.14804 | 0.14804 | 0.14804 | 0.14804 | 0.14804 | 0.14804 | 0.14804 | 0.14804 | 0.14804 | 0.14804 | 0.14804 | 0.14804 | 0.14804 | 0.14804 | 0.14804 | 0.14804 | 0.14804 | 0.14804 | 0.14804 | 0.14804 | 0.14804
F7_Commercial_Lodging_New_Space Heating_Natural Gas_Boiler_Baseline Forecast | F7 | Commercial | Lodging | New | Space Heating | Natural Gas | Boiler | Baseline Forecast | Avg. Replacement Demand (S) | 0 | 0 | 0 | 0 | 0 | 0 | 0 | 0 | 0 | 0 | 0 | 0 | 0 | 0 | 0 | 0 | 0 | 0 | 0 | 0 | 0 | 0 | 0 | 0 | 0 | 0 | 0 | 0 | 0 | 0 | 0
F8_Commercial_Lodging_New_Space Heating_Natural Gas_Boiler_Baseline Forecast | F8 | Commercial | Lodging | New | Space Heating | Natural Gas | Boiler | Baseline Forecast | Avg. Replacement Demand (W) | 0 | 0 | 0 | 0 | 0 | 0 | 0 | 0 | 0 | 0 | 0 | 0 | 0 | 0 | 0 | 0 | 0 | 0 | 0 | 0 | 0 | 0 | 0 | 0 | 0 | 0 | 0 | 0 | 0 | 0 | 0
F1_Commercial_Lodging_New_Space Heating_Natural Gas_Unit Heater_Baseline Forecast | F1 | Commercial | Lodging | New | Space Heating | Natural Gas | Unit Heater | Baseline Forecast | Units | 0 | 2717.4842 | 5459.8884 | 8367.2904 | 9963.0335 | 11263.091 | 12544.1391 | 13806.5925 | 15050.8581 | 16277.3347 | 17486.4133 | 18678.4773 | 19853.9026 | 21013.0578 | 22156.3043 | 23283.9964 | 24396.4816 | 25494.1005 | 26577.1872 | 27646.0693 | 28701.068 | 29742.4982 | 30770.6688 | 31785.8828 | 32788.4371 | 33778.623 | 34756.7261 | 35723.0266 | 36677.7992 | 37621.3134 | 38553.8334
F2_Commercial_Lodging_New_Space Heating_Natural Gas_Unit Heater_Baseline Forecast | F2 | Commercial | Lodging | New | Space Heating | Natural Gas | Unit Heater | Baseline Forecast | Usage (MMtherm) | 0 | 0.00034435 | 0.00068858 | 0.0010443 | 0.0012435 | 0.0013895 | 0.0015334 | 0.0016752 | 0.0018149 | 0.0019527 | 0.0020885 | 0.0022175 | 0.0023405 | 0.0024577 | 0.0025722 | 0.0026869 | 0.0028016 | 0.0029161 | 0.0030203 | 0.0031254 | 0.0032304 | 0.0033406 | 0.003456 | 0.0035701 | 0.0036827 | 0.0037939 | 0.0039037 | 0.0040123 | 0.0041195 | 0.0042255 | 0.0043302
F3_Commercial_Lodging_New_Space Heating_Natural Gas_Unit Heater_Baseline Forecast | F3 | Commercial | Lodging | New | Space Heating | Natural Gas | Unit Heater | Baseline Forecast | Peak Demand (S) | 0 | 0 | 0 | 0 | 0 | 0 | 0 | 0 | 0 | 0 | 0 | 0 | 0 | 0 | 0 | 0 | 0 | 0 | 0 | 0 | 0 | 0 | 0 | 0 | 0 | 0 | 0 | 0 | 0 | 0 | 0
F4_Commercial_Lodging_New_Space Heating_Natural Gas_Unit Heater_Baseline Forecast | F4 | Commercial | Lodging | New | Space Heating | Natural Gas | Unit Heater | Baseline Forecast | Peak Demand (W) | 0 | 0 | 0 | 0 | 0 | 0 | 0 | 0 | 0 | 0 | 0 | 0 | 0 | 0 | 0 | 0 | 0 | 0 | 0 | 0 | 0 | 0 | 0 | 0 | 0 | 0 | 0 | 0 | 0 | 0 | 0
F5_Commercial_Lodging_New_Space Heating_Natural Gas_Unit Heater_Baseline Forecast | F5 | Commercial | Lodging | New | Space Heating | Natural Gas | Unit Heater | Baseline Forecast | Turnover | 0 | 2717.4842 | 2742.4043 | 2907.402 | 1595.7431 | 1300.0576 | 1281.048 | 1262.4534 | 1244.2656 | 1226.4766 | 1209.0786 | 1580.276 | 1899.9505 | 2195.5199 | 2259.5224 | 2270.2226 | 2274.8038 | 2274.2426 | 3061.1319 | 2946.821 | 2885.4594 | 2453.9891 | 2424.2068 | 2519.9235 | 2609.6766 | 2686.7376 | 2752.0794 | 2806.6743 | 3077.6915 | 3277.2728 | 3431.2093
F6_Commercial_Lodging_New_Space Heating_Natural Gas_Unit Heater_Baseline Forecast | F6 | Commercial | Lodging | New | Space Heating | Natural Gas | Unit Heater | Baseline Forecast | Avg. Replacement Usage | 0.12182 | 0.12672 | 0.12612 | 0.12481 | 0.12481 | 0.11232 | 0.11232 | 0.11232 | 0.11232 | 0.11232 | 0.11232 | 0.11232 | 0.11232 | 0.11232 | 0.11232 | 0.11232 | 0.11232 | 0.11232 | 0.11232 | 0.11232 | 0.11232 | 0.11232 | 0.11232 | 0.11232 | 0.11232 | 0.11232 | 0.11232 | 0.11232 | 0.11232 | 0.11232 | 0.11232
F7_Commercial_Lodging_New_Space Heating_Natural Gas_Unit Heater_Baseline Forecast | F7 | Commercial | Lodging | New | Space Heating | Natural Gas | Unit Heater | Baseline Forecast | Avg. Replacement Demand (S) | 0 | 0 | 0 | 0 | 0 | 0 | 0 | 0 | 0 | 0 | 0 | 0 | 0 | 0 | 0 | 0 | 0 | 0 | 0 | 0 | 0 | 0 | 0 | 0 | 0 | 0 | 0 | 0 | 0 | 0 | 0
F8_Commercial_Lodging_New_Space Heating_Natural Gas_Unit Heater_Baseline Forecast | F8 | Commercial | Lodging | New | Space Heating | Natural Gas | Unit Heater | Baseline Forecast | Avg. Replacement Demand (W) | 0 | 0 | 0 | 0 | 0 | 0 | 0 | 0 | 0 | 0 | 0 | 0 | 0 | 0 | 0 | 0 | 0 | 0 | 0 | 0 | 0 | 0 | 0 | 0 | 0 | 0 | 0 | 0 | 0 | 0 | 0
F1_Commercial_Lodging_New_Water Heating_Natural Gas_Water Heater_Baseline Forecast | F1 | Commercial | Lodging | New | Water Heating | Natural Gas | Water Heater | Baseline Forecast | Units | 0 | 0 | 0 | 0 | 0 | 0 | 0 | 0 | 0 | 0 | 0 | 0 | 0 | 0 | 0 | 0 | 0 | 0 | 0 | 0 | 0 | 0 | 0 | 0 | 0 | 0 | 0 | 0 | 0 | 0 | 0
F2_Commercial_Lodging_New_Water Heating_Natural Gas_Water Heater_Baseline Forecast | F2 | Commercial | Lodging | New | Water Heating | Natural Gas | Water Heater | Baseline Forecast | Usage (MMtherm) | 0 | 0 | 0 | 0 | 0 | 0 | 0 | 0 | 0 | 0 | 0 | 0 | 0 | 0 | 0 | 0 | 0 | 0 | 0 | 0 | 0 | 0 | 0 | 0 | 0 | 0 | 0 | 0 | 0 | 0 | 0
F3_Commercial_Lodging_New_Water Heating_Natural Gas_Water Heater_Baseline Forecast | F3 | Commercial | Lodging | New | Water Heating | Natural Gas | Water Heater | Baseline Forecast | Peak Demand (S) | 0 | 0 | 0 | 0 | 0 | 0 | 0 | 0 | 0 | 0 | 0 | 0 | 0 | 0 | 0 | 0 | 0 | 0 | 0 | 0 | 0 | 0 | 0 | 0 | 0 | 0 | 0 | 0 | 0 | 0 | 0
F4_Commercial_Lodging_New_Water Heating_Natural Gas_Water Heater_Baseline Forecast | F4 | Commercial | Lodging | New | Water Heating | Natural Gas | Water Heater | Baseline Forecast | Peak Demand (W) | 0 | 0 | 0 | 0 | 0 | 0 | 0 | 0 | 0 | 0 | 0 | 0 | 0 | 0 | 0 | 0 | 0 | 0 | 0 | 0 | 0 | 0 | 0 | 0 | 0 | 0 | 0 | 0 | 0 | 0 | 0
F5_Commercial_Lodging_New_Water Heating_Natural Gas_Water Heater_Baseline Forecast | F5 | Commercial | Lodging | New | Water Heating | Natural Gas | Water Heater | Baseline Forecast | Turnover | 0 | 0 | 0 | 0 | 0 | 0 | 0 | 0 | 0 | 0 | 0 | 0 | 0 | 0 | 0 | 0 | 0 | 0 | 0 | 0 | 0 | 0 | 0 | 0 | 0 | 0 | 0 | 0 | 0 | 0 | 0
F6_Commercial_Lodging_New_Water Heating_Natural Gas_Water Heater_Baseline Forecast | F6 | Commercial | Lodging | New | Water Heating | Natural Gas | Water Heater | Baseline Forecast | Avg. Replacement Usage | 1.1956 | 1.2437 | 1.2378 | 1.2249 | 1.2249 | 1.225 | 1.225 | 0.74821 | 0.74842 | 0.74866 | 0.74892 | 0.74861 | 0.74887 | 0.74824 | 0.74757 | 0.74694 | 0.74692 | 0.74689 | 0.74692 | 0.74687 | 0.74684 | 0.74679 | 0.74675 | 0.74873 | 0.74878 | 0.74882 | 0.74886 | 0.74889 | 0.74893 | 0.74896 | 0.74897
F7_Commercial_Lodging_New_Water Heating_Natural Gas_Water Heater_Baseline Forecast | F7 | Commercial | Lodging | New | Water Heating | Natural Gas | Water Heater | Baseline Forecast | Avg. Replacement Demand (S) | 0 | 0 | 0 | 0 | 0 | 0 | 0 | 0 | 0 | 0 | 0 | 0 | 0 | 0 | 0 | 0 | 0 | 0 | 0 | 0 | 0 | 0 | 0 | 0 | 0 | 0 | 0 | 0 | 0 | 0 | 0
F8_Commercial_Lodging_New_Water Heating_Natural Gas_Water Heater_Baseline Forecast | F8 | Commercial | Lodging | New | Water Heating | Natural Gas | Water Heater | Baseline Forecast | Avg. Replacement Demand (W) | 0 | 0 | 0 | 0 | 0 | 0 | 0 | 0 | 0 | 0 | 0 | 0 | 0 | 0 | 0 | 0 | 0 | 0 | 0 | 0 | 0 | 0 | 0 | 0 | 0 | 0 | 0 | 0 | 0 | 0 | 0
F1_Commercial_Lodging_New_Food Preparation_Natural Gas_Oven_Baseline Forecast | F1 | Commercial | Lodging | New | Food Preparation | Natural Gas | Oven | Baseline Forecast | Units | 0 | 7301.6145 | 14670.1868 | 22482.0918 | 26769.6976 | 30262.8252 | 33704.8761 | 37096.9651 | 40440.1852 | 43735.6079 | 46984.2839 | 50187.2435 | 53345.4965 | 56460.0333 | 59531.8249 | 62561.8234 | 65550.9624 | 68500.1571 | 71410.3054 | 74282.2871 | 77116.9655 | 79915.1867 | 82677.7808 | 85405.5615 | 88099.3269 | 90759.8596 | 93387.9272 | 95984.2823 | 98549.6631 | 101084.7935 | 103590.3836
F2_Commercial_Lodging_New_Food Preparation_Natural Gas_Oven_Baseline Forecast | F2 | Commercial | Lodging | New | Food Preparation | Natural Gas | Oven | Baseline Forecast | Usage (MMtherm) | 0 | 0.00028728 | 0.0005744 | 0.00087108 | 0.0010371 | 0.0011726 | 0.0013061 | 0.0014378 | 0.0015676 | 0.0016956 | 0.0018217 | 0.0019461 | 0.0020691 | 0.0021903 | 0.0023096 | 0.002427 | 0.0025428 | 0.002657 | 0.0027697 | 0.0028809 | 0.0029905 | 0.0030986 | 0.0032051 | 0.0033132 | 0.0034202 | 0.0035263 | 0.0036314 | 0.0037355 | 0.0038385 | 0.0039404 | 0.0040414
F3_Commercial_Lodging_New_Food Preparation_Natural Gas_Oven_Baseline Forecast | F3 | Commercial | Lodging | New | Food Preparation | Natural Gas | Oven | Baseline Forecast | Peak Demand (S) | 0 | 0 | 0 | 0 | 0 | 0 | 0 | 0 | 0 | 0 | 0 | 0 | 0 | 0 | 0 | 0 | 0 | 0 | 0 | 0 | 0 | 0 | 0 | 0 | 0 | 0 | 0 | 0 | 0 | 0 | 0
F4_Commercial_Lodging_New_Food Preparation_Natural Gas_Oven_Baseline Forecast | F4 | Commercial | Lodging | New | Food Preparation | Natural Gas | Oven | Baseline Forecast | Peak Demand (W) | 0 | 0 | 0 | 0 | 0 | 0 | 0 | 0 | 0 | 0 | 0 | 0 | 0 | 0 | 0 | 0 | 0 | 0 | 0 | 0 | 0 | 0 | 0 | 0 | 0 | 0 | 0 | 0 | 0 | 0 | 0
F5_Commercial_Lodging_New_Food Preparation_Natural Gas_Oven_Baseline Forecast | F5 | Commercial | Lodging | New | Food Preparation | Natural Gas | Oven | Baseline Forecast | Turnover | 0 | 7301.6145 | 7368.5723 | 7811.905 | 4287.6058 | 3493.1276 | 3442.0509 | 3392.089 | 3343.2201 | 3295.4227 | 4465.6118 | 5445.168 | 6328.7443 | 6471.2138 | 6451.2104 | 6419.856 | 8417.1149 | 8048.3982 | 7832.4475 | 6734.5992 | 6739.33 | 7092.6338 | 7405.8633 | 7658.7351 | 7859.5307 | 8694.7679 | 9271.3727 | 9684.4406 | 9634.3125 | 9543.546 | 9519.2915
F6_Commercial_Lodging_New_Food Preparation_Natural Gas_Oven_Baseline Forecast | F6 | Commercial | Lodging | New | Food Preparation | Natural Gas | Oven | Baseline Forecast | Avg. Replacement Usage | 0.037833 | 0.039344 | 0.039151 | 0.038739 | 0.038728 | 0.038768 | 0.038801 | 0.038819 | 0.038826 | 0.038837 | 0.038811 | 0.038788 | 0.038856 | 0.038826 | 0.038787 | 0.038751 | 0.03875 | 0.038747 | 0.038759 | 0.038751 | 0.038745 | 0.038737 | 0.038727 | 0.039107 | 0.039115 | 0.039122 | 0.039129 | 0.039136 | 0.039142 | 0.039148 | 0.039154
F7_Commercial_Lodging_New_Food Preparation_Natural Gas_Oven_Baseline Forecast | F7 | Commercial | Lodging | New | Food Preparation | Natural Gas | Oven | Baseline Forecast | Avg. Replacement Demand (S) | 0 | 0 | 0 | 0 | 0 | 0 | 0 | 0 | 0 | 0 | 0 | 0 | 0 | 0 | 0 | 0 | 0 | 0 | 0 | 0 | 0 | 0 | 0 | 0 | 0 | 0 | 0 | 0 | 0 | 0 | 0
F8_Commercial_Lodging_New_Food Preparation_Natural Gas_Oven_Baseline Forecast | F8 | Commercial | Lodging | New | Food Preparation | Natural Gas | Oven | Baseline Forecast | Avg. Replacement Demand (W) | 0 | 0 | 0 | 0 | 0 | 0 | 0 | 0 | 0 | 0 | 0 | 0 | 0 | 0 | 0 | 0 | 0 | 0 | 0 | 0 | 0 | 0 | 0 | 0 | 0 | 0 | 0 | 0 | 0 | 0 | 0
F1_Commercial_Lodging_New_Food Preparation_Natural Gas_Conveyor Oven_Baseline Forecast | F1 | Commercial | Lodging | New | Food Preparation | Natural Gas | Conveyor Oven | Baseline Forecast | Units | 0 | 3650.8072 | 7335.0934 | 11241.0459 | 13384.8488 | 15131.4126 | 16852.4381 | 18548.4826 | 20220.0926 | 21867.804 | 23492.142 | 25093.6217 | 26672.7482 | 28230.0166 | 29765.9124 | 31280.9117 | 32775.4812 | 34250.0786 | 35705.1527 | 37141.1436 | 38558.4827 | 39957.5934 | 41338.8904 | 42702.7808 | 44049.6635 | 45379.9298 | 46693.9636 | 47992.1411 | 49274.8315 | 50542.3968 | 51795.1918
F2_Commercial_Lodging_New_Food Preparation_Natural Gas_Conveyor Oven_Baseline Forecast | F2 | Commercial | Lodging | New | Food Preparation | Natural Gas | Conveyor Oven | Baseline Forecast | Usage (MMtherm) | 0 | 0.00024584 | 0.0004916 | 0.00074561 | 0.00088778 | 0.0010036 | 0.0011178 | 0.0012303 | 0.0013411 | 0.0014504 | 0.0015581 | 0.0016643 | 0.0017691 | 0.0018725 | 0.0019744 | 0.002075 | 0.0021742 | 0.0022721 | 0.0023688 | 0.0024642 | 0.0025584 | 0.0026514 | 0.0027432 | 0.0028351 | 0.0029259 | 0.0030153 | 0.0031037 | 0.003191 | 0.0032773 | 0.0033626 | 0.0034469
F3_Commercial_Lodging_New_Food Preparation_Natural Gas_Conveyor Oven_Baseline Forecast | F3 | Commercial | Lodging | New | Food Preparation | Natural Gas | Conveyor Oven | Baseline Forecast | Peak Demand (S) | 0 | 0 | 0 | 0 | 0 | 0 | 0 | 0 | 0 | 0 | 0 | 0 | 0 | 0 | 0 | 0 | 0 | 0 | 0 | 0 | 0 | 0 | 0 | 0 | 0 | 0 | 0 | 0 | 0 | 0 | 0
F4_Commercial_Lodging_New_Food Preparation_Natural Gas_Conveyor Oven_Baseline Forecast | F4 | Commercial | Lodging | New | Food Preparation | Natural Gas | Conveyor Oven | Baseline Forecast | Peak Demand (W) | 0 | 0 | 0 | 0 | 0 | 0 | 0 | 0 | 0 | 0 | 0 | 0 | 0 | 0 | 0 | 0 | 0 | 0 | 0 | 0 | 0 | 0 | 0 | 0 | 0 | 0 | 0 | 0 | 0 | 0 | 0
F5_Commercial_Lodging_New_Food Preparation_Natural Gas_Conveyor Oven_Baseline Forecast | F5 | Commercial | Lodging | New | Food Preparation | Natural Gas | Conveyor Oven | Baseline Forecast | Turnover | 0 | 3650.8072 | 3684.2862 | 3905.9525 | 2143.8029 | 1746.5638 | 1721.0255 | 1696.0445 | 1671.61 | 1647.7114 | 1624.338 | 1601.4798 | 1579.1265 | 1557.2684 | 1535.8958 | 1514.9993 | 1494.5695 | 2204.7588 | 2776.0605 | 3273.9705 | 3316.4835 | 3267.7388 | 4177.4419 | 3948.7914 | 3807.2341 | 3166.1528 | 3003.4767 | 2963.3331 | 2924.0915 | 2885.7344 | 2848.2447
F6_Commercial_Lodging_New_Food Preparation_Natural Gas_Conveyor Oven_Baseline Forecast | F6 | Commercial | Lodging | New | Food Preparation | Natural Gas | Conveyor Oven | Baseline Forecast | Avg. Replacement Usage | 0.064735 | 0.067338 | 0.067022 | 0.066333 | 0.06632 | 0.066328 | 0.066331 | 0.066324 | 0.066308 | 0.066312 | 0.066314 | 0.066316 | 0.066373 | 0.066377 | 0.066376 | 0.06638 | 0.06638 | 0.06638 | 0.06639 | 0.066385 | 0.066383 | 0.066379 | 0.066374 | 0.066691 | 0.066702 | 0.066712 | 0.066722 | 0.066732 | 0.066741 | 0.066751 | 0.066763
F7_Commercial_Lodging_New_Food Preparation_Natural Gas_Conveyor Oven_Baseline Forecast | F7 | Commercial | Lodging | New | Food Preparation | Natural Gas | Conveyor Oven | Baseline Forecast | Avg. Replacement Demand (S) | 0 | 0 | 0 | 0 | 0 | 0 | 0 | 0 | 0 | 0 | 0 | 0 | 0 | 0 | 0 | 0 | 0 | 0 | 0 | 0 | 0 | 0 | 0 | 0 | 0 | 0 | 0 | 0 | 0 | 0 | 0
F8_Commercial_Lodging_New_Food Preparation_Natural Gas_Conveyor Oven_Baseline Forecast | F8 | Commercial | Lodging | New | Food Preparation | Natural Gas | Conveyor Oven | Baseline Forecast | Avg. Replacement Demand (W) | 0 | 0 | 0 | 0 | 0 | 0 | 0 | 0 | 0 | 0 | 0 | 0 | 0 | 0 | 0 | 0 | 0 | 0 | 0 | 0 | 0 | 0 | 0 | 0 | 0 | 0 | 0 | 0 | 0 | 0 | 0
F1_Commercial_Lodging_New_Food Preparation_Natural Gas_Double Rack Oven_Baseline Forecast | F1 | Commercial | Lodging | New | Food Preparation | Natural Gas | Double Rack Oven | Baseline Forecast | Units | 0 | 3650.8072 | 7335.0934 | 11241.0459 | 13384.8488 | 15131.4126 | 16852.4381 | 18548.4826 | 20220.0926 | 21867.804 | 23492.142 | 25093.6217 | 26672.7482 | 28230.0166 | 29765.9124 | 31280.9117 | 32775.4812 | 34250.0786 | 35705.1527 | 37141.1436 | 38558.4827 | 39957.5934 | 41338.8904 | 42702.7808 | 44049.6635 | 45379.9298 | 46693.9636 | 47992.1411 | 49274.8315 | 50542.3968 | 51795.1918
F2_Commercial_Lodging_New_Food Preparation_Natural Gas_Double Rack Oven_Baseline Forecast | F2 | Commercial | Lodging | New | Food Preparation | Natural Gas | Double Rack Oven | Baseline Forecast | Usage (MMtherm) | 0 | 0.00037324 | 0.00074619 | 0.0011317 | 0.0013475 | 0.0015238 | 0.0016978 | 0.0018695 | 0.0020388 | 0.0022055 | 0.0023695 | 0.0025308 | 0.0026908 | 0.0028482 | 0.0030035 | 0.0031568 | 0.0033078 | 0.0034569 | 0.0036042 | 0.0037491 | 0.0038919 | 0.0040326 | 0.0041714 | 0.0043172 | 0.0044621 | 0.0046065 | 0.0047502 | 0.0048932 | 0.0050362 | 0.0051791 | 0.0053215
F3_Commercial_Lodging_New_Food Preparation_Natural Gas_Double Rack Oven_Baseline Forecast | F3 | Commercial | Lodging | New | Food Preparation | Natural Gas | Double Rack Oven | Baseline Forecast | Peak Demand (S) | 0 | 0 | 0 | 0 | 0 | 0 | 0 | 0 | 0 | 0 | 0 | 0 | 0 | 0 | 0 | 0 | 0 | 0 | 0 | 0 | 0 | 0 | 0 | 0 | 0 | 0 | 0 | 0 | 0 | 0 | 0
F4_Commercial_Lodging_New_Food Preparation_Natural Gas_Double Rack Oven_Baseline Forecast | F4 | Commercial | Lodging | New | Food Preparation | Natural Gas | Double Rack Oven | Baseline Forecast | Peak Demand (W) | 0 | 0 | 0 | 0 | 0 | 0 | 0 | 0 | 0 | 0 | 0 | 0 | 0 | 0 | 0 | 0 | 0 | 0 | 0 | 0 | 0 | 0 | 0 | 0 | 0 | 0 | 0 | 0 | 0 | 0 | 0
F5_Commercial_Lodging_New_Food Preparation_Natural Gas_Double Rack Oven_Baseline Forecast | F5 | Commercial | Lodging | New | Food Preparation | Natural Gas | Double Rack Oven | Baseline Forecast | Turnover | 0 | 3650.8072 | 3684.2862 | 3905.9525 | 2143.8029 | 1746.5638 | 1721.0255 | 1696.0445 | 1671.61 | 1647.7114 | 1624.338 | 1601.4798 | 2309.2879 | 2878.2548 | 3373.8754 | 3414.1435 | 3363.1977 | 4270.7422 | 4039.9752 | 3896.3422 | 3253.2256 | 3088.5535 | 3046.4526 | 3151.3238 | 3346.075 | 3598.1304 | 3805.0266 | 3957.6191 | 4449.9398 | 4758.511 | 4954.7441
F6_Commercial_Lodging_New_Food Preparation_Natural Gas_Double Rack Oven_Baseline Forecast | F6 | Commercial | Lodging | New | Food Preparation | Natural Gas | Double Rack Oven | Baseline Forecast | Avg. Replacement Usage | 0.098344 | 0.10224 | 0.10171 | 0.10068 | 0.10067 | 0.10091 | 0.10112 | 0.10124 | 0.10129 | 0.10114 | 0.10096 | 0.10077 | 0.10112 | 0.10088 | 0.10087 | 0.10089 | 0.10089 | 0.10087 | 0.10095 | 0.1009 | 0.10087 | 0.10083 | 0.10078 | 0.10361 | 0.10369 | 0.10377 | 0.10384 | 0.10391 | 0.10398 | 0.10405 | 0.10411
F7_Commercial_Lodging_New_Food Preparation_Natural Gas_Double Rack Oven_Baseline Forecast | F7 | Commercial | Lodging | New | Food Preparation | Natural Gas | Double Rack Oven | Baseline Forecast | Avg. Replacement Demand (S) | 0 | 0 | 0 | 0 | 0 | 0 | 0 | 0 | 0 | 0 | 0 | 0 | 0 | 0 | 0 | 0 | 0 | 0 | 0 | 0 | 0 | 0 | 0 | 0 | 0 | 0 | 0 | 0 | 0 | 0 | 0
F8_Commercial_Lodging_New_Food Preparation_Natural Gas_Double Rack Oven_Baseline Forecast | F8 | Commercial | Lodging | New | Food Preparation | Natural Gas | Double Rack Oven | Baseline Forecast | Avg. Replacement Demand (W) | 0 | 0 | 0 | 0 | 0 | 0 | 0 | 0 | 0 | 0 | 0 | 0 | 0 | 0 | 0 | 0 | 0 | 0 | 0 | 0 | 0 | 0 | 0 | 0 | 0 | 0 | 0 | 0 | 0 | 0 | 0
F1_Commercial_Lodging_New_Food Preparation_Natural Gas_Fryer_Baseline Forecast | F1 | Commercial | Lodging | New | Food Preparation | Natural Gas | Fryer | Baseline Forecast | Units | 0 | 9684.7819 | 19458.3759 | 29820.0016 | 35507.0353 | 40140.2817 | 44705.7806 | 49205.0105 | 53639.4211 | 58010.4339 | 62319.4425 | 66567.8131 | 70756.8855 | 74887.9731 | 78962.3641 | 82981.3211 | 86946.0825 | 90857.8623 | 94717.8512 | 98527.2165 | 102287.103 | 105998.6332 | 109662.9079 | 113281.0066 | 116853.9876 | 120382.8893 | 123868.7294 | 127312.5065 | 130715.1997 | 134077.7691 | 137401.1565
F2_Commercial_Lodging_New_Food Preparation_Natural Gas_Fryer_Baseline Forecast | F2 | Commercial | Lodging | New | Food Preparation | Natural Gas | Fryer | Baseline Forecast | Usage (MMtherm) | 0 | 0.00061637 | 0.0012324 | 0.0016969 | 0.0019589 | 0.0021723 | 0.0023826 | 0.0025899 | 0.0027941 | 0.0029633 | 0.0031035 | 0.0032526 | 0.0034083 | 0.0035688 | 0.0036904 | 0.0038223 | 0.004005 | 0.0041852 | 0.004363 | 0.0045384 | 0.0047116 | 0.0048826 | 0.0050514 | 0.005218 | 0.0053826 | 0.0055452 | 0.0057057 | 0.0058644 | 0.0060211 | 0.006176 | 0.0063291
F3_Commercial_Lodging_New_Food Preparation_Natural Gas_Fryer_Baseline Forecast | F3 | Commercial | Lodging | New | Food Preparation | Natural Gas | Fryer | Baseline Forecast | Peak Demand (S) | 0 | 0 | 0 | 0 | 0 | 0 | 0 | 0 | 0 | 0 | 0 | 0 | 0 | 0 | 0 | 0 | 0 | 0 | 0 | 0 | 0 | 0 | 0 | 0 | 0 | 0 | 0 | 0 | 0 | 0 | 0
F4_Commercial_Lodging_New_Food Preparation_Natural Gas_Fryer_Baseline Forecast | F4 | Commercial | Lodging | New | Food Preparation | Natural Gas | Fryer | Baseline Forecast | Peak Demand (W) | 0 | 0 | 0 | 0 | 0 | 0 | 0 | 0 | 0 | 0 | 0 | 0 | 0 | 0 | 0 | 0 | 0 | 0 | 0 | 0 | 0 | 0 | 0 | 0 | 0 | 0 | 0 | 0 | 0 | 0 | 0
F5_Commercial_Lodging_New_Food Preparation_Natural Gas_Fryer_Baseline Forecast | F5 | Commercial | Lodging | New | Food Preparation | Natural Gas | Fryer | Baseline Forecast | Turnover | 0 | 9684.7819 | 9773.594 | 10361.6257 | 5687.0337 | 4633.2464 | 4565.4988 | 4499.2299 | 4434.4107 | 6307.9692 | 7813.2924 | 9124.1229 | 9227.0809 | 9088.1438 | 11491.9431 | 10876.1263 | 10491.5279 | 9169.3706 | 9352.476 | 10010.42 | 10548.7744 | 10943.2773 | 12239.2031 | 13047.8781 | 13558.7366 | 13378.37 | 13199.4885 | 13846.9213 | 13673.5307 | 13667.0748 | 13668.2367
F6_Commercial_Lodging_New_Food Preparation_Natural Gas_Fryer_Baseline Forecast | F6 | Commercial | Lodging | New | Food Preparation | Natural Gas | Fryer | Baseline Forecast | Avg. Replacement Usage | 0.061198 | 0.063643 | 0.063329 | 0.046063 | 0.046063 | 0.046063 | 0.046063 | 0.046063 | 0.046063 | 0.046063 | 0.046063 | 0.046063 | 0.046063 | 0.046063 | 0.046063 | 0.046063 | 0.046063 | 0.046063 | 0.046063 | 0.046063 | 0.046063 | 0.046063 | 0.046063 | 0.046063 | 0.046063 | 0.046063 | 0.046063 | 0.046063 | 0.046063 | 0.046063 | 0.046063
F7_Commercial_Lodging_New_Food Preparation_Natural Gas_Fryer_Baseline Forecast | F7 | Commercial | Lodging | New | Food Preparation | Natural Gas | Fryer | Baseline Forecast | Avg. Replacement Demand (S) | 0 | 0 | 0 | 0 | 0 | 0 | 0 | 0 | 0 | 0 | 0 | 0 | 0 | 0 | 0 | 0 | 0 | 0 | 0 | 0 | 0 | 0 | 0 | 0 | 0 | 0 | 0 | 0 | 0 | 0 | 0
F8_Commercial_Lodging_New_Food Preparation_Natural Gas_Fryer_Baseline Forecast | F8 | Commercial | Lodging | New | Food Preparation | Natural Gas | Fryer | Baseline Forecast | Avg. Replacement Demand (W) | 0 | 0 | 0 | 0 | 0 | 0 | 0 | 0 | 0 | 0 | 0 | 0 | 0 | 0 | 0 | 0 | 0 | 0 | 0 | 0 | 0 | 0 | 0 | 0 | 0 | 0 | 0 | 0 | 0 | 0 | 0
F1_Commercial_Lodging_New_Food Preparation_Natural Gas_Broiler_Baseline Forecast | F1 | Commercial | Lodging | New | Food Preparation | Natural Gas | Broiler | Baseline Forecast | Units | 0 | 6298.1529 | 12654.0615 | 19392.3757 | 23090.7354 | 26103.8022 | 29072.8117 | 31998.7256 | 34882.4866 | 37725.019 | 40527.2292 | 43290.0057 | 46014.2197 | 48700.7254 | 51350.3603 | 53963.9459 | 56542.2872 | 59086.1738 | 61596.3801 | 64073.6651 | 66518.7733 | 68932.4348 | 71315.3653 | 73668.2668 | 75991.8278 | 78286.7232 | 80553.6152 | 82793.153 | 85005.9732 | 87192.7004 | 89353.947
F2_Commercial_Lodging_New_Food Preparation_Natural Gas_Broiler_Baseline Forecast | F2 | Commercial | Lodging | New | Food Preparation | Natural Gas | Broiler | Baseline Forecast | Usage (MMtherm) | 0 | 0.00041173 | 0.00082323 | 0.0012486 | 0.0014867 | 0.0016808 | 0.0018723 | 0.0020611 | 0.0022472 | 0.0024306 | 0.0026112 | 0.0027892 | 0.002965 | 0.0031382 | 0.0033091 | 0.0034777 | 0.003644 | 0.003808 | 0.00397 | 0.0041297 | 0.0042871 | 0.0044425 | 0.0045958 | 0.0047507 | 0.0049041 | 0.0050561 | 0.0052066 | 0.0053558 | 0.0055038 | 0.0056508 | 0.0057964
F3_Commercial_Lodging_New_Food Preparation_Natural Gas_Broiler_Baseline Forecast | F3 | Commercial | Lodging | New | Food Preparation | Natural Gas | Broiler | Baseline Forecast | Peak Demand (S) | 0 | 0 | 0 | 0 | 0 | 0 | 0 | 0 | 0 | 0 | 0 | 0 | 0 | 0 | 0 | 0 | 0 | 0 | 0 | 0 | 0 | 0 | 0 | 0 | 0 | 0 | 0 | 0 | 0 | 0 | 0
F4_Commercial_Lodging_New_Food Preparation_Natural Gas_Broiler_Baseline Forecast | F4 | Commercial | Lodging | New | Food Preparation | Natural Gas | Broiler | Baseline Forecast | Peak Demand (W) | 0 | 0 | 0 | 0 | 0 | 0 | 0 | 0 | 0 | 0 | 0 | 0 | 0 | 0 | 0 | 0 | 0 | 0 | 0 | 0 | 0 | 0 | 0 | 0 | 0 | 0 | 0 | 0 | 0 | 0 | 0
F5_Commercial_Lodging_New_Food Preparation_Natural Gas_Broiler_Baseline Forecast | F5 | Commercial | Lodging | New | Food Preparation | Natural Gas | Broiler | Baseline Forecast | Turnover | 0 | 6298.1529 | 6355.9087 | 6738.3141 | 3698.3597 | 3013.0668 | 2969.0095 | 2925.9139 | 2883.761 | 2842.5325 | 2802.2102 | 2762.7765 | 3983.8446 | 4965.3919 | 5820.4068 | 5889.8749 | 5801.9862 | 7367.6274 | 6969.522 | 6721.7351 | 5612.269 | 5328.1866 | 5255.5566 | 5436.4741 | 5772.4472 | 6207.278 | 6564.2028 | 6827.4463 | 7676.7683 | 8209.0968 | 8547.6263
F6_Commercial_Lodging_New_Food Preparation_Natural Gas_Broiler_Baseline Forecast | F6 | Commercial | Lodging | New | Food Preparation | Natural Gas | Broiler | Baseline Forecast | Avg. Replacement Usage | 0.062862 | 0.065373 | 0.065051 | 0.064384 | 0.064383 | 0.064443 | 0.064496 | 0.064526 | 0.064539 | 0.064502 | 0.064456 | 0.064409 | 0.064496 | 0.064437 | 0.064434 | 0.064439 | 0.064438 | 0.064435 | 0.064454 | 0.064442 | 0.064434 | 0.064423 | 0.064409 | 0.065079 | 0.065096 | 0.065113 | 0.065129 | 0.065144 | 0.065159 | 0.065173 | 0.065187
F7_Commercial_Lodging_New_Food Preparation_Natural Gas_Broiler_Baseline Forecast | F7 | Commercial | Lodging | New | Food Preparation | Natural Gas | Broiler | Baseline Forecast | Avg. Replacement Demand (S) | 0 | 0 | 0 | 0 | 0 | 0 | 0 | 0 | 0 | 0 | 0 | 0 | 0 | 0 | 0 | 0 | 0 | 0 | 0 | 0 | 0 | 0 | 0 | 0 | 0 | 0 | 0 | 0 | 0 | 0 | 0
F8_Commercial_Lodging_New_Food Preparation_Natural Gas_Broiler_Baseline Forecast | F8 | Commercial | Lodging | New | Food Preparation | Natural Gas | Broiler | Baseline Forecast | Avg. Replacement Demand (W) | 0 | 0 | 0 | 0 | 0 | 0 | 0 | 0 | 0 | 0 | 0 | 0 | 0 | 0 | 0 | 0 | 0 | 0 | 0 | 0 | 0 | 0 | 0 | 0 | 0 | 0 | 0 | 0 | 0 | 0 | 0
F1_Commercial_Lodging_New_Food Preparation_Natural Gas_Griddle_Baseline Forecast | F1 | Commercial | Lodging | New | Food Preparation | Natural Gas | Griddle | Baseline Forecast | Units | 0 | 9146.0563 | 18375.9844 | 28161.2344 | 33531.9212 | 37907.4387 | 42218.9771 | 46467.9329 | 50655.6751 | 54783.546 | 58852.8616 | 62864.9124 | 66820.9634 | 70722.2553 | 74570.0042 | 78365.4027 | 82109.6203 | 85803.8035 | 89449.0767 | 93046.5423 | 96597.2814 | 100102.354 | 103562.7998 | 106979.6381 | 110353.8685 | 113686.4715 | 116978.4084 | 120230.622 | 123444.0369 | 126619.56 | 129758.0807
F2_Commercial_Lodging_New_Food Preparation_Natural Gas_Griddle_Baseline Forecast | F2 | Commercial | Lodging | New | Food Preparation | Natural Gas | Griddle | Baseline Forecast | Usage (MMtherm) | 0 | 0.00042506 | 0.00084996 | 0.0012891 | 0.0015349 | 0.0017353 | 0.0019327 | 0.0021272 | 0.0023189 | 0.0025079 | 0.0026942 | 0.0028779 | 0.003059 | 0.0032376 | 0.0034138 | 0.0035876 | 0.003759 | 0.0039281 | 0.004095 | 0.0042597 | 0.0044222 | 0.0045827 | 0.0047411 | 0.0048978 | 0.0050527 | 0.0052057 | 0.0053569 | 0.0055063 | 0.005654 | 0.0058001 | 0.0059445
F3_Commercial_Lodging_New_Food Preparation_Natural Gas_Griddle_Baseline Forecast | F3 | Commercial | Lodging | New | Food Preparation | Natural Gas | Griddle | Baseline Forecast | Peak Demand (S) | 0 | 0 | 0 | 0 | 0 | 0 | 0 | 0 | 0 | 0 | 0 | 0 | 0 | 0 | 0 | 0 | 0 | 0 | 0 | 0 | 0 | 0 | 0 | 0 | 0 | 0 | 0 | 0 | 0 | 0 | 0
F4_Commercial_Lodging_New_Food Preparation_Natural Gas_Griddle_Baseline Forecast | F4 | Commercial | Lodging | New | Food Preparation | Natural Gas | Griddle | Baseline Forecast | Peak Demand (W) | 0 | 0 | 0 | 0 | 0 | 0 | 0 | 0 | 0 | 0 | 0 | 0 | 0 | 0 | 0 | 0 | 0 | 0 | 0 | 0 | 0 | 0 | 0 | 0 | 0 | 0 | 0 | 0 | 0 | 0 | 0
F5_Commercial_Lodging_New_Food Preparation_Natural Gas_Griddle_Baseline Forecast | F5 | Commercial | Lodging | New | Food Preparation | Natural Gas | Griddle | Baseline Forecast | Turnover | 0 | 9146.0563 | 9229.9282 | 9785.25 | 5370.6868 | 4375.5175 | 4311.5384 | 4248.9558 | 4187.7422 | 4127.8709 | 4069.3156 | 4012.0508 | 5785.2623 | 7210.6465 | 8452.2826 | 8553.1629 | 8425.5325 | 10699.1266 | 10121.0056 | 9761.1742 | 8150.0289 | 7737.49 | 7632.0181 | 7894.7429 | 8382.6367 | 9014.0896 | 9532.4088 | 9914.686 | 11148.055 | 11921.0922 | 12412.6982
F6_Commercial_Lodging_New_Food Preparation_Natural Gas_Griddle_Baseline Forecast | F6 | Commercial | Lodging | New | Food Preparation | Natural Gas | Griddle | Baseline Forecast | Avg. Replacement Usage | 0.04468 | 0.046475 | 0.046254 | 0.045776 | 0.045776 | 0.04578 | 0.045783 | 0.045785 | 0.045786 | 0.045784 | 0.04578 | 0.045777 | 0.045783 | 0.045779 | 0.045779 | 0.045779 | 0.045779 | 0.045779 | 0.04578 | 0.04578 | 0.045779 | 0.045778 | 0.045777 | 0.045827 | 0.045828 | 0.04583 | 0.045831 | 0.045832 | 0.045834 | 0.045835 | 0.045836
F7_Commercial_Lodging_New_Food Preparation_Natural Gas_Griddle_Baseline Forecast | F7 | Commercial | Lodging | New | Food Preparation | Natural Gas | Griddle | Baseline Forecast | Avg. Replacement Demand (S) | 0 | 0 | 0 | 0 | 0 | 0 | 0 | 0 | 0 | 0 | 0 | 0 | 0 | 0 | 0 | 0 | 0 | 0 | 0 | 0 | 0 | 0 | 0 | 0 | 0 | 0 | 0 | 0 | 0 | 0 | 0
F8_Commercial_Lodging_New_Food Preparation_Natural Gas_Griddle_Baseline Forecast | F8 | Commercial | Lodging | New | Food Preparation | Natural Gas | Griddle | Baseline Forecast | Avg. Replacement Demand (W) | 0 | 0 | 0 | 0 | 0 | 0 | 0 | 0 | 0 | 0 | 0 | 0 | 0 | 0 | 0 | 0 | 0 | 0 | 0 | 0 | 0 | 0 | 0 | 0 | 0 | 0 | 0 | 0 | 0 | 0 | 0
F1_Commercial_Lodging_New_Food Preparation_Natural Gas_Range_Baseline Forecast | F1 | Commercial | Lodging | New | Food Preparation | Natural Gas | Range | Baseline Forecast | Units | 0 | 25982.3862 | 52203.0381 | 80001.2647 | 95258.4699 | 107688.569 | 119936.9144 | 132007.4731 | 143904.1345 | 155630.7118 | 167190.9436 | 178588.4956 | 189826.9621 | 200909.8669 | 211840.6654 | 222622.7454 | 233259.429 | 243753.9736 | 254109.573 | 264329.3593 | 274416.4035 | 284373.7172 | 294204.2535 | 303910.9084 | 313496.5217 | 322963.8785 | 332315.7097 | 341554.6939 | 350683.4578 | 359704.5775 | 368620.5795
F2_Commercial_Lodging_New_Food Preparation_Natural Gas_Range_Baseline Forecast | F2 | Commercial | Lodging | New | Food Preparation | Natural Gas | Range | Baseline Forecast | Usage (MMtherm) | 0 | 0.0012525 | 0.0025043 | 0.0037981 | 0.0045222 | 0.0051125 | 0.0056942 | 0.0062677 | 0.0068329 | 0.0073901 | 0.0079396 | 0.0084813 | 0.0090163 | 0.0095435 | 0.010063 | 0.010575 | 0.011079 | 0.011577 | 0.012069 | 0.012554 | 0.013032 | 0.013504 | 0.013969 | 0.014435 | 0.014896 | 0.015352 | 0.015803 | 0.016249 | 0.01669 | 0.017126 | 0.017557
F3_Commercial_Lodging_New_Food Preparation_Natural Gas_Range_Baseline Forecast | F3 | Commercial | Lodging | New | Food Preparation | Natural Gas | Range | Baseline Forecast | Peak Demand (S) | 0 | 0 | 0 | 0 | 0 | 0 | 0 | 0 | 0 | 0 | 0 | 0 | 0 | 0 | 0 | 0 | 0 | 0 | 0 | 0 | 0 | 0 | 0 | 0 | 0 | 0 | 0 | 0 | 0 | 0 | 0
F4_Commercial_Lodging_New_Food Preparation_Natural Gas_Range_Baseline Forecast | F4 | Commercial | Lodging | New | Food Preparation | Natural Gas | Range | Baseline Forecast | Peak Demand (W) | 0 | 0 | 0 | 0 | 0 | 0 | 0 | 0 | 0 | 0 | 0 | 0 | 0 | 0 | 0 | 0 | 0 | 0 | 0 | 0 | 0 | 0 | 0 | 0 | 0 | 0 | 0 | 0 | 0 | 0 | 0
F5_Commercial_Lodging_New_Food Preparation_Natural Gas_Range_Baseline Forecast | F5 | Commercial | Lodging | New | Food Preparation | Natural Gas | Range | Baseline Forecast | Turnover | 0 | 25982.3862 | 26220.6519 | 27798.2265 | 15257.2052 | 12430.0991 | 12248.3454 | 12070.5587 | 11896.6614 | 11726.5772 | 16756.709 | 20798.8642 | 24319.1615 | 24598.9019 | 24229.6159 | 30681.9298 | 29033.1351 | 28004.5897 | 23421.3975 | 23282.6576 | 24649.4685 | 26424.4797 | 27878.4634 | 28946.3332 | 32432.3608 | 34611.0084 | 35990.4954 | 35307.5273 | 34543.3238 | 35974.0967 | 35331.0579
F6_Commercial_Lodging_New_Food Preparation_Natural Gas_Range_Baseline Forecast | F6 | Commercial | Lodging | New | Food Preparation | Natural Gas | Range | Baseline Forecast | Avg. Replacement Usage | 0.046347 | 0.048204 | 0.047971 | 0.047471 | 0.047465 | 0.047483 | 0.047499 | 0.047507 | 0.04751 | 0.047515 | 0.047518 | 0.047504 | 0.047535 | 0.047516 | 0.047494 | 0.047474 | 0.047473 | 0.047472 | 0.047477 | 0.047473 | 0.04747 | 0.047467 | 0.047462 | 0.04767 | 0.047675 | 0.04768 | 0.047684 | 0.047689 | 0.047693 | 0.047698 | 0.047702
F7_Commercial_Lodging_New_Food Preparation_Natural Gas_Range_Baseline Forecast | F7 | Commercial | Lodging | New | Food Preparation | Natural Gas | Range | Baseline Forecast | Avg. Replacement Demand (S) | 0 | 0 | 0 | 0 | 0 | 0 | 0 | 0 | 0 | 0 | 0 | 0 | 0 | 0 | 0 | 0 | 0 | 0 | 0 | 0 | 0 | 0 | 0 | 0 | 0 | 0 | 0 | 0 | 0 | 0 | 0
F8_Commercial_Lodging_New_Food Preparation_Natural Gas_Range_Baseline Forecast | F8 | Commercial | Lodging | New | Food Preparation | Natural Gas | Range | Baseline Forecast | Avg. Replacement Demand (W) | 0 | 0 | 0 | 0 | 0 | 0 | 0 | 0 | 0 | 0 | 0 | 0 | 0 | 0 | 0 | 0 | 0 | 0 | 0 | 0 | 0 | 0 | 0 | 0 | 0 | 0 | 0 | 0 | 0 | 0 | 0
F1_Commercial_Lodging_New_Food Preparation_Natural Gas_Steamer_Baseline Forecast | F1 | Commercial | Lodging | New | Food Preparation | Natural Gas | Steamer | Baseline Forecast | Units | 0 | 4514.6758 | 9070.7524 | 13900.947 | 16552.0251 | 18711.8678 | 20840.1291 | 22937.4984 | 25004.6515 | 27042.2509 | 29050.9462 | 31031.3745 | 32984.1602 | 34909.9157 | 36809.2413 | 38682.7257 | 40530.9461 | 42354.4687 | 44153.8482 | 45929.629 | 47682.3446 | 49412.5184 | 51120.6634 | 52807.2829 | 54472.8704 | 56117.9097 | 57742.8753 | 59348.2328 | 60934.4385 | 62501.9401 | 64051.1765
F2_Commercial_Lodging_New_Food Preparation_Natural Gas_Steamer_Baseline Forecast | F2 | Commercial | Lodging | New | Food Preparation | Natural Gas | Steamer | Baseline Forecast | Usage (MMtherm) | 0 | 0.00036295 | 0.00072545 | 0.00085017 | 0.00092275 | 0.00098187 | 0.0010401 | 0.0010976 | 0.0011541 | 0.0012099 | 0.0012389 | 0.0012438 | 0.0012535 | 0.0012673 | 0.0012846 | 0.0013051 | 0.0013284 | 0.001354 | 0.0013816 | 0.001339 | 0.0013053 | 0.0013527 | 0.0013994 | 0.0014456 | 0.0014912 | 0.0015362 | 0.0015807 | 0.0016247 | 0.0016681 | 0.001711 | 0.0017534
F3_Commercial_Lodging_New_Food Preparation_Natural Gas_Steamer_Baseline Forecast | F3 | Commercial | Lodging | New | Food Preparation | Natural Gas | Steamer | Baseline Forecast | Peak Demand (S) | 0 | 0 | 0 | 0 | 0 | 0 | 0 | 0 | 0 | 0 | 0 | 0 | 0 | 0 | 0 | 0 | 0 | 0 | 0 | 0 | 0 | 0 | 0 | 0 | 0 | 0 | 0 | 0 | 0 | 0 | 0
F4_Commercial_Lodging_New_Food Preparation_Natural Gas_Steamer_Baseline Forecast | F4 | Commercial | Lodging | New | Food Preparation | Natural Gas | Steamer | Baseline Forecast | Peak Demand (W) | 0 | 0 | 0 | 0 | 0 | 0 | 0 | 0 | 0 | 0 | 0 | 0 | 0 | 0 | 0 | 0 | 0 | 0 | 0 | 0 | 0 | 0 | 0 | 0 | 0 | 0 | 0 | 0 | 0 | 0 | 0
F5_Commercial_Lodging_New_Food Preparation_Natural Gas_Steamer_Baseline Forecast | F5 | Commercial | Lodging | New | Food Preparation | Natural Gas | Steamer | Baseline Forecast | Turnover | 0 | 4514.6758 | 4556.0766 | 4830.1946 | 2651.0781 | 2159.8427 | 2128.2614 | 2097.3693 | 2067.1531 | 2037.5994 | 2510.326 | 2932.5529 | 3335.807 | 3449.672 | 3493.9006 | 3527.3579 | 3551.3712 | 3567.118 | 3575.6421 | 5023.883 | 4978.506 | 5052.6018 | 4373.6608 | 4292.9039 | 4364.488 | 4429.1457 | 4486.7684 | 4537.3748 | 4896.2269 | 5192.9331 | 5457.4229
F6_Commercial_Lodging_New_Food Preparation_Natural Gas_Steamer_Baseline Forecast | F6 | Commercial | Lodging | New | Food Preparation | Natural Gas | Steamer | Baseline Forecast | Avg. Replacement Usage | 0.077407 | 0.080394 | 0.079941 | 0.027375 | 0.027375 | 0.027375 | 0.027375 | 0.027375 | 0.027375 | 0.027375 | 0.027375 | 0.027375 | 0.027375 | 0.027375 | 0.027375 | 0.027375 | 0.027375 | 0.027375 | 0.027375 | 0.027375 | 0.027375 | 0.027375 | 0.027375 | 0.027375 | 0.027375 | 0.027375 | 0.027375 | 0.027375 | 0.027375 | 0.027375 | 0.027375
F7_Commercial_Lodging_New_Food Preparation_Natural Gas_Steamer_Baseline Forecast | F7 | Commercial | Lodging | New | Food Preparation | Natural Gas | Steamer | Baseline Forecast | Avg. Replacement Demand (S) | 0 | 0 | 0 | 0 | 0 | 0 | 0 | 0 | 0 | 0 | 0 | 0 | 0 | 0 | 0 | 0 | 0 | 0 | 0 | 0 | 0 | 0 | 0 | 0 | 0 | 0 | 0 | 0 | 0 | 0 | 0
F8_Commercial_Lodging_New_Food Preparation_Natural Gas_Steamer_Baseline Forecast | F8 | Commercial | Lodging | New | Food Preparation | Natural Gas | Steamer | Baseline Forecast | Avg. Replacement Demand (W) | 0 | 0 | 0 | 0 | 0 | 0 | 0 | 0 | 0 | 0 | 0 | 0 | 0 | 0 | 0 | 0 | 0 | 0 | 0 | 0 | 0 | 0 | 0 | 0 | 0 | 0 | 0 | 0 | 0 | 0 | 0
F1_Commercial_Lodging_New_Food Preparation_Natural Gas_Food Prep Other_Baseline Forecast | F1 | Commercial | Lodging | New | Food Preparation | Natural Gas | Food Prep Other | Baseline Forecast | Units | 0 | 4514.6758 | 9070.7524 | 13900.947 | 16552.0251 | 18711.8678 | 20840.1291 | 22937.4984 | 25004.6515 | 27042.2509 | 29050.9462 | 31031.3745 | 32984.1602 | 34909.9157 | 36809.2413 | 38682.7257 | 40530.9461 | 42354.4687 | 44153.8482 | 45929.629 | 47682.3446 | 49412.5184 | 51120.6634 | 52807.2829 | 54472.8704 | 56117.9097 | 57742.8753 | 59348.2328 | 60934.4385 | 62501.9401 | 64051.1765
F2_Commercial_Lodging_New_Food Preparation_Natural Gas_Food Prep Other_Baseline Forecast | F2 | Commercial | Lodging | New | Food Preparation | Natural Gas | Food Prep Other | Baseline Forecast | Usage (MMtherm) | 0 | 0.00025854 | 0.00051699 | 0.0007841 | 0.00093364 | 0.0010555 | 0.0011755 | 0.0012938 | 0.0014104 | 0.0015253 | 0.0016387 | 0.0017504 | 0.0018605 | 0.0019691 | 0.0020763 | 0.0021819 | 0.0022862 | 0.0023891 | 0.0024905 | 0.0025907 | 0.0026896 | 0.0027872 | 0.0028835 | 0.0029787 | 0.0030726 | 0.0031654 | 0.0032571 | 0.0033476 | 0.0034371 | 0.0035255 | 0.0036129
F3_Commercial_Lodging_New_Food Preparation_Natural Gas_Food Prep Other_Baseline Forecast | F3 | Commercial | Lodging | New | Food Preparation | Natural Gas | Food Prep Other | Baseline Forecast | Peak Demand (S) | 0 | 0 | 0 | 0 | 0 | 0 | 0 | 0 | 0 | 0 | 0 | 0 | 0 | 0 | 0 | 0 | 0 | 0 | 0 | 0 | 0 | 0 | 0 | 0 | 0 | 0 | 0 | 0 | 0 | 0 | 0
F4_Commercial_Lodging_New_Food Preparation_Natural Gas_Food Prep Other_Baseline Forecast | F4 | Commercial | Lodging | New | Food Preparation | Natural Gas | Food Prep Other | Baseline Forecast | Peak Demand (W) | 0 | 0 | 0 | 0 | 0 | 0 | 0 | 0 | 0 | 0 | 0 | 0 | 0 | 0 | 0 | 0 | 0 | 0 | 0 | 0 | 0 | 0 | 0 | 0 | 0 | 0 | 0 | 0 | 0 | 0 | 0
F5_Commercial_Lodging_New_Food Preparation_Natural Gas_Food Prep Other_Baseline Forecast | F5 | Commercial | Lodging | New | Food Preparation | Natural Gas | Food Prep Other | Baseline Forecast | Turnover | 0 | 4514.6758 | 4556.0766 | 4830.1946 | 2651.0781 | 2159.8427 | 2128.2614 | 2097.3693 | 2067.1531 | 2037.5994 | 2911.6305 | 3613.9917 | 4225.6754 | 4274.2828 | 4210.116 | 5331.2642 | 5044.7711 | 4866.052 | 4069.6807 | 4045.5734 | 4283.0692 | 4591.4936 | 4844.1364 | 5029.6885 | 5635.4175 | 6013.9773 | 6253.6757 | 6135.0038 | 6002.2165 | 6250.8263 | 6139.0925
F6_Commercial_Lodging_New_Food Preparation_Natural Gas_Food Prep Other_Baseline Forecast | F6 | Commercial | Lodging | New | Food Preparation | Natural Gas | Food Prep Other | Baseline Forecast | Avg. Replacement Usage | 0.055054 | 0.057267 | 0.056996 | 0.056406 | 0.056406 | 0.056406 | 0.056406 | 0.056406 | 0.056406 | 0.056406 | 0.056406 | 0.056406 | 0.056406 | 0.056406 | 0.056406 | 0.056406 | 0.056406 | 0.056406 | 0.056406 | 0.056406 | 0.056406 | 0.056406 | 0.056406 | 0.056406 | 0.056406 | 0.056406 | 0.056406 | 0.056406 | 0.056406 | 0.056406 | 0.056406
F7_Commercial_Lodging_New_Food Preparation_Natural Gas_Food Prep Other_Baseline Forecast | F7 | Commercial | Lodging | New | Food Preparation | Natural Gas | Food Prep Other | Baseline Forecast | Avg. Replacement Demand (S) | 0 | 0 | 0 | 0 | 0 | 0 | 0 | 0 | 0 | 0 | 0 | 0 | 0 | 0 | 0 | 0 | 0 | 0 | 0 | 0 | 0 | 0 | 0 | 0 | 0 | 0 | 0 | 0 | 0 | 0 | 0
F8_Commercial_Lodging_New_Food Preparation_Natural Gas_Food Prep Other_Baseline Forecast | F8 | Commercial | Lodging | New | Food Preparation | Natural Gas | Food Prep Other | Baseline Forecast | Avg. Replacement Demand (W) | 0 | 0 | 0 | 0 | 0 | 0 | 0 | 0 | 0 | 0 | 0 | 0 | 0 | 0 | 0 | 0 | 0 | 0 | 0 | 0 | 0 | 0 | 0 | 0 | 0 | 0 | 0 | 0 | 0 | 0 | 0
F1_Commercial_Lodging_New_Miscellaneous_Natural Gas_Pool Heater_Baseline Forecast | F1 | Commercial | Lodging | New | Miscellaneous | Natural Gas | Pool Heater | Baseline Forecast | Units | 0 | 39023.2116 | 78404.277 | 120154.7179 | 143069.6706 | 161738.5635 | 180134.4789 | 198263.3745 | 216131.092 | 233743.3583 | 251105.7887 | 268223.8888 | 285103.0565 | 301748.5847 | 318165.6627 | 334359.379 | 350334.723 | 366096.5868 | 381649.7676 | 396998.9691 | 412148.8041 | 427103.7954 | 441868.3785 | 456446.9028 | 470843.6335 | 485062.7534 | 499108.3644 | 512984.4893 | 526695.0732 | 540243.9852 | 553635.0198
F2_Commercial_Lodging_New_Miscellaneous_Natural Gas_Pool Heater_Baseline Forecast | F2 | Commercial | Lodging | New | Miscellaneous | Natural Gas | Pool Heater | Baseline Forecast | Usage (MMtherm) | 0 | 0.0010536 | 0.0021068 | 0.0031952 | 0.0038045 | 0.004301 | 0.0047902 | 0.0052724 | 0.0057476 | 0.006216 | 0.0066778 | 0.0071332 | 0.0075827 | 0.0080262 | 0.0084635 | 0.0088946 | 0.0093196 | 0.0097386 | 0.010152 | 0.010559 | 0.010961 | 0.011357 | 0.011749 | 0.012138 | 0.012523 | 0.012903 | 0.013279 | 0.013651 | 0.014019 | 0.014381 | 0.01474
F3_Commercial_Lodging_New_Miscellaneous_Natural Gas_Pool Heater_Baseline Forecast | F3 | Commercial | Lodging | New | Miscellaneous | Natural Gas | Pool Heater | Baseline Forecast | Peak Demand (S) | 0 | 0 | 0 | 0 | 0 | 0 | 0 | 0 | 0 | 0 | 0 | 0 | 0 | 0 | 0 | 0 | 0 | 0 | 0 | 0 | 0 | 0 | 0 | 0 | 0 | 0 | 0 | 0 | 0 | 0 | 0
F4_Commercial_Lodging_New_Miscellaneous_Natural Gas_Pool Heater_Baseline Forecast | F4 | Commercial | Lodging | New | Miscellaneous | Natural Gas | Pool Heater | Baseline Forecast | Peak Demand (W) | 0 | 0 | 0 | 0 | 0 | 0 | 0 | 0 | 0 | 0 | 0 | 0 | 0 | 0 | 0 | 0 | 0 | 0 | 0 | 0 | 0 | 0 | 0 | 0 | 0 | 0 | 0 | 0 | 0 | 0 | 0
F5_Commercial_Lodging_New_Miscellaneous_Natural Gas_Pool Heater_Baseline Forecast | F5 | Commercial | Lodging | New | Miscellaneous | Natural Gas | Pool Heater | Baseline Forecast | Turnover | 0 | 39023.2116 | 39381.0654 | 41750.4409 | 22914.9526 | 18668.893 | 26200.5577 | 32248.8226 | 37513.7472 | 37912.0806 | 37336.0605 | 48566.8164 | 48581.7146 | 50131.4326 | 45850.6075 | 46094.6729 | 51583.8532 | 55550.5305 | 58790.569 | 59213.6544 | 59309.3316 | 63543.4346 | 64749.3492 | 66730.7003 | 66839.0098 | 68098.7898 | 71296.9895 | 73666.9382 | 75738.7312 | 76650.1411 | 77516.8571
F6_Commercial_Lodging_New_Miscellaneous_Natural Gas_Pool Heater_Baseline Forecast | F6 | Commercial | Lodging | New | Miscellaneous | Natural Gas | Pool Heater | Baseline Forecast | Avg. Replacement Usage | 0.025957 | 0.026999 | 0.02687 | 0.026592 | 0.026591 | 0.026593 | 0.026595 | 0.026595 | 0.026594 | 0.026594 | 0.026595 | 0.026595 | 0.026608 | 0.026609 | 0.026609 | 0.026604 | 0.026598 | 0.026592 | 0.026588 | 0.026583 | 0.026582 | 0.026582 | 0.026581 | 0.026624 | 0.026625 | 0.026626 | 0.026626 | 0.026627 | 0.026628 | 0.026629 | 0.02663
F7_Commercial_Lodging_New_Miscellaneous_Natural Gas_Pool Heater_Baseline Forecast | F7 | Commercial | Lodging | New | Miscellaneous | Natural Gas | Pool Heater | Baseline Forecast | Avg. Replacement Demand (S) | 0 | 0 | 0 | 0 | 0 | 0 | 0 | 0 | 0 | 0 | 0 | 0 | 0 | 0 | 0 | 0 | 0 | 0 | 0 | 0 | 0 | 0 | 0 | 0 | 0 | 0 | 0 | 0 | 0 | 0 | 0
F8_Commercial_Lodging_New_Miscellaneous_Natural Gas_Pool Heater_Baseline Forecast | F8 | Commercial | Lodging | New | Miscellaneous | Natural Gas | Pool Heater | Baseline Forecast | Avg. Replacement Demand (W) | 0 | 0 | 0 | 0 | 0 | 0 | 0 | 0 | 0 | 0 | 0 | 0 | 0 | 0 | 0 | 0 | 0 | 0 | 0 | 0 | 0 | 0 | 0 | 0 | 0 | 0 | 0 | 0 | 0 | 0 | 0
F1_Commercial_Lodging_New_Miscellaneous_Natural Gas_Miscellaneous_Baseline Forecast | F1 | Commercial | Lodging | New | Miscellaneous | Natural Gas | Miscellaneous | Baseline Forecast | Units | 0 | 182013.6838 | 365696.4842 | 560430.6239 | 667311.4974 | 754387.723 | 840190.7151 | 924748.263 | 1008087.6125 | 1090235.4763 | 1171218.0452 | 1251060.9983 | 1329789.5132 | 1407428.2766 | 1484001.4936 | 1559532.8977 | 1634045.7603 | 1707562.8999 | 1780106.6913 | 1851699.0745 | 1922361.5635 | 1992115.255 | 2060980.8365 | 2128978.5947 | 2196128.4239 | 2262449.8333 | 2327961.9555 | 2392683.5533 | 2456633.0278 | 2519828.4255 | 2582287.4454
F2_Commercial_Lodging_New_Miscellaneous_Natural Gas_Miscellaneous_Baseline Forecast | F2 | Commercial | Lodging | New | Miscellaneous | Natural Gas | Miscellaneous | Baseline Forecast | Usage (MMtherm) | 0 | 0.001058 | 0.0021157 | 0.0032088 | 0.0038207 | 0.0043193 | 0.0048105 | 0.0052947 | 0.0057718 | 0.0062422 | 0.0067058 | 0.007163 | 0.0076137 | 0.0080583 | 0.0084967 | 0.0089291 | 0.0093558 | 0.0097767 | 0.010192 | 0.010602 | 0.011007 | 0.011406 | 0.0118 | 0.01219 | 0.012574 | 0.012954 | 0.013329 | 0.013699 | 0.014065 | 0.014427 | 0.014785
F3_Commercial_Lodging_New_Miscellaneous_Natural Gas_Miscellaneous_Baseline Forecast | F3 | Commercial | Lodging | New | Miscellaneous | Natural Gas | Miscellaneous | Baseline Forecast | Peak Demand (S) | 0 | 0 | 0 | 0 | 0 | 0 | 0 | 0 | 0 | 0 | 0 | 0 | 0 | 0 | 0 | 0 | 0 | 0 | 0 | 0 | 0 | 0 | 0 | 0 | 0 | 0 | 0 | 0 | 0 | 0 | 0
F4_Commercial_Lodging_New_Miscellaneous_Natural Gas_Miscellaneous_Baseline Forecast | F4 | Commercial | Lodging | New | Miscellaneous | Natural Gas | Miscellaneous | Baseline Forecast | Peak Demand (W) | 0 | 0 | 0 | 0 | 0 | 0 | 0 | 0 | 0 | 0 | 0 | 0 | 0 | 0 | 0 | 0 | 0 | 0 | 0 | 0 | 0 | 0 | 0 | 0 | 0 | 0 | 0 | 0 | 0 | 0 | 0
F5_Commercial_Lodging_New_Miscellaneous_Natural Gas_Miscellaneous_Baseline Forecast | F5 | Commercial | Lodging | New | Miscellaneous | Natural Gas | Miscellaneous | Baseline Forecast | Turnover | 0 | 182013.6838 | 183682.8003 | 194734.1397 | 132882.8283 | 135604.0156 | 155217.4034 | 163038.8759 | 169981.0614 | 178586.1031 | 186935.1849 | 247973.4783 | 248839.0032 | 253372.6665 | 244606.2375 | 255900.9738 | 271025.9469 | 279179.5163 | 287405.766 | 296984.9229 | 306171.4472 | 330460.4226 | 335007.0883 | 341178.7432 | 345959.4292 | 356450.0243 | 367340.3815 | 375229.9108 | 383417.6658 | 392293.4292 | 400823.8794
F6_Commercial_Lodging_New_Miscellaneous_Natural Gas_Miscellaneous_Baseline Forecast | F6 | Commercial | Lodging | New | Miscellaneous | Natural Gas | Miscellaneous | Baseline Forecast | Avg. Replacement Usage | 0.0055883 | 0.0058129 | 0.0057854 | 0.0057255 | 0.0057255 | 0.0057255 | 0.0057255 | 0.0057255 | 0.0057255 | 0.0057255 | 0.0057255 | 0.0057255 | 0.0057255 | 0.0057255 | 0.0057255 | 0.0057255 | 0.0057255 | 0.0057255 | 0.0057255 | 0.0057255 | 0.0057255 | 0.0057255 | 0.0057255 | 0.0057255 | 0.0057255 | 0.0057255 | 0.0057255 | 0.0057255 | 0.0057255 | 0.0057255 | 0.0057255
F7_Commercial_Lodging_New_Miscellaneous_Natural Gas_Miscellaneous_Baseline Forecast | F7 | Commercial | Lodging | New | Miscellaneous | Natural Gas | Miscellaneous | Baseline Forecast | Avg. Replacement Demand (S) | 0 | 0 | 0 | 0 | 0 | 0 | 0 | 0 | 0 | 0 | 0 | 0 | 0 | 0 | 0 | 0 | 0 | 0 | 0 | 0 | 0 | 0 | 0 | 0 | 0 | 0 | 0 | 0 | 0 | 0 | 0
F8_Commercial_Lodging_New_Miscellaneous_Natural Gas_Miscellaneous_Baseline Forecast | F8 | Commercial | Lodging | New | Miscellaneous | Natural Gas | Miscellaneous | Baseline Forecast | Avg. Replacement Demand (W) | 0 | 0 | 0 | 0 | 0 | 0 | 0 | 0 | 0 | 0 | 0 | 0 | 0 | 0 | 0 | 0 | 0 | 0 | 0 | 0 | 0 | 0 | 0 | 0 | 0 | 0 | 0 | 0 | 0 | 0 | 0
F1_Commercial_Warehouse_Existing_Space Heating_Natural Gas_Furnace_Baseline Forecast | F1 | Commercial | Warehouse | Existing | Space Heating | Natural Gas | Furnace | Baseline Forecast | Units | 9697779.6592 | 9503824.066 | 9313747.5847 | 9127472.633 | 8944923.1803 | 8766024.7167 | 8590704.2224 | 8418890.1379 | 8250512.3352 | 8085502.0885 | 7923792.0467 | 7765316.2058 | 7610009.8816 | 7457809.684 | 7308653.4903 | 7162480.4205 | 7019230.8121 | 6878846.1959 | 6741269.272 | 6606443.8865 | 6474315.0088 | 6344828.7086 | 6217932.1344 | 6093573.4918 | 5971702.0219 | 5852267.9815 | 5735222.6218 | 5620518.1694 | 5508107.806 | 5397945.6499 | 5289986.7369
F2_Commercial_Warehouse_Existing_Space Heating_Natural Gas_Furnace_Baseline Forecast | F2 | Commercial | Warehouse | Existing | Space Heating | Natural Gas | Furnace | Baseline Forecast | Usage (MMtherm) | 1.5847 | 1.6068 | 1.5586 | 1.5033 | 1.465 | 1.4228 | 1.3815 | 1.3373 | 1.2943 | 1.2525 | 1.2118 | 1.1724 | 1.1351 | 1.0995 | 1.0657 | 1.0334 | 1.0027 | 0.97331 | 0.94528 | 0.91805 | 0.89159 | 0.86586 | 0.84082 | 0.81682 | 0.79369 | 0.7716 | 0.75048 | 0.73027 | 0.71091 | 0.69234 | 0.67452
F3_Commercial_Warehouse_Existing_Space Heating_Natural Gas_Furnace_Baseline Forecast | F3 | Commercial | Warehouse | Existing | Space Heating | Natural Gas | Furnace | Baseline Forecast | Peak Demand (S) | 0 | 0 | 0 | 0 | 0 | 0 | 0 | 0 | 0 | 0 | 0 | 0 | 0 | 0 | 0 | 0 | 0 | 0 | 0 | 0 | 0 | 0 | 0 | 0 | 0 | 0 | 0 | 0 | 0 | 0 | 0
F4_Commercial_Warehouse_Existing_Space Heating_Natural Gas_Furnace_Baseline Forecast | F4 | Commercial | Warehouse | Existing | Space Heating | Natural Gas | Furnace | Baseline Forecast | Peak Demand (W) | 0 | 0 | 0 | 0 | 0 | 0 | 0 | 0 | 0 | 0 | 0 | 0 | 0 | 0 | 0 | 0 | 0 | 0 | 0 | 0 | 0 | 0 | 0 | 0 | 0 | 0 | 0 | 0 | 0 | 0 | 0
F5_Commercial_Warehouse_Existing_Space Heating_Natural Gas_Furnace_Baseline Forecast | F5 | Commercial | Warehouse | Existing | Space Heating | Natural Gas | Furnace | Baseline Forecast | Turnover | 0 | 248465.9887 | 259610.419 | 269280.7755 | 277603.6904 | 284695.7199 | 290664.1314 | 295607.6294 | 299617.025 | 302775.8537 | 305160.9444 | 306842.9449 | 283017.4927 | 261042.0168 | 240772.872 | 222077.5666 | 204833.8968 | 188929.1471 | 174259.3545 | 174014.5887 | 174149.0822 | 174566.4733 | 175184.9161 | 175935.2693 | 176759.4915 | 177609.22 | 178444.5138 | 179232.7424 | 179947.6052 | 180568.266 | 179748.7806
F6_Commercial_Warehouse_Existing_Space Heating_Natural Gas_Furnace_Baseline Forecast | F6 | Commercial | Warehouse | Existing | Space Heating | Natural Gas | Furnace | Baseline Forecast | Avg. Replacement Usage | 0.14298 | 0.14873 | 0.14802 | 0.14649 | 0.14649 | 0.12878 | 0.12878 | 0.11523 | 0.11524 | 0.11525 | 0.11526 | 0.11527 | 0.11545 | 0.11546 | 0.11546 | 0.11547 | 0.11548 | 0.11548 | 0.11551 | 0.1155 | 0.11549 | 0.11549 | 0.11548 | 0.11616 | 0.11618 | 0.11621 | 0.11624 | 0.11626 | 0.11629 | 0.11633 | 0.11636
F7_Commercial_Warehouse_Existing_Space Heating_Natural Gas_Furnace_Baseline Forecast | F7 | Commercial | Warehouse | Existing | Space Heating | Natural Gas | Furnace | Baseline Forecast | Avg. Replacement Demand (S) | 0 | 0 | 0 | 0 | 0 | 0 | 0 | 0 | 0 | 0 | 0 | 0 | 0 | 0 | 0 | 0 | 0 | 0 | 0 | 0 | 0 | 0 | 0 | 0 | 0 | 0 | 0 | 0 | 0 | 0 | 0
F8_Commercial_Warehouse_Existing_Space Heating_Natural Gas_Furnace_Baseline Forecast | F8 | Commercial | Warehouse | Existing | Space Heating | Natural Gas | Furnace | Baseline Forecast | Avg. Replacement Demand (W) | 0 | 0 | 0 | 0 | 0 | 0 | 0 | 0 | 0 | 0 | 0 | 0 | 0 | 0 | 0 | 0 | 0 | 0 | 0 | 0 | 0 | 0 | 0 | 0 | 0 | 0 | 0 | 0 | 0 | 0 | 0
F1_Commercial_Warehouse_Existing_Space Heating_Natural Gas_Boiler_Baseline Forecast | F1 | Commercial | Warehouse | Existing | Space Heating | Natural Gas | Boiler | Baseline Forecast | Units | 1345845.2529 | 1318928.3479 | 1292549.7809 | 1266698.7853 | 1241364.8096 | 1216537.5134 | 1192206.7631 | 1168362.6279 | 1144995.3753 | 1122095.4678 | 1099653.5584 | 1077660.4873 | 1056107.2775 | 1034985.132 | 1014285.4293 | 993999.7208 | 974119.7263 | 954637.3318 | 935544.5852 | 916833.6935 | 898497.0196 | 880527.0792 | 862916.5376 | 845658.2069 | 828745.0427 | 812170.1419 | 795926.739 | 780008.2043 | 764408.0402 | 749119.8794 | 734137.4818
F2_Commercial_Warehouse_Existing_Space Heating_Natural Gas_Boiler_Baseline Forecast | F2 | Commercial | Warehouse | Existing | Space Heating | Natural Gas | Boiler | Baseline Forecast | Usage (MMtherm) | 0.2909 | 0.29577 | 0.28774 | 0.27837 | 0.27213 | 0.26485 | 0.25777 | 0.25087 | 0.24416 | 0.23763 | 0.23128 | 0.2251 | 0.21909 | 0.21325 | 0.20758 | 0.20206 | 0.1967 | 0.19149 | 0.18643 | 0.18151 | 0.17673 | 0.17203 | 0.16748 | 0.16308 | 0.15882 | 0.15475 | 0.15086 | 0.14713 | 0.14355 | 0.1401 | 0.13679
F3_Commercial_Warehouse_Existing_Space Heating_Natural Gas_Boiler_Baseline Forecast | F3 | Commercial | Warehouse | Existing | Space Heating | Natural Gas | Boiler | Baseline Forecast | Peak Demand (S) | 0 | 0 | 0 | 0 | 0 | 0 | 0 | 0 | 0 | 0 | 0 | 0 | 0 | 0 | 0 | 0 | 0 | 0 | 0 | 0 | 0 | 0 | 0 | 0 | 0 | 0 | 0 | 0 | 0 | 0 | 0
F4_Commercial_Warehouse_Existing_Space Heating_Natural Gas_Boiler_Baseline Forecast | F4 | Commercial | Warehouse | Existing | Space Heating | Natural Gas | Boiler | Baseline Forecast | Peak Demand (W) | 0 | 0 | 0 | 0 | 0 | 0 | 0 | 0 | 0 | 0 | 0 | 0 | 0 | 0 | 0 | 0 | 0 | 0 | 0 | 0 | 0 | 0 | 0 | 0 | 0 | 0 | 0 | 0 | 0 | 0 | 0
F5_Commercial_Warehouse_Existing_Space Heating_Natural Gas_Boiler_Baseline Forecast | F5 | Commercial | Warehouse | Existing | Space Heating | Natural Gas | Boiler | Baseline Forecast | Turnover | 0 | 39967.5257 | 39524.2495 | 39050.9944 | 38552.5974 | 38033.3368 | 37496.9933 | 36946.905 | 36386.0165 | 35816.9222 | 35241.9051 | 34662.9715 | 34081.8815 | 33500.1766 | 32919.2041 | 32340.1386 | 31764.0014 | 31191.678 | 30623.9331 | 30061.4243 | 29504.7145 | 31006.7929 | 29682.1124 | 28502.7757 | 27448.9052 | 26503.2541 | 25650.874 | 24878.8228 | 24175.9082 | 23532.4636 | 22940.1505
F6_Commercial_Warehouse_Existing_Space Heating_Natural Gas_Boiler_Baseline Forecast | F6 | Commercial | Warehouse | Existing | Space Heating | Natural Gas | Boiler | Baseline Forecast | Avg. Replacement Usage | 0.20534 | 0.2136 | 0.21258 | 0.21038 | 0.21038 | 0.17905 | 0.17905 | 0.17905 | 0.17905 | 0.17905 | 0.17905 | 0.17905 | 0.17905 | 0.17905 | 0.17905 | 0.17905 | 0.17905 | 0.17905 | 0.17905 | 0.17905 | 0.17905 | 0.17905 | 0.17905 | 0.17905 | 0.17905 | 0.17905 | 0.17905 | 0.17905 | 0.17905 | 0.17905 | 0.17905
F7_Commercial_Warehouse_Existing_Space Heating_Natural Gas_Boiler_Baseline Forecast | F7 | Commercial | Warehouse | Existing | Space Heating | Natural Gas | Boiler | Baseline Forecast | Avg. Replacement Demand (S) | 0 | 0 | 0 | 0 | 0 | 0 | 0 | 0 | 0 | 0 | 0 | 0 | 0 | 0 | 0 | 0 | 0 | 0 | 0 | 0 | 0 | 0 | 0 | 0 | 0 | 0 | 0 | 0 | 0 | 0 | 0
F8_Commercial_Warehouse_Existing_Space Heating_Natural Gas_Boiler_Baseline Forecast | F8 | Commercial | Warehouse | Existing | Space Heating | Natural Gas | Boiler | Baseline Forecast | Avg. Replacement Demand (W) | 0 | 0 | 0 | 0 | 0 | 0 | 0 | 0 | 0 | 0 | 0 | 0 | 0 | 0 | 0 | 0 | 0 | 0 | 0 | 0 | 0 | 0 | 0 | 0 | 0 | 0 | 0 | 0 | 0 | 0 | 0
F1_Commercial_Warehouse_Existing_Space Heating_Natural Gas_Unit Heater_Baseline Forecast | F1 | Commercial | Warehouse | Existing | Space Heating | Natural Gas | Unit Heater | Baseline Forecast | Units | 12077919.3772 | 11836360.9896 | 11599633.7698 | 11367641.0945 | 11140288.2726 | 10917482.5071 | 10699132.857 | 10485150.1998 | 10275447.1958 | 10069938.2519 | 9868539.4869 | 9671168.6971 | 9477745.3232 | 9288190.4167 | 9102426.6084 | 8920378.0762 | 8741970.5147 | 8567131.1044 | 8395788.4823 | 8227872.7127 | 8063315.2584 | 7902048.9533 | 7744007.9742 | 7589127.8147 | 7437345.2584 | 7288598.3532 | 7142826.3862 | 6999969.8585 | 6859970.4613 | 6722771.0521 | 6588315.631
F2_Commercial_Warehouse_Existing_Space Heating_Natural Gas_Unit Heater_Baseline Forecast | F2 | Commercial | Warehouse | Existing | Space Heating | Natural Gas | Unit Heater | Baseline Forecast | Usage (MMtherm) | 1.754 | 1.788 | 1.7439 | 1.6914 | 1.6575 | 1.6226 | 1.5877 | 1.5529 | 1.518 | 1.4832 | 1.4484 | 1.4137 | 1.3793 | 1.3451 | 1.3111 | 1.2776 | 1.2445 | 1.213 | 1.1828 | 1.1538 | 1.1258 | 1.0989 | 1.0733 | 1.0486 | 1.0247 | 1.0017 | 0.97933 | 0.9577 | 0.93672 | 0.91637 | 0.89659
F3_Commercial_Warehouse_Existing_Space Heating_Natural Gas_Unit Heater_Baseline Forecast | F3 | Commercial | Warehouse | Existing | Space Heating | Natural Gas | Unit Heater | Baseline Forecast | Peak Demand (S) | 0 | 0 | 0 | 0 | 0 | 0 | 0 | 0 | 0 | 0 | 0 | 0 | 0 | 0 | 0 | 0 | 0 | 0 | 0 | 0 | 0 | 0 | 0 | 0 | 0 | 0 | 0 | 0 | 0 | 0 | 0
F4_Commercial_Warehouse_Existing_Space Heating_Natural Gas_Unit Heater_Baseline Forecast | F4 | Commercial | Warehouse | Existing | Space Heating | Natural Gas | Unit Heater | Baseline Forecast | Peak Demand (W) | 0 | 0 | 0 | 0 | 0 | 0 | 0 | 0 | 0 | 0 | 0 | 0 | 0 | 0 | 0 | 0 | 0 | 0 | 0 | 0 | 0 | 0 | 0 | 0 | 0 | 0 | 0 | 0 | 0 | 0 | 0
F5_Commercial_Warehouse_Existing_Space Heating_Natural Gas_Unit Heater_Baseline Forecast | F5 | Commercial | Warehouse | Existing | Space Heating | Natural Gas | Unit Heater | Baseline Forecast | Turnover | 0 | 9963.2668 | 28404.368 | 54011.874 | 85629.0577 | 122236.7064 | 162937.8175 | 206943.9709 | 253563.1956 | 302189.1671 | 343984.7389 | 380888.5198 | 414394.4316 | 445638.8433 | 475471.9841 | 504516.3459 | 533214.3318 | 496964.5154 | 471298.006 | 454786.3423 | 445195.5854 | 440873.2508 | 440603.5994 | 443496.2291 | 448900.8046 | 456342.2276 | 465471.7248 | 466737.8019 | 463111.169 | 456825.1627 | 449417.1233
F6_Commercial_Warehouse_Existing_Space Heating_Natural Gas_Unit Heater_Baseline Forecast | F6 | Commercial | Warehouse | Existing | Space Heating | Natural Gas | Unit Heater | Baseline Forecast | Avg. Replacement Usage | 0.14522 | 0.15106 | 0.15034 | 0.14879 | 0.14879 | 0.13389 | 0.13389 | 0.13389 | 0.13389 | 0.13389 | 0.13389 | 0.13389 | 0.13389 | 0.13389 | 0.13389 | 0.13389 | 0.13389 | 0.13389 | 0.13389 | 0.13389 | 0.13389 | 0.13389 | 0.13389 | 0.13389 | 0.13389 | 0.13389 | 0.13389 | 0.13389 | 0.13389 | 0.13389 | 0.13389
F7_Commercial_Warehouse_Existing_Space Heating_Natural Gas_Unit Heater_Baseline Forecast | F7 | Commercial | Warehouse | Existing | Space Heating | Natural Gas | Unit Heater | Baseline Forecast | Avg. Replacement Demand (S) | 0 | 0 | 0 | 0 | 0 | 0 | 0 | 0 | 0 | 0 | 0 | 0 | 0 | 0 | 0 | 0 | 0 | 0 | 0 | 0 | 0 | 0 | 0 | 0 | 0 | 0 | 0 | 0 | 0 | 0 | 0
F8_Commercial_Warehouse_Existing_Space Heating_Natural Gas_Unit Heater_Baseline Forecast | F8 | Commercial | Warehouse | Existing | Space Heating | Natural Gas | Unit Heater | Baseline Forecast | Avg. Replacement Demand (W) | 0 | 0 | 0 | 0 | 0 | 0 | 0 | 0 | 0 | 0 | 0 | 0 | 0 | 0 | 0 | 0 | 0 | 0 | 0 | 0 | 0 | 0 | 0 | 0 | 0 | 0 | 0 | 0 | 0 | 0 | 0
F1_Commercial_Warehouse_Existing_Water Heating_Natural Gas_Water Heater_Baseline Forecast | F1 | Commercial | Warehouse | Existing | Water Heating | Natural Gas | Water Heater | Baseline Forecast | Units | 11341613.9909 | 11114781.7111 | 10892486.0769 | 10674636.3553 | 10461143.6282 | 10251920.7556 | 10046882.3405 | 9845944.6937 | 9649025.7999 | 9456045.2839 | 9266924.3782 | 9081585.8906 | 8899954.1728 | 8721955.0893 | 8547515.9876 | 8376565.6678 | 8209034.3545 | 8044853.6674 | 7883956.594 | 7726277.4621 | 7571751.9129 | 7420316.8746 | 7271910.5371 | 7126472.3264 | 6983942.8799 | 6844264.0223 | 6707378.7418 | 6573231.167 | 6441766.5437 | 6312931.2128 | 6186672.5885
F2_Commercial_Warehouse_Existing_Water Heating_Natural Gas_Water Heater_Baseline Forecast | F2 | Commercial | Warehouse | Existing | Water Heating | Natural Gas | Water Heater | Baseline Forecast | Usage (MMtherm) | 1.0159 | 1.0229 | 0.98466 | 0.94204 | 0.9104 | 0.87972 | 0.85015 | 0.80925 | 0.76965 | 0.73151 | 0.69335 | 0.65548 | 0.6195 | 0.58526 | 0.55265 | 0.5197 | 0.4905 | 0.46448 | 0.44116 | 0.42018 | 0.4012 | 0.38641 | 0.37265 | 0.35985 | 0.34789 | 0.33669 | 0.32619 | 0.31632 | 0.30706 | 0.29831 | 0.29004
F3_Commercial_Warehouse_Existing_Water Heating_Natural Gas_Water Heater_Baseline Forecast | F3 | Commercial | Warehouse | Existing | Water Heating | Natural Gas | Water Heater | Baseline Forecast | Peak Demand (S) | 0 | 0 | 0 | 0 | 0 | 0 | 0 | 0 | 0 | 0 | 0 | 0 | 0 | 0 | 0 | 0 | 0 | 0 | 0 | 0 | 0 | 0 | 0 | 0 | 0 | 0 | 0 | 0 | 0 | 0 | 0
F4_Commercial_Warehouse_Existing_Water Heating_Natural Gas_Water Heater_Baseline Forecast | F4 | Commercial | Warehouse | Existing | Water Heating | Natural Gas | Water Heater | Baseline Forecast | Peak Demand (W) | 0 | 0 | 0 | 0 | 0 | 0 | 0 | 0 | 0 | 0 | 0 | 0 | 0 | 0 | 0 | 0 | 0 | 0 | 0 | 0 | 0 | 0 | 0 | 0 | 0 | 0 | 0 | 0 | 0 | 0 | 0
F5_Commercial_Warehouse_Existing_Water Heating_Natural Gas_Water Heater_Baseline Forecast | F5 | Commercial | Warehouse | Existing | Water Heating | Natural Gas | Water Heater | Baseline Forecast | Turnover | 0 | 336811.567 | 366083.5541 | 390841.9322 | 411605.501 | 428835.9357 | 442944.0297 | 454295.2549 | 463214.7168 | 469991.5676 | 531046.1163 | 583193.6417 | 573511.6333 | 563807.0617 | 554103.964 | 610964.7305 | 519106.1894 | 442843.5343 | 379279.4147 | 365391.4613 | 355690.0242 | 260198.7801 | 276067.0648 | 293958.914 | 308510.6198 | 319890.4824 | 328669.283 | 340852.6488 | 433926.6572 | 421370.7195 | 404150.006
F6_Commercial_Warehouse_Existing_Water Heating_Natural Gas_Water Heater_Baseline Forecast | F6 | Commercial | Warehouse | Existing | Water Heating | Natural Gas | Water Heater | Baseline Forecast | Avg. Replacement Usage | 0.069089 | 0.071865 | 0.071523 | 0.070783 | 0.070782 | 0.070785 | 0.070788 | 0.043174 | 0.043184 | 0.043196 | 0.043209 | 0.043194 | 0.043206 | 0.043175 | 0.043142 | 0.043112 | 0.04311 | 0.043109 | 0.04311 | 0.043108 | 0.043106 | 0.043104 | 0.043102 | 0.043193 | 0.043195 | 0.043197 | 0.043198 | 0.0432 | 0.043202 | 0.043203 | 0.043203
F7_Commercial_Warehouse_Existing_Water Heating_Natural Gas_Water Heater_Baseline Forecast | F7 | Commercial | Warehouse | Existing | Water Heating | Natural Gas | Water Heater | Baseline Forecast | Avg. Replacement Demand (S) | 0 | 0 | 0 | 0 | 0 | 0 | 0 | 0 | 0 | 0 | 0 | 0 | 0 | 0 | 0 | 0 | 0 | 0 | 0 | 0 | 0 | 0 | 0 | 0 | 0 | 0 | 0 | 0 | 0 | 0 | 0
F8_Commercial_Warehouse_Existing_Water Heating_Natural Gas_Water Heater_Baseline Forecast | F8 | Commercial | Warehouse | Existing | Water Heating | Natural Gas | Water Heater | Baseline Forecast | Avg. Replacement Demand (W) | 0 | 0 | 0 | 0 | 0 | 0 | 0 | 0 | 0 | 0 | 0 | 0 | 0 | 0 | 0 | 0 | 0 | 0 | 0 | 0 | 0 | 0 | 0 | 0 | 0 | 0 | 0 | 0 | 0 | 0 | 0
F1_Commercial_Warehouse_Existing_Food Preparation_Natural Gas_Oven_Baseline Forecast | F1 | Commercial | Warehouse | Existing | Food Preparation | Natural Gas | Oven | Baseline Forecast | Units | 4505.8857 | 4415.768 | 4327.4526 | 4240.9036 | 4156.0855 | 4072.9638 | 3991.5045 | 3911.6744 | 3833.441 | 3756.7721 | 3681.6367 | 3608.004 | 3535.8439 | 3465.127 | 3395.8245 | 3327.908 | 3261.3498 | 3196.1228 | 3132.2004 | 3069.5564 | 3008.1652 | 2948.0019 | 2889.0419 | 2831.261 | 2774.6358 | 2719.1431 | 2664.7602 | 2611.465 | 2559.2357 | 2508.051 | 2457.89
F2_Commercial_Warehouse_Existing_Food Preparation_Natural Gas_Oven_Baseline Forecast | F2 | Commercial | Warehouse | Existing | Food Preparation | Natural Gas | Oven | Baseline Forecast | Usage (MMtherm) | 0.00043331 | 0.00044171 | 0.00043081 | 0.00041782 | 0.00040944 | 0.00040125 | 0.00039326 | 0.00038544 | 0.00037779 | 0.0003703 | 0.00036293 | 0.00035569 | 0.00034863 | 0.00034171 | 0.00033489 | 0.00032819 | 0.00032161 | 0.00031515 | 0.00030883 | 0.00030263 | 0.00029654 | 0.00029057 | 0.0002847 | 0.00027917 | 0.00027376 | 0.00026846 | 0.00026327 | 0.00025818 | 0.0002532 | 0.00024834 | 0.00024358
F3_Commercial_Warehouse_Existing_Food Preparation_Natural Gas_Oven_Baseline Forecast | F3 | Commercial | Warehouse | Existing | Food Preparation | Natural Gas | Oven | Baseline Forecast | Peak Demand (S) | 0 | 0 | 0 | 0 | 0 | 0 | 0 | 0 | 0 | 0 | 0 | 0 | 0 | 0 | 0 | 0 | 0 | 0 | 0 | 0 | 0 | 0 | 0 | 0 | 0 | 0 | 0 | 0 | 0 | 0 | 0
F4_Commercial_Warehouse_Existing_Food Preparation_Natural Gas_Oven_Baseline Forecast | F4 | Commercial | Warehouse | Existing | Food Preparation | Natural Gas | Oven | Baseline Forecast | Peak Demand (W) | 0 | 0 | 0 | 0 | 0 | 0 | 0 | 0 | 0 | 0 | 0 | 0 | 0 | 0 | 0 | 0 | 0 | 0 | 0 | 0 | 0 | 0 | 0 | 0 | 0 | 0 | 0 | 0 | 0 | 0 | 0
F5_Commercial_Warehouse_Existing_Food Preparation_Natural Gas_Oven_Baseline Forecast | F5 | Commercial | Warehouse | Existing | Food Preparation | Natural Gas | Oven | Baseline Forecast | Turnover | 0 | 176.6307 | 225.0275 | 261.2397 | 287.9336 | 307.1992 | 320.6743 | 329.6421 | 335.1082 | 337.8603 | 289.4267 | 258.9817 | 241.0192 | 231.5245 | 227.5964 | 227.1616 | 265.1661 | 271.8127 | 275.7451 | 270.7541 | 261.2931 | 250.1657 | 239.0494 | 228.869 | 220.0585 | 207.6842 | 202.0722 | 200.5315 | 200.2892 | 199.9147 | 198.7898
F6_Commercial_Warehouse_Existing_Food Preparation_Natural Gas_Oven_Baseline Forecast | F6 | Commercial | Warehouse | Existing | Food Preparation | Natural Gas | Oven | Baseline Forecast | Avg. Replacement Usage | 0.096166 | 0.10001 | 0.099515 | 0.098469 | 0.098441 | 0.098542 | 0.098627 | 0.098673 | 0.098691 | 0.098718 | 0.098653 | 0.098593 | 0.098765 | 0.09869 | 0.098591 | 0.0985 | 0.098497 | 0.09849 | 0.098521 | 0.0985 | 0.098485 | 0.098465 | 0.09844 | 0.099404 | 0.099424 | 0.099443 | 0.09946 | 0.099477 | 0.099493 | 0.099508 | 0.099523
F7_Commercial_Warehouse_Existing_Food Preparation_Natural Gas_Oven_Baseline Forecast | F7 | Commercial | Warehouse | Existing | Food Preparation | Natural Gas | Oven | Baseline Forecast | Avg. Replacement Demand (S) | 0 | 0 | 0 | 0 | 0 | 0 | 0 | 0 | 0 | 0 | 0 | 0 | 0 | 0 | 0 | 0 | 0 | 0 | 0 | 0 | 0 | 0 | 0 | 0 | 0 | 0 | 0 | 0 | 0 | 0 | 0
F8_Commercial_Warehouse_Existing_Food Preparation_Natural Gas_Oven_Baseline Forecast | F8 | Commercial | Warehouse | Existing | Food Preparation | Natural Gas | Oven | Baseline Forecast | Avg. Replacement Demand (W) | 0 | 0 | 0 | 0 | 0 | 0 | 0 | 0 | 0 | 0 | 0 | 0 | 0 | 0 | 0 | 0 | 0 | 0 | 0 | 0 | 0 | 0 | 0 | 0 | 0 | 0 | 0 | 0 | 0 | 0 | 0
F1_Commercial_Warehouse_Existing_Food Preparation_Natural Gas_Conveyor Oven_Baseline Forecast | F1 | Commercial | Warehouse | Existing | Food Preparation | Natural Gas | Conveyor Oven | Baseline Forecast | Units | 2252.9429 | 2207.884 | 2163.7263 | 2120.4518 | 2078.0428 | 2036.4819 | 1995.7523 | 1955.8372 | 1916.7205 | 1878.3861 | 1840.8183 | 1804.002 | 1767.9219 | 1732.5635 | 1697.9122 | 1663.954 | 1630.6749 | 1598.0614 | 1566.1002 | 1534.7782 | 1504.0826 | 1474.001 | 1444.5209 | 1415.6305 | 1387.3179 | 1359.5716 | 1332.3801 | 1305.7325 | 1279.6179 | 1254.0255 | 1228.945
F2_Commercial_Warehouse_Existing_Food Preparation_Natural Gas_Conveyor Oven_Baseline Forecast | F2 | Commercial | Warehouse | Existing | Food Preparation | Natural Gas | Conveyor Oven | Baseline Forecast | Usage (MMtherm) | 0.00037072 | 0.0003779 | 0.00036859 | 0.00035748 | 0.00035033 | 0.00034332 | 0.00033646 | 0.00032973 | 0.00032313 | 0.00031667 | 0.00031033 | 0.00030412 | 0.00029805 | 0.00029211 | 0.00028629 | 0.00028058 | 0.00027499 | 0.00026951 | 0.00026413 | 0.00025886 | 0.00025369 | 0.00024862 | 0.00024366 | 0.00023882 | 0.00023407 | 0.00022944 | 0.0002249 | 0.00022046 | 0.00021612 | 0.00021188 | 0.00020773
F3_Commercial_Warehouse_Existing_Food Preparation_Natural Gas_Conveyor Oven_Baseline Forecast | F3 | Commercial | Warehouse | Existing | Food Preparation | Natural Gas | Conveyor Oven | Baseline Forecast | Peak Demand (S) | 0 | 0 | 0 | 0 | 0 | 0 | 0 | 0 | 0 | 0 | 0 | 0 | 0 | 0 | 0 | 0 | 0 | 0 | 0 | 0 | 0 | 0 | 0 | 0 | 0 | 0 | 0 | 0 | 0 | 0 | 0
F4_Commercial_Warehouse_Existing_Food Preparation_Natural Gas_Conveyor Oven_Baseline Forecast | F4 | Commercial | Warehouse | Existing | Food Preparation | Natural Gas | Conveyor Oven | Baseline Forecast | Peak Demand (W) | 0 | 0 | 0 | 0 | 0 | 0 | 0 | 0 | 0 | 0 | 0 | 0 | 0 | 0 | 0 | 0 | 0 | 0 | 0 | 0 | 0 | 0 | 0 | 0 | 0 | 0 | 0 | 0 | 0 | 0 | 0
F5_Commercial_Warehouse_Existing_Food Preparation_Natural Gas_Conveyor Oven_Baseline Forecast | F5 | Commercial | Warehouse | Existing | Food Preparation | Natural Gas | Conveyor Oven | Baseline Forecast | Turnover | 0 | 0 | 0 | 0 | 0 | 8.1459 | 22.3524 | 40.9943 | 62.8071 | 86.8085 | 104.8742 | 118.3014 | 128.1068 | 135.087 | 139.8664 | 142.9344 | 144.674 | 113.4244 | 88.9248 | 69.717 | 54.6581 | 44.0312 | 37.7562 | 35.5352 | 36.9515 | 41.5363 | 49.1431 | 58.118 | 67.3831 | 76.2652 | 84.3708
F6_Commercial_Warehouse_Existing_Food Preparation_Natural Gas_Conveyor Oven_Baseline Forecast | F6 | Commercial | Warehouse | Existing | Food Preparation | Natural Gas | Conveyor Oven | Baseline Forecast | Avg. Replacement Usage | 0.16455 | 0.17116 | 0.17036 | 0.16861 | 0.16858 | 0.1686 | 0.1686 | 0.16859 | 0.16855 | 0.16856 | 0.16856 | 0.16857 | 0.16871 | 0.16872 | 0.16872 | 0.16873 | 0.16873 | 0.16873 | 0.16875 | 0.16874 | 0.16874 | 0.16873 | 0.16871 | 0.16952 | 0.16955 | 0.16957 | 0.1696 | 0.16962 | 0.16965 | 0.16967 | 0.1697
F7_Commercial_Warehouse_Existing_Food Preparation_Natural Gas_Conveyor Oven_Baseline Forecast | F7 | Commercial | Warehouse | Existing | Food Preparation | Natural Gas | Conveyor Oven | Baseline Forecast | Avg. Replacement Demand (S) | 0 | 0 | 0 | 0 | 0 | 0 | 0 | 0 | 0 | 0 | 0 | 0 | 0 | 0 | 0 | 0 | 0 | 0 | 0 | 0 | 0 | 0 | 0 | 0 | 0 | 0 | 0 | 0 | 0 | 0 | 0
F8_Commercial_Warehouse_Existing_Food Preparation_Natural Gas_Conveyor Oven_Baseline Forecast | F8 | Commercial | Warehouse | Existing | Food Preparation | Natural Gas | Conveyor Oven | Baseline Forecast | Avg. Replacement Demand (W) | 0 | 0 | 0 | 0 | 0 | 0 | 0 | 0 | 0 | 0 | 0 | 0 | 0 | 0 | 0 | 0 | 0 | 0 | 0 | 0 | 0 | 0 | 0 | 0 | 0 | 0 | 0 | 0 | 0 | 0 | 0
F1_Commercial_Warehouse_Existing_Food Preparation_Natural Gas_Double Rack Oven_Baseline Forecast | F1 | Commercial | Warehouse | Existing | Food Preparation | Natural Gas | Double Rack Oven | Baseline Forecast | Units | 2252.9429 | 2207.884 | 2163.7263 | 2120.4518 | 2078.0428 | 2036.4819 | 1995.7523 | 1955.8372 | 1916.7205 | 1878.3861 | 1840.8183 | 1804.002 | 1767.9219 | 1732.5635 | 1697.9122 | 1663.954 | 1630.6749 | 1598.0614 | 1566.1002 | 1534.7782 | 1504.0826 | 1474.001 | 1444.5209 | 1415.6305 | 1387.3179 | 1359.5716 | 1332.3801 | 1305.7325 | 1279.6179 | 1254.0255 | 1228.945
F2_Commercial_Warehouse_Existing_Food Preparation_Natural Gas_Double Rack Oven_Baseline Forecast | F2 | Commercial | Warehouse | Existing | Food Preparation | Natural Gas | Double Rack Oven | Baseline Forecast | Usage (MMtherm) | 0.00056318 | 0.0005741 | 0.00055993 | 0.00054304 | 0.00053215 | 0.00052155 | 0.00051122 | 0.00050115 | 0.00049129 | 0.0004816 | 0.00047202 | 0.00046258 | 0.00045342 | 0.00044438 | 0.00043553 | 0.00042686 | 0.00041835 | 0.00041 | 0.00040182 | 0.00039377 | 0.00038587 | 0.0003781 | 0.00037048 | 0.00036375 | 0.00035715 | 0.00035068 | 0.00034433 | 0.00033809 | 0.00033197 | 0.000326 | 0.00032017
F3_Commercial_Warehouse_Existing_Food Preparation_Natural Gas_Double Rack Oven_Baseline Forecast | F3 | Commercial | Warehouse | Existing | Food Preparation | Natural Gas | Double Rack Oven | Baseline Forecast | Peak Demand (S) | 0 | 0 | 0 | 0 | 0 | 0 | 0 | 0 | 0 | 0 | 0 | 0 | 0 | 0 | 0 | 0 | 0 | 0 | 0 | 0 | 0 | 0 | 0 | 0 | 0 | 0 | 0 | 0 | 0 | 0 | 0
F4_Commercial_Warehouse_Existing_Food Preparation_Natural Gas_Double Rack Oven_Baseline Forecast | F4 | Commercial | Warehouse | Existing | Food Preparation | Natural Gas | Double Rack Oven | Baseline Forecast | Peak Demand (W) | 0 | 0 | 0 | 0 | 0 | 0 | 0 | 0 | 0 | 0 | 0 | 0 | 0 | 0 | 0 | 0 | 0 | 0 | 0 | 0 | 0 | 0 | 0 | 0 | 0 | 0 | 0 | 0 | 0 | 0 | 0
F5_Commercial_Warehouse_Existing_Food Preparation_Natural Gas_Double Rack Oven_Baseline Forecast | F5 | Commercial | Warehouse | Existing | Food Preparation | Natural Gas | Double Rack Oven | Baseline Forecast | Turnover | 0 | 49.0641 | 66.7817 | 81.7348 | 94.2895 | 104.7642 | 113.4363 | 120.5471 | 126.3068 | 130.8982 | 114.0269 | 99.3301 | 94.385 | 92.2302 | 91.964 | 92.9196 | 94.6091 | 105.9896 | 109.7299 | 112.64 | 114.834 | 113.1354 | 108.8256 | 104.1109 | 99.5957 | 95.6004 | 88.3807 | 83.178 | 82.5754 | 83.0899 | 84.2028
F6_Commercial_Warehouse_Existing_Food Preparation_Natural Gas_Double Rack Oven_Baseline Forecast | F6 | Commercial | Warehouse | Existing | Food Preparation | Natural Gas | Double Rack Oven | Baseline Forecast | Avg. Replacement Usage | 0.24998 | 0.25987 | 0.25852 | 0.25591 | 0.2559 | 0.25649 | 0.25702 | 0.25733 | 0.25746 | 0.25709 | 0.25662 | 0.25615 | 0.25702 | 0.25643 | 0.2564 | 0.25645 | 0.25644 | 0.25641 | 0.2566 | 0.25649 | 0.25641 | 0.2563 | 0.25616 | 0.26337 | 0.26357 | 0.26376 | 0.26395 | 0.26413 | 0.26431 | 0.26448 | 0.26464
F7_Commercial_Warehouse_Existing_Food Preparation_Natural Gas_Double Rack Oven_Baseline Forecast | F7 | Commercial | Warehouse | Existing | Food Preparation | Natural Gas | Double Rack Oven | Baseline Forecast | Avg. Replacement Demand (S) | 0 | 0 | 0 | 0 | 0 | 0 | 0 | 0 | 0 | 0 | 0 | 0 | 0 | 0 | 0 | 0 | 0 | 0 | 0 | 0 | 0 | 0 | 0 | 0 | 0 | 0 | 0 | 0 | 0 | 0 | 0
F8_Commercial_Warehouse_Existing_Food Preparation_Natural Gas_Double Rack Oven_Baseline Forecast | F8 | Commercial | Warehouse | Existing | Food Preparation | Natural Gas | Double Rack Oven | Baseline Forecast | Avg. Replacement Demand (W) | 0 | 0 | 0 | 0 | 0 | 0 | 0 | 0 | 0 | 0 | 0 | 0 | 0 | 0 | 0 | 0 | 0 | 0 | 0 | 0 | 0 | 0 | 0 | 0 | 0 | 0 | 0 | 0 | 0 | 0 | 0
F1_Commercial_Warehouse_Existing_Food Preparation_Natural Gas_Fryer_Baseline Forecast | F1 | Commercial | Warehouse | Existing | Food Preparation | Natural Gas | Fryer | Baseline Forecast | Units | 150494.3878 | 147484.5 | 144534.81 | 141644.1138 | 138811.2315 | 136035.0069 | 133314.3068 | 130648.0206 | 128035.0602 | 125474.359 | 122964.8718 | 120505.5744 | 118095.4629 | 115733.5536 | 113418.8826 | 111150.5049 | 108927.4948 | 106748.9449 | 104613.966 | 102521.6867 | 100471.253 | 98461.8279 | 96492.5914 | 94562.7395 | 92671.4847 | 90818.055 | 89001.6939 | 87221.6601 | 85477.2269 | 83767.6823 | 82092.3287
F2_Commercial_Warehouse_Existing_Food Preparation_Natural Gas_Fryer_Baseline Forecast | F2 | Commercial | Warehouse | Existing | Food Preparation | Natural Gas | Fryer | Baseline Forecast | Usage (MMtherm) | 0.023411 | 0.023864 | 0.023276 | 0.022355 | 0.021677 | 0.021003 | 0.020334 | 0.019672 | 0.019019 | 0.018343 | 0.017649 | 0.016981 | 0.016365 | 0.015796 | 0.01523 | 0.014704 | 0.01426 | 0.01384 | 0.013444 | 0.013069 | 0.012712 | 0.012374 | 0.012051 | 0.011743 | 0.011448 | 0.011166 | 0.010895 | 0.010635 | 0.010385 | 0.010143 | 0.0099106
F3_Commercial_Warehouse_Existing_Food Preparation_Natural Gas_Fryer_Baseline Forecast | F3 | Commercial | Warehouse | Existing | Food Preparation | Natural Gas | Fryer | Baseline Forecast | Peak Demand (S) | 0 | 0 | 0 | 0 | 0 | 0 | 0 | 0 | 0 | 0 | 0 | 0 | 0 | 0 | 0 | 0 | 0 | 0 | 0 | 0 | 0 | 0 | 0 | 0 | 0 | 0 | 0 | 0 | 0 | 0 | 0
F4_Commercial_Warehouse_Existing_Food Preparation_Natural Gas_Fryer_Baseline Forecast | F4 | Commercial | Warehouse | Existing | Food Preparation | Natural Gas | Fryer | Baseline Forecast | Peak Demand (W) | 0 | 0 | 0 | 0 | 0 | 0 | 0 | 0 | 0 | 0 | 0 | 0 | 0 | 0 | 0 | 0 | 0 | 0 | 0 | 0 | 0 | 0 | 0 | 0 | 0 | 0 | 0 | 0 | 0 | 0 | 0
F5_Commercial_Warehouse_Existing_Food Preparation_Natural Gas_Fryer_Baseline Forecast | F5 | Commercial | Warehouse | Existing | Food Preparation | Natural Gas | Fryer | Baseline Forecast | Turnover | 0 | 4469.2273 | 4857.6438 | 5186.1682 | 5461.6845 | 5690.319 | 5877.5224 | 6028.1443 | 6146.4987 | 6996.8729 | 7724.0609 | 8342.1097 | 8147.7915 | 7960.357 | 8680.3137 | 8407.0098 | 8150.0481 | 8037.3079 | 8022.7834 | 8072.1298 | 8038.1716 | 7944.3918 | 8115.2567 | 8157.9977 | 8107.948 | 7869.7487 | 7664.651 | 7679.736 | 7475.3692 | 7289.7261 | 7190.9096
F6_Commercial_Warehouse_Existing_Food Preparation_Natural Gas_Fryer_Baseline Forecast | F6 | Commercial | Warehouse | Existing | Food Preparation | Natural Gas | Fryer | Baseline Forecast | Avg. Replacement Usage | 0.15556 | 0.16177 | 0.16097 | 0.11708 | 0.11708 | 0.11708 | 0.11708 | 0.11708 | 0.11708 | 0.11708 | 0.11708 | 0.11708 | 0.11708 | 0.11708 | 0.11708 | 0.11708 | 0.11708 | 0.11708 | 0.11708 | 0.11708 | 0.11708 | 0.11708 | 0.11708 | 0.11708 | 0.11708 | 0.11708 | 0.11708 | 0.11708 | 0.11708 | 0.11708 | 0.11708
F7_Commercial_Warehouse_Existing_Food Preparation_Natural Gas_Fryer_Baseline Forecast | F7 | Commercial | Warehouse | Existing | Food Preparation | Natural Gas | Fryer | Baseline Forecast | Avg. Replacement Demand (S) | 0 | 0 | 0 | 0 | 0 | 0 | 0 | 0 | 0 | 0 | 0 | 0 | 0 | 0 | 0 | 0 | 0 | 0 | 0 | 0 | 0 | 0 | 0 | 0 | 0 | 0 | 0 | 0 | 0 | 0 | 0
F8_Commercial_Warehouse_Existing_Food Preparation_Natural Gas_Fryer_Baseline Forecast | F8 | Commercial | Warehouse | Existing | Food Preparation | Natural Gas | Fryer | Baseline Forecast | Avg. Replacement Demand (W) | 0 | 0 | 0 | 0 | 0 | 0 | 0 | 0 | 0 | 0 | 0 | 0 | 0 | 0 | 0 | 0 | 0 | 0 | 0 | 0 | 0 | 0 | 0 | 0 | 0 | 0 | 0 | 0 | 0 | 0 | 0
F1_Commercial_Warehouse_Existing_Food Preparation_Natural Gas_Broiler_Baseline Forecast | F1 | Commercial | Warehouse | Existing | Food Preparation | Natural Gas | Broiler | Baseline Forecast | Units | 0 | 0 | 0 | 0 | 0 | 0 | 0 | 0 | 0 | 0 | 0 | 0 | 0 | 0 | 0 | 0 | 0 | 0 | 0 | 0 | 0 | 0 | 0 | 0 | 0 | 0 | 0 | 0 | 0 | 0 | 0
F2_Commercial_Warehouse_Existing_Food Preparation_Natural Gas_Broiler_Baseline Forecast | F2 | Commercial | Warehouse | Existing | Food Preparation | Natural Gas | Broiler | Baseline Forecast | Usage (MMtherm) | 0 | 0 | 0 | 0 | 0 | 0 | 0 | 0 | 0 | 0 | 0 | 0 | 0 | 0 | 0 | 0 | 0 | 0 | 0 | 0 | 0 | 0 | 0 | 0 | 0 | 0 | 0 | 0 | 0 | 0 | 0
F3_Commercial_Warehouse_Existing_Food Preparation_Natural Gas_Broiler_Baseline Forecast | F3 | Commercial | Warehouse | Existing | Food Preparation | Natural Gas | Broiler | Baseline Forecast | Peak Demand (S) | 0 | 0 | 0 | 0 | 0 | 0 | 0 | 0 | 0 | 0 | 0 | 0 | 0 | 0 | 0 | 0 | 0 | 0 | 0 | 0 | 0 | 0 | 0 | 0 | 0 | 0 | 0 | 0 | 0 | 0 | 0
F4_Commercial_Warehouse_Existing_Food Preparation_Natural Gas_Broiler_Baseline Forecast | F4 | Commercial | Warehouse | Existing | Food Preparation | Natural Gas | Broiler | Baseline Forecast | Peak Demand (W) | 0 | 0 | 0 | 0 | 0 | 0 | 0 | 0 | 0 | 0 | 0 | 0 | 0 | 0 | 0 | 0 | 0 | 0 | 0 | 0 | 0 | 0 | 0 | 0 | 0 | 0 | 0 | 0 | 0 | 0 | 0
F5_Commercial_Warehouse_Existing_Food Preparation_Natural Gas_Broiler_Baseline Forecast | F5 | Commercial | Warehouse | Existing | Food Preparation | Natural Gas | Broiler | Baseline Forecast | Turnover | 0 | 0 | 0 | 0 | 0 | 0 | 0 | 0 | 0 | 0 | 0 | 0 | 0 | 0 | 0 | 0 | 0 | 0 | 0 | 0 | 0 | 0 | 0 | 0 | 0 | 0 | 0 | 0 | 0 | 0 | 0
F6_Commercial_Warehouse_Existing_Food Preparation_Natural Gas_Broiler_Baseline Forecast | F6 | Commercial | Warehouse | Existing | Food Preparation | Natural Gas | Broiler | Baseline Forecast | Avg. Replacement Usage | 0.15979 | 0.16617 | 0.16535 | 0.16365 | 0.16365 | 0.16381 | 0.16394 | 0.16402 | 0.16405 | 0.16396 | 0.16384 | 0.16372 | 0.16394 | 0.16379 | 0.16378 | 0.16379 | 0.16379 | 0.16378 | 0.16383 | 0.1638 | 0.16378 | 0.16375 | 0.16372 | 0.16542 | 0.16547 | 0.16551 | 0.16555 | 0.16559 | 0.16562 | 0.16566 | 0.1657
F7_Commercial_Warehouse_Existing_Food Preparation_Natural Gas_Broiler_Baseline Forecast | F7 | Commercial | Warehouse | Existing | Food Preparation | Natural Gas | Broiler | Baseline Forecast | Avg. Replacement Demand (S) | 0 | 0 | 0 | 0 | 0 | 0 | 0 | 0 | 0 | 0 | 0 | 0 | 0 | 0 | 0 | 0 | 0 | 0 | 0 | 0 | 0 | 0 | 0 | 0 | 0 | 0 | 0 | 0 | 0 | 0 | 0
F8_Commercial_Warehouse_Existing_Food Preparation_Natural Gas_Broiler_Baseline Forecast | F8 | Commercial | Warehouse | Existing | Food Preparation | Natural Gas | Broiler | Baseline Forecast | Avg. Replacement Demand (W) | 0 | 0 | 0 | 0 | 0 | 0 | 0 | 0 | 0 | 0 | 0 | 0 | 0 | 0 | 0 | 0 | 0 | 0 | 0 | 0 | 0 | 0 | 0 | 0 | 0 | 0 | 0 | 0 | 0 | 0 | 0
F1_Commercial_Warehouse_Existing_Food Preparation_Natural Gas_Griddle_Baseline Forecast | F1 | Commercial | Warehouse | Existing | Food Preparation | Natural Gas | Griddle | Baseline Forecast | Units | 0 | 0 | 0 | 0 | 0 | 0 | 0 | 0 | 0 | 0 | 0 | 0 | 0 | 0 | 0 | 0 | 0 | 0 | 0 | 0 | 0 | 0 | 0 | 0 | 0 | 0 | 0 | 0 | 0 | 0 | 0
F2_Commercial_Warehouse_Existing_Food Preparation_Natural Gas_Griddle_Baseline Forecast | F2 | Commercial | Warehouse | Existing | Food Preparation | Natural Gas | Griddle | Baseline Forecast | Usage (MMtherm) | 0 | 0 | 0 | 0 | 0 | 0 | 0 | 0 | 0 | 0 | 0 | 0 | 0 | 0 | 0 | 0 | 0 | 0 | 0 | 0 | 0 | 0 | 0 | 0 | 0 | 0 | 0 | 0 | 0 | 0 | 0
F3_Commercial_Warehouse_Existing_Food Preparation_Natural Gas_Griddle_Baseline Forecast | F3 | Commercial | Warehouse | Existing | Food Preparation | Natural Gas | Griddle | Baseline Forecast | Peak Demand (S) | 0 | 0 | 0 | 0 | 0 | 0 | 0 | 0 | 0 | 0 | 0 | 0 | 0 | 0 | 0 | 0 | 0 | 0 | 0 | 0 | 0 | 0 | 0 | 0 | 0 | 0 | 0 | 0 | 0 | 0 | 0
F4_Commercial_Warehouse_Existing_Food Preparation_Natural Gas_Griddle_Baseline Forecast | F4 | Commercial | Warehouse | Existing | Food Preparation | Natural Gas | Griddle | Baseline Forecast | Peak Demand (W) | 0 | 0 | 0 | 0 | 0 | 0 | 0 | 0 | 0 | 0 | 0 | 0 | 0 | 0 | 0 | 0 | 0 | 0 | 0 | 0 | 0 | 0 | 0 | 0 | 0 | 0 | 0 | 0 | 0 | 0 | 0
F5_Commercial_Warehouse_Existing_Food Preparation_Natural Gas_Griddle_Baseline Forecast | F5 | Commercial | Warehouse | Existing | Food Preparation | Natural Gas | Griddle | Baseline Forecast | Turnover | 0 | 0 | 0 | 0 | 0 | 0 | 0 | 0 | 0 | 0 | 0 | 0 | 0 | 0 | 0 | 0 | 0 | 0 | 0 | 0 | 0 | 0 | 0 | 0 | 0 | 0 | 0 | 0 | 0 | 0 | 0
F6_Commercial_Warehouse_Existing_Food Preparation_Natural Gas_Griddle_Baseline Forecast | F6 | Commercial | Warehouse | Existing | Food Preparation | Natural Gas | Griddle | Baseline Forecast | Avg. Replacement Usage | 0.11357 | 0.11813 | 0.11757 | 0.11636 | 0.11636 | 0.11637 | 0.11637 | 0.11638 | 0.11638 | 0.11638 | 0.11637 | 0.11636 | 0.11637 | 0.11636 | 0.11636 | 0.11636 | 0.11636 | 0.11636 | 0.11637 | 0.11637 | 0.11636 | 0.11636 | 0.11636 | 0.11649 | 0.11649 | 0.11649 | 0.1165 | 0.1165 | 0.1165 | 0.11651 | 0.11651
F7_Commercial_Warehouse_Existing_Food Preparation_Natural Gas_Griddle_Baseline Forecast | F7 | Commercial | Warehouse | Existing | Food Preparation | Natural Gas | Griddle | Baseline Forecast | Avg. Replacement Demand (S) | 0 | 0 | 0 | 0 | 0 | 0 | 0 | 0 | 0 | 0 | 0 | 0 | 0 | 0 | 0 | 0 | 0 | 0 | 0 | 0 | 0 | 0 | 0 | 0 | 0 | 0 | 0 | 0 | 0 | 0 | 0
F8_Commercial_Warehouse_Existing_Food Preparation_Natural Gas_Griddle_Baseline Forecast | F8 | Commercial | Warehouse | Existing | Food Preparation | Natural Gas | Griddle | Baseline Forecast | Avg. Replacement Demand (W) | 0 | 0 | 0 | 0 | 0 | 0 | 0 | 0 | 0 | 0 | 0 | 0 | 0 | 0 | 0 | 0 | 0 | 0 | 0 | 0 | 0 | 0 | 0 | 0 | 0 | 0 | 0 | 0 | 0 | 0 | 0
F1_Commercial_Warehouse_Existing_Food Preparation_Natural Gas_Range_Baseline Forecast | F1 | Commercial | Warehouse | Existing | Food Preparation | Natural Gas | Range | Baseline Forecast | Units | 326068.8443 | 319547.4674 | 313156.5181 | 306893.3877 | 300755.52 | 294740.4096 | 288845.6014 | 283068.6893 | 277407.3156 | 271859.1692 | 266421.9859 | 261093.5461 | 255871.6752 | 250754.2417 | 245739.1569 | 240824.3737 | 236007.8863 | 231287.7285 | 226661.974 | 222128.7345 | 217686.1598 | 213332.4366 | 209065.7879 | 204884.4721 | 200786.7827 | 196771.047 | 192835.6261 | 188978.9136 | 185199.3353 | 181495.3486 | 177865.4416
F2_Commercial_Warehouse_Existing_Food Preparation_Natural Gas_Range_Baseline Forecast | F2 | Commercial | Warehouse | Existing | Food Preparation | Natural Gas | Range | Baseline Forecast | Usage (MMtherm) | 0.038413 | 0.039158 | 0.038192 | 0.037041 | 0.036299 | 0.035573 | 0.034862 | 0.034166 | 0.033484 | 0.032817 | 0.032162 | 0.03152 | 0.030892 | 0.030276 | 0.029671 | 0.029077 | 0.028495 | 0.027924 | 0.027365 | 0.026816 | 0.026278 | 0.02575 | 0.025233 | 0.024735 | 0.024247 | 0.02377 | 0.023302 | 0.022844 | 0.022396 | 0.021957 | 0.021527
F3_Commercial_Warehouse_Existing_Food Preparation_Natural Gas_Range_Baseline Forecast | F3 | Commercial | Warehouse | Existing | Food Preparation | Natural Gas | Range | Baseline Forecast | Peak Demand (S) | 0 | 0 | 0 | 0 | 0 | 0 | 0 | 0 | 0 | 0 | 0 | 0 | 0 | 0 | 0 | 0 | 0 | 0 | 0 | 0 | 0 | 0 | 0 | 0 | 0 | 0 | 0 | 0 | 0 | 0 | 0
F4_Commercial_Warehouse_Existing_Food Preparation_Natural Gas_Range_Baseline Forecast | F4 | Commercial | Warehouse | Existing | Food Preparation | Natural Gas | Range | Baseline Forecast | Peak Demand (W) | 0 | 0 | 0 | 0 | 0 | 0 | 0 | 0 | 0 | 0 | 0 | 0 | 0 | 0 | 0 | 0 | 0 | 0 | 0 | 0 | 0 | 0 | 0 | 0 | 0 | 0 | 0 | 0 | 0 | 0 | 0
F5_Commercial_Warehouse_Existing_Food Preparation_Natural Gas_Range_Baseline Forecast | F5 | Commercial | Warehouse | Existing | Food Preparation | Natural Gas | Range | Baseline Forecast | Turnover | 0 | 12781.8987 | 16284.1389 | 18904.6327 | 20836.3424 | 22230.5007 | 23205.6245 | 23854.5834 | 24250.1397 | 24449.2929 | 21299.6215 | 19414.2762 | 18373.1316 | 17878.9859 | 17724.051 | 20290.4101 | 20627.8392 | 20797.9805 | 20838.8562 | 20247.129 | 19391.5575 | 18486.5939 | 17647.2052 | 16926.0502 | 16127.7879 | 15795.5549 | 15722.7884 | 15776.5082 | 15785.0172 | 16186.0361 | 15919.3196
F6_Commercial_Warehouse_Existing_Food Preparation_Natural Gas_Range_Baseline Forecast | F6 | Commercial | Warehouse | Existing | Food Preparation | Natural Gas | Range | Baseline Forecast | Avg. Replacement Usage | 0.11781 | 0.12253 | 0.12194 | 0.12066 | 0.12065 | 0.1207 | 0.12073 | 0.12076 | 0.12076 | 0.12078 | 0.12078 | 0.12075 | 0.12083 | 0.12078 | 0.12072 | 0.12067 | 0.12067 | 0.12067 | 0.12068 | 0.12067 | 0.12066 | 0.12065 | 0.12064 | 0.12117 | 0.12118 | 0.1212 | 0.12121 | 0.12122 | 0.12123 | 0.12124 | 0.12125
F7_Commercial_Warehouse_Existing_Food Preparation_Natural Gas_Range_Baseline Forecast | F7 | Commercial | Warehouse | Existing | Food Preparation | Natural Gas | Range | Baseline Forecast | Avg. Replacement Demand (S) | 0 | 0 | 0 | 0 | 0 | 0 | 0 | 0 | 0 | 0 | 0 | 0 | 0 | 0 | 0 | 0 | 0 | 0 | 0 | 0 | 0 | 0 | 0 | 0 | 0 | 0 | 0 | 0 | 0 | 0 | 0
F8_Commercial_Warehouse_Existing_Food Preparation_Natural Gas_Range_Baseline Forecast | F8 | Commercial | Warehouse | Existing | Food Preparation | Natural Gas | Range | Baseline Forecast | Avg. Replacement Demand (W) | 0 | 0 | 0 | 0 | 0 | 0 | 0 | 0 | 0 | 0 | 0 | 0 | 0 | 0 | 0 | 0 | 0 | 0 | 0 | 0 | 0 | 0 | 0 | 0 | 0 | 0 | 0 | 0 | 0 | 0 | 0
F1_Commercial_Warehouse_Existing_Food Preparation_Natural Gas_Steamer_Baseline Forecast | F1 | Commercial | Warehouse | Existing | Food Preparation | Natural Gas | Steamer | Baseline Forecast | Units | 0 | 0 | 0 | 0 | 0 | 0 | 0 | 0 | 0 | 0 | 0 | 0 | 0 | 0 | 0 | 0 | 0 | 0 | 0 | 0 | 0 | 0 | 0 | 0 | 0 | 0 | 0 | 0 | 0 | 0 | 0
F2_Commercial_Warehouse_Existing_Food Preparation_Natural Gas_Steamer_Baseline Forecast | F2 | Commercial | Warehouse | Existing | Food Preparation | Natural Gas | Steamer | Baseline Forecast | Usage (MMtherm) | 0 | 0 | 0 | 0 | 0 | 0 | 0 | 0 | 0 | 0 | 0 | 0 | 0 | 0 | 0 | 0 | 0 | 0 | 0 | 0 | 0 | 0 | 0 | 0 | 0 | 0 | 0 | 0 | 0 | 0 | 0
F3_Commercial_Warehouse_Existing_Food Preparation_Natural Gas_Steamer_Baseline Forecast | F3 | Commercial | Warehouse | Existing | Food Preparation | Natural Gas | Steamer | Baseline Forecast | Peak Demand (S) | 0 | 0 | 0 | 0 | 0 | 0 | 0 | 0 | 0 | 0 | 0 | 0 | 0 | 0 | 0 | 0 | 0 | 0 | 0 | 0 | 0 | 0 | 0 | 0 | 0 | 0 | 0 | 0 | 0 | 0 | 0
F4_Commercial_Warehouse_Existing_Food Preparation_Natural Gas_Steamer_Baseline Forecast | F4 | Commercial | Warehouse | Existing | Food Preparation | Natural Gas | Steamer | Baseline Forecast | Peak Demand (W) | 0 | 0 | 0 | 0 | 0 | 0 | 0 | 0 | 0 | 0 | 0 | 0 | 0 | 0 | 0 | 0 | 0 | 0 | 0 | 0 | 0 | 0 | 0 | 0 | 0 | 0 | 0 | 0 | 0 | 0 | 0
F5_Commercial_Warehouse_Existing_Food Preparation_Natural Gas_Steamer_Baseline Forecast | F5 | Commercial | Warehouse | Existing | Food Preparation | Natural Gas | Steamer | Baseline Forecast | Turnover | 0 | 0 | 0 | 0 | 0 | 0 | 0 | 0 | 0 | 0 | 0 | 0 | 0 | 0 | 0 | 0 | 0 | 0 | 0 | 0 | 0 | 0 | 0 | 0 | 0 | 0 | 0 | 0 | 0 | 0 | 0
F6_Commercial_Warehouse_Existing_Food Preparation_Natural Gas_Steamer_Baseline Forecast | F6 | Commercial | Warehouse | Existing | Food Preparation | Natural Gas | Steamer | Baseline Forecast | Avg. Replacement Usage | 0.19676 | 0.20435 | 0.2032 | 0.069584 | 0.069584 | 0.069584 | 0.069584 | 0.069584 | 0.069584 | 0.069584 | 0.069584 | 0.069584 | 0.069584 | 0.069584 | 0.069584 | 0.069584 | 0.069584 | 0.069584 | 0.069584 | 0.069584 | 0.069584 | 0.069584 | 0.069584 | 0.069584 | 0.069584 | 0.069584 | 0.069584 | 0.069584 | 0.069584 | 0.069584 | 0.069584
F7_Commercial_Warehouse_Existing_Food Preparation_Natural Gas_Steamer_Baseline Forecast | F7 | Commercial | Warehouse | Existing | Food Preparation | Natural Gas | Steamer | Baseline Forecast | Avg. Replacement Demand (S) | 0 | 0 | 0 | 0 | 0 | 0 | 0 | 0 | 0 | 0 | 0 | 0 | 0 | 0 | 0 | 0 | 0 | 0 | 0 | 0 | 0 | 0 | 0 | 0 | 0 | 0 | 0 | 0 | 0 | 0 | 0
F8_Commercial_Warehouse_Existing_Food Preparation_Natural Gas_Steamer_Baseline Forecast | F8 | Commercial | Warehouse | Existing | Food Preparation | Natural Gas | Steamer | Baseline Forecast | Avg. Replacement Demand (W) | 0 | 0 | 0 | 0 | 0 | 0 | 0 | 0 | 0 | 0 | 0 | 0 | 0 | 0 | 0 | 0 | 0 | 0 | 0 | 0 | 0 | 0 | 0 | 0 | 0 | 0 | 0 | 0 | 0 | 0 | 0
F1_Commercial_Warehouse_Existing_Food Preparation_Natural Gas_Food Prep Other_Baseline Forecast | F1 | Commercial | Warehouse | Existing | Food Preparation | Natural Gas | Food Prep Other | Baseline Forecast | Units | 0 | 0 | 0 | 0 | 0 | 0 | 0 | 0 | 0 | 0 | 0 | 0 | 0 | 0 | 0 | 0 | 0 | 0 | 0 | 0 | 0 | 0 | 0 | 0 | 0 | 0 | 0 | 0 | 0 | 0 | 0
F2_Commercial_Warehouse_Existing_Food Preparation_Natural Gas_Food Prep Other_Baseline Forecast | F2 | Commercial | Warehouse | Existing | Food Preparation | Natural Gas | Food Prep Other | Baseline Forecast | Usage (MMtherm) | 0 | 0 | 0 | 0 | 0 | 0 | 0 | 0 | 0 | 0 | 0 | 0 | 0 | 0 | 0 | 0 | 0 | 0 | 0 | 0 | 0 | 0 | 0 | 0 | 0 | 0 | 0 | 0 | 0 | 0 | 0
F3_Commercial_Warehouse_Existing_Food Preparation_Natural Gas_Food Prep Other_Baseline Forecast | F3 | Commercial | Warehouse | Existing | Food Preparation | Natural Gas | Food Prep Other | Baseline Forecast | Peak Demand (S) | 0 | 0 | 0 | 0 | 0 | 0 | 0 | 0 | 0 | 0 | 0 | 0 | 0 | 0 | 0 | 0 | 0 | 0 | 0 | 0 | 0 | 0 | 0 | 0 | 0 | 0 | 0 | 0 | 0 | 0 | 0
F4_Commercial_Warehouse_Existing_Food Preparation_Natural Gas_Food Prep Other_Baseline Forecast | F4 | Commercial | Warehouse | Existing | Food Preparation | Natural Gas | Food Prep Other | Baseline Forecast | Peak Demand (W) | 0 | 0 | 0 | 0 | 0 | 0 | 0 | 0 | 0 | 0 | 0 | 0 | 0 | 0 | 0 | 0 | 0 | 0 | 0 | 0 | 0 | 0 | 0 | 0 | 0 | 0 | 0 | 0 | 0 | 0 | 0
F5_Commercial_Warehouse_Existing_Food Preparation_Natural Gas_Food Prep Other_Baseline Forecast | F5 | Commercial | Warehouse | Existing | Food Preparation | Natural Gas | Food Prep Other | Baseline Forecast | Turnover | 0 | 0 | 0 | 0 | 0 | 0 | 0 | 0 | 0 | 0 | 0 | 0 | 0 | 0 | 0 | 0 | 0 | 0 | 0 | 0 | 0 | 0 | 0 | 0 | 0 | 0 | 0 | 0 | 0 | 0 | 0
F6_Commercial_Warehouse_Existing_Food Preparation_Natural Gas_Food Prep Other_Baseline Forecast | F6 | Commercial | Warehouse | Existing | Food Preparation | Natural Gas | Food Prep Other | Baseline Forecast | Avg. Replacement Usage | 0.13994 | 0.14557 | 0.14487 | 0.14338 | 0.14338 | 0.14338 | 0.14338 | 0.14338 | 0.14338 | 0.14338 | 0.14338 | 0.14338 | 0.14338 | 0.14338 | 0.14338 | 0.14338 | 0.14338 | 0.14338 | 0.14338 | 0.14338 | 0.14338 | 0.14338 | 0.14338 | 0.14338 | 0.14338 | 0.14338 | 0.14338 | 0.14338 | 0.14338 | 0.14338 | 0.14338
F7_Commercial_Warehouse_Existing_Food Preparation_Natural Gas_Food Prep Other_Baseline Forecast | F7 | Commercial | Warehouse | Existing | Food Preparation | Natural Gas | Food Prep Other | Baseline Forecast | Avg. Replacement Demand (S) | 0 | 0 | 0 | 0 | 0 | 0 | 0 | 0 | 0 | 0 | 0 | 0 | 0 | 0 | 0 | 0 | 0 | 0 | 0 | 0 | 0 | 0 | 0 | 0 | 0 | 0 | 0 | 0 | 0 | 0 | 0
F8_Commercial_Warehouse_Existing_Food Preparation_Natural Gas_Food Prep Other_Baseline Forecast | F8 | Commercial | Warehouse | Existing | Food Preparation | Natural Gas | Food Prep Other | Baseline Forecast | Avg. Replacement Demand (W) | 0 | 0 | 0 | 0 | 0 | 0 | 0 | 0 | 0 | 0 | 0 | 0 | 0 | 0 | 0 | 0 | 0 | 0 | 0 | 0 | 0 | 0 | 0 | 0 | 0 | 0 | 0 | 0 | 0 | 0 | 0
F1_Commercial_Warehouse_Existing_Miscellaneous_Natural Gas_Pool Heater_Baseline Forecast | F1 | Commercial | Warehouse | Existing | Miscellaneous | Natural Gas | Pool Heater | Baseline Forecast | Units | 0 | 0 | 0 | 0 | 0 | 0 | 0 | 0 | 0 | 0 | 0 | 0 | 0 | 0 | 0 | 0 | 0 | 0 | 0 | 0 | 0 | 0 | 0 | 0 | 0 | 0 | 0 | 0 | 0 | 0 | 0
F2_Commercial_Warehouse_Existing_Miscellaneous_Natural Gas_Pool Heater_Baseline Forecast | F2 | Commercial | Warehouse | Existing | Miscellaneous | Natural Gas | Pool Heater | Baseline Forecast | Usage (MMtherm) | 0 | 0 | 0 | 0 | 0 | 0 | 0 | 0 | 0 | 0 | 0 | 0 | 0 | 0 | 0 | 0 | 0 | 0 | 0 | 0 | 0 | 0 | 0 | 0 | 0 | 0 | 0 | 0 | 0 | 0 | 0
F3_Commercial_Warehouse_Existing_Miscellaneous_Natural Gas_Pool Heater_Baseline Forecast | F3 | Commercial | Warehouse | Existing | Miscellaneous | Natural Gas | Pool Heater | Baseline Forecast | Peak Demand (S) | 0 | 0 | 0 | 0 | 0 | 0 | 0 | 0 | 0 | 0 | 0 | 0 | 0 | 0 | 0 | 0 | 0 | 0 | 0 | 0 | 0 | 0 | 0 | 0 | 0 | 0 | 0 | 0 | 0 | 0 | 0
F4_Commercial_Warehouse_Existing_Miscellaneous_Natural Gas_Pool Heater_Baseline Forecast | F4 | Commercial | Warehouse | Existing | Miscellaneous | Natural Gas | Pool Heater | Baseline Forecast | Peak Demand (W) | 0 | 0 | 0 | 0 | 0 | 0 | 0 | 0 | 0 | 0 | 0 | 0 | 0 | 0 | 0 | 0 | 0 | 0 | 0 | 0 | 0 | 0 | 0 | 0 | 0 | 0 | 0 | 0 | 0 | 0 | 0
F5_Commercial_Warehouse_Existing_Miscellaneous_Natural Gas_Pool Heater_Baseline Forecast | F5 | Commercial | Warehouse | Existing | Miscellaneous | Natural Gas | Pool Heater | Baseline Forecast | Turnover | 0 | 0 | 0 | 0 | 0 | 0 | 0 | 0 | 0 | 0 | 0 | 0 | 0 | 0 | 0 | 0 | 0 | 0 | 0 | 0 | 0 | 0 | 0 | 0 | 0 | 0 | 0 | 0 | 0 | 0 | 0
F6_Commercial_Warehouse_Existing_Miscellaneous_Natural Gas_Pool Heater_Baseline Forecast | F6 | Commercial | Warehouse | Existing | Miscellaneous | Natural Gas | Pool Heater | Baseline Forecast | Avg. Replacement Usage | 0.01 | 0.010401 | 0.010352 | 0.010245 | 0.010244 | 0.010245 | 0.010246 | 0.010246 | 0.010245 | 0.010246 | 0.010246 | 0.010246 | 0.010251 | 0.010251 | 0.010251 | 0.010249 | 0.010247 | 0.010245 | 0.010243 | 0.010241 | 0.010241 | 0.010241 | 0.01024 | 0.010257 | 0.010257 | 0.010258 | 0.010258 | 0.010258 | 0.010259 | 0.010259 | 0.010259
F7_Commercial_Warehouse_Existing_Miscellaneous_Natural Gas_Pool Heater_Baseline Forecast | F7 | Commercial | Warehouse | Existing | Miscellaneous | Natural Gas | Pool Heater | Baseline Forecast | Avg. Replacement Demand (S) | 0 | 0 | 0 | 0 | 0 | 0 | 0 | 0 | 0 | 0 | 0 | 0 | 0 | 0 | 0 | 0 | 0 | 0 | 0 | 0 | 0 | 0 | 0 | 0 | 0 | 0 | 0 | 0 | 0 | 0 | 0
F8_Commercial_Warehouse_Existing_Miscellaneous_Natural Gas_Pool Heater_Baseline Forecast | F8 | Commercial | Warehouse | Existing | Miscellaneous | Natural Gas | Pool Heater | Baseline Forecast | Avg. Replacement Demand (W) | 0 | 0 | 0 | 0 | 0 | 0 | 0 | 0 | 0 | 0 | 0 | 0 | 0 | 0 | 0 | 0 | 0 | 0 | 0 | 0 | 0 | 0 | 0 | 0 | 0 | 0 | 0 | 0 | 0 | 0 | 0
F1_Commercial_Warehouse_Existing_Miscellaneous_Natural Gas_Miscellaneous_Baseline Forecast | F1 | Commercial | Warehouse | Existing | Miscellaneous | Natural Gas | Miscellaneous | Baseline Forecast | Units | 0 | 0 | 0 | 0 | 0 | 0 | 0 | 0 | 0 | 0 | 0 | 0 | 0 | 0 | 0 | 0 | 0 | 0 | 0 | 0 | 0 | 0 | 0 | 0 | 0 | 0 | 0 | 0 | 0 | 0 | 0
F2_Commercial_Warehouse_Existing_Miscellaneous_Natural Gas_Miscellaneous_Baseline Forecast | F2 | Commercial | Warehouse | Existing | Miscellaneous | Natural Gas | Miscellaneous | Baseline Forecast | Usage (MMtherm) | 0 | 0 | 0 | 0 | 0 | 0 | 0 | 0 | 0 | 0 | 0 | 0 | 0 | 0 | 0 | 0 | 0 | 0 | 0 | 0 | 0 | 0 | 0 | 0 | 0 | 0 | 0 | 0 | 0 | 0 | 0
F3_Commercial_Warehouse_Existing_Miscellaneous_Natural Gas_Miscellaneous_Baseline Forecast | F3 | Commercial | Warehouse | Existing | Miscellaneous | Natural Gas | Miscellaneous | Baseline Forecast | Peak Demand (S) | 0 | 0 | 0 | 0 | 0 | 0 | 0 | 0 | 0 | 0 | 0 | 0 | 0 | 0 | 0 | 0 | 0 | 0 | 0 | 0 | 0 | 0 | 0 | 0 | 0 | 0 | 0 | 0 | 0 | 0 | 0
F4_Commercial_Warehouse_Existing_Miscellaneous_Natural Gas_Miscellaneous_Baseline Forecast | F4 | Commercial | Warehouse | Existing | Miscellaneous | Natural Gas | Miscellaneous | Baseline Forecast | Peak Demand (W) | 0 | 0 | 0 | 0 | 0 | 0 | 0 | 0 | 0 | 0 | 0 | 0 | 0 | 0 | 0 | 0 | 0 | 0 | 0 | 0 | 0 | 0 | 0 | 0 | 0 | 0 | 0 | 0 | 0 | 0 | 0
F5_Commercial_Warehouse_Existing_Miscellaneous_Natural Gas_Miscellaneous_Baseline Forecast | F5 | Commercial | Warehouse | Existing | Miscellaneous | Natural Gas | Miscellaneous | Baseline Forecast | Turnover | 0 | 0 | 0 | 0 | 0 | 0 | 0 | 0 | 0 | 0 | 0 | 0 | 0 | 0 | 0 | 0 | 0 | 0 | 0 | 0 | 0 | 0 | 0 | 0 | 0 | 0 | 0 | 0 | 0 | 0 | 0
F6_Commercial_Warehouse_Existing_Miscellaneous_Natural Gas_Miscellaneous_Baseline Forecast | F6 | Commercial | Warehouse | Existing | Miscellaneous | Natural Gas | Miscellaneous | Baseline Forecast | Avg. Replacement Usage | 0.01 | 0.010402 | 0.010353 | 0.010246 | 0.010246 | 0.010246 | 0.010246 | 0.010246 | 0.010246 | 0.010246 | 0.010246 | 0.010246 | 0.010246 | 0.010246 | 0.010246 | 0.010246 | 0.010246 | 0.010246 | 0.010246 | 0.010246 | 0.010246 | 0.010246 | 0.010246 | 0.010246 | 0.010246 | 0.010246 | 0.010246 | 0.010246 | 0.010246 | 0.010246 | 0.010246
F7_Commercial_Warehouse_Existing_Miscellaneous_Natural Gas_Miscellaneous_Baseline Forecast | F7 | Commercial | Warehouse | Existing | Miscellaneous | Natural Gas | Miscellaneous | Baseline Forecast | Avg. Replacement Demand (S) | 0 | 0 | 0 | 0 | 0 | 0 | 0 | 0 | 0 | 0 | 0 | 0 | 0 | 0 | 0 | 0 | 0 | 0 | 0 | 0 | 0 | 0 | 0 | 0 | 0 | 0 | 0 | 0 | 0 | 0 | 0
F8_Commercial_Warehouse_Existing_Miscellaneous_Natural Gas_Miscellaneous_Baseline Forecast | F8 | Commercial | Warehouse | Existing | Miscellaneous | Natural Gas | Miscellaneous | Baseline Forecast | Avg. Replacement Demand (W) | 0 | 0 | 0 | 0 | 0 | 0 | 0 | 0 | 0 | 0 | 0 | 0 | 0 | 0 | 0 | 0 | 0 | 0 | 0 | 0 | 0 | 0 | 0 | 0 | 0 | 0 | 0 | 0 | 0 | 0 | 0
F1_Commercial_Warehouse_New_Space Heating_Natural Gas_Furnace_Baseline Forecast | F1 | Commercial | Warehouse | New | Space Heating | Natural Gas | Furnace | Baseline Forecast | Units | 0 | 0 | 0 | 0 | 0 | 0 | 0 | 0 | 0 | 0 | 0 | 0 | 0 | 0 | 0 | 0 | 0 | 0 | 0 | 0 | 0 | 0 | 0 | 0 | 0 | 0 | 0 | 0 | 0 | 0 | 0
F2_Commercial_Warehouse_New_Space Heating_Natural Gas_Furnace_Baseline Forecast | F2 | Commercial | Warehouse | New | Space Heating | Natural Gas | Furnace | Baseline Forecast | Usage (MMtherm) | 0 | 0 | 0 | 0 | 0 | 0 | 0 | 0 | 0 | 0 | 0 | 0 | 0 | 0 | 0 | 0 | 0 | 0 | 0 | 0 | 0 | 0 | 0 | 0 | 0 | 0 | 0 | 0 | 0 | 0 | 0
F3_Commercial_Warehouse_New_Space Heating_Natural Gas_Furnace_Baseline Forecast | F3 | Commercial | Warehouse | New | Space Heating | Natural Gas | Furnace | Baseline Forecast | Peak Demand (S) | 0 | 0 | 0 | 0 | 0 | 0 | 0 | 0 | 0 | 0 | 0 | 0 | 0 | 0 | 0 | 0 | 0 | 0 | 0 | 0 | 0 | 0 | 0 | 0 | 0 | 0 | 0 | 0 | 0 | 0 | 0
F4_Commercial_Warehouse_New_Space Heating_Natural Gas_Furnace_Baseline Forecast | F4 | Commercial | Warehouse | New | Space Heating | Natural Gas | Furnace | Baseline Forecast | Peak Demand (W) | 0 | 0 | 0 | 0 | 0 | 0 | 0 | 0 | 0 | 0 | 0 | 0 | 0 | 0 | 0 | 0 | 0 | 0 | 0 | 0 | 0 | 0 | 0 | 0 | 0 | 0 | 0 | 0 | 0 | 0 | 0
F5_Commercial_Warehouse_New_Space Heating_Natural Gas_Furnace_Baseline Forecast | F5 | Commercial | Warehouse | New | Space Heating | Natural Gas | Furnace | Baseline Forecast | Turnover | 0 | 0 | 0 | 0 | 0 | 0 | 0 | 0 | 0 | 0 | 0 | 0 | 0 | 0 | 0 | 0 | 0 | 0 | 0 | 0 | 0 | 0 | 0 | 0 | 0 | 0 | 0 | 0 | 0 | 0 | 0
F6_Commercial_Warehouse_New_Space Heating_Natural Gas_Furnace_Baseline Forecast | F6 | Commercial | Warehouse | New | Space Heating | Natural Gas | Furnace | Baseline Forecast | Avg. Replacement Usage | 0.14299 | 0.14874 | 0.14803 | 0.1465 | 0.1465 | 0.12879 | 0.12879 | 0.11523 | 0.11524 | 0.11526 | 0.11527 | 0.11528 | 0.11545 | 0.11547 | 0.11547 | 0.11548 | 0.11548 | 0.11548 | 0.11551 | 0.1155 | 0.1155 | 0.11549 | 0.11548 | 0.11617 | 0.11619 | 0.11622 | 0.11624 | 0.11627 | 0.1163 | 0.11633 | 0.11637
F7_Commercial_Warehouse_New_Space Heating_Natural Gas_Furnace_Baseline Forecast | F7 | Commercial | Warehouse | New | Space Heating | Natural Gas | Furnace | Baseline Forecast | Avg. Replacement Demand (S) | 0 | 0 | 0 | 0 | 0 | 0 | 0 | 0 | 0 | 0 | 0 | 0 | 0 | 0 | 0 | 0 | 0 | 0 | 0 | 0 | 0 | 0 | 0 | 0 | 0 | 0 | 0 | 0 | 0 | 0 | 0
F8_Commercial_Warehouse_New_Space Heating_Natural Gas_Furnace_Baseline Forecast | F8 | Commercial | Warehouse | New | Space Heating | Natural Gas | Furnace | Baseline Forecast | Avg. Replacement Demand (W) | 0 | 0 | 0 | 0 | 0 | 0 | 0 | 0 | 0 | 0 | 0 | 0 | 0 | 0 | 0 | 0 | 0 | 0 | 0 | 0 | 0 | 0 | 0 | 0 | 0 | 0 | 0 | 0 | 0 | 0 | 0
F1_Commercial_Warehouse_New_Space Heating_Natural Gas_Boiler_Baseline Forecast | F1 | Commercial | Warehouse | New | Space Heating | Natural Gas | Boiler | Baseline Forecast | Units | 0 | 0 | 0 | 0 | 0 | 0 | 0 | 0 | 0 | 0 | 0 | 0 | 0 | 0 | 0 | 0 | 0 | 0 | 0 | 0 | 0 | 0 | 0 | 0 | 0 | 0 | 0 | 0 | 0 | 0 | 0
F2_Commercial_Warehouse_New_Space Heating_Natural Gas_Boiler_Baseline Forecast | F2 | Commercial | Warehouse | New | Space Heating | Natural Gas | Boiler | Baseline Forecast | Usage (MMtherm) | 0 | 0 | 0 | 0 | 0 | 0 | 0 | 0 | 0 | 0 | 0 | 0 | 0 | 0 | 0 | 0 | 0 | 0 | 0 | 0 | 0 | 0 | 0 | 0 | 0 | 0 | 0 | 0 | 0 | 0 | 0
F3_Commercial_Warehouse_New_Space Heating_Natural Gas_Boiler_Baseline Forecast | F3 | Commercial | Warehouse | New | Space Heating | Natural Gas | Boiler | Baseline Forecast | Peak Demand (S) | 0 | 0 | 0 | 0 | 0 | 0 | 0 | 0 | 0 | 0 | 0 | 0 | 0 | 0 | 0 | 0 | 0 | 0 | 0 | 0 | 0 | 0 | 0 | 0 | 0 | 0 | 0 | 0 | 0 | 0 | 0
F4_Commercial_Warehouse_New_Space Heating_Natural Gas_Boiler_Baseline Forecast | F4 | Commercial | Warehouse | New | Space Heating | Natural Gas | Boiler | Baseline Forecast | Peak Demand (W) | 0 | 0 | 0 | 0 | 0 | 0 | 0 | 0 | 0 | 0 | 0 | 0 | 0 | 0 | 0 | 0 | 0 | 0 | 0 | 0 | 0 | 0 | 0 | 0 | 0 | 0 | 0 | 0 | 0 | 0 | 0
F5_Commercial_Warehouse_New_Space Heating_Natural Gas_Boiler_Baseline Forecast | F5 | Commercial | Warehouse | New | Space Heating | Natural Gas | Boiler | Baseline Forecast | Turnover | 0 | 0 | 0 | 0 | 0 | 0 | 0 | 0 | 0 | 0 | 0 | 0 | 0 | 0 | 0 | 0 | 0 | 0 | 0 | 0 | 0 | 0 | 0 | 0 | 0 | 0 | 0 | 0 | 0 | 0 | 0
F6_Commercial_Warehouse_New_Space Heating_Natural Gas_Boiler_Baseline Forecast | F6 | Commercial | Warehouse | New | Space Heating | Natural Gas | Boiler | Baseline Forecast | Avg. Replacement Usage | 0.20532 | 0.21358 | 0.21256 | 0.21036 | 0.21036 | 0.17903 | 0.17903 | 0.17903 | 0.17903 | 0.17903 | 0.17903 | 0.17903 | 0.17903 | 0.17903 | 0.17903 | 0.17903 | 0.17903 | 0.17903 | 0.17903 | 0.17903 | 0.17903 | 0.17903 | 0.17903 | 0.17903 | 0.17903 | 0.17903 | 0.17903 | 0.17903 | 0.17903 | 0.17903 | 0.17903
F7_Commercial_Warehouse_New_Space Heating_Natural Gas_Boiler_Baseline Forecast | F7 | Commercial | Warehouse | New | Space Heating | Natural Gas | Boiler | Baseline Forecast | Avg. Replacement Demand (S) | 0 | 0 | 0 | 0 | 0 | 0 | 0 | 0 | 0 | 0 | 0 | 0 | 0 | 0 | 0 | 0 | 0 | 0 | 0 | 0 | 0 | 0 | 0 | 0 | 0 | 0 | 0 | 0 | 0 | 0 | 0
F8_Commercial_Warehouse_New_Space Heating_Natural Gas_Boiler_Baseline Forecast | F8 | Commercial | Warehouse | New | Space Heating | Natural Gas | Boiler | Baseline Forecast | Avg. Replacement Demand (W) | 0 | 0 | 0 | 0 | 0 | 0 | 0 | 0 | 0 | 0 | 0 | 0 | 0 | 0 | 0 | 0 | 0 | 0 | 0 | 0 | 0 | 0 | 0 | 0 | 0 | 0 | 0 | 0 | 0 | 0 | 0
F1_Commercial_Warehouse_New_Space Heating_Natural Gas_Unit Heater_Baseline Forecast | F1 | Commercial | Warehouse | New | Space Heating | Natural Gas | Unit Heater | Baseline Forecast | Units | 0 | 118774.9363 | 238639.072 | 365714.875 | 435461.1087 | 492283.6121 | 548275.2535 | 603454.1672 | 657838.1328 | 711444.582 | 764290.6058 | 816392.9613 | 867768.0785 | 918432.0669 | 968400.7219 | 1017689.531 | 1066313.6801 | 1114288.0597 | 1161627.2708 | 1208345.6305 | 1254457.178 | 1299975.6802 | 1344914.6369 | 1389287.2864 | 1433106.6109 | 1476385.3415 | 1519135.9631 | 1561370.7198 | 1603101.6194 | 1644340.4382 | 1685098.726
F2_Commercial_Warehouse_New_Space Heating_Natural Gas_Unit Heater_Baseline Forecast | F2 | Commercial | Warehouse | New | Space Heating | Natural Gas | Unit Heater | Baseline Forecast | Usage (MMtherm) | 0 | 0.017942 | 0.035878 | 0.054414 | 0.064792 | 0.0724 | 0.079897 | 0.087285 | 0.094566 | 0.10174 | 0.10882 | 0.11554 | 0.12195 | 0.12806 | 0.13402 | 0.14 | 0.14598 | 0.15194 | 0.15737 | 0.16284 | 0.16832 | 0.17406 | 0.18007 | 0.18602 | 0.19188 | 0.19768 | 0.2034 | 0.20906 | 0.21464 | 0.22017 | 0.22562
F3_Commercial_Warehouse_New_Space Heating_Natural Gas_Unit Heater_Baseline Forecast | F3 | Commercial | Warehouse | New | Space Heating | Natural Gas | Unit Heater | Baseline Forecast | Peak Demand (S) | 0 | 0 | 0 | 0 | 0 | 0 | 0 | 0 | 0 | 0 | 0 | 0 | 0 | 0 | 0 | 0 | 0 | 0 | 0 | 0 | 0 | 0 | 0 | 0 | 0 | 0 | 0 | 0 | 0 | 0 | 0
F4_Commercial_Warehouse_New_Space Heating_Natural Gas_Unit Heater_Baseline Forecast | F4 | Commercial | Warehouse | New | Space Heating | Natural Gas | Unit Heater | Baseline Forecast | Peak Demand (W) | 0 | 0 | 0 | 0 | 0 | 0 | 0 | 0 | 0 | 0 | 0 | 0 | 0 | 0 | 0 | 0 | 0 | 0 | 0 | 0 | 0 | 0 | 0 | 0 | 0 | 0 | 0 | 0 | 0 | 0 | 0
F5_Commercial_Warehouse_New_Space Heating_Natural Gas_Unit Heater_Baseline Forecast | F5 | Commercial | Warehouse | New | Space Heating | Natural Gas | Unit Heater | Baseline Forecast | Turnover | 0 | 118774.9363 | 119864.1357 | 127075.803 | 69746.2337 | 56822.5033 | 55991.6414 | 55178.9138 | 54383.9656 | 53606.4492 | 52846.0238 | 69070.2035 | 83042.435 | 95961.0898 | 98758.4895 | 99226.1677 | 99426.4053 | 99401.8726 | 133794.9844 | 128798.7185 | 126116.7436 | 107258.1764 | 105956.4612 | 110140.0172 | 114062.9156 | 117431.0759 | 120287.012 | 122673.232 | 134518.7641 | 143242.0007 | 149970.2066
F6_Commercial_Warehouse_New_Space Heating_Natural Gas_Unit Heater_Baseline Forecast | F6 | Commercial | Warehouse | New | Space Heating | Natural Gas | Unit Heater | Baseline Forecast | Avg. Replacement Usage | 0.14522 | 0.15106 | 0.15034 | 0.14879 | 0.14879 | 0.13389 | 0.13389 | 0.13389 | 0.13389 | 0.13389 | 0.13389 | 0.13389 | 0.13389 | 0.13389 | 0.13389 | 0.13389 | 0.13389 | 0.13389 | 0.13389 | 0.13389 | 0.13389 | 0.13389 | 0.13389 | 0.13389 | 0.13389 | 0.13389 | 0.13389 | 0.13389 | 0.13389 | 0.13389 | 0.13389
F7_Commercial_Warehouse_New_Space Heating_Natural Gas_Unit Heater_Baseline Forecast | F7 | Commercial | Warehouse | New | Space Heating | Natural Gas | Unit Heater | Baseline Forecast | Avg. Replacement Demand (S) | 0 | 0 | 0 | 0 | 0 | 0 | 0 | 0 | 0 | 0 | 0 | 0 | 0 | 0 | 0 | 0 | 0 | 0 | 0 | 0 | 0 | 0 | 0 | 0 | 0 | 0 | 0 | 0 | 0 | 0 | 0
F8_Commercial_Warehouse_New_Space Heating_Natural Gas_Unit Heater_Baseline Forecast | F8 | Commercial | Warehouse | New | Space Heating | Natural Gas | Unit Heater | Baseline Forecast | Avg. Replacement Demand (W) | 0 | 0 | 0 | 0 | 0 | 0 | 0 | 0 | 0 | 0 | 0 | 0 | 0 | 0 | 0 | 0 | 0 | 0 | 0 | 0 | 0 | 0 | 0 | 0 | 0 | 0 | 0 | 0 | 0 | 0 | 0
F1_Commercial_Warehouse_New_Water Heating_Natural Gas_Water Heater_Baseline Forecast | F1 | Commercial | Warehouse | New | Water Heating | Natural Gas | Water Heater | Baseline Forecast | Units | 0 | 0 | 0 | 0 | 0 | 0 | 0 | 0 | 0 | 0 | 0 | 0 | 0 | 0 | 0 | 0 | 0 | 0 | 0 | 0 | 0 | 0 | 0 | 0 | 0 | 0 | 0 | 0 | 0 | 0 | 0
F2_Commercial_Warehouse_New_Water Heating_Natural Gas_Water Heater_Baseline Forecast | F2 | Commercial | Warehouse | New | Water Heating | Natural Gas | Water Heater | Baseline Forecast | Usage (MMtherm) | 0 | 0 | 0 | 0 | 0 | 0 | 0 | 0 | 0 | 0 | 0 | 0 | 0 | 0 | 0 | 0 | 0 | 0 | 0 | 0 | 0 | 0 | 0 | 0 | 0 | 0 | 0 | 0 | 0 | 0 | 0
F3_Commercial_Warehouse_New_Water Heating_Natural Gas_Water Heater_Baseline Forecast | F3 | Commercial | Warehouse | New | Water Heating | Natural Gas | Water Heater | Baseline Forecast | Peak Demand (S) | 0 | 0 | 0 | 0 | 0 | 0 | 0 | 0 | 0 | 0 | 0 | 0 | 0 | 0 | 0 | 0 | 0 | 0 | 0 | 0 | 0 | 0 | 0 | 0 | 0 | 0 | 0 | 0 | 0 | 0 | 0
F4_Commercial_Warehouse_New_Water Heating_Natural Gas_Water Heater_Baseline Forecast | F4 | Commercial | Warehouse | New | Water Heating | Natural Gas | Water Heater | Baseline Forecast | Peak Demand (W) | 0 | 0 | 0 | 0 | 0 | 0 | 0 | 0 | 0 | 0 | 0 | 0 | 0 | 0 | 0 | 0 | 0 | 0 | 0 | 0 | 0 | 0 | 0 | 0 | 0 | 0 | 0 | 0 | 0 | 0 | 0
F5_Commercial_Warehouse_New_Water Heating_Natural Gas_Water Heater_Baseline Forecast | F5 | Commercial | Warehouse | New | Water Heating | Natural Gas | Water Heater | Baseline Forecast | Turnover | 0 | 0 | 0 | 0 | 0 | 0 | 0 | 0 | 0 | 0 | 0 | 0 | 0 | 0 | 0 | 0 | 0 | 0 | 0 | 0 | 0 | 0 | 0 | 0 | 0 | 0 | 0 | 0 | 0 | 0 | 0
F6_Commercial_Warehouse_New_Water Heating_Natural Gas_Water Heater_Baseline Forecast | F6 | Commercial | Warehouse | New | Water Heating | Natural Gas | Water Heater | Baseline Forecast | Avg. Replacement Usage | 0.069089 | 0.071865 | 0.071524 | 0.070783 | 0.070783 | 0.070785 | 0.070787 | 0.043111 | 0.043119 | 0.043129 | 0.04314 | 0.043128 | 0.043136 | 0.043111 | 0.043086 | 0.043061 | 0.04306 | 0.043059 | 0.04306 | 0.043058 | 0.043057 | 0.043056 | 0.043054 | 0.043119 | 0.04312 | 0.043121 | 0.043122 | 0.043123 | 0.043124 | 0.043125 | 0.043125
F7_Commercial_Warehouse_New_Water Heating_Natural Gas_Water Heater_Baseline Forecast | F7 | Commercial | Warehouse | New | Water Heating | Natural Gas | Water Heater | Baseline Forecast | Avg. Replacement Demand (S) | 0 | 0 | 0 | 0 | 0 | 0 | 0 | 0 | 0 | 0 | 0 | 0 | 0 | 0 | 0 | 0 | 0 | 0 | 0 | 0 | 0 | 0 | 0 | 0 | 0 | 0 | 0 | 0 | 0 | 0 | 0
F8_Commercial_Warehouse_New_Water Heating_Natural Gas_Water Heater_Baseline Forecast | F8 | Commercial | Warehouse | New | Water Heating | Natural Gas | Water Heater | Baseline Forecast | Avg. Replacement Demand (W) | 0 | 0 | 0 | 0 | 0 | 0 | 0 | 0 | 0 | 0 | 0 | 0 | 0 | 0 | 0 | 0 | 0 | 0 | 0 | 0 | 0 | 0 | 0 | 0 | 0 | 0 | 0 | 0 | 0 | 0 | 0
F1_Commercial_Warehouse_New_Food Preparation_Natural Gas_Oven_Baseline Forecast | F1 | Commercial | Warehouse | New | Food Preparation | Natural Gas | Oven | Baseline Forecast | Units | 0 | 110.7778 | 222.5715 | 341.0913 | 406.1416 | 459.1382 | 511.3599 | 562.8237 | 613.546 | 663.5431 | 712.831 | 761.4253 | 809.3413 | 856.5941 | 903.1984 | 949.1686 | 994.5189 | 1039.2632 | 1083.415 | 1126.9878 | 1169.9947 | 1212.4485 | 1254.3617 | 1295.7467 | 1336.6157 | 1376.9805 | 1416.8527 | 1456.2438 | 1495.165 | 1533.6272 | 1571.6412
F2_Commercial_Warehouse_New_Food Preparation_Natural Gas_Oven_Baseline Forecast | F2 | Commercial | Warehouse | New | Food Preparation | Natural Gas | Oven | Baseline Forecast | Usage (MMtherm) | 0 | 1.1079e-05 | 2.2151e-05 | 3.3593e-05 | 3.9996e-05 | 4.5219e-05 | 5.0369e-05 | 5.5447e-05 | 6.0453e-05 | 6.5389e-05 | 7.0254e-05 | 7.5048e-05 | 7.9794e-05 | 8.4469e-05 | 8.9069e-05 | 9.3596e-05 | 9.8061e-05 | 0.00010246 | 0.00010681 | 0.0001111 | 0.00011533 | 0.00011949 | 0.0001236 | 0.00012777 | 0.0001319 | 0.00013599 | 0.00014004 | 0.00014406 | 0.00014803 | 0.00015196 | 0.00015585
F3_Commercial_Warehouse_New_Food Preparation_Natural Gas_Oven_Baseline Forecast | F3 | Commercial | Warehouse | New | Food Preparation | Natural Gas | Oven | Baseline Forecast | Peak Demand (S) | 0 | 0 | 0 | 0 | 0 | 0 | 0 | 0 | 0 | 0 | 0 | 0 | 0 | 0 | 0 | 0 | 0 | 0 | 0 | 0 | 0 | 0 | 0 | 0 | 0 | 0 | 0 | 0 | 0 | 0 | 0
F4_Commercial_Warehouse_New_Food Preparation_Natural Gas_Oven_Baseline Forecast | F4 | Commercial | Warehouse | New | Food Preparation | Natural Gas | Oven | Baseline Forecast | Peak Demand (W) | 0 | 0 | 0 | 0 | 0 | 0 | 0 | 0 | 0 | 0 | 0 | 0 | 0 | 0 | 0 | 0 | 0 | 0 | 0 | 0 | 0 | 0 | 0 | 0 | 0 | 0 | 0 | 0 | 0 | 0 | 0
F5_Commercial_Warehouse_New_Food Preparation_Natural Gas_Oven_Baseline Forecast | F5 | Commercial | Warehouse | New | Food Preparation | Natural Gas | Oven | Baseline Forecast | Turnover | 0 | 110.7778 | 111.7937 | 118.5198 | 65.0502 | 52.9967 | 52.2217 | 51.4637 | 50.7223 | 49.9971 | 67.7509 | 82.6124 | 96.0177 | 98.1793 | 97.8758 | 97.4001 | 127.7019 | 122.1078 | 118.8315 | 102.1753 | 102.247 | 107.6072 | 112.3595 | 116.196 | 119.2424 | 131.9143 | 140.6624 | 146.9293 | 146.1688 | 144.7917 | 144.4237
F6_Commercial_Warehouse_New_Food Preparation_Natural Gas_Oven_Baseline Forecast | F6 | Commercial | Warehouse | New | Food Preparation | Natural Gas | Oven | Baseline Forecast | Avg. Replacement Usage | 0.096166 | 0.10001 | 0.099515 | 0.098469 | 0.098441 | 0.098542 | 0.098627 | 0.098673 | 0.098691 | 0.098718 | 0.098653 | 0.098593 | 0.098765 | 0.09869 | 0.098591 | 0.0985 | 0.098497 | 0.09849 | 0.098521 | 0.0985 | 0.098485 | 0.098465 | 0.09844 | 0.099404 | 0.099424 | 0.099443 | 0.09946 | 0.099477 | 0.099493 | 0.099508 | 0.099523
F7_Commercial_Warehouse_New_Food Preparation_Natural Gas_Oven_Baseline Forecast | F7 | Commercial | Warehouse | New | Food Preparation | Natural Gas | Oven | Baseline Forecast | Avg. Replacement Demand (S) | 0 | 0 | 0 | 0 | 0 | 0 | 0 | 0 | 0 | 0 | 0 | 0 | 0 | 0 | 0 | 0 | 0 | 0 | 0 | 0 | 0 | 0 | 0 | 0 | 0 | 0 | 0 | 0 | 0 | 0 | 0
F8_Commercial_Warehouse_New_Food Preparation_Natural Gas_Oven_Baseline Forecast | F8 | Commercial | Warehouse | New | Food Preparation | Natural Gas | Oven | Baseline Forecast | Avg. Replacement Demand (W) | 0 | 0 | 0 | 0 | 0 | 0 | 0 | 0 | 0 | 0 | 0 | 0 | 0 | 0 | 0 | 0 | 0 | 0 | 0 | 0 | 0 | 0 | 0 | 0 | 0 | 0 | 0 | 0 | 0 | 0 | 0
F1_Commercial_Warehouse_New_Food Preparation_Natural Gas_Conveyor Oven_Baseline Forecast | F1 | Commercial | Warehouse | New | Food Preparation | Natural Gas | Conveyor Oven | Baseline Forecast | Units | 0 | 55.3889 | 111.2858 | 170.5457 | 203.0708 | 229.5691 | 255.68 | 281.4118 | 306.773 | 331.7715 | 356.4155 | 380.7127 | 404.6707 | 428.2971 | 451.5992 | 474.5843 | 497.2594 | 519.6316 | 541.7075 | 563.4939 | 584.9974 | 606.2242 | 627.1808 | 647.8734 | 668.3078 | 688.4902 | 708.4263 | 728.1219 | 747.5825 | 766.8136 | 785.8206
F2_Commercial_Warehouse_New_Food Preparation_Natural Gas_Conveyor Oven_Baseline Forecast | F2 | Commercial | Warehouse | New | Food Preparation | Natural Gas | Conveyor Oven | Baseline Forecast | Usage (MMtherm) | 0 | 9.4806e-06 | 1.8958e-05 | 2.8754e-05 | 3.4237e-05 | 3.8704e-05 | 4.3107e-05 | 4.7445e-05 | 5.1719e-05 | 5.5933e-05 | 6.0087e-05 | 6.4183e-05 | 6.8225e-05 | 7.2211e-05 | 7.6142e-05 | 8.0021e-05 | 8.3846e-05 | 8.7623e-05 | 9.1351e-05 | 9.5032e-05 | 9.8664e-05 | 0.00010225 | 0.00010579 | 0.00010933 | 0.00011283 | 0.00011628 | 0.00011969 | 0.00012306 | 0.00012639 | 0.00012968 | 0.00013293
F3_Commercial_Warehouse_New_Food Preparation_Natural Gas_Conveyor Oven_Baseline Forecast | F3 | Commercial | Warehouse | New | Food Preparation | Natural Gas | Conveyor Oven | Baseline Forecast | Peak Demand (S) | 0 | 0 | 0 | 0 | 0 | 0 | 0 | 0 | 0 | 0 | 0 | 0 | 0 | 0 | 0 | 0 | 0 | 0 | 0 | 0 | 0 | 0 | 0 | 0 | 0 | 0 | 0 | 0 | 0 | 0 | 0
F4_Commercial_Warehouse_New_Food Preparation_Natural Gas_Conveyor Oven_Baseline Forecast | F4 | Commercial | Warehouse | New | Food Preparation | Natural Gas | Conveyor Oven | Baseline Forecast | Peak Demand (W) | 0 | 0 | 0 | 0 | 0 | 0 | 0 | 0 | 0 | 0 | 0 | 0 | 0 | 0 | 0 | 0 | 0 | 0 | 0 | 0 | 0 | 0 | 0 | 0 | 0 | 0 | 0 | 0 | 0 | 0 | 0
F5_Commercial_Warehouse_New_Food Preparation_Natural Gas_Conveyor Oven_Baseline Forecast | F5 | Commercial | Warehouse | New | Food Preparation | Natural Gas | Conveyor Oven | Baseline Forecast | Turnover | 0 | 55.3889 | 55.8968 | 59.2599 | 32.5251 | 26.4983 | 26.1109 | 25.7319 | 25.3611 | 24.9986 | 24.644 | 24.2972 | 23.958 | 23.6264 | 23.3021 | 22.9851 | 22.6751 | 33.4499 | 42.1175 | 49.6717 | 50.3167 | 49.5771 | 63.3789 | 59.9098 | 57.7622 | 48.0359 | 45.5678 | 44.9588 | 44.3634 | 43.7815 | 43.2127
F6_Commercial_Warehouse_New_Food Preparation_Natural Gas_Conveyor Oven_Baseline Forecast | F6 | Commercial | Warehouse | New | Food Preparation | Natural Gas | Conveyor Oven | Baseline Forecast | Avg. Replacement Usage | 0.16455 | 0.17116 | 0.17036 | 0.16861 | 0.16858 | 0.1686 | 0.1686 | 0.16859 | 0.16855 | 0.16856 | 0.16856 | 0.16857 | 0.16871 | 0.16872 | 0.16872 | 0.16873 | 0.16873 | 0.16873 | 0.16875 | 0.16874 | 0.16874 | 0.16873 | 0.16871 | 0.16952 | 0.16955 | 0.16957 | 0.1696 | 0.16962 | 0.16965 | 0.16967 | 0.1697
F7_Commercial_Warehouse_New_Food Preparation_Natural Gas_Conveyor Oven_Baseline Forecast | F7 | Commercial | Warehouse | New | Food Preparation | Natural Gas | Conveyor Oven | Baseline Forecast | Avg. Replacement Demand (S) | 0 | 0 | 0 | 0 | 0 | 0 | 0 | 0 | 0 | 0 | 0 | 0 | 0 | 0 | 0 | 0 | 0 | 0 | 0 | 0 | 0 | 0 | 0 | 0 | 0 | 0 | 0 | 0 | 0 | 0 | 0
F8_Commercial_Warehouse_New_Food Preparation_Natural Gas_Conveyor Oven_Baseline Forecast | F8 | Commercial | Warehouse | New | Food Preparation | Natural Gas | Conveyor Oven | Baseline Forecast | Avg. Replacement Demand (W) | 0 | 0 | 0 | 0 | 0 | 0 | 0 | 0 | 0 | 0 | 0 | 0 | 0 | 0 | 0 | 0 | 0 | 0 | 0 | 0 | 0 | 0 | 0 | 0 | 0 | 0 | 0 | 0 | 0 | 0 | 0
F1_Commercial_Warehouse_New_Food Preparation_Natural Gas_Double Rack Oven_Baseline Forecast | F1 | Commercial | Warehouse | New | Food Preparation | Natural Gas | Double Rack Oven | Baseline Forecast | Units | 0 | 55.3889 | 111.2858 | 170.5457 | 203.0708 | 229.5691 | 255.68 | 281.4118 | 306.773 | 331.7715 | 356.4155 | 380.7127 | 404.6707 | 428.2971 | 451.5992 | 474.5843 | 497.2594 | 519.6316 | 541.7075 | 563.4939 | 584.9974 | 606.2242 | 627.1808 | 647.8734 | 668.3078 | 688.4902 | 708.4263 | 728.1219 | 747.5825 | 766.8136 | 785.8206
F2_Commercial_Warehouse_New_Food Preparation_Natural Gas_Double Rack Oven_Baseline Forecast | F2 | Commercial | Warehouse | New | Food Preparation | Natural Gas | Double Rack Oven | Baseline Forecast | Usage (MMtherm) | 0 | 1.4394e-05 | 2.8776e-05 | 4.3643e-05 | 5.1966e-05 | 5.8763e-05 | 6.5474e-05 | 7.2096e-05 | 7.8625e-05 | 8.5052e-05 | 9.1376e-05 | 9.76e-05 | 0.00010377 | 0.00010984 | 0.00011583 | 0.00012174 | 0.00012756 | 0.00013331 | 0.00013899 | 0.00014458 | 0.00015009 | 0.00015552 | 0.00016087 | 0.00016649 | 0.00017208 | 0.00017765 | 0.00018319 | 0.0001887 | 0.00019422 | 0.00019973 | 0.00020522
F3_Commercial_Warehouse_New_Food Preparation_Natural Gas_Double Rack Oven_Baseline Forecast | F3 | Commercial | Warehouse | New | Food Preparation | Natural Gas | Double Rack Oven | Baseline Forecast | Peak Demand (S) | 0 | 0 | 0 | 0 | 0 | 0 | 0 | 0 | 0 | 0 | 0 | 0 | 0 | 0 | 0 | 0 | 0 | 0 | 0 | 0 | 0 | 0 | 0 | 0 | 0 | 0 | 0 | 0 | 0 | 0 | 0
F4_Commercial_Warehouse_New_Food Preparation_Natural Gas_Double Rack Oven_Baseline Forecast | F4 | Commercial | Warehouse | New | Food Preparation | Natural Gas | Double Rack Oven | Baseline Forecast | Peak Demand (W) | 0 | 0 | 0 | 0 | 0 | 0 | 0 | 0 | 0 | 0 | 0 | 0 | 0 | 0 | 0 | 0 | 0 | 0 | 0 | 0 | 0 | 0 | 0 | 0 | 0 | 0 | 0 | 0 | 0 | 0 | 0
F5_Commercial_Warehouse_New_Food Preparation_Natural Gas_Double Rack Oven_Baseline Forecast | F5 | Commercial | Warehouse | New | Food Preparation | Natural Gas | Double Rack Oven | Baseline Forecast | Turnover | 0 | 55.3889 | 55.8968 | 59.2599 | 32.5251 | 26.4983 | 26.1109 | 25.7319 | 25.3611 | 24.9986 | 24.644 | 24.2972 | 35.0358 | 43.668 | 51.1874 | 51.7983 | 51.0254 | 64.7944 | 61.2933 | 59.1141 | 49.3569 | 46.8586 | 46.2198 | 47.8109 | 50.7656 | 54.5897 | 57.7287 | 60.0438 | 67.5131 | 72.1947 | 75.1718
F6_Commercial_Warehouse_New_Food Preparation_Natural Gas_Double Rack Oven_Baseline Forecast | F6 | Commercial | Warehouse | New | Food Preparation | Natural Gas | Double Rack Oven | Baseline Forecast | Avg. Replacement Usage | 0.24998 | 0.25987 | 0.25852 | 0.25591 | 0.2559 | 0.25649 | 0.25702 | 0.25733 | 0.25746 | 0.25709 | 0.25662 | 0.25615 | 0.25702 | 0.25643 | 0.2564 | 0.25645 | 0.25644 | 0.25641 | 0.2566 | 0.25649 | 0.25641 | 0.2563 | 0.25616 | 0.26337 | 0.26357 | 0.26376 | 0.26395 | 0.26413 | 0.26431 | 0.26448 | 0.26464
F7_Commercial_Warehouse_New_Food Preparation_Natural Gas_Double Rack Oven_Baseline Forecast | F7 | Commercial | Warehouse | New | Food Preparation | Natural Gas | Double Rack Oven | Baseline Forecast | Avg. Replacement Demand (S) | 0 | 0 | 0 | 0 | 0 | 0 | 0 | 0 | 0 | 0 | 0 | 0 | 0 | 0 | 0 | 0 | 0 | 0 | 0 | 0 | 0 | 0 | 0 | 0 | 0 | 0 | 0 | 0 | 0 | 0 | 0
F8_Commercial_Warehouse_New_Food Preparation_Natural Gas_Double Rack Oven_Baseline Forecast | F8 | Commercial | Warehouse | New | Food Preparation | Natural Gas | Double Rack Oven | Baseline Forecast | Avg. Replacement Demand (W) | 0 | 0 | 0 | 0 | 0 | 0 | 0 | 0 | 0 | 0 | 0 | 0 | 0 | 0 | 0 | 0 | 0 | 0 | 0 | 0 | 0 | 0 | 0 | 0 | 0 | 0 | 0 | 0 | 0 | 0 | 0
F1_Commercial_Warehouse_New_Food Preparation_Natural Gas_Fryer_Baseline Forecast | F1 | Commercial | Warehouse | New | Food Preparation | Natural Gas | Fryer | Baseline Forecast | Units | 0 | 3699.9256 | 7433.7806 | 11392.2842 | 13564.9301 | 15334.9924 | 17079.1727 | 18798.036 | 20492.1361 | 22162.016 | 23808.208 | 25431.2343 | 27031.6065 | 28609.8266 | 30166.3865 | 31701.7688 | 33216.4464 | 34710.8832 | 36185.534 | 37640.8449 | 39077.2531 | 40495.1875 | 41895.0687 | 43277.309 | 44642.3128 | 45990.4767 | 47322.1897 | 48637.8331 | 49937.7809 | 51222.4001 | 52492.0504
F2_Commercial_Warehouse_New_Food Preparation_Natural Gas_Fryer_Baseline Forecast | F2 | Commercial | Warehouse | New | Food Preparation | Natural Gas | Fryer | Baseline Forecast | Usage (MMtherm) | 0 | 0.00059854 | 0.0011967 | 0.0016478 | 0.0019022 | 0.0021095 | 0.0023137 | 0.0025149 | 0.0027133 | 0.0028776 | 0.0030138 | 0.0031585 | 0.0033097 | 0.0034656 | 0.0035837 | 0.0037118 | 0.0038891 | 0.0040641 | 0.0042368 | 0.0044072 | 0.0045753 | 0.0047414 | 0.0049053 | 0.0050671 | 0.0052269 | 0.0053848 | 0.0055407 | 0.0056947 | 0.0058469 | 0.0059974 | 0.006146
F3_Commercial_Warehouse_New_Food Preparation_Natural Gas_Fryer_Baseline Forecast | F3 | Commercial | Warehouse | New | Food Preparation | Natural Gas | Fryer | Baseline Forecast | Peak Demand (S) | 0 | 0 | 0 | 0 | 0 | 0 | 0 | 0 | 0 | 0 | 0 | 0 | 0 | 0 | 0 | 0 | 0 | 0 | 0 | 0 | 0 | 0 | 0 | 0 | 0 | 0 | 0 | 0 | 0 | 0 | 0
F4_Commercial_Warehouse_New_Food Preparation_Natural Gas_Fryer_Baseline Forecast | F4 | Commercial | Warehouse | New | Food Preparation | Natural Gas | Fryer | Baseline Forecast | Peak Demand (W) | 0 | 0 | 0 | 0 | 0 | 0 | 0 | 0 | 0 | 0 | 0 | 0 | 0 | 0 | 0 | 0 | 0 | 0 | 0 | 0 | 0 | 0 | 0 | 0 | 0 | 0 | 0 | 0 | 0 | 0 | 0
F5_Commercial_Warehouse_New_Food Preparation_Natural Gas_Fryer_Baseline Forecast | F5 | Commercial | Warehouse | New | Food Preparation | Natural Gas | Fryer | Baseline Forecast | Turnover | 0 | 3699.9256 | 3733.855 | 3958.5036 | 2172.6459 | 1770.0623 | 1744.1803 | 1718.8633 | 1694.1001 | 2409.865 | 2984.9512 | 3485.7343 | 3525.0678 | 3471.989 | 4390.3244 | 4155.0609 | 4008.1308 | 3503.0205 | 3572.9731 | 3824.3308 | 4030.001 | 4180.7149 | 4675.8039 | 4984.7461 | 5179.9119 | 5111.0055 | 5042.6666 | 5290.0085 | 5223.7673 | 5221.3009 | 5221.7448
F6_Commercial_Warehouse_New_Food Preparation_Natural Gas_Fryer_Baseline Forecast | F6 | Commercial | Warehouse | New | Food Preparation | Natural Gas | Fryer | Baseline Forecast | Avg. Replacement Usage | 0.15556 | 0.16177 | 0.16097 | 0.11708 | 0.11708 | 0.11708 | 0.11708 | 0.11708 | 0.11708 | 0.11708 | 0.11708 | 0.11708 | 0.11708 | 0.11708 | 0.11708 | 0.11708 | 0.11708 | 0.11708 | 0.11708 | 0.11708 | 0.11708 | 0.11708 | 0.11708 | 0.11708 | 0.11708 | 0.11708 | 0.11708 | 0.11708 | 0.11708 | 0.11708 | 0.11708
F7_Commercial_Warehouse_New_Food Preparation_Natural Gas_Fryer_Baseline Forecast | F7 | Commercial | Warehouse | New | Food Preparation | Natural Gas | Fryer | Baseline Forecast | Avg. Replacement Demand (S) | 0 | 0 | 0 | 0 | 0 | 0 | 0 | 0 | 0 | 0 | 0 | 0 | 0 | 0 | 0 | 0 | 0 | 0 | 0 | 0 | 0 | 0 | 0 | 0 | 0 | 0 | 0 | 0 | 0 | 0 | 0
F8_Commercial_Warehouse_New_Food Preparation_Natural Gas_Fryer_Baseline Forecast | F8 | Commercial | Warehouse | New | Food Preparation | Natural Gas | Fryer | Baseline Forecast | Avg. Replacement Demand (W) | 0 | 0 | 0 | 0 | 0 | 0 | 0 | 0 | 0 | 0 | 0 | 0 | 0 | 0 | 0 | 0 | 0 | 0 | 0 | 0 | 0 | 0 | 0 | 0 | 0 | 0 | 0 | 0 | 0 | 0 | 0
F1_Commercial_Warehouse_New_Food Preparation_Natural Gas_Broiler_Baseline Forecast | F1 | Commercial | Warehouse | New | Food Preparation | Natural Gas | Broiler | Baseline Forecast | Units | 0 | 0 | 0 | 0 | 0 | 0 | 0 | 0 | 0 | 0 | 0 | 0 | 0 | 0 | 0 | 0 | 0 | 0 | 0 | 0 | 0 | 0 | 0 | 0 | 0 | 0 | 0 | 0 | 0 | 0 | 0
F2_Commercial_Warehouse_New_Food Preparation_Natural Gas_Broiler_Baseline Forecast | F2 | Commercial | Warehouse | New | Food Preparation | Natural Gas | Broiler | Baseline Forecast | Usage (MMtherm) | 0 | 0 | 0 | 0 | 0 | 0 | 0 | 0 | 0 | 0 | 0 | 0 | 0 | 0 | 0 | 0 | 0 | 0 | 0 | 0 | 0 | 0 | 0 | 0 | 0 | 0 | 0 | 0 | 0 | 0 | 0
F3_Commercial_Warehouse_New_Food Preparation_Natural Gas_Broiler_Baseline Forecast | F3 | Commercial | Warehouse | New | Food Preparation | Natural Gas | Broiler | Baseline Forecast | Peak Demand (S) | 0 | 0 | 0 | 0 | 0 | 0 | 0 | 0 | 0 | 0 | 0 | 0 | 0 | 0 | 0 | 0 | 0 | 0 | 0 | 0 | 0 | 0 | 0 | 0 | 0 | 0 | 0 | 0 | 0 | 0 | 0
F4_Commercial_Warehouse_New_Food Preparation_Natural Gas_Broiler_Baseline Forecast | F4 | Commercial | Warehouse | New | Food Preparation | Natural Gas | Broiler | Baseline Forecast | Peak Demand (W) | 0 | 0 | 0 | 0 | 0 | 0 | 0 | 0 | 0 | 0 | 0 | 0 | 0 | 0 | 0 | 0 | 0 | 0 | 0 | 0 | 0 | 0 | 0 | 0 | 0 | 0 | 0 | 0 | 0 | 0 | 0
F5_Commercial_Warehouse_New_Food Preparation_Natural Gas_Broiler_Baseline Forecast | F5 | Commercial | Warehouse | New | Food Preparation | Natural Gas | Broiler | Baseline Forecast | Turnover | 0 | 0 | 0 | 0 | 0 | 0 | 0 | 0 | 0 | 0 | 0 | 0 | 0 | 0 | 0 | 0 | 0 | 0 | 0 | 0 | 0 | 0 | 0 | 0 | 0 | 0 | 0 | 0 | 0 | 0 | 0
F6_Commercial_Warehouse_New_Food Preparation_Natural Gas_Broiler_Baseline Forecast | F6 | Commercial | Warehouse | New | Food Preparation | Natural Gas | Broiler | Baseline Forecast | Avg. Replacement Usage | 0.15979 | 0.16617 | 0.16535 | 0.16365 | 0.16365 | 0.16381 | 0.16394 | 0.16402 | 0.16405 | 0.16396 | 0.16384 | 0.16372 | 0.16394 | 0.16379 | 0.16378 | 0.16379 | 0.16379 | 0.16378 | 0.16383 | 0.1638 | 0.16378 | 0.16375 | 0.16372 | 0.16542 | 0.16547 | 0.16551 | 0.16555 | 0.16559 | 0.16562 | 0.16566 | 0.1657
F7_Commercial_Warehouse_New_Food Preparation_Natural Gas_Broiler_Baseline Forecast | F7 | Commercial | Warehouse | New | Food Preparation | Natural Gas | Broiler | Baseline Forecast | Avg. Replacement Demand (S) | 0 | 0 | 0 | 0 | 0 | 0 | 0 | 0 | 0 | 0 | 0 | 0 | 0 | 0 | 0 | 0 | 0 | 0 | 0 | 0 | 0 | 0 | 0 | 0 | 0 | 0 | 0 | 0 | 0 | 0 | 0
F8_Commercial_Warehouse_New_Food Preparation_Natural Gas_Broiler_Baseline Forecast | F8 | Commercial | Warehouse | New | Food Preparation | Natural Gas | Broiler | Baseline Forecast | Avg. Replacement Demand (W) | 0 | 0 | 0 | 0 | 0 | 0 | 0 | 0 | 0 | 0 | 0 | 0 | 0 | 0 | 0 | 0 | 0 | 0 | 0 | 0 | 0 | 0 | 0 | 0 | 0 | 0 | 0 | 0 | 0 | 0 | 0
F1_Commercial_Warehouse_New_Food Preparation_Natural Gas_Griddle_Baseline Forecast | F1 | Commercial | Warehouse | New | Food Preparation | Natural Gas | Griddle | Baseline Forecast | Units | 0 | 0 | 0 | 0 | 0 | 0 | 0 | 0 | 0 | 0 | 0 | 0 | 0 | 0 | 0 | 0 | 0 | 0 | 0 | 0 | 0 | 0 | 0 | 0 | 0 | 0 | 0 | 0 | 0 | 0 | 0
F2_Commercial_Warehouse_New_Food Preparation_Natural Gas_Griddle_Baseline Forecast | F2 | Commercial | Warehouse | New | Food Preparation | Natural Gas | Griddle | Baseline Forecast | Usage (MMtherm) | 0 | 0 | 0 | 0 | 0 | 0 | 0 | 0 | 0 | 0 | 0 | 0 | 0 | 0 | 0 | 0 | 0 | 0 | 0 | 0 | 0 | 0 | 0 | 0 | 0 | 0 | 0 | 0 | 0 | 0 | 0
F3_Commercial_Warehouse_New_Food Preparation_Natural Gas_Griddle_Baseline Forecast | F3 | Commercial | Warehouse | New | Food Preparation | Natural Gas | Griddle | Baseline Forecast | Peak Demand (S) | 0 | 0 | 0 | 0 | 0 | 0 | 0 | 0 | 0 | 0 | 0 | 0 | 0 | 0 | 0 | 0 | 0 | 0 | 0 | 0 | 0 | 0 | 0 | 0 | 0 | 0 | 0 | 0 | 0 | 0 | 0
F4_Commercial_Warehouse_New_Food Preparation_Natural Gas_Griddle_Baseline Forecast | F4 | Commercial | Warehouse | New | Food Preparation | Natural Gas | Griddle | Baseline Forecast | Peak Demand (W) | 0 | 0 | 0 | 0 | 0 | 0 | 0 | 0 | 0 | 0 | 0 | 0 | 0 | 0 | 0 | 0 | 0 | 0 | 0 | 0 | 0 | 0 | 0 | 0 | 0 | 0 | 0 | 0 | 0 | 0 | 0
F5_Commercial_Warehouse_New_Food Preparation_Natural Gas_Griddle_Baseline Forecast | F5 | Commercial | Warehouse | New | Food Preparation | Natural Gas | Griddle | Baseline Forecast | Turnover | 0 | 0 | 0 | 0 | 0 | 0 | 0 | 0 | 0 | 0 | 0 | 0 | 0 | 0 | 0 | 0 | 0 | 0 | 0 | 0 | 0 | 0 | 0 | 0 | 0 | 0 | 0 | 0 | 0 | 0 | 0
F6_Commercial_Warehouse_New_Food Preparation_Natural Gas_Griddle_Baseline Forecast | F6 | Commercial | Warehouse | New | Food Preparation | Natural Gas | Griddle | Baseline Forecast | Avg. Replacement Usage | 0.11357 | 0.11813 | 0.11757 | 0.11636 | 0.11636 | 0.11637 | 0.11637 | 0.11638 | 0.11638 | 0.11638 | 0.11637 | 0.11636 | 0.11637 | 0.11636 | 0.11636 | 0.11636 | 0.11636 | 0.11636 | 0.11637 | 0.11637 | 0.11636 | 0.11636 | 0.11636 | 0.11649 | 0.11649 | 0.11649 | 0.1165 | 0.1165 | 0.1165 | 0.11651 | 0.11651
F7_Commercial_Warehouse_New_Food Preparation_Natural Gas_Griddle_Baseline Forecast | F7 | Commercial | Warehouse | New | Food Preparation | Natural Gas | Griddle | Baseline Forecast | Avg. Replacement Demand (S) | 0 | 0 | 0 | 0 | 0 | 0 | 0 | 0 | 0 | 0 | 0 | 0 | 0 | 0 | 0 | 0 | 0 | 0 | 0 | 0 | 0 | 0 | 0 | 0 | 0 | 0 | 0 | 0 | 0 | 0 | 0
F8_Commercial_Warehouse_New_Food Preparation_Natural Gas_Griddle_Baseline Forecast | F8 | Commercial | Warehouse | New | Food Preparation | Natural Gas | Griddle | Baseline Forecast | Avg. Replacement Demand (W) | 0 | 0 | 0 | 0 | 0 | 0 | 0 | 0 | 0 | 0 | 0 | 0 | 0 | 0 | 0 | 0 | 0 | 0 | 0 | 0 | 0 | 0 | 0 | 0 | 0 | 0 | 0 | 0 | 0 | 0 | 0
F1_Commercial_Warehouse_New_Food Preparation_Natural Gas_Range_Baseline Forecast | F1 | Commercial | Warehouse | New | Food Preparation | Natural Gas | Range | Baseline Forecast | Units | 0 | 8016.4482 | 16106.4096 | 24683.1062 | 29390.472 | 33225.5796 | 37004.61 | 40728.7871 | 44399.3111 | 48017.3582 | 51584.0822 | 55100.614 | 58568.0624 | 61987.5148 | 65360.0373 | 68686.675 | 71968.453 | 75206.3763 | 78401.4303 | 81554.5813 | 84666.7769 | 87738.9463 | 90772.0005 | 93766.833 | 96724.3202 | 99645.3211 | 102530.6786 | 105381.2189 | 108197.7524 | 110981.0741 | 113731.9635
F2_Commercial_Warehouse_New_Food Preparation_Natural Gas_Range_Baseline Forecast | F2 | Commercial | Warehouse | New | Food Preparation | Natural Gas | Range | Baseline Forecast | Usage (MMtherm) | 0 | 0.00098224 | 0.001964 | 0.0029786 | 0.0035466 | 0.0040095 | 0.0044657 | 0.0049154 | 0.0053587 | 0.0057957 | 0.0062266 | 0.0066514 | 0.007071 | 0.0074845 | 0.0078918 | 0.0082932 | 0.0086891 | 0.0090796 | 0.009465 | 0.0098452 | 0.01022 | 0.01059 | 0.010956 | 0.011321 | 0.011682 | 0.01204 | 0.012394 | 0.012743 | 0.013089 | 0.013431 | 0.013769
F3_Commercial_Warehouse_New_Food Preparation_Natural Gas_Range_Baseline Forecast | F3 | Commercial | Warehouse | New | Food Preparation | Natural Gas | Range | Baseline Forecast | Peak Demand (S) | 0 | 0 | 0 | 0 | 0 | 0 | 0 | 0 | 0 | 0 | 0 | 0 | 0 | 0 | 0 | 0 | 0 | 0 | 0 | 0 | 0 | 0 | 0 | 0 | 0 | 0 | 0 | 0 | 0 | 0 | 0
F4_Commercial_Warehouse_New_Food Preparation_Natural Gas_Range_Baseline Forecast | F4 | Commercial | Warehouse | New | Food Preparation | Natural Gas | Range | Baseline Forecast | Peak Demand (W) | 0 | 0 | 0 | 0 | 0 | 0 | 0 | 0 | 0 | 0 | 0 | 0 | 0 | 0 | 0 | 0 | 0 | 0 | 0 | 0 | 0 | 0 | 0 | 0 | 0 | 0 | 0 | 0 | 0 | 0 | 0
F5_Commercial_Warehouse_New_Food Preparation_Natural Gas_Range_Baseline Forecast | F5 | Commercial | Warehouse | New | Food Preparation | Natural Gas | Range | Baseline Forecast | Turnover | 0 | 8016.4482 | 8089.9613 | 8576.6966 | 4707.3658 | 3835.1076 | 3779.0304 | 3724.1772 | 3670.5239 | 3618.0472 | 5170.0136 | 6417.1557 | 7503.287 | 7589.5964 | 7475.6591 | 9466.417 | 8957.7079 | 8640.3667 | 7226.2963 | 7183.4903 | 7605.1979 | 8152.8491 | 8601.4524 | 8930.9265 | 10006.4844 | 10678.6711 | 11104.2897 | 10893.5709 | 10657.7881 | 11099.2301 | 10900.8309
F6_Commercial_Warehouse_New_Food Preparation_Natural Gas_Range_Baseline Forecast | F6 | Commercial | Warehouse | New | Food Preparation | Natural Gas | Range | Baseline Forecast | Avg. Replacement Usage | 0.11781 | 0.12253 | 0.12194 | 0.12066 | 0.12065 | 0.1207 | 0.12073 | 0.12076 | 0.12076 | 0.12078 | 0.12078 | 0.12075 | 0.12083 | 0.12078 | 0.12072 | 0.12067 | 0.12067 | 0.12067 | 0.12068 | 0.12067 | 0.12066 | 0.12065 | 0.12064 | 0.12117 | 0.12118 | 0.1212 | 0.12121 | 0.12122 | 0.12123 | 0.12124 | 0.12125
F7_Commercial_Warehouse_New_Food Preparation_Natural Gas_Range_Baseline Forecast | F7 | Commercial | Warehouse | New | Food Preparation | Natural Gas | Range | Baseline Forecast | Avg. Replacement Demand (S) | 0 | 0 | 0 | 0 | 0 | 0 | 0 | 0 | 0 | 0 | 0 | 0 | 0 | 0 | 0 | 0 | 0 | 0 | 0 | 0 | 0 | 0 | 0 | 0 | 0 | 0 | 0 | 0 | 0 | 0 | 0
F8_Commercial_Warehouse_New_Food Preparation_Natural Gas_Range_Baseline Forecast | F8 | Commercial | Warehouse | New | Food Preparation | Natural Gas | Range | Baseline Forecast | Avg. Replacement Demand (W) | 0 | 0 | 0 | 0 | 0 | 0 | 0 | 0 | 0 | 0 | 0 | 0 | 0 | 0 | 0 | 0 | 0 | 0 | 0 | 0 | 0 | 0 | 0 | 0 | 0 | 0 | 0 | 0 | 0 | 0 | 0
F1_Commercial_Warehouse_New_Food Preparation_Natural Gas_Steamer_Baseline Forecast | F1 | Commercial | Warehouse | New | Food Preparation | Natural Gas | Steamer | Baseline Forecast | Units | 0 | 0 | 0 | 0 | 0 | 0 | 0 | 0 | 0 | 0 | 0 | 0 | 0 | 0 | 0 | 0 | 0 | 0 | 0 | 0 | 0 | 0 | 0 | 0 | 0 | 0 | 0 | 0 | 0 | 0 | 0
F2_Commercial_Warehouse_New_Food Preparation_Natural Gas_Steamer_Baseline Forecast | F2 | Commercial | Warehouse | New | Food Preparation | Natural Gas | Steamer | Baseline Forecast | Usage (MMtherm) | 0 | 0 | 0 | 0 | 0 | 0 | 0 | 0 | 0 | 0 | 0 | 0 | 0 | 0 | 0 | 0 | 0 | 0 | 0 | 0 | 0 | 0 | 0 | 0 | 0 | 0 | 0 | 0 | 0 | 0 | 0
F3_Commercial_Warehouse_New_Food Preparation_Natural Gas_Steamer_Baseline Forecast | F3 | Commercial | Warehouse | New | Food Preparation | Natural Gas | Steamer | Baseline Forecast | Peak Demand (S) | 0 | 0 | 0 | 0 | 0 | 0 | 0 | 0 | 0 | 0 | 0 | 0 | 0 | 0 | 0 | 0 | 0 | 0 | 0 | 0 | 0 | 0 | 0 | 0 | 0 | 0 | 0 | 0 | 0 | 0 | 0
F4_Commercial_Warehouse_New_Food Preparation_Natural Gas_Steamer_Baseline Forecast | F4 | Commercial | Warehouse | New | Food Preparation | Natural Gas | Steamer | Baseline Forecast | Peak Demand (W) | 0 | 0 | 0 | 0 | 0 | 0 | 0 | 0 | 0 | 0 | 0 | 0 | 0 | 0 | 0 | 0 | 0 | 0 | 0 | 0 | 0 | 0 | 0 | 0 | 0 | 0 | 0 | 0 | 0 | 0 | 0
F5_Commercial_Warehouse_New_Food Preparation_Natural Gas_Steamer_Baseline Forecast | F5 | Commercial | Warehouse | New | Food Preparation | Natural Gas | Steamer | Baseline Forecast | Turnover | 0 | 0 | 0 | 0 | 0 | 0 | 0 | 0 | 0 | 0 | 0 | 0 | 0 | 0 | 0 | 0 | 0 | 0 | 0 | 0 | 0 | 0 | 0 | 0 | 0 | 0 | 0 | 0 | 0 | 0 | 0
F6_Commercial_Warehouse_New_Food Preparation_Natural Gas_Steamer_Baseline Forecast | F6 | Commercial | Warehouse | New | Food Preparation | Natural Gas | Steamer | Baseline Forecast | Avg. Replacement Usage | 0.19676 | 0.20435 | 0.2032 | 0.069584 | 0.069584 | 0.069584 | 0.069584 | 0.069584 | 0.069584 | 0.069584 | 0.069584 | 0.069584 | 0.069584 | 0.069584 | 0.069584 | 0.069584 | 0.069584 | 0.069584 | 0.069584 | 0.069584 | 0.069584 | 0.069584 | 0.069584 | 0.069584 | 0.069584 | 0.069584 | 0.069584 | 0.069584 | 0.069584 | 0.069584 | 0.069584
F7_Commercial_Warehouse_New_Food Preparation_Natural Gas_Steamer_Baseline Forecast | F7 | Commercial | Warehouse | New | Food Preparation | Natural Gas | Steamer | Baseline Forecast | Avg. Replacement Demand (S) | 0 | 0 | 0 | 0 | 0 | 0 | 0 | 0 | 0 | 0 | 0 | 0 | 0 | 0 | 0 | 0 | 0 | 0 | 0 | 0 | 0 | 0 | 0 | 0 | 0 | 0 | 0 | 0 | 0 | 0 | 0
F8_Commercial_Warehouse_New_Food Preparation_Natural Gas_Steamer_Baseline Forecast | F8 | Commercial | Warehouse | New | Food Preparation | Natural Gas | Steamer | Baseline Forecast | Avg. Replacement Demand (W) | 0 | 0 | 0 | 0 | 0 | 0 | 0 | 0 | 0 | 0 | 0 | 0 | 0 | 0 | 0 | 0 | 0 | 0 | 0 | 0 | 0 | 0 | 0 | 0 | 0 | 0 | 0 | 0 | 0 | 0 | 0
F1_Commercial_Warehouse_New_Food Preparation_Natural Gas_Food Prep Other_Baseline Forecast | F1 | Commercial | Warehouse | New | Food Preparation | Natural Gas | Food Prep Other | Baseline Forecast | Units | 0 | 0 | 0 | 0 | 0 | 0 | 0 | 0 | 0 | 0 | 0 | 0 | 0 | 0 | 0 | 0 | 0 | 0 | 0 | 0 | 0 | 0 | 0 | 0 | 0 | 0 | 0 | 0 | 0 | 0 | 0
F2_Commercial_Warehouse_New_Food Preparation_Natural Gas_Food Prep Other_Baseline Forecast | F2 | Commercial | Warehouse | New | Food Preparation | Natural Gas | Food Prep Other | Baseline Forecast | Usage (MMtherm) | 0 | 0 | 0 | 0 | 0 | 0 | 0 | 0 | 0 | 0 | 0 | 0 | 0 | 0 | 0 | 0 | 0 | 0 | 0 | 0 | 0 | 0 | 0 | 0 | 0 | 0 | 0 | 0 | 0 | 0 | 0
F3_Commercial_Warehouse_New_Food Preparation_Natural Gas_Food Prep Other_Baseline Forecast | F3 | Commercial | Warehouse | New | Food Preparation | Natural Gas | Food Prep Other | Baseline Forecast | Peak Demand (S) | 0 | 0 | 0 | 0 | 0 | 0 | 0 | 0 | 0 | 0 | 0 | 0 | 0 | 0 | 0 | 0 | 0 | 0 | 0 | 0 | 0 | 0 | 0 | 0 | 0 | 0 | 0 | 0 | 0 | 0 | 0
F4_Commercial_Warehouse_New_Food Preparation_Natural Gas_Food Prep Other_Baseline Forecast | F4 | Commercial | Warehouse | New | Food Preparation | Natural Gas | Food Prep Other | Baseline Forecast | Peak Demand (W) | 0 | 0 | 0 | 0 | 0 | 0 | 0 | 0 | 0 | 0 | 0 | 0 | 0 | 0 | 0 | 0 | 0 | 0 | 0 | 0 | 0 | 0 | 0 | 0 | 0 | 0 | 0 | 0 | 0 | 0 | 0
F5_Commercial_Warehouse_New_Food Preparation_Natural Gas_Food Prep Other_Baseline Forecast | F5 | Commercial | Warehouse | New | Food Preparation | Natural Gas | Food Prep Other | Baseline Forecast | Turnover | 0 | 0 | 0 | 0 | 0 | 0 | 0 | 0 | 0 | 0 | 0 | 0 | 0 | 0 | 0 | 0 | 0 | 0 | 0 | 0 | 0 | 0 | 0 | 0 | 0 | 0 | 0 | 0 | 0 | 0 | 0
F6_Commercial_Warehouse_New_Food Preparation_Natural Gas_Food Prep Other_Baseline Forecast | F6 | Commercial | Warehouse | New | Food Preparation | Natural Gas | Food Prep Other | Baseline Forecast | Avg. Replacement Usage | 0.13994 | 0.14557 | 0.14487 | 0.14338 | 0.14338 | 0.14338 | 0.14338 | 0.14338 | 0.14338 | 0.14338 | 0.14338 | 0.14338 | 0.14338 | 0.14338 | 0.14338 | 0.14338 | 0.14338 | 0.14338 | 0.14338 | 0.14338 | 0.14338 | 0.14338 | 0.14338 | 0.14338 | 0.14338 | 0.14338 | 0.14338 | 0.14338 | 0.14338 | 0.14338 | 0.14338
F7_Commercial_Warehouse_New_Food Preparation_Natural Gas_Food Prep Other_Baseline Forecast | F7 | Commercial | Warehouse | New | Food Preparation | Natural Gas | Food Prep Other | Baseline Forecast | Avg. Replacement Demand (S) | 0 | 0 | 0 | 0 | 0 | 0 | 0 | 0 | 0 | 0 | 0 | 0 | 0 | 0 | 0 | 0 | 0 | 0 | 0 | 0 | 0 | 0 | 0 | 0 | 0 | 0 | 0 | 0 | 0 | 0 | 0
F8_Commercial_Warehouse_New_Food Preparation_Natural Gas_Food Prep Other_Baseline Forecast | F8 | Commercial | Warehouse | New | Food Preparation | Natural Gas | Food Prep Other | Baseline Forecast | Avg. Replacement Demand (W) | 0 | 0 | 0 | 0 | 0 | 0 | 0 | 0 | 0 | 0 | 0 | 0 | 0 | 0 | 0 | 0 | 0 | 0 | 0 | 0 | 0 | 0 | 0 | 0 | 0 | 0 | 0 | 0 | 0 | 0 | 0
F1_Commercial_Warehouse_New_Miscellaneous_Natural Gas_Pool Heater_Baseline Forecast | F1 | Commercial | Warehouse | New | Miscellaneous | Natural Gas | Pool Heater | Baseline Forecast | Units | 0 | 0 | 0 | 0 | 0 | 0 | 0 | 0 | 0 | 0 | 0 | 0 | 0 | 0 | 0 | 0 | 0 | 0 | 0 | 0 | 0 | 0 | 0 | 0 | 0 | 0 | 0 | 0 | 0 | 0 | 0
F2_Commercial_Warehouse_New_Miscellaneous_Natural Gas_Pool Heater_Baseline Forecast | F2 | Commercial | Warehouse | New | Miscellaneous | Natural Gas | Pool Heater | Baseline Forecast | Usage (MMtherm) | 0 | 0 | 0 | 0 | 0 | 0 | 0 | 0 | 0 | 0 | 0 | 0 | 0 | 0 | 0 | 0 | 0 | 0 | 0 | 0 | 0 | 0 | 0 | 0 | 0 | 0 | 0 | 0 | 0 | 0 | 0
F3_Commercial_Warehouse_New_Miscellaneous_Natural Gas_Pool Heater_Baseline Forecast | F3 | Commercial | Warehouse | New | Miscellaneous | Natural Gas | Pool Heater | Baseline Forecast | Peak Demand (S) | 0 | 0 | 0 | 0 | 0 | 0 | 0 | 0 | 0 | 0 | 0 | 0 | 0 | 0 | 0 | 0 | 0 | 0 | 0 | 0 | 0 | 0 | 0 | 0 | 0 | 0 | 0 | 0 | 0 | 0 | 0
F4_Commercial_Warehouse_New_Miscellaneous_Natural Gas_Pool Heater_Baseline Forecast | F4 | Commercial | Warehouse | New | Miscellaneous | Natural Gas | Pool Heater | Baseline Forecast | Peak Demand (W) | 0 | 0 | 0 | 0 | 0 | 0 | 0 | 0 | 0 | 0 | 0 | 0 | 0 | 0 | 0 | 0 | 0 | 0 | 0 | 0 | 0 | 0 | 0 | 0 | 0 | 0 | 0 | 0 | 0 | 0 | 0
F5_Commercial_Warehouse_New_Miscellaneous_Natural Gas_Pool Heater_Baseline Forecast | F5 | Commercial | Warehouse | New | Miscellaneous | Natural Gas | Pool Heater | Baseline Forecast | Turnover | 0 | 0 | 0 | 0 | 0 | 0 | 0 | 0 | 0 | 0 | 0 | 0 | 0 | 0 | 0 | 0 | 0 | 0 | 0 | 0 | 0 | 0 | 0 | 0 | 0 | 0 | 0 | 0 | 0 | 0 | 0
F6_Commercial_Warehouse_New_Miscellaneous_Natural Gas_Pool Heater_Baseline Forecast | F6 | Commercial | Warehouse | New | Miscellaneous | Natural Gas | Pool Heater | Baseline Forecast | Avg. Replacement Usage | 0.01 | 0.010401 | 0.010352 | 0.010245 | 0.010244 | 0.010245 | 0.010246 | 0.010246 | 0.010245 | 0.010246 | 0.010246 | 0.010246 | 0.010251 | 0.010251 | 0.010251 | 0.010249 | 0.010247 | 0.010245 | 0.010243 | 0.010241 | 0.010241 | 0.010241 | 0.01024 | 0.010257 | 0.010257 | 0.010258 | 0.010258 | 0.010258 | 0.010259 | 0.010259 | 0.010259
F7_Commercial_Warehouse_New_Miscellaneous_Natural Gas_Pool Heater_Baseline Forecast | F7 | Commercial | Warehouse | New | Miscellaneous | Natural Gas | Pool Heater | Baseline Forecast | Avg. Replacement Demand (S) | 0 | 0 | 0 | 0 | 0 | 0 | 0 | 0 | 0 | 0 | 0 | 0 | 0 | 0 | 0 | 0 | 0 | 0 | 0 | 0 | 0 | 0 | 0 | 0 | 0 | 0 | 0 | 0 | 0 | 0 | 0
F8_Commercial_Warehouse_New_Miscellaneous_Natural Gas_Pool Heater_Baseline Forecast | F8 | Commercial | Warehouse | New | Miscellaneous | Natural Gas | Pool Heater | Baseline Forecast | Avg. Replacement Demand (W) | 0 | 0 | 0 | 0 | 0 | 0 | 0 | 0 | 0 | 0 | 0 | 0 | 0 | 0 | 0 | 0 | 0 | 0 | 0 | 0 | 0 | 0 | 0 | 0 | 0 | 0 | 0 | 0 | 0 | 0 | 0
F1_Commercial_Warehouse_New_Miscellaneous_Natural Gas_Miscellaneous_Baseline Forecast | F1 | Commercial | Warehouse | New | Miscellaneous | Natural Gas | Miscellaneous | Baseline Forecast | Units | 0 | 0 | 0 | 0 | 0 | 0 | 0 | 0 | 0 | 0 | 0 | 0 | 0 | 0 | 0 | 0 | 0 | 0 | 0 | 0 | 0 | 0 | 0 | 0 | 0 | 0 | 0 | 0 | 0 | 0 | 0
F2_Commercial_Warehouse_New_Miscellaneous_Natural Gas_Miscellaneous_Baseline Forecast | F2 | Commercial | Warehouse | New | Miscellaneous | Natural Gas | Miscellaneous | Baseline Forecast | Usage (MMtherm) | 0 | 0 | 0 | 0 | 0 | 0 | 0 | 0 | 0 | 0 | 0 | 0 | 0 | 0 | 0 | 0 | 0 | 0 | 0 | 0 | 0 | 0 | 0 | 0 | 0 | 0 | 0 | 0 | 0 | 0 | 0
F3_Commercial_Warehouse_New_Miscellaneous_Natural Gas_Miscellaneous_Baseline Forecast | F3 | Commercial | Warehouse | New | Miscellaneous | Natural Gas | Miscellaneous | Baseline Forecast | Peak Demand (S) | 0 | 0 | 0 | 0 | 0 | 0 | 0 | 0 | 0 | 0 | 0 | 0 | 0 | 0 | 0 | 0 | 0 | 0 | 0 | 0 | 0 | 0 | 0 | 0 | 0 | 0 | 0 | 0 | 0 | 0 | 0
F4_Commercial_Warehouse_New_Miscellaneous_Natural Gas_Miscellaneous_Baseline Forecast | F4 | Commercial | Warehouse | New | Miscellaneous | Natural Gas | Miscellaneous | Baseline Forecast | Peak Demand (W) | 0 | 0 | 0 | 0 | 0 | 0 | 0 | 0 | 0 | 0 | 0 | 0 | 0 | 0 | 0 | 0 | 0 | 0 | 0 | 0 | 0 | 0 | 0 | 0 | 0 | 0 | 0 | 0 | 0 | 0 | 0
F5_Commercial_Warehouse_New_Miscellaneous_Natural Gas_Miscellaneous_Baseline Forecast | F5 | Commercial | Warehouse | New | Miscellaneous | Natural Gas | Miscellaneous | Baseline Forecast | Turnover | 0 | 0 | 0 | 0 | 0 | 0 | 0 | 0 | 0 | 0 | 0 | 0 | 0 | 0 | 0 | 0 | 0 | 0 | 0 | 0 | 0 | 0 | 0 | 0 | 0 | 0 | 0 | 0 | 0 | 0 | 0
F6_Commercial_Warehouse_New_Miscellaneous_Natural Gas_Miscellaneous_Baseline Forecast | F6 | Commercial | Warehouse | New | Miscellaneous | Natural Gas | Miscellaneous | Baseline Forecast | Avg. Replacement Usage | 0.01 | 0.010402 | 0.010353 | 0.010246 | 0.010246 | 0.010246 | 0.010246 | 0.010246 | 0.010246 | 0.010246 | 0.010246 | 0.010246 | 0.010246 | 0.010246 | 0.010246 | 0.010246 | 0.010246 | 0.010246 | 0.010246 | 0.010246 | 0.010246 | 0.010246 | 0.010246 | 0.010246 | 0.010246 | 0.010246 | 0.010246 | 0.010246 | 0.010246 | 0.010246 | 0.010246
F7_Commercial_Warehouse_New_Miscellaneous_Natural Gas_Miscellaneous_Baseline Forecast | F7 | Commercial | Warehouse | New | Miscellaneous | Natural Gas | Miscellaneous | Baseline Forecast | Avg. Replacement Demand (S) | 0 | 0 | 0 | 0 | 0 | 0 | 0 | 0 | 0 | 0 | 0 | 0 | 0 | 0 | 0 | 0 | 0 | 0 | 0 | 0 | 0 | 0 | 0 | 0 | 0 | 0 | 0 | 0 | 0 | 0 | 0
F8_Commercial_Warehouse_New_Miscellaneous_Natural Gas_Miscellaneous_Baseline Forecast | F8 | Commercial | Warehouse | New | Miscellaneous | Natural Gas | Miscellaneous | Baseline Forecast | Avg. Replacement Demand (W) | 0 | 0 | 0 | 0 | 0 | 0 | 0 | 0 | 0 | 0 | 0 | 0 | 0 | 0 | 0 | 0 | 0 | 0 | 0 | 0 | 0 | 0 | 0 | 0 | 0 | 0 | 0 | 0 | 0 | 0 | 0
F1_Commercial_Miscellaneous_Existing_Space Heating_Natural Gas_Furnace_Baseline Forecast | F1 | Commercial | Miscellaneous | Existing | Space Heating | Natural Gas | Furnace | Baseline Forecast | Units | 21563818.3973 | 21132542.0293 | 20709891.1887 | 20295693.365 | 19889779.4977 | 19491983.9077 | 19102144.2295 | 18720101.345 | 18345699.3181 | 17978785.3317 | 17619209.6251 | 17266825.4326 | 16921488.9239 | 16583059.1454 | 16251397.9625 | 15926370.0033 | 15607842.6032 | 15295685.7511 | 14989772.0361 | 14689976.5954 | 14396177.0635 | 14108253.5222 | 13826088.4518 | 13549566.6827 | 13278575.3491 | 13013003.8421 | 12752743.7653 | 12497688.89 | 12247735.1122 | 12002780.4099 | 11762724.8017
F2_Commercial_Miscellaneous_Existing_Space Heating_Natural Gas_Furnace_Baseline Forecast | F2 | Commercial | Miscellaneous | Existing | Space Heating | Natural Gas | Furnace | Baseline Forecast | Usage (MMtherm) | 5.3016 | 5.3755 | 5.2144 | 5.0293 | 4.9014 | 4.76 | 4.622 | 4.4751 | 4.332 | 4.1929 | 4.0578 | 3.9268 | 3.8024 | 3.684 | 3.5713 | 3.4639 | 3.3615 | 3.2636 | 3.1701 | 3.0794 | 2.9911 | 2.9053 | 2.8218 | 2.7417 | 2.6644 | 2.5905 | 2.5199 | 2.4522 | 2.3874 | 2.3252 | 2.2654
F3_Commercial_Miscellaneous_Existing_Space Heating_Natural Gas_Furnace_Baseline Forecast | F3 | Commercial | Miscellaneous | Existing | Space Heating | Natural Gas | Furnace | Baseline Forecast | Peak Demand (S) | 0 | 0 | 0 | 0 | 0 | 0 | 0 | 0 | 0 | 0 | 0 | 0 | 0 | 0 | 0 | 0 | 0 | 0 | 0 | 0 | 0 | 0 | 0 | 0 | 0 | 0 | 0 | 0 | 0 | 0 | 0
F4_Commercial_Miscellaneous_Existing_Space Heating_Natural Gas_Furnace_Baseline Forecast | F4 | Commercial | Miscellaneous | Existing | Space Heating | Natural Gas | Furnace | Baseline Forecast | Peak Demand (W) | 0 | 0 | 0 | 0 | 0 | 0 | 0 | 0 | 0 | 0 | 0 | 0 | 0 | 0 | 0 | 0 | 0 | 0 | 0 | 0 | 0 | 0 | 0 | 0 | 0 | 0 | 0 | 0 | 0 | 0 | 0
F5_Commercial_Miscellaneous_Existing_Space Heating_Natural Gas_Furnace_Baseline Forecast | F5 | Commercial | Miscellaneous | Existing | Space Heating | Natural Gas | Furnace | Baseline Forecast | Turnover | 0 | 552484.7589 | 577265.3253 | 598768.166 | 617274.8584 | 633044.5749 | 646315.8335 | 657308.1118 | 666223.3359 | 673247.2538 | 678550.7011 | 682290.769 | 629312.8975 | 580448.6019 | 535378.4752 | 493807.9112 | 455465.1793 | 420099.6477 | 387480.1457 | 386935.8886 | 387234.946 | 388163.0498 | 389538.2087 | 391206.6813 | 393039.4078 | 394928.8497 | 396786.1948 | 398538.8866 | 400128.4434 | 401508.5342 | 399686.3404
F6_Commercial_Miscellaneous_Existing_Space Heating_Natural Gas_Furnace_Baseline Forecast | F6 | Commercial | Miscellaneous | Existing | Space Heating | Natural Gas | Furnace | Baseline Forecast | Avg. Replacement Usage | 0.21515 | 0.22379 | 0.22273 | 0.22043 | 0.22043 | 0.19378 | 0.19378 | 0.1747 | 0.17471 | 0.17473 | 0.17473 | 0.17474 | 0.1749 | 0.17491 | 0.17492 | 0.17493 | 0.17493 | 0.17493 | 0.17496 | 0.17495 | 0.17495 | 0.17494 | 0.17493 | 0.17553 | 0.17555 | 0.17557 | 0.1756 | 0.17562 | 0.17565 | 0.17567 | 0.1757
F7_Commercial_Miscellaneous_Existing_Space Heating_Natural Gas_Furnace_Baseline Forecast | F7 | Commercial | Miscellaneous | Existing | Space Heating | Natural Gas | Furnace | Baseline Forecast | Avg. Replacement Demand (S) | 0 | 0 | 0 | 0 | 0 | 0 | 0 | 0 | 0 | 0 | 0 | 0 | 0 | 0 | 0 | 0 | 0 | 0 | 0 | 0 | 0 | 0 | 0 | 0 | 0 | 0 | 0 | 0 | 0 | 0 | 0
F8_Commercial_Miscellaneous_Existing_Space Heating_Natural Gas_Furnace_Baseline Forecast | F8 | Commercial | Miscellaneous | Existing | Space Heating | Natural Gas | Furnace | Baseline Forecast | Avg. Replacement Demand (W) | 0 | 0 | 0 | 0 | 0 | 0 | 0 | 0 | 0 | 0 | 0 | 0 | 0 | 0 | 0 | 0 | 0 | 0 | 0 | 0 | 0 | 0 | 0 | 0 | 0 | 0 | 0 | 0 | 0 | 0 | 0
F1_Commercial_Miscellaneous_Existing_Space Heating_Natural Gas_Boiler_Baseline Forecast | F1 | Commercial | Miscellaneous | Existing | Space Heating | Natural Gas | Boiler | Baseline Forecast | Units | 5298385.0661 | 5192417.3648 | 5088569.0175 | 4986797.6371 | 4887061.6844 | 4789320.4507 | 4693534.0417 | 4599663.3609 | 4507670.0937 | 4417516.6918 | 4329166.3579 | 4242583.0308 | 4157731.3702 | 4074576.7428 | 3993085.2079 | 3913223.5038 | 3834959.0337 | 3758259.853 | 3683094.6559 | 3609432.7628 | 3537244.1076 | 3466499.2254 | 3397169.2409 | 3329225.8561 | 3262641.339 | 3197388.5122 | 3133440.7419 | 3070771.9271 | 3009356.4886 | 2949169.3588 | 2890185.9716
F2_Commercial_Miscellaneous_Existing_Space Heating_Natural Gas_Boiler_Baseline Forecast | F2 | Commercial | Miscellaneous | Existing | Space Heating | Natural Gas | Boiler | Baseline Forecast | Usage (MMtherm) | 4.5839 | 4.6504 | 4.5144 | 4.3579 | 4.2511 | 4.1333 | 4.0188 | 3.9077 | 3.7999 | 3.6953 | 3.5939 | 3.4956 | 3.4004 | 3.3081 | 3.2186 | 3.132 | 3.0481 | 2.9669 | 2.8883 | 2.8122 | 2.7386 | 2.6666 | 2.5971 | 2.5301 | 2.4652 | 2.4032 | 2.3438 | 2.2868 | 2.232 | 2.1792 | 2.1284
F3_Commercial_Miscellaneous_Existing_Space Heating_Natural Gas_Boiler_Baseline Forecast | F3 | Commercial | Miscellaneous | Existing | Space Heating | Natural Gas | Boiler | Baseline Forecast | Peak Demand (S) | 0 | 0 | 0 | 0 | 0 | 0 | 0 | 0 | 0 | 0 | 0 | 0 | 0 | 0 | 0 | 0 | 0 | 0 | 0 | 0 | 0 | 0 | 0 | 0 | 0 | 0 | 0 | 0 | 0 | 0 | 0
F4_Commercial_Miscellaneous_Existing_Space Heating_Natural Gas_Boiler_Baseline Forecast | F4 | Commercial | Miscellaneous | Existing | Space Heating | Natural Gas | Boiler | Baseline Forecast | Peak Demand (W) | 0 | 0 | 0 | 0 | 0 | 0 | 0 | 0 | 0 | 0 | 0 | 0 | 0 | 0 | 0 | 0 | 0 | 0 | 0 | 0 | 0 | 0 | 0 | 0 | 0 | 0 | 0 | 0 | 0 | 0 | 0
F5_Commercial_Miscellaneous_Existing_Space Heating_Natural Gas_Boiler_Baseline Forecast | F5 | Commercial | Miscellaneous | Existing | Space Heating | Natural Gas | Boiler | Baseline Forecast | Turnover | 0 | 157345.9808 | 155600.8708 | 153737.7383 | 151775.6265 | 149731.3777 | 147619.876 | 145454.2634 | 143246.1319 | 141005.6954 | 138741.9418 | 136462.7695 | 134175.1079 | 131885.0256 | 129597.8265 | 127318.1348 | 125049.9717 | 122796.8228 | 120561.6987 | 118347.1884 | 116155.5076 | 122068.9586 | 116853.8961 | 112211.0295 | 108062.1037 | 104339.2212 | 100983.5324 | 97944.0859 | 95176.8198 | 92643.6775 | 90311.8325
F6_Commercial_Miscellaneous_Existing_Space Heating_Natural Gas_Boiler_Baseline Forecast | F6 | Commercial | Miscellaneous | Existing | Space Heating | Natural Gas | Boiler | Baseline Forecast | Avg. Replacement Usage | 0.78518 | 0.81673 | 0.81284 | 0.80442 | 0.8044 | 0.71038 | 0.71038 | 0.71038 | 0.71038 | 0.71038 | 0.71038 | 0.71038 | 0.71038 | 0.71038 | 0.71038 | 0.71038 | 0.71038 | 0.71038 | 0.71038 | 0.71038 | 0.71038 | 0.71038 | 0.71038 | 0.71038 | 0.71038 | 0.71038 | 0.71038 | 0.71038 | 0.71038 | 0.71038 | 0.71038
F7_Commercial_Miscellaneous_Existing_Space Heating_Natural Gas_Boiler_Baseline Forecast | F7 | Commercial | Miscellaneous | Existing | Space Heating | Natural Gas | Boiler | Baseline Forecast | Avg. Replacement Demand (S) | 0 | 0 | 0 | 0 | 0 | 0 | 0 | 0 | 0 | 0 | 0 | 0 | 0 | 0 | 0 | 0 | 0 | 0 | 0 | 0 | 0 | 0 | 0 | 0 | 0 | 0 | 0 | 0 | 0 | 0 | 0
F8_Commercial_Miscellaneous_Existing_Space Heating_Natural Gas_Boiler_Baseline Forecast | F8 | Commercial | Miscellaneous | Existing | Space Heating | Natural Gas | Boiler | Baseline Forecast | Avg. Replacement Demand (W) | 0 | 0 | 0 | 0 | 0 | 0 | 0 | 0 | 0 | 0 | 0 | 0 | 0 | 0 | 0 | 0 | 0 | 0 | 0 | 0 | 0 | 0 | 0 | 0 | 0 | 0 | 0 | 0 | 0 | 0 | 0
F1_Commercial_Miscellaneous_Existing_Space Heating_Natural Gas_Unit Heater_Baseline Forecast | F1 | Commercial | Miscellaneous | Existing | Space Heating | Natural Gas | Unit Heater | Baseline Forecast | Units | 4529481.5982 | 4438891.9662 | 4350114.1269 | 4263111.8443 | 4177849.6074 | 4094292.6153 | 4012406.763 | 3932158.6277 | 3853515.4552 | 3776445.1461 | 3700916.2432 | 3626897.9183 | 3554359.9599 | 3483272.7607 | 3413607.3055 | 3345335.1594 | 3278428.4562 | 3212859.8871 | 3148602.6893 | 3085630.6356 | 3023918.0228 | 2963439.6624 | 2904170.8691 | 2846087.4518 | 2789165.7027 | 2733382.3887 | 2678714.7409 | 2625140.4461 | 2572637.6372 | 2521184.8844 | 2470761.1867
F2_Commercial_Miscellaneous_Existing_Space Heating_Natural Gas_Unit Heater_Baseline Forecast | F2 | Commercial | Miscellaneous | Existing | Space Heating | Natural Gas | Unit Heater | Baseline Forecast | Usage (MMtherm) | 2.6329 | 2.6839 | 2.6178 | 2.5389 | 2.4881 | 2.4356 | 2.3832 | 2.331 | 2.2787 | 2.2263 | 2.1741 | 2.1221 | 2.0704 | 2.019 | 1.968 | 1.9177 | 1.8681 | 1.8208 | 1.7754 | 1.7319 | 1.69 | 1.6496 | 1.6111 | 1.574 | 1.5382 | 1.5036 | 1.47 | 1.4376 | 1.4061 | 1.3755 | 1.3459
F3_Commercial_Miscellaneous_Existing_Space Heating_Natural Gas_Unit Heater_Baseline Forecast | F3 | Commercial | Miscellaneous | Existing | Space Heating | Natural Gas | Unit Heater | Baseline Forecast | Peak Demand (S) | 0 | 0 | 0 | 0 | 0 | 0 | 0 | 0 | 0 | 0 | 0 | 0 | 0 | 0 | 0 | 0 | 0 | 0 | 0 | 0 | 0 | 0 | 0 | 0 | 0 | 0 | 0 | 0 | 0 | 0 | 0
F4_Commercial_Miscellaneous_Existing_Space Heating_Natural Gas_Unit Heater_Baseline Forecast | F4 | Commercial | Miscellaneous | Existing | Space Heating | Natural Gas | Unit Heater | Baseline Forecast | Peak Demand (W) | 0 | 0 | 0 | 0 | 0 | 0 | 0 | 0 | 0 | 0 | 0 | 0 | 0 | 0 | 0 | 0 | 0 | 0 | 0 | 0 | 0 | 0 | 0 | 0 | 0 | 0 | 0 | 0 | 0 | 0 | 0
F5_Commercial_Miscellaneous_Existing_Space Heating_Natural Gas_Unit Heater_Baseline Forecast | F5 | Commercial | Miscellaneous | Existing | Space Heating | Natural Gas | Unit Heater | Baseline Forecast | Turnover | 0 | 3736.441 | 10652.2538 | 20255.6237 | 32112.753 | 45841.4148 | 61105.2138 | 77608.4753 | 95091.6952 | 113327.4887 | 129001.7342 | 142841.452 | 155406.8953 | 167124.227 | 178312.3016 | 189204.5669 | 199966.9337 | 186372.4667 | 176746.9693 | 170554.7375 | 166957.9957 | 165337.0265 | 165235.9014 | 166320.7003 | 168347.5332 | 171138.2282 | 174561.9876 | 175036.7939 | 173676.7279 | 171319.3393 | 168541.164
F6_Commercial_Miscellaneous_Existing_Space Heating_Natural Gas_Unit Heater_Baseline Forecast | F6 | Commercial | Miscellaneous | Existing | Space Heating | Natural Gas | Unit Heater | Baseline Forecast | Avg. Replacement Usage | 0.58127 | 0.60464 | 0.60177 | 0.59554 | 0.59554 | 0.53592 | 0.53592 | 0.53592 | 0.53592 | 0.53592 | 0.53592 | 0.53592 | 0.53592 | 0.53592 | 0.53592 | 0.53592 | 0.53592 | 0.53592 | 0.53592 | 0.53592 | 0.53592 | 0.53592 | 0.53592 | 0.53592 | 0.53592 | 0.53592 | 0.53592 | 0.53592 | 0.53592 | 0.53592 | 0.53592
F7_Commercial_Miscellaneous_Existing_Space Heating_Natural Gas_Unit Heater_Baseline Forecast | F7 | Commercial | Miscellaneous | Existing | Space Heating | Natural Gas | Unit Heater | Baseline Forecast | Avg. Replacement Demand (S) | 0 | 0 | 0 | 0 | 0 | 0 | 0 | 0 | 0 | 0 | 0 | 0 | 0 | 0 | 0 | 0 | 0 | 0 | 0 | 0 | 0 | 0 | 0 | 0 | 0 | 0 | 0 | 0 | 0 | 0 | 0
F8_Commercial_Miscellaneous_Existing_Space Heating_Natural Gas_Unit Heater_Baseline Forecast | F8 | Commercial | Miscellaneous | Existing | Space Heating | Natural Gas | Unit Heater | Baseline Forecast | Avg. Replacement Demand (W) | 0 | 0 | 0 | 0 | 0 | 0 | 0 | 0 | 0 | 0 | 0 | 0 | 0 | 0 | 0 | 0 | 0 | 0 | 0 | 0 | 0 | 0 | 0 | 0 | 0 | 0 | 0 | 0 | 0 | 0 | 0
F1_Commercial_Miscellaneous_Existing_Water Heating_Natural Gas_Water Heater_Baseline Forecast | F1 | Commercial | Miscellaneous | Existing | Water Heating | Natural Gas | Water Heater | Baseline Forecast | Units | 9424935.6295 | 9236436.9169 | 9051708.1786 | 8870674.015 | 8693260.5347 | 8519395.324 | 8349007.4175 | 8182027.2692 | 8018386.7238 | 7858018.9893 | 7700858.6095 | 7546841.4373 | 7395904.6086 | 7247986.5164 | 7103026.7861 | 6960966.2504 | 6821746.9254 | 6685311.9869 | 6551605.7471 | 6420573.6322 | 6292162.1595 | 6166318.9163 | 6042992.538 | 5922132.6873 | 5803690.0335 | 5687616.2328 | 5573863.9082 | 5462386.63 | 5353138.8974 | 5246076.1195 | 5141154.5971
F2_Commercial_Miscellaneous_Existing_Water Heating_Natural Gas_Water Heater_Baseline Forecast | F2 | Commercial | Miscellaneous | Existing | Water Heating | Natural Gas | Water Heater | Baseline Forecast | Usage (MMtherm) | 1.5806 | 1.5915 | 1.532 | 1.4658 | 1.4165 | 1.3688 | 1.3228 | 1.2592 | 1.1976 | 1.1383 | 1.079 | 1.0201 | 0.96413 | 0.91088 | 0.86015 | 0.80891 | 0.76348 | 0.72299 | 0.68672 | 0.65407 | 0.62453 | 0.60151 | 0.58009 | 0.56016 | 0.54153 | 0.52411 | 0.50776 | 0.49241 | 0.47801 | 0.4644 | 0.45153
F3_Commercial_Miscellaneous_Existing_Water Heating_Natural Gas_Water Heater_Baseline Forecast | F3 | Commercial | Miscellaneous | Existing | Water Heating | Natural Gas | Water Heater | Baseline Forecast | Peak Demand (S) | 0 | 0 | 0 | 0 | 0 | 0 | 0 | 0 | 0 | 0 | 0 | 0 | 0 | 0 | 0 | 0 | 0 | 0 | 0 | 0 | 0 | 0 | 0 | 0 | 0 | 0 | 0 | 0 | 0 | 0 | 0
F4_Commercial_Miscellaneous_Existing_Water Heating_Natural Gas_Water Heater_Baseline Forecast | F4 | Commercial | Miscellaneous | Existing | Water Heating | Natural Gas | Water Heater | Baseline Forecast | Peak Demand (W) | 0 | 0 | 0 | 0 | 0 | 0 | 0 | 0 | 0 | 0 | 0 | 0 | 0 | 0 | 0 | 0 | 0 | 0 | 0 | 0 | 0 | 0 | 0 | 0 | 0 | 0 | 0 | 0 | 0 | 0 | 0
F5_Commercial_Miscellaneous_Existing_Water Heating_Natural Gas_Water Heater_Baseline Forecast | F5 | Commercial | Miscellaneous | Existing | Water Heating | Natural Gas | Water Heater | Baseline Forecast | Turnover | 0 | 279892.0278 | 304217.1895 | 324791.5204 | 342046.1457 | 356364.7196 | 368088.6133 | 377521.5359 | 384933.6516 | 390565.2471 | 441301.8699 | 484636.7137 | 476590.9183 | 468526.3728 | 460463.052 | 507714.6217 | 431446.3746 | 368126.9265 | 315351.1685 | 303823.4263 | 295772.1125 | 216503.419 | 229666.0785 | 244502.0022 | 256576.0494 | 266000.7434 | 273260.8929 | 283337.3795 | 360572.2431 | 350138.764 | 335812.3849
F6_Commercial_Miscellaneous_Existing_Water Heating_Natural Gas_Water Heater_Baseline Forecast | F6 | Commercial | Miscellaneous | Existing | Water Heating | Natural Gas | Water Heater | Baseline Forecast | Avg. Replacement Usage | 0.12939 | 0.13459 | 0.13395 | 0.13256 | 0.13256 | 0.13257 | 0.13257 | 0.080907 | 0.080927 | 0.080952 | 0.080977 | 0.080947 | 0.080971 | 0.080909 | 0.080843 | 0.080781 | 0.080779 | 0.080776 | 0.080778 | 0.080774 | 0.08077 | 0.080766 | 0.080762 | 0.080951 | 0.080955 | 0.080959 | 0.080963 | 0.080966 | 0.080969 | 0.080973 | 0.080974
F7_Commercial_Miscellaneous_Existing_Water Heating_Natural Gas_Water Heater_Baseline Forecast | F7 | Commercial | Miscellaneous | Existing | Water Heating | Natural Gas | Water Heater | Baseline Forecast | Avg. Replacement Demand (S) | 0 | 0 | 0 | 0 | 0 | 0 | 0 | 0 | 0 | 0 | 0 | 0 | 0 | 0 | 0 | 0 | 0 | 0 | 0 | 0 | 0 | 0 | 0 | 0 | 0 | 0 | 0 | 0 | 0 | 0 | 0
F8_Commercial_Miscellaneous_Existing_Water Heating_Natural Gas_Water Heater_Baseline Forecast | F8 | Commercial | Miscellaneous | Existing | Water Heating | Natural Gas | Water Heater | Baseline Forecast | Avg. Replacement Demand (W) | 0 | 0 | 0 | 0 | 0 | 0 | 0 | 0 | 0 | 0 | 0 | 0 | 0 | 0 | 0 | 0 | 0 | 0 | 0 | 0 | 0 | 0 | 0 | 0 | 0 | 0 | 0 | 0 | 0 | 0 | 0
F1_Commercial_Miscellaneous_Existing_Food Preparation_Natural Gas_Oven_Baseline Forecast | F1 | Commercial | Miscellaneous | Existing | Food Preparation | Natural Gas | Oven | Baseline Forecast | Units | 860071.4751 | 842870.0456 | 826012.6447 | 809492.3918 | 793302.5439 | 777436.4931 | 761887.7632 | 746650.0079 | 731717.0078 | 717082.6676 | 702741.0143 | 688686.194 | 674912.4701 | 661414.2207 | 648185.9363 | 635222.2176 | 622517.7732 | 610067.4177 | 597866.0694 | 585908.748 | 574190.573 | 562706.7616 | 551452.6264 | 540423.5738 | 529615.1023 | 519022.8003 | 508642.3443 | 498469.4974 | 488500.1075 | 478730.1053 | 469155.5032
F2_Commercial_Miscellaneous_Existing_Food Preparation_Natural Gas_Oven_Baseline Forecast | F2 | Commercial | Miscellaneous | Existing | Food Preparation | Natural Gas | Oven | Baseline Forecast | Usage (MMtherm) | 0.0057684 | 0.0058802 | 0.0057351 | 0.0055621 | 0.0054505 | 0.0053416 | 0.0052352 | 0.0051311 | 0.0050292 | 0.0049295 | 0.0048314 | 0.004735 | 0.0046411 | 0.0045489 | 0.0044582 | 0.0043689 | 0.0042813 | 0.0041954 | 0.0041113 | 0.0040287 | 0.0039477 | 0.0038681 | 0.00379 | 0.0037164 | 0.0036444 | 0.0035738 | 0.0035047 | 0.003437 | 0.0033707 | 0.0033059 | 0.0032425
F3_Commercial_Miscellaneous_Existing_Food Preparation_Natural Gas_Oven_Baseline Forecast | F3 | Commercial | Miscellaneous | Existing | Food Preparation | Natural Gas | Oven | Baseline Forecast | Peak Demand (S) | 0 | 0 | 0 | 0 | 0 | 0 | 0 | 0 | 0 | 0 | 0 | 0 | 0 | 0 | 0 | 0 | 0 | 0 | 0 | 0 | 0 | 0 | 0 | 0 | 0 | 0 | 0 | 0 | 0 | 0 | 0
F4_Commercial_Miscellaneous_Existing_Food Preparation_Natural Gas_Oven_Baseline Forecast | F4 | Commercial | Miscellaneous | Existing | Food Preparation | Natural Gas | Oven | Baseline Forecast | Peak Demand (W) | 0 | 0 | 0 | 0 | 0 | 0 | 0 | 0 | 0 | 0 | 0 | 0 | 0 | 0 | 0 | 0 | 0 | 0 | 0 | 0 | 0 | 0 | 0 | 0 | 0 | 0 | 0 | 0 | 0 | 0 | 0
F5_Commercial_Miscellaneous_Existing_Food Preparation_Natural Gas_Oven_Baseline Forecast | F5 | Commercial | Miscellaneous | Existing | Food Preparation | Natural Gas | Oven | Baseline Forecast | Turnover | 0 | 33714.8018 | 42952.6575 | 49864.7313 | 54960.0002 | 58637.3701 | 61209.4534 | 62921.2116 | 63964.5701 | 64489.8763 | 55245.0031 | 49433.7375 | 46005.1101 | 44192.7859 | 43443.0006 | 43360.0027 | 50614.1964 | 51882.8783 | 52633.498 | 51680.818 | 49874.941 | 47750.9651 | 45629.1187 | 43685.9123 | 42004.1849 | 39642.2103 | 38571.0101 | 38276.9273 | 38230.6653 | 38159.1824 | 37944.4767
F6_Commercial_Miscellaneous_Existing_Food Preparation_Natural Gas_Oven_Baseline Forecast | F6 | Commercial | Miscellaneous | Existing | Food Preparation | Natural Gas | Oven | Baseline Forecast | Avg. Replacement Usage | 0.0067069 | 0.0069747 | 0.0069405 | 0.0068675 | 0.0068656 | 0.0068726 | 0.0068785 | 0.0068817 | 0.006883 | 0.0068848 | 0.0068803 | 0.0068761 | 0.0068881 | 0.0068829 | 0.006876 | 0.0068697 | 0.0068694 | 0.0068689 | 0.0068711 | 0.0068696 | 0.0068686 | 0.0068672 | 0.0068654 | 0.0069327 | 0.0069341 | 0.0069354 | 0.0069366 | 0.0069378 | 0.0069389 | 0.00694 | 0.006941
F7_Commercial_Miscellaneous_Existing_Food Preparation_Natural Gas_Oven_Baseline Forecast | F7 | Commercial | Miscellaneous | Existing | Food Preparation | Natural Gas | Oven | Baseline Forecast | Avg. Replacement Demand (S) | 0 | 0 | 0 | 0 | 0 | 0 | 0 | 0 | 0 | 0 | 0 | 0 | 0 | 0 | 0 | 0 | 0 | 0 | 0 | 0 | 0 | 0 | 0 | 0 | 0 | 0 | 0 | 0 | 0 | 0 | 0
F8_Commercial_Miscellaneous_Existing_Food Preparation_Natural Gas_Oven_Baseline Forecast | F8 | Commercial | Miscellaneous | Existing | Food Preparation | Natural Gas | Oven | Baseline Forecast | Avg. Replacement Demand (W) | 0 | 0 | 0 | 0 | 0 | 0 | 0 | 0 | 0 | 0 | 0 | 0 | 0 | 0 | 0 | 0 | 0 | 0 | 0 | 0 | 0 | 0 | 0 | 0 | 0 | 0 | 0 | 0 | 0 | 0 | 0
F1_Commercial_Miscellaneous_Existing_Food Preparation_Natural Gas_Conveyor Oven_Baseline Forecast | F1 | Commercial | Miscellaneous | Existing | Food Preparation | Natural Gas | Conveyor Oven | Baseline Forecast | Units | 430035.7375 | 421435.0228 | 413006.3223 | 404746.1959 | 396651.272 | 388718.2465 | 380943.8816 | 373325.004 | 365858.5039 | 358541.3338 | 351370.5071 | 344343.097 | 337456.2351 | 330707.1104 | 324092.9681 | 317611.1088 | 311258.8866 | 305033.7089 | 298933.0347 | 292954.374 | 287095.2865 | 281353.3808 | 275726.3132 | 270211.7869 | 264807.5512 | 259511.4002 | 254321.1721 | 249234.7487 | 244250.0537 | 239365.0527 | 234577.7516
F2_Commercial_Miscellaneous_Existing_Food Preparation_Natural Gas_Conveyor Oven_Baseline Forecast | F2 | Commercial | Miscellaneous | Existing | Food Preparation | Natural Gas | Conveyor Oven | Baseline Forecast | Usage (MMtherm) | 0.0049351 | 0.0050308 | 0.0049067 | 0.0047589 | 0.0046637 | 0.0045704 | 0.004479 | 0.0043894 | 0.0043016 | 0.0042156 | 0.0041312 | 0.0040485 | 0.0039678 | 0.0038887 | 0.0038111 | 0.0037352 | 0.0036608 | 0.0035878 | 0.0035162 | 0.003446 | 0.0033772 | 0.0033097 | 0.0032436 | 0.0031792 | 0.0031161 | 0.0030543 | 0.0029939 | 0.0029348 | 0.0028771 | 0.0028206 | 0.0027654
F3_Commercial_Miscellaneous_Existing_Food Preparation_Natural Gas_Conveyor Oven_Baseline Forecast | F3 | Commercial | Miscellaneous | Existing | Food Preparation | Natural Gas | Conveyor Oven | Baseline Forecast | Peak Demand (S) | 0 | 0 | 0 | 0 | 0 | 0 | 0 | 0 | 0 | 0 | 0 | 0 | 0 | 0 | 0 | 0 | 0 | 0 | 0 | 0 | 0 | 0 | 0 | 0 | 0 | 0 | 0 | 0 | 0 | 0 | 0
F4_Commercial_Miscellaneous_Existing_Food Preparation_Natural Gas_Conveyor Oven_Baseline Forecast | F4 | Commercial | Miscellaneous | Existing | Food Preparation | Natural Gas | Conveyor Oven | Baseline Forecast | Peak Demand (W) | 0 | 0 | 0 | 0 | 0 | 0 | 0 | 0 | 0 | 0 | 0 | 0 | 0 | 0 | 0 | 0 | 0 | 0 | 0 | 0 | 0 | 0 | 0 | 0 | 0 | 0 | 0 | 0 | 0 | 0 | 0
F5_Commercial_Miscellaneous_Existing_Food Preparation_Natural Gas_Conveyor Oven_Baseline Forecast | F5 | Commercial | Miscellaneous | Existing | Food Preparation | Natural Gas | Conveyor Oven | Baseline Forecast | Turnover | 0 | 0 | 0 | 0 | 0 | 1554.873 | 4266.5715 | 7824.8921 | 11988.4515 | 16569.7726 | 20018.1119 | 22581.0616 | 24452.677 | 25785.041 | 26697.3315 | 27282.9301 | 27614.9949 | 21650.156 | 16973.7223 | 13307.3983 | 10433.0003 | 8404.5549 | 7206.798 | 6782.8574 | 7053.203 | 7928.3439 | 9380.3094 | 11093.4016 | 12861.9052 | 14557.2942 | 16104.4737
F6_Commercial_Miscellaneous_Existing_Food Preparation_Natural Gas_Conveyor Oven_Baseline Forecast | F6 | Commercial | Miscellaneous | Existing | Food Preparation | Natural Gas | Conveyor Oven | Baseline Forecast | Avg. Replacement Usage | 0.011476 | 0.011937 | 0.011881 | 0.011759 | 0.011757 | 0.011758 | 0.011759 | 0.011758 | 0.011755 | 0.011756 | 0.011756 | 0.011756 | 0.011766 | 0.011767 | 0.011767 | 0.011767 | 0.011768 | 0.011768 | 0.011769 | 0.011769 | 0.011768 | 0.011767 | 0.011766 | 0.011823 | 0.011825 | 0.011826 | 0.011828 | 0.01183 | 0.011832 | 0.011833 | 0.011836
F7_Commercial_Miscellaneous_Existing_Food Preparation_Natural Gas_Conveyor Oven_Baseline Forecast | F7 | Commercial | Miscellaneous | Existing | Food Preparation | Natural Gas | Conveyor Oven | Baseline Forecast | Avg. Replacement Demand (S) | 0 | 0 | 0 | 0 | 0 | 0 | 0 | 0 | 0 | 0 | 0 | 0 | 0 | 0 | 0 | 0 | 0 | 0 | 0 | 0 | 0 | 0 | 0 | 0 | 0 | 0 | 0 | 0 | 0 | 0 | 0
F8_Commercial_Miscellaneous_Existing_Food Preparation_Natural Gas_Conveyor Oven_Baseline Forecast | F8 | Commercial | Miscellaneous | Existing | Food Preparation | Natural Gas | Conveyor Oven | Baseline Forecast | Avg. Replacement Demand (W) | 0 | 0 | 0 | 0 | 0 | 0 | 0 | 0 | 0 | 0 | 0 | 0 | 0 | 0 | 0 | 0 | 0 | 0 | 0 | 0 | 0 | 0 | 0 | 0 | 0 | 0 | 0 | 0 | 0 | 0 | 0
F1_Commercial_Miscellaneous_Existing_Food Preparation_Natural Gas_Double Rack Oven_Baseline Forecast | F1 | Commercial | Miscellaneous | Existing | Food Preparation | Natural Gas | Double Rack Oven | Baseline Forecast | Units | 430035.7375 | 421435.0228 | 413006.3223 | 404746.1959 | 396651.272 | 388718.2465 | 380943.8816 | 373325.004 | 365858.5039 | 358541.3338 | 351370.5071 | 344343.097 | 337456.2351 | 330707.1104 | 324092.9681 | 317611.1088 | 311258.8866 | 305033.7089 | 298933.0347 | 292954.374 | 287095.2865 | 281353.3808 | 275726.3132 | 270211.7869 | 264807.5512 | 259511.4002 | 254321.1721 | 249234.7487 | 244250.0537 | 239365.0527 | 234577.7516
F2_Commercial_Miscellaneous_Existing_Food Preparation_Natural Gas_Double Rack Oven_Baseline Forecast | F2 | Commercial | Miscellaneous | Existing | Food Preparation | Natural Gas | Double Rack Oven | Baseline Forecast | Usage (MMtherm) | 0.0074973 | 0.0076425 | 0.0074539 | 0.007229 | 0.0070842 | 0.006943 | 0.0068056 | 0.0066714 | 0.0065402 | 0.0064111 | 0.0062837 | 0.0061581 | 0.006036 | 0.0059158 | 0.0057979 | 0.0056824 | 0.0055692 | 0.005458 | 0.0053491 | 0.005242 | 0.0051368 | 0.0050334 | 0.0049319 | 0.0048423 | 0.0047544 | 0.0046684 | 0.0045838 | 0.0045008 | 0.0044193 | 0.0043398 | 0.0042622
F3_Commercial_Miscellaneous_Existing_Food Preparation_Natural Gas_Double Rack Oven_Baseline Forecast | F3 | Commercial | Miscellaneous | Existing | Food Preparation | Natural Gas | Double Rack Oven | Baseline Forecast | Peak Demand (S) | 0 | 0 | 0 | 0 | 0 | 0 | 0 | 0 | 0 | 0 | 0 | 0 | 0 | 0 | 0 | 0 | 0 | 0 | 0 | 0 | 0 | 0 | 0 | 0 | 0 | 0 | 0 | 0 | 0 | 0 | 0
F4_Commercial_Miscellaneous_Existing_Food Preparation_Natural Gas_Double Rack Oven_Baseline Forecast | F4 | Commercial | Miscellaneous | Existing | Food Preparation | Natural Gas | Double Rack Oven | Baseline Forecast | Peak Demand (W) | 0 | 0 | 0 | 0 | 0 | 0 | 0 | 0 | 0 | 0 | 0 | 0 | 0 | 0 | 0 | 0 | 0 | 0 | 0 | 0 | 0 | 0 | 0 | 0 | 0 | 0 | 0 | 0 | 0 | 0 | 0
F5_Commercial_Miscellaneous_Existing_Food Preparation_Natural Gas_Double Rack Oven_Baseline Forecast | F5 | Commercial | Miscellaneous | Existing | Food Preparation | Natural Gas | Double Rack Oven | Baseline Forecast | Turnover | 0 | 9365.2227 | 12747.1087 | 15601.328 | 17997.7265 | 19997.1112 | 21652.4155 | 23009.7153 | 24109.1132 | 24985.509 | 21765.1545 | 18959.8679 | 18015.9571 | 17604.6526 | 17553.8448 | 17736.249 | 18058.7314 | 20231.0188 | 20944.9434 | 21500.4216 | 21919.2037 | 21594.9809 | 20772.3482 | 19872.4164 | 19010.5588 | 18247.9404 | 16869.8642 | 15876.7881 | 15761.7632 | 15859.9858 | 16072.4016
F6_Commercial_Miscellaneous_Existing_Food Preparation_Natural Gas_Double Rack Oven_Baseline Forecast | F6 | Commercial | Miscellaneous | Existing | Food Preparation | Natural Gas | Double Rack Oven | Baseline Forecast | Avg. Replacement Usage | 0.017434 | 0.018124 | 0.01803 | 0.017848 | 0.017847 | 0.017889 | 0.017925 | 0.017947 | 0.017956 | 0.01793 | 0.017897 | 0.017865 | 0.017925 | 0.017884 | 0.017882 | 0.017885 | 0.017885 | 0.017883 | 0.017896 | 0.017888 | 0.017882 | 0.017875 | 0.017865 | 0.018368 | 0.018382 | 0.018396 | 0.018409 | 0.018421 | 0.018433 | 0.018445 | 0.018457
F7_Commercial_Miscellaneous_Existing_Food Preparation_Natural Gas_Double Rack Oven_Baseline Forecast | F7 | Commercial | Miscellaneous | Existing | Food Preparation | Natural Gas | Double Rack Oven | Baseline Forecast | Avg. Replacement Demand (S) | 0 | 0 | 0 | 0 | 0 | 0 | 0 | 0 | 0 | 0 | 0 | 0 | 0 | 0 | 0 | 0 | 0 | 0 | 0 | 0 | 0 | 0 | 0 | 0 | 0 | 0 | 0 | 0 | 0 | 0 | 0
F8_Commercial_Miscellaneous_Existing_Food Preparation_Natural Gas_Double Rack Oven_Baseline Forecast | F8 | Commercial | Miscellaneous | Existing | Food Preparation | Natural Gas | Double Rack Oven | Baseline Forecast | Avg. Replacement Demand (W) | 0 | 0 | 0 | 0 | 0 | 0 | 0 | 0 | 0 | 0 | 0 | 0 | 0 | 0 | 0 | 0 | 0 | 0 | 0 | 0 | 0 | 0 | 0 | 0 | 0 | 0 | 0 | 0 | 0 | 0 | 0
F1_Commercial_Miscellaneous_Existing_Food Preparation_Natural Gas_Fryer_Baseline Forecast | F1 | Commercial | Miscellaneous | Existing | Food Preparation | Natural Gas | Fryer | Baseline Forecast | Units | 1397573.5133 | 1369622.043 | 1342229.6021 | 1315385.0101 | 1289077.3099 | 1263295.7637 | 1238029.8484 | 1213269.2515 | 1189003.8664 | 1165223.7891 | 1141919.3133 | 1119080.927 | 1096699.3085 | 1074765.3223 | 1053270.0159 | 1032204.6156 | 1011560.5233 | 991329.3128 | 971502.7265 | 952072.672 | 933031.2186 | 914370.5942 | 896083.1823 | 878161.5187 | 860598.2883 | 843386.3225 | 826518.5961 | 809988.2242 | 793788.4597 | 777912.6905 | 762354.4367
F2_Commercial_Miscellaneous_Existing_Food Preparation_Natural Gas_Fryer_Baseline Forecast | F2 | Commercial | Miscellaneous | Existing | Food Preparation | Natural Gas | Fryer | Baseline Forecast | Usage (MMtherm) | 0.015162 | 0.015456 | 0.015075 | 0.014479 | 0.014039 | 0.013603 | 0.01317 | 0.012741 | 0.012318 | 0.01188 | 0.011431 | 0.010998 | 0.010599 | 0.010231 | 0.0098638 | 0.0095235 | 0.0092355 | 0.0089639 | 0.0087072 | 0.0084641 | 0.0082334 | 0.008014 | 0.0078049 | 0.0076054 | 0.0074146 | 0.0072318 | 0.0070564 | 0.0068879 | 0.0067258 | 0.0065695 | 0.0064188
F3_Commercial_Miscellaneous_Existing_Food Preparation_Natural Gas_Fryer_Baseline Forecast | F3 | Commercial | Miscellaneous | Existing | Food Preparation | Natural Gas | Fryer | Baseline Forecast | Peak Demand (S) | 0 | 0 | 0 | 0 | 0 | 0 | 0 | 0 | 0 | 0 | 0 | 0 | 0 | 0 | 0 | 0 | 0 | 0 | 0 | 0 | 0 | 0 | 0 | 0 | 0 | 0 | 0 | 0 | 0 | 0 | 0
F4_Commercial_Miscellaneous_Existing_Food Preparation_Natural Gas_Fryer_Baseline Forecast | F4 | Commercial | Miscellaneous | Existing | Food Preparation | Natural Gas | Fryer | Baseline Forecast | Peak Demand (W) | 0 | 0 | 0 | 0 | 0 | 0 | 0 | 0 | 0 | 0 | 0 | 0 | 0 | 0 | 0 | 0 | 0 | 0 | 0 | 0 | 0 | 0 | 0 | 0 | 0 | 0 | 0 | 0 | 0 | 0 | 0
F5_Commercial_Miscellaneous_Existing_Food Preparation_Natural Gas_Fryer_Baseline Forecast | F5 | Commercial | Miscellaneous | Existing | Food Preparation | Natural Gas | Fryer | Baseline Forecast | Turnover | 0 | 41503.6983 | 45110.747 | 48161.6049 | 50720.2014 | 52843.4265 | 54581.9003 | 55980.6581 | 57079.7613 | 64976.8029 | 71729.8707 | 77469.4112 | 75664.8651 | 73924.2454 | 80610.1586 | 78072.1087 | 75685.8212 | 74638.8539 | 74503.9711 | 74962.2296 | 74646.8749 | 73775.9844 | 75362.7292 | 75759.6453 | 75294.8572 | 73082.8071 | 71178.1572 | 71318.2454 | 69420.3824 | 67696.3989 | 66778.7346
F6_Commercial_Miscellaneous_Existing_Food Preparation_Natural Gas_Fryer_Baseline Forecast | F6 | Commercial | Miscellaneous | Existing | Food Preparation | Natural Gas | Fryer | Baseline Forecast | Avg. Replacement Usage | 0.010849 | 0.011282 | 0.011227 | 0.0081658 | 0.0081658 | 0.0081658 | 0.0081658 | 0.0081658 | 0.0081658 | 0.0081658 | 0.0081658 | 0.0081658 | 0.0081658 | 0.0081658 | 0.0081658 | 0.0081658 | 0.0081658 | 0.0081658 | 0.0081658 | 0.0081658 | 0.0081658 | 0.0081658 | 0.0081658 | 0.0081658 | 0.0081658 | 0.0081658 | 0.0081658 | 0.0081658 | 0.0081658 | 0.0081658 | 0.0081658
F7_Commercial_Miscellaneous_Existing_Food Preparation_Natural Gas_Fryer_Baseline Forecast | F7 | Commercial | Miscellaneous | Existing | Food Preparation | Natural Gas | Fryer | Baseline Forecast | Avg. Replacement Demand (S) | 0 | 0 | 0 | 0 | 0 | 0 | 0 | 0 | 0 | 0 | 0 | 0 | 0 | 0 | 0 | 0 | 0 | 0 | 0 | 0 | 0 | 0 | 0 | 0 | 0 | 0 | 0 | 0 | 0 | 0 | 0
F8_Commercial_Miscellaneous_Existing_Food Preparation_Natural Gas_Fryer_Baseline Forecast | F8 | Commercial | Miscellaneous | Existing | Food Preparation | Natural Gas | Fryer | Baseline Forecast | Avg. Replacement Demand (W) | 0 | 0 | 0 | 0 | 0 | 0 | 0 | 0 | 0 | 0 | 0 | 0 | 0 | 0 | 0 | 0 | 0 | 0 | 0 | 0 | 0 | 0 | 0 | 0 | 0 | 0 | 0 | 0 | 0 | 0 | 0
F1_Commercial_Miscellaneous_Existing_Food Preparation_Natural Gas_Broiler_Baseline Forecast | F1 | Commercial | Miscellaneous | Existing | Food Preparation | Natural Gas | Broiler | Baseline Forecast | Units | 986928.021 | 967189.4606 | 947845.6713 | 928888.7579 | 910310.9828 | 892104.7631 | 874262.6678 | 856777.4145 | 839641.8662 | 822849.0289 | 806392.0483 | 790264.2073 | 774458.9232 | 758969.7447 | 743790.3498 | 728914.5428 | 714336.252 | 700049.5269 | 686048.5364 | 672327.5657 | 658881.0144 | 645703.3941 | 632789.3262 | 620133.5397 | 607730.8689 | 595576.2515 | 583664.7265 | 571991.4319 | 560551.6033 | 549340.5712 | 538353.7598
F2_Commercial_Miscellaneous_Existing_Food Preparation_Natural Gas_Broiler_Baseline Forecast | F2 | Commercial | Miscellaneous | Existing | Food Preparation | Natural Gas | Broiler | Baseline Forecast | Usage (MMtherm) | 0.010998 | 0.011211 | 0.010935 | 0.010605 | 0.010393 | 0.010185 | 0.0099824 | 0.0097839 | 0.0095894 | 0.0093986 | 0.009211 | 0.0090268 | 0.008847 | 0.0086703 | 0.0084972 | 0.0083276 | 0.0081613 | 0.0079982 | 0.0078385 | 0.0076816 | 0.0075278 | 0.0073769 | 0.0072289 | 0.0070889 | 0.0069518 | 0.0068175 | 0.0066858 | 0.0065567 | 0.0064303 | 0.0063066 | 0.0061856
F3_Commercial_Miscellaneous_Existing_Food Preparation_Natural Gas_Broiler_Baseline Forecast | F3 | Commercial | Miscellaneous | Existing | Food Preparation | Natural Gas | Broiler | Baseline Forecast | Peak Demand (S) | 0 | 0 | 0 | 0 | 0 | 0 | 0 | 0 | 0 | 0 | 0 | 0 | 0 | 0 | 0 | 0 | 0 | 0 | 0 | 0 | 0 | 0 | 0 | 0 | 0 | 0 | 0 | 0 | 0 | 0 | 0
F4_Commercial_Miscellaneous_Existing_Food Preparation_Natural Gas_Broiler_Baseline Forecast | F4 | Commercial | Miscellaneous | Existing | Food Preparation | Natural Gas | Broiler | Baseline Forecast | Peak Demand (W) | 0 | 0 | 0 | 0 | 0 | 0 | 0 | 0 | 0 | 0 | 0 | 0 | 0 | 0 | 0 | 0 | 0 | 0 | 0 | 0 | 0 | 0 | 0 | 0 | 0 | 0 | 0 | 0 | 0 | 0 | 0
F5_Commercial_Miscellaneous_Existing_Food Preparation_Natural Gas_Broiler_Baseline Forecast | F5 | Commercial | Miscellaneous | Existing | Food Preparation | Natural Gas | Broiler | Baseline Forecast | Turnover | 0 | 35821.8319 | 39981.1446 | 43428.8411 | 46260.1514 | 48557.9612 | 50394.4042 | 51832.2497 | 52926.1103 | 53723.4953 | 46799.1337 | 40767.2453 | 41249.5331 | 41836.0247 | 42449.2443 | 43036.0981 | 43561.6105 | 50800.9494 | 50605.5727 | 50308.3319 | 49924.897 | 48273.1206 | 45801.1144 | 43756.4684 | 42087.2541 | 40737.2986 | 38234.6935 | 36433.5528 | 37336.1465 | 37983.7686 | 38407.3613
F6_Commercial_Miscellaneous_Existing_Food Preparation_Natural Gas_Broiler_Baseline Forecast | F6 | Commercial | Miscellaneous | Existing | Food Preparation | Natural Gas | Broiler | Baseline Forecast | Avg. Replacement Usage | 0.011144 | 0.011589 | 0.011532 | 0.011414 | 0.011414 | 0.011424 | 0.011434 | 0.011439 | 0.011441 | 0.011435 | 0.011426 | 0.011418 | 0.011434 | 0.011423 | 0.011423 | 0.011423 | 0.011423 | 0.011423 | 0.011426 | 0.011424 | 0.011423 | 0.011421 | 0.011418 | 0.011537 | 0.01154 | 0.011543 | 0.011546 | 0.011548 | 0.011551 | 0.011554 | 0.011556
F7_Commercial_Miscellaneous_Existing_Food Preparation_Natural Gas_Broiler_Baseline Forecast | F7 | Commercial | Miscellaneous | Existing | Food Preparation | Natural Gas | Broiler | Baseline Forecast | Avg. Replacement Demand (S) | 0 | 0 | 0 | 0 | 0 | 0 | 0 | 0 | 0 | 0 | 0 | 0 | 0 | 0 | 0 | 0 | 0 | 0 | 0 | 0 | 0 | 0 | 0 | 0 | 0 | 0 | 0 | 0 | 0 | 0 | 0
F8_Commercial_Miscellaneous_Existing_Food Preparation_Natural Gas_Broiler_Baseline Forecast | F8 | Commercial | Miscellaneous | Existing | Food Preparation | Natural Gas | Broiler | Baseline Forecast | Avg. Replacement Demand (W) | 0 | 0 | 0 | 0 | 0 | 0 | 0 | 0 | 0 | 0 | 0 | 0 | 0 | 0 | 0 | 0 | 0 | 0 | 0 | 0 | 0 | 0 | 0 | 0 | 0 | 0 | 0 | 0 | 0 | 0 | 0
F1_Commercial_Miscellaneous_Existing_Food Preparation_Natural Gas_Griddle_Baseline Forecast | F1 | Commercial | Miscellaneous | Existing | Food Preparation | Natural Gas | Griddle | Baseline Forecast | Units | 1235784.5796 | 1211068.8881 | 1186847.5103 | 1163110.5601 | 1139848.3489 | 1117051.3819 | 1094710.3543 | 1072816.1472 | 1051359.8242 | 1030332.6278 | 1009725.9752 | 989531.4557 | 969740.8266 | 950346.01 | 931339.0898 | 912712.3081 | 894458.0619 | 876568.9007 | 859037.5226 | 841856.7722 | 825019.6367 | 808519.244 | 792348.8591 | 776501.8819 | 760971.8443 | 745752.4074 | 730837.3593 | 716220.6121 | 701896.1998 | 687858.2758 | 674101.1103
F2_Commercial_Miscellaneous_Existing_Food Preparation_Natural Gas_Griddle_Baseline Forecast | F2 | Commercial | Miscellaneous | Existing | Food Preparation | Natural Gas | Griddle | Baseline Forecast | Usage (MMtherm) | 0.0097883 | 0.0099781 | 0.0097321 | 0.0094388 | 0.00925 | 0.009065 | 0.0088838 | 0.0087062 | 0.0085322 | 0.0083616 | 0.0081944 | 0.0080306 | 0.00787 | 0.0077126 | 0.0075584 | 0.0074073 | 0.0072591 | 0.007114 | 0.0069717 | 0.0068323 | 0.0066956 | 0.0065617 | 0.0064304 | 0.0063022 | 0.0061766 | 0.0060535 | 0.0059329 | 0.0058147 | 0.0056988 | 0.0055853 | 0.0054741
F3_Commercial_Miscellaneous_Existing_Food Preparation_Natural Gas_Griddle_Baseline Forecast | F3 | Commercial | Miscellaneous | Existing | Food Preparation | Natural Gas | Griddle | Baseline Forecast | Peak Demand (S) | 0 | 0 | 0 | 0 | 0 | 0 | 0 | 0 | 0 | 0 | 0 | 0 | 0 | 0 | 0 | 0 | 0 | 0 | 0 | 0 | 0 | 0 | 0 | 0 | 0 | 0 | 0 | 0 | 0 | 0 | 0
F4_Commercial_Miscellaneous_Existing_Food Preparation_Natural Gas_Griddle_Baseline Forecast | F4 | Commercial | Miscellaneous | Existing | Food Preparation | Natural Gas | Griddle | Baseline Forecast | Peak Demand (W) | 0 | 0 | 0 | 0 | 0 | 0 | 0 | 0 | 0 | 0 | 0 | 0 | 0 | 0 | 0 | 0 | 0 | 0 | 0 | 0 | 0 | 0 | 0 | 0 | 0 | 0 | 0 | 0 | 0 | 0 | 0
F5_Commercial_Miscellaneous_Existing_Food Preparation_Natural Gas_Griddle_Baseline Forecast | F5 | Commercial | Miscellaneous | Existing | Food Preparation | Natural Gas | Griddle | Baseline Forecast | Turnover | 0 | 44854.4033 | 50062.4979 | 54379.5404 | 57924.7732 | 60801.9819 | 63101.489 | 64901.891 | 66271.5716 | 67270.0193 | 58599.6613 | 51046.816 | 51650.714 | 52385.0909 | 53152.9356 | 53887.7662 | 54545.788 | 63610.5456 | 63365.9042 | 62993.7133 | 62513.5943 | 60445.318 | 57349.9888 | 54789.7797 | 52699.6686 | 51009.3182 | 47875.6744 | 45620.3713 | 46750.5564 | 47561.4781 | 48091.8809
F6_Commercial_Miscellaneous_Existing_Food Preparation_Natural Gas_Griddle_Baseline Forecast | F6 | Commercial | Miscellaneous | Existing | Food Preparation | Natural Gas | Griddle | Baseline Forecast | Avg. Replacement Usage | 0.0079207 | 0.0082389 | 0.0081997 | 0.0081149 | 0.0081149 | 0.0081156 | 0.0081163 | 0.0081166 | 0.0081168 | 0.0081163 | 0.0081158 | 0.0081152 | 0.0081163 | 0.0081155 | 0.0081155 | 0.0081156 | 0.0081156 | 0.0081155 | 0.0081158 | 0.0081156 | 0.0081155 | 0.0081154 | 0.0081152 | 0.008124 | 0.0081243 | 0.0081245 | 0.0081248 | 0.008125 | 0.0081252 | 0.0081254 | 0.0081256
F7_Commercial_Miscellaneous_Existing_Food Preparation_Natural Gas_Griddle_Baseline Forecast | F7 | Commercial | Miscellaneous | Existing | Food Preparation | Natural Gas | Griddle | Baseline Forecast | Avg. Replacement Demand (S) | 0 | 0 | 0 | 0 | 0 | 0 | 0 | 0 | 0 | 0 | 0 | 0 | 0 | 0 | 0 | 0 | 0 | 0 | 0 | 0 | 0 | 0 | 0 | 0 | 0 | 0 | 0 | 0 | 0 | 0 | 0
F8_Commercial_Miscellaneous_Existing_Food Preparation_Natural Gas_Griddle_Baseline Forecast | F8 | Commercial | Miscellaneous | Existing | Food Preparation | Natural Gas | Griddle | Baseline Forecast | Avg. Replacement Demand (W) | 0 | 0 | 0 | 0 | 0 | 0 | 0 | 0 | 0 | 0 | 0 | 0 | 0 | 0 | 0 | 0 | 0 | 0 | 0 | 0 | 0 | 0 | 0 | 0 | 0 | 0 | 0 | 0 | 0 | 0 | 0
F1_Commercial_Miscellaneous_Existing_Food Preparation_Natural Gas_Range_Baseline Forecast | F1 | Commercial | Miscellaneous | Existing | Food Preparation | Natural Gas | Range | Baseline Forecast | Units | 4683723.2396 | 4590048.7748 | 4498247.7993 | 4408282.8433 | 4320117.1864 | 4233714.8427 | 4149040.5458 | 4066059.7349 | 3984738.5402 | 3905043.7694 | 3826942.894 | 3750404.0362 | 3675395.9554 | 3601888.0363 | 3529850.2756 | 3459253.2701 | 3390068.2047 | 3322266.8406 | 3255821.5038 | 3190705.0737 | 3126890.9722 | 3064353.1528 | 3003066.0897 | 2943004.7679 | 2884144.6726 | 2826461.7791 | 2769932.5435 | 2714533.8927 | 2660243.2148 | 2607038.3505 | 2554897.5835
F2_Commercial_Miscellaneous_Existing_Food Preparation_Natural Gas_Range_Baseline Forecast | F2 | Commercial | Miscellaneous | Existing | Food Preparation | Natural Gas | Range | Baseline Forecast | Usage (MMtherm) | 0.038482 | 0.039228 | 0.038261 | 0.037107 | 0.036364 | 0.035637 | 0.034925 | 0.034228 | 0.033545 | 0.032876 | 0.03222 | 0.031577 | 0.030948 | 0.03033 | 0.029724 | 0.029129 | 0.028546 | 0.027974 | 0.027414 | 0.026864 | 0.026325 | 0.025797 | 0.025278 | 0.02478 | 0.024291 | 0.023813 | 0.023344 | 0.022885 | 0.022436 | 0.021997 | 0.021566
F3_Commercial_Miscellaneous_Existing_Food Preparation_Natural Gas_Range_Baseline Forecast | F3 | Commercial | Miscellaneous | Existing | Food Preparation | Natural Gas | Range | Baseline Forecast | Peak Demand (S) | 0 | 0 | 0 | 0 | 0 | 0 | 0 | 0 | 0 | 0 | 0 | 0 | 0 | 0 | 0 | 0 | 0 | 0 | 0 | 0 | 0 | 0 | 0 | 0 | 0 | 0 | 0 | 0 | 0 | 0 | 0
F4_Commercial_Miscellaneous_Existing_Food Preparation_Natural Gas_Range_Baseline Forecast | F4 | Commercial | Miscellaneous | Existing | Food Preparation | Natural Gas | Range | Baseline Forecast | Peak Demand (W) | 0 | 0 | 0 | 0 | 0 | 0 | 0 | 0 | 0 | 0 | 0 | 0 | 0 | 0 | 0 | 0 | 0 | 0 | 0 | 0 | 0 | 0 | 0 | 0 | 0 | 0 | 0 | 0 | 0 | 0 | 0
F5_Commercial_Miscellaneous_Existing_Food Preparation_Natural Gas_Range_Baseline Forecast | F5 | Commercial | Miscellaneous | Existing | Food Preparation | Natural Gas | Range | Baseline Forecast | Turnover | 0 | 183601.951 | 233908.8856 | 271550.2231 | 299297.7187 | 319323.7083 | 333330.5982 | 342652.3837 | 348334.2396 | 351194.9193 | 305952.3598 | 278870.8521 | 263915.6262 | 256817.6116 | 254592.0929 | 291455.8285 | 296302.7336 | 298746.68 | 299333.8272 | 290834.1298 | 278544.5159 | 265545.4242 | 253488.2639 | 243129.4372 | 231663.0254 | 226890.7595 | 225845.5253 | 226617.1682 | 226739.3931 | 232499.7152 | 228668.5412
F6_Commercial_Miscellaneous_Existing_Food Preparation_Natural Gas_Range_Baseline Forecast | F6 | Commercial | Miscellaneous | Existing | Food Preparation | Natural Gas | Range | Baseline Forecast | Avg. Replacement Usage | 0.0082161 | 0.0085454 | 0.0085042 | 0.0084155 | 0.0084144 | 0.0084177 | 0.0084204 | 0.0084218 | 0.0084224 | 0.0084232 | 0.0084238 | 0.0084212 | 0.0084268 | 0.0084234 | 0.0084195 | 0.0084159 | 0.0084158 | 0.0084156 | 0.0084165 | 0.0084158 | 0.0084154 | 0.0084147 | 0.0084139 | 0.0084507 | 0.0084516 | 0.0084525 | 0.0084533 | 0.0084541 | 0.0084549 | 0.0084556 | 0.0084564
F7_Commercial_Miscellaneous_Existing_Food Preparation_Natural Gas_Range_Baseline Forecast | F7 | Commercial | Miscellaneous | Existing | Food Preparation | Natural Gas | Range | Baseline Forecast | Avg. Replacement Demand (S) | 0 | 0 | 0 | 0 | 0 | 0 | 0 | 0 | 0 | 0 | 0 | 0 | 0 | 0 | 0 | 0 | 0 | 0 | 0 | 0 | 0 | 0 | 0 | 0 | 0 | 0 | 0 | 0 | 0 | 0 | 0
F8_Commercial_Miscellaneous_Existing_Food Preparation_Natural Gas_Range_Baseline Forecast | F8 | Commercial | Miscellaneous | Existing | Food Preparation | Natural Gas | Range | Baseline Forecast | Avg. Replacement Demand (W) | 0 | 0 | 0 | 0 | 0 | 0 | 0 | 0 | 0 | 0 | 0 | 0 | 0 | 0 | 0 | 0 | 0 | 0 | 0 | 0 | 0 | 0 | 0 | 0 | 0 | 0 | 0 | 0 | 0 | 0 | 0
F1_Commercial_Miscellaneous_Existing_Food Preparation_Natural Gas_Steamer_Baseline Forecast | F1 | Commercial | Miscellaneous | Existing | Food Preparation | Natural Gas | Steamer | Baseline Forecast | Units | 352213.348 | 345169.0811 | 338265.6994 | 331500.3854 | 324870.3777 | 318372.9702 | 312005.5108 | 305765.4006 | 299650.0926 | 293657.0907 | 287783.9489 | 282028.2699 | 276387.7045 | 270859.9504 | 265442.7514 | 260133.8964 | 254931.2185 | 249832.5941 | 244835.9422 | 239939.2234 | 235140.4389 | 230437.6301 | 225828.8775 | 221312.3 | 216886.054 | 212548.3329 | 208297.3662 | 204131.4189 | 200048.7905 | 196047.8147 | 192126.8584
F2_Commercial_Miscellaneous_Existing_Food Preparation_Natural Gas_Steamer_Baseline Forecast | F2 | Commercial | Miscellaneous | Existing | Food Preparation | Natural Gas | Steamer | Baseline Forecast | Usage (MMtherm) | 0.0048332 | 0.0049266 | 0.0048047 | 0.0045172 | 0.0042749 | 0.0040299 | 0.0037837 | 0.0035377 | 0.0032931 | 0.0030507 | 0.002825 | 0.002613 | 0.0024253 | 0.0022587 | 0.0021107 | 0.0019789 | 0.0018613 | 0.0017562 | 0.0016618 | 0.0015519 | 0.0014506 | 0.0013879 | 0.0013308 | 0.0012786 | 0.0012308 | 0.0011867 | 0.0011461 | 0.0011085 | 0.0010735 | 0.0010408 | 0.0010103
F3_Commercial_Miscellaneous_Existing_Food Preparation_Natural Gas_Steamer_Baseline Forecast | F3 | Commercial | Miscellaneous | Existing | Food Preparation | Natural Gas | Steamer | Baseline Forecast | Peak Demand (S) | 0 | 0 | 0 | 0 | 0 | 0 | 0 | 0 | 0 | 0 | 0 | 0 | 0 | 0 | 0 | 0 | 0 | 0 | 0 | 0 | 0 | 0 | 0 | 0 | 0 | 0 | 0 | 0 | 0 | 0 | 0
F4_Commercial_Miscellaneous_Existing_Food Preparation_Natural Gas_Steamer_Baseline Forecast | F4 | Commercial | Miscellaneous | Existing | Food Preparation | Natural Gas | Steamer | Baseline Forecast | Peak Demand (W) | 0 | 0 | 0 | 0 | 0 | 0 | 0 | 0 | 0 | 0 | 0 | 0 | 0 | 0 | 0 | 0 | 0 | 0 | 0 | 0 | 0 | 0 | 0 | 0 | 0 | 0 | 0 | 0 | 0 | 0 | 0
F5_Commercial_Miscellaneous_Existing_Food Preparation_Natural Gas_Steamer_Baseline Forecast | F5 | Commercial | Miscellaneous | Existing | Food Preparation | Natural Gas | Steamer | Baseline Forecast | Turnover | 0 | 12784.04 | 14268.4091 | 15498.8177 | 16509.2514 | 17329.2902 | 17984.6772 | 18497.8132 | 18888.1885 | 19172.758 | 17885.8986 | 16902.4111 | 16159.6675 | 15606.2605 | 15200.1488 | 14907.0945 | 14699.348 | 14554.5414 | 14454.761 | 16985.2341 | 16734.325 | 16398.9397 | 16013.6939 | 15604.0496 | 15188.3205 | 14779.284 | 14385.4712 | 14012.1951 | 13586.2813 | 13251.4508 | 12976.0307
F6_Commercial_Miscellaneous_Existing_Food Preparation_Natural Gas_Steamer_Baseline Forecast | F6 | Commercial | Miscellaneous | Existing | Food Preparation | Natural Gas | Steamer | Baseline Forecast | Avg. Replacement Usage | 0.013722 | 0.014252 | 0.014172 | 0.004853 | 0.004853 | 0.004853 | 0.004853 | 0.004853 | 0.004853 | 0.004853 | 0.004853 | 0.004853 | 0.004853 | 0.004853 | 0.004853 | 0.004853 | 0.004853 | 0.004853 | 0.004853 | 0.004853 | 0.004853 | 0.004853 | 0.004853 | 0.004853 | 0.004853 | 0.004853 | 0.004853 | 0.004853 | 0.004853 | 0.004853 | 0.004853
F7_Commercial_Miscellaneous_Existing_Food Preparation_Natural Gas_Steamer_Baseline Forecast | F7 | Commercial | Miscellaneous | Existing | Food Preparation | Natural Gas | Steamer | Baseline Forecast | Avg. Replacement Demand (S) | 0 | 0 | 0 | 0 | 0 | 0 | 0 | 0 | 0 | 0 | 0 | 0 | 0 | 0 | 0 | 0 | 0 | 0 | 0 | 0 | 0 | 0 | 0 | 0 | 0 | 0 | 0 | 0 | 0 | 0 | 0
F8_Commercial_Miscellaneous_Existing_Food Preparation_Natural Gas_Steamer_Baseline Forecast | F8 | Commercial | Miscellaneous | Existing | Food Preparation | Natural Gas | Steamer | Baseline Forecast | Avg. Replacement Demand (W) | 0 | 0 | 0 | 0 | 0 | 0 | 0 | 0 | 0 | 0 | 0 | 0 | 0 | 0 | 0 | 0 | 0 | 0 | 0 | 0 | 0 | 0 | 0 | 0 | 0 | 0 | 0 | 0 | 0 | 0 | 0
F1_Commercial_Miscellaneous_Existing_Food Preparation_Natural Gas_Food Prep Other_Baseline Forecast | F1 | Commercial | Miscellaneous | Existing | Food Preparation | Natural Gas | Food Prep Other | Baseline Forecast | Units | 352213.348 | 345169.0811 | 338265.6994 | 331500.3854 | 324870.3777 | 318372.9702 | 312005.5108 | 305765.4006 | 299650.0926 | 293657.0907 | 287783.9489 | 282028.2699 | 276387.7045 | 270859.9504 | 265442.7514 | 260133.8964 | 254931.2185 | 249832.5941 | 244835.9422 | 239939.2234 | 235140.4389 | 230437.6301 | 225828.8775 | 221312.3 | 216886.054 | 212548.3329 | 208297.3662 | 204131.4189 | 200048.7905 | 196047.8147 | 192126.8584
F2_Commercial_Miscellaneous_Existing_Food Preparation_Natural Gas_Food Prep Other_Baseline Forecast | F2 | Commercial | Miscellaneous | Existing | Food Preparation | Natural Gas | Food Prep Other | Baseline Forecast | Usage (MMtherm) | 0.0034375 | 0.0035042 | 0.0034178 | 0.0033148 | 0.0032485 | 0.0031835 | 0.0031199 | 0.0030575 | 0.0029963 | 0.0029364 | 0.0028777 | 0.0028201 | 0.0027637 | 0.0027084 | 0.0026543 | 0.0026012 | 0.0025492 | 0.0024982 | 0.0024482 | 0.0023993 | 0.0023513 | 0.0023042 | 0.0022582 | 0.002213 | 0.0021687 | 0.0021254 | 0.0020829 | 0.0020412 | 0.0020004 | 0.0019604 | 0.0019212
F3_Commercial_Miscellaneous_Existing_Food Preparation_Natural Gas_Food Prep Other_Baseline Forecast | F3 | Commercial | Miscellaneous | Existing | Food Preparation | Natural Gas | Food Prep Other | Baseline Forecast | Peak Demand (S) | 0 | 0 | 0 | 0 | 0 | 0 | 0 | 0 | 0 | 0 | 0 | 0 | 0 | 0 | 0 | 0 | 0 | 0 | 0 | 0 | 0 | 0 | 0 | 0 | 0 | 0 | 0 | 0 | 0 | 0 | 0
F4_Commercial_Miscellaneous_Existing_Food Preparation_Natural Gas_Food Prep Other_Baseline Forecast | F4 | Commercial | Miscellaneous | Existing | Food Preparation | Natural Gas | Food Prep Other | Baseline Forecast | Peak Demand (W) | 0 | 0 | 0 | 0 | 0 | 0 | 0 | 0 | 0 | 0 | 0 | 0 | 0 | 0 | 0 | 0 | 0 | 0 | 0 | 0 | 0 | 0 | 0 | 0 | 0 | 0 | 0 | 0 | 0 | 0 | 0
F5_Commercial_Miscellaneous_Existing_Food Preparation_Natural Gas_Food Prep Other_Baseline Forecast | F5 | Commercial | Miscellaneous | Existing | Food Preparation | Natural Gas | Food Prep Other | Baseline Forecast | Turnover | 0 | 13806.7632 | 17589.8164 | 20420.4237 | 22507.0198 | 24012.9629 | 25066.2731 | 25767.2661 | 26194.5385 | 26409.66 | 23007.445 | 20970.9309 | 19846.3064 | 19312.5397 | 19145.1819 | 21917.314 | 22281.7986 | 22465.582 | 22509.7351 | 21870.5627 | 20946.3906 | 19968.8662 | 19062.1746 | 18283.1967 | 17420.929 | 17062.0572 | 16983.4562 | 17041.4833 | 17050.6746 | 17483.8476 | 17195.7454
F6_Commercial_Miscellaneous_Existing_Food Preparation_Natural Gas_Food Prep Other_Baseline Forecast | F6 | Commercial | Miscellaneous | Existing | Food Preparation | Natural Gas | Food Prep Other | Baseline Forecast | Avg. Replacement Usage | 0.0097598 | 0.010152 | 0.010104 | 0.0099994 | 0.0099994 | 0.0099994 | 0.0099994 | 0.0099994 | 0.0099994 | 0.0099994 | 0.0099994 | 0.0099994 | 0.0099994 | 0.0099994 | 0.0099994 | 0.0099994 | 0.0099994 | 0.0099994 | 0.0099994 | 0.0099994 | 0.0099994 | 0.0099994 | 0.0099994 | 0.0099994 | 0.0099994 | 0.0099994 | 0.0099994 | 0.0099994 | 0.0099994 | 0.0099994 | 0.0099994
F7_Commercial_Miscellaneous_Existing_Food Preparation_Natural Gas_Food Prep Other_Baseline Forecast | F7 | Commercial | Miscellaneous | Existing | Food Preparation | Natural Gas | Food Prep Other | Baseline Forecast | Avg. Replacement Demand (S) | 0 | 0 | 0 | 0 | 0 | 0 | 0 | 0 | 0 | 0 | 0 | 0 | 0 | 0 | 0 | 0 | 0 | 0 | 0 | 0 | 0 | 0 | 0 | 0 | 0 | 0 | 0 | 0 | 0 | 0 | 0
F8_Commercial_Miscellaneous_Existing_Food Preparation_Natural Gas_Food Prep Other_Baseline Forecast | F8 | Commercial | Miscellaneous | Existing | Food Preparation | Natural Gas | Food Prep Other | Baseline Forecast | Avg. Replacement Demand (W) | 0 | 0 | 0 | 0 | 0 | 0 | 0 | 0 | 0 | 0 | 0 | 0 | 0 | 0 | 0 | 0 | 0 | 0 | 0 | 0 | 0 | 0 | 0 | 0 | 0 | 0 | 0 | 0 | 0 | 0 | 0
F1_Commercial_Miscellaneous_Existing_Miscellaneous_Natural Gas_Pool Heater_Baseline Forecast | F1 | Commercial | Miscellaneous | Existing | Miscellaneous | Natural Gas | Pool Heater | Baseline Forecast | Units | 2040510.0951 | 1999699.8932 | 1959705.8953 | 1920511.7774 | 1882101.5419 | 1844459.511 | 1807570.3208 | 1771418.9144 | 1735990.5361 | 1701270.7254 | 1667245.3109 | 1633900.4047 | 1601222.3966 | 1569197.9486 | 1537813.9897 | 1507057.7099 | 1476916.5557 | 1447378.2246 | 1418430.6601 | 1390062.0469 | 1362260.8059 | 1335015.5898 | 1308315.278 | 1282148.9725 | 1256505.993 | 1231375.8731 | 1206748.3557 | 1182613.3886 | 1158961.1208 | 1135781.8984 | 1113066.2604
F2_Commercial_Miscellaneous_Existing_Miscellaneous_Natural Gas_Pool Heater_Baseline Forecast | F2 | Commercial | Miscellaneous | Existing | Miscellaneous | Natural Gas | Pool Heater | Baseline Forecast | Usage (MMtherm) | 0.00068494 | 0.00069822 | 0.000681 | 0.00066047 | 0.00064725 | 0.0006343 | 0.00062162 | 0.00060919 | 0.000597 | 0.00058507 | 0.00057337 | 0.00056191 | 0.00055071 | 0.00053974 | 0.00052898 | 0.00051843 | 0.00050807 | 0.00049789 | 0.00048791 | 0.00047811 | 0.0004685 | 0.00045909 | 0.00044986 | 0.00044091 | 0.00043215 | 0.00042357 | 0.00041518 | 0.00040696 | 0.00039889 | 0.00039097 | 0.0003832
F3_Commercial_Miscellaneous_Existing_Miscellaneous_Natural Gas_Pool Heater_Baseline Forecast | F3 | Commercial | Miscellaneous | Existing | Miscellaneous | Natural Gas | Pool Heater | Baseline Forecast | Peak Demand (S) | 0 | 0 | 0 | 0 | 0 | 0 | 0 | 0 | 0 | 0 | 0 | 0 | 0 | 0 | 0 | 0 | 0 | 0 | 0 | 0 | 0 | 0 | 0 | 0 | 0 | 0 | 0 | 0 | 0 | 0 | 0
F4_Commercial_Miscellaneous_Existing_Miscellaneous_Natural Gas_Pool Heater_Baseline Forecast | F4 | Commercial | Miscellaneous | Existing | Miscellaneous | Natural Gas | Pool Heater | Baseline Forecast | Peak Demand (W) | 0 | 0 | 0 | 0 | 0 | 0 | 0 | 0 | 0 | 0 | 0 | 0 | 0 | 0 | 0 | 0 | 0 | 0 | 0 | 0 | 0 | 0 | 0 | 0 | 0 | 0 | 0 | 0 | 0 | 0 | 0
F5_Commercial_Miscellaneous_Existing_Miscellaneous_Natural Gas_Pool Heater_Baseline Forecast | F5 | Commercial | Miscellaneous | Existing | Miscellaneous | Natural Gas | Pool Heater | Baseline Forecast | Turnover | 0 | 239963.9872 | 227325.8839 | 216633.7285 | 207482.874 | 199555.7634 | 199833.4062 | 197766.3093 | 194212.733 | 189772.3996 | 184858.0822 | 232453.5133 | 216317.5671 | 203387.2196 | 192731.4144 | 183711.7464 | 186968.2506 | 186103.1943 | 182760.1429 | 178007.6319 | 172530.5056 | 180051.2125 | 172344.2777 | 166315.1563 | 161160.941 | 156434.6566 | 156679.6779 | 154609.6331 | 151362.2791 | 147568.3388 | 143563.8875
F6_Commercial_Miscellaneous_Existing_Miscellaneous_Natural Gas_Pool Heater_Baseline Forecast | F6 | Commercial | Miscellaneous | Existing | Miscellaneous | Natural Gas | Pool Heater | Baseline Forecast | Avg. Replacement Usage | 0.00033567 | 0.00034914 | 0.00034748 | 0.00034388 | 0.00034386 | 0.00034389 | 0.00034392 | 0.00034392 | 0.0003439 | 0.00034391 | 0.00034391 | 0.00034392 | 0.00034409 | 0.0003441 | 0.00034411 | 0.00034403 | 0.00034396 | 0.00034388 | 0.00034383 | 0.00034376 | 0.00034376 | 0.00034375 | 0.00034374 | 0.00034429 | 0.0003443 | 0.00034432 | 0.00034433 | 0.00034434 | 0.00034435 | 0.00034436 | 0.00034437
F7_Commercial_Miscellaneous_Existing_Miscellaneous_Natural Gas_Pool Heater_Baseline Forecast | F7 | Commercial | Miscellaneous | Existing | Miscellaneous | Natural Gas | Pool Heater | Baseline Forecast | Avg. Replacement Demand (S) | 0 | 0 | 0 | 0 | 0 | 0 | 0 | 0 | 0 | 0 | 0 | 0 | 0 | 0 | 0 | 0 | 0 | 0 | 0 | 0 | 0 | 0 | 0 | 0 | 0 | 0 | 0 | 0 | 0 | 0 | 0
F8_Commercial_Miscellaneous_Existing_Miscellaneous_Natural Gas_Pool Heater_Baseline Forecast | F8 | Commercial | Miscellaneous | Existing | Miscellaneous | Natural Gas | Pool Heater | Baseline Forecast | Avg. Replacement Demand (W) | 0 | 0 | 0 | 0 | 0 | 0 | 0 | 0 | 0 | 0 | 0 | 0 | 0 | 0 | 0 | 0 | 0 | 0 | 0 | 0 | 0 | 0 | 0 | 0 | 0 | 0 | 0 | 0 | 0 | 0 | 0
F1_Commercial_Miscellaneous_Existing_Miscellaneous_Natural Gas_Miscellaneous_Baseline Forecast | F1 | Commercial | Miscellaneous | Existing | Miscellaneous | Natural Gas | Miscellaneous | Baseline Forecast | Units | 29106512.1061 | 28524381.8639 | 27953894.2267 | 27394816.3421 | 26846920.0153 | 26309981.615 | 25783781.9827 | 25268106.343 | 24762744.2162 | 24267489.3318 | 23782139.5452 | 23306496.7543 | 22840366.8192 | 22383559.4828 | 21935888.2932 | 21497170.5273 | 21067227.1168 | 20645882.5744 | 20232964.9229 | 19828305.6245 | 19431739.512 | 19043104.7217 | 18662242.6273 | 18288997.7748 | 17923217.8193 | 17564753.4629 | 17213458.3936 | 16869189.2258 | 16531805.4412 | 16201169.3324 | 15877145.9458
F2_Commercial_Miscellaneous_Existing_Miscellaneous_Natural Gas_Miscellaneous_Baseline Forecast | F2 | Commercial | Miscellaneous | Existing | Miscellaneous | Natural Gas | Miscellaneous | Baseline Forecast | Usage (MMtherm) | 0.011846 | 0.012076 | 0.011778 | 0.011423 | 0.011195 | 0.010971 | 0.010751 | 0.010536 | 0.010326 | 0.010119 | 0.0099166 | 0.0097183 | 0.0095239 | 0.0093334 | 0.0091468 | 0.0089638 | 0.0087846 | 0.0086089 | 0.0084367 | 0.008268 | 0.0081026 | 0.0079405 | 0.0077817 | 0.0076261 | 0.0074736 | 0.0073241 | 0.0071776 | 0.0070341 | 0.0068934 | 0.0067555 | 0.0066204
F3_Commercial_Miscellaneous_Existing_Miscellaneous_Natural Gas_Miscellaneous_Baseline Forecast | F3 | Commercial | Miscellaneous | Existing | Miscellaneous | Natural Gas | Miscellaneous | Baseline Forecast | Peak Demand (S) | 0 | 0 | 0 | 0 | 0 | 0 | 0 | 0 | 0 | 0 | 0 | 0 | 0 | 0 | 0 | 0 | 0 | 0 | 0 | 0 | 0 | 0 | 0 | 0 | 0 | 0 | 0 | 0 | 0 | 0 | 0
F4_Commercial_Miscellaneous_Existing_Miscellaneous_Natural Gas_Miscellaneous_Baseline Forecast | F4 | Commercial | Miscellaneous | Existing | Miscellaneous | Natural Gas | Miscellaneous | Baseline Forecast | Peak Demand (W) | 0 | 0 | 0 | 0 | 0 | 0 | 0 | 0 | 0 | 0 | 0 | 0 | 0 | 0 | 0 | 0 | 0 | 0 | 0 | 0 | 0 | 0 | 0 | 0 | 0 | 0 | 0 | 0 | 0 | 0 | 0
F5_Commercial_Miscellaneous_Existing_Miscellaneous_Natural Gas_Miscellaneous_Baseline Forecast | F5 | Commercial | Miscellaneous | Existing | Miscellaneous | Natural Gas | Miscellaneous | Baseline Forecast | Turnover | 0 | 2444947.0169 | 2852438.1864 | 3178757.1149 | 2998893.7726 | 2902598.1978 | 2865585.4528 | 2810311.0414 | 2750933.0181 | 2696078.8928 | 2642569.4514 | 3171681.8901 | 3135365.0035 | 3080280.4362 | 2986203.657 | 2921333.9171 | 2873091.2733 | 2815394.6675 | 2756967.3146 | 2702196.0737 | 2648489.5205 | 2733964.3067 | 2666311.9069 | 2597621.9765 | 2541870.2781 | 2492447.6899 | 2445346.3313 | 2395804.7366 | 2347095.9668 | 2300439.7296 | 2254580.0084
F6_Commercial_Miscellaneous_Existing_Miscellaneous_Natural Gas_Miscellaneous_Baseline Forecast | F6 | Commercial | Miscellaneous | Existing | Miscellaneous | Natural Gas | Miscellaneous | Baseline Forecast | Avg. Replacement Usage | 0.00040699 | 0.00042334 | 0.00042134 | 0.00041698 | 0.00041698 | 0.00041698 | 0.00041698 | 0.00041698 | 0.00041698 | 0.00041698 | 0.00041698 | 0.00041698 | 0.00041698 | 0.00041698 | 0.00041698 | 0.00041698 | 0.00041698 | 0.00041698 | 0.00041698 | 0.00041698 | 0.00041698 | 0.00041698 | 0.00041698 | 0.00041698 | 0.00041698 | 0.00041698 | 0.00041698 | 0.00041698 | 0.00041698 | 0.00041698 | 0.00041698
F7_Commercial_Miscellaneous_Existing_Miscellaneous_Natural Gas_Miscellaneous_Baseline Forecast | F7 | Commercial | Miscellaneous | Existing | Miscellaneous | Natural Gas | Miscellaneous | Baseline Forecast | Avg. Replacement Demand (S) | 0 | 0 | 0 | 0 | 0 | 0 | 0 | 0 | 0 | 0 | 0 | 0 | 0 | 0 | 0 | 0 | 0 | 0 | 0 | 0 | 0 | 0 | 0 | 0 | 0 | 0 | 0 | 0 | 0 | 0 | 0
F8_Commercial_Miscellaneous_Existing_Miscellaneous_Natural Gas_Miscellaneous_Baseline Forecast | F8 | Commercial | Miscellaneous | Existing | Miscellaneous | Natural Gas | Miscellaneous | Baseline Forecast | Avg. Replacement Demand (W) | 0 | 0 | 0 | 0 | 0 | 0 | 0 | 0 | 0 | 0 | 0 | 0 | 0 | 0 | 0 | 0 | 0 | 0 | 0 | 0 | 0 | 0 | 0 | 0 | 0 | 0 | 0 | 0 | 0 | 0 | 0
F1_Commercial_Miscellaneous_New_Space Heating_Natural Gas_Furnace_Baseline Forecast | F1 | Commercial | Miscellaneous | New | Space Heating | Natural Gas | Furnace | Baseline Forecast | Units | 0 | 0 | 0 | 0 | 0 | 0 | 0 | 0 | 0 | 0 | 0 | 0 | 0 | 0 | 0 | 0 | 0 | 0 | 0 | 0 | 0 | 0 | 0 | 0 | 0 | 0 | 0 | 0 | 0 | 0 | 0
F2_Commercial_Miscellaneous_New_Space Heating_Natural Gas_Furnace_Baseline Forecast | F2 | Commercial | Miscellaneous | New | Space Heating | Natural Gas | Furnace | Baseline Forecast | Usage (MMtherm) | 0 | 0 | 0 | 0 | 0 | 0 | 0 | 0 | 0 | 0 | 0 | 0 | 0 | 0 | 0 | 0 | 0 | 0 | 0 | 0 | 0 | 0 | 0 | 0 | 0 | 0 | 0 | 0 | 0 | 0 | 0
F3_Commercial_Miscellaneous_New_Space Heating_Natural Gas_Furnace_Baseline Forecast | F3 | Commercial | Miscellaneous | New | Space Heating | Natural Gas | Furnace | Baseline Forecast | Peak Demand (S) | 0 | 0 | 0 | 0 | 0 | 0 | 0 | 0 | 0 | 0 | 0 | 0 | 0 | 0 | 0 | 0 | 0 | 0 | 0 | 0 | 0 | 0 | 0 | 0 | 0 | 0 | 0 | 0 | 0 | 0 | 0
F4_Commercial_Miscellaneous_New_Space Heating_Natural Gas_Furnace_Baseline Forecast | F4 | Commercial | Miscellaneous | New | Space Heating | Natural Gas | Furnace | Baseline Forecast | Peak Demand (W) | 0 | 0 | 0 | 0 | 0 | 0 | 0 | 0 | 0 | 0 | 0 | 0 | 0 | 0 | 0 | 0 | 0 | 0 | 0 | 0 | 0 | 0 | 0 | 0 | 0 | 0 | 0 | 0 | 0 | 0 | 0
F5_Commercial_Miscellaneous_New_Space Heating_Natural Gas_Furnace_Baseline Forecast | F5 | Commercial | Miscellaneous | New | Space Heating | Natural Gas | Furnace | Baseline Forecast | Turnover | 0 | 0 | 0 | 0 | 0 | 0 | 0 | 0 | 0 | 0 | 0 | 0 | 0 | 0 | 0 | 0 | 0 | 0 | 0 | 0 | 0 | 0 | 0 | 0 | 0 | 0 | 0 | 0 | 0 | 0 | 0
F6_Commercial_Miscellaneous_New_Space Heating_Natural Gas_Furnace_Baseline Forecast | F6 | Commercial | Miscellaneous | New | Space Heating | Natural Gas | Furnace | Baseline Forecast | Avg. Replacement Usage | 0.21517 | 0.22382 | 0.22276 | 0.22045 | 0.22045 | 0.1938 | 0.1938 | 0.17472 | 0.17473 | 0.17475 | 0.17475 | 0.17476 | 0.17492 | 0.17493 | 0.17494 | 0.17495 | 0.17495 | 0.17495 | 0.17498 | 0.17497 | 0.17496 | 0.17496 | 0.17495 | 0.17555 | 0.17557 | 0.17559 | 0.17562 | 0.17564 | 0.17567 | 0.17569 | 0.17572
F7_Commercial_Miscellaneous_New_Space Heating_Natural Gas_Furnace_Baseline Forecast | F7 | Commercial | Miscellaneous | New | Space Heating | Natural Gas | Furnace | Baseline Forecast | Avg. Replacement Demand (S) | 0 | 0 | 0 | 0 | 0 | 0 | 0 | 0 | 0 | 0 | 0 | 0 | 0 | 0 | 0 | 0 | 0 | 0 | 0 | 0 | 0 | 0 | 0 | 0 | 0 | 0 | 0 | 0 | 0 | 0 | 0
F8_Commercial_Miscellaneous_New_Space Heating_Natural Gas_Furnace_Baseline Forecast | F8 | Commercial | Miscellaneous | New | Space Heating | Natural Gas | Furnace | Baseline Forecast | Avg. Replacement Demand (W) | 0 | 0 | 0 | 0 | 0 | 0 | 0 | 0 | 0 | 0 | 0 | 0 | 0 | 0 | 0 | 0 | 0 | 0 | 0 | 0 | 0 | 0 | 0 | 0 | 0 | 0 | 0 | 0 | 0 | 0 | 0
F1_Commercial_Miscellaneous_New_Space Heating_Natural Gas_Boiler_Baseline Forecast | F1 | Commercial | Miscellaneous | New | Space Heating | Natural Gas | Boiler | Baseline Forecast | Units | 0 | 0 | 0 | 0 | 0 | 0 | 0 | 0 | 0 | 0 | 0 | 0 | 0 | 0 | 0 | 0 | 0 | 0 | 0 | 0 | 0 | 0 | 0 | 0 | 0 | 0 | 0 | 0 | 0 | 0 | 0
F2_Commercial_Miscellaneous_New_Space Heating_Natural Gas_Boiler_Baseline Forecast | F2 | Commercial | Miscellaneous | New | Space Heating | Natural Gas | Boiler | Baseline Forecast | Usage (MMtherm) | 0 | 0 | 0 | 0 | 0 | 0 | 0 | 0 | 0 | 0 | 0 | 0 | 0 | 0 | 0 | 0 | 0 | 0 | 0 | 0 | 0 | 0 | 0 | 0 | 0 | 0 | 0 | 0 | 0 | 0 | 0
F3_Commercial_Miscellaneous_New_Space Heating_Natural Gas_Boiler_Baseline Forecast | F3 | Commercial | Miscellaneous | New | Space Heating | Natural Gas | Boiler | Baseline Forecast | Peak Demand (S) | 0 | 0 | 0 | 0 | 0 | 0 | 0 | 0 | 0 | 0 | 0 | 0 | 0 | 0 | 0 | 0 | 0 | 0 | 0 | 0 | 0 | 0 | 0 | 0 | 0 | 0 | 0 | 0 | 0 | 0 | 0
F4_Commercial_Miscellaneous_New_Space Heating_Natural Gas_Boiler_Baseline Forecast | F4 | Commercial | Miscellaneous | New | Space Heating | Natural Gas | Boiler | Baseline Forecast | Peak Demand (W) | 0 | 0 | 0 | 0 | 0 | 0 | 0 | 0 | 0 | 0 | 0 | 0 | 0 | 0 | 0 | 0 | 0 | 0 | 0 | 0 | 0 | 0 | 0 | 0 | 0 | 0 | 0 | 0 | 0 | 0 | 0
F5_Commercial_Miscellaneous_New_Space Heating_Natural Gas_Boiler_Baseline Forecast | F5 | Commercial | Miscellaneous | New | Space Heating | Natural Gas | Boiler | Baseline Forecast | Turnover | 0 | 0 | 0 | 0 | 0 | 0 | 0 | 0 | 0 | 0 | 0 | 0 | 0 | 0 | 0 | 0 | 0 | 0 | 0 | 0 | 0 | 0 | 0 | 0 | 0 | 0 | 0 | 0 | 0 | 0 | 0
F6_Commercial_Miscellaneous_New_Space Heating_Natural Gas_Boiler_Baseline Forecast | F6 | Commercial | Miscellaneous | New | Space Heating | Natural Gas | Boiler | Baseline Forecast | Avg. Replacement Usage | 0.80406 | 0.83637 | 0.8324 | 0.82378 | 0.82377 | 0.71367 | 0.71367 | 0.71367 | 0.71367 | 0.71367 | 0.71367 | 0.71367 | 0.71367 | 0.71367 | 0.71367 | 0.71367 | 0.71367 | 0.71367 | 0.71367 | 0.71367 | 0.71367 | 0.71367 | 0.71367 | 0.71367 | 0.71367 | 0.71367 | 0.71367 | 0.71367 | 0.71367 | 0.71367 | 0.71367
F7_Commercial_Miscellaneous_New_Space Heating_Natural Gas_Boiler_Baseline Forecast | F7 | Commercial | Miscellaneous | New | Space Heating | Natural Gas | Boiler | Baseline Forecast | Avg. Replacement Demand (S) | 0 | 0 | 0 | 0 | 0 | 0 | 0 | 0 | 0 | 0 | 0 | 0 | 0 | 0 | 0 | 0 | 0 | 0 | 0 | 0 | 0 | 0 | 0 | 0 | 0 | 0 | 0 | 0 | 0 | 0 | 0
F8_Commercial_Miscellaneous_New_Space Heating_Natural Gas_Boiler_Baseline Forecast | F8 | Commercial | Miscellaneous | New | Space Heating | Natural Gas | Boiler | Baseline Forecast | Avg. Replacement Demand (W) | 0 | 0 | 0 | 0 | 0 | 0 | 0 | 0 | 0 | 0 | 0 | 0 | 0 | 0 | 0 | 0 | 0 | 0 | 0 | 0 | 0 | 0 | 0 | 0 | 0 | 0 | 0 | 0 | 0 | 0 | 0
F1_Commercial_Miscellaneous_New_Space Heating_Natural Gas_Unit Heater_Baseline Forecast | F1 | Commercial | Miscellaneous | New | Space Heating | Natural Gas | Unit Heater | Baseline Forecast | Units | 0 | 44543.176 | 89494.8253 | 137151.0063 | 163307.3559 | 184617.0265 | 205615.1059 | 226308.3947 | 246703.5608 | 266807.1413 | 286625.5459 | 306165.0587 | 325431.8414 | 344431.9354 | 363171.2642 | 381655.6361 | 399890.7462 | 417882.1785 | 435635.4089 | 453155.8066 | 470448.6366 | 487519.0617 | 504372.1446 | 521012.8501 | 537446.0468 | 553676.5089 | 569708.9188 | 585547.8682 | 601197.8602 | 616663.3112 | 631948.5528
F2_Commercial_Miscellaneous_New_Space Heating_Natural Gas_Unit Heater_Baseline Forecast | F2 | Commercial | Miscellaneous | New | Space Heating | Natural Gas | Unit Heater | Baseline Forecast | Usage (MMtherm) | 0 | 0.026932 | 0.053855 | 0.08168 | 0.097257 | 0.10868 | 0.11993 | 0.13102 | 0.14195 | 0.15272 | 0.16335 | 0.17344 | 0.18306 | 0.19223 | 0.20118 | 0.21015 | 0.21912 | 0.22807 | 0.23623 | 0.24444 | 0.25265 | 0.26127 | 0.2703 | 0.27922 | 0.28803 | 0.29673 | 0.30532 | 0.31381 | 0.3222 | 0.33048 | 0.33868
F3_Commercial_Miscellaneous_New_Space Heating_Natural Gas_Unit Heater_Baseline Forecast | F3 | Commercial | Miscellaneous | New | Space Heating | Natural Gas | Unit Heater | Baseline Forecast | Peak Demand (S) | 0 | 0 | 0 | 0 | 0 | 0 | 0 | 0 | 0 | 0 | 0 | 0 | 0 | 0 | 0 | 0 | 0 | 0 | 0 | 0 | 0 | 0 | 0 | 0 | 0 | 0 | 0 | 0 | 0 | 0 | 0
F4_Commercial_Miscellaneous_New_Space Heating_Natural Gas_Unit Heater_Baseline Forecast | F4 | Commercial | Miscellaneous | New | Space Heating | Natural Gas | Unit Heater | Baseline Forecast | Peak Demand (W) | 0 | 0 | 0 | 0 | 0 | 0 | 0 | 0 | 0 | 0 | 0 | 0 | 0 | 0 | 0 | 0 | 0 | 0 | 0 | 0 | 0 | 0 | 0 | 0 | 0 | 0 | 0 | 0 | 0 | 0 | 0
F5_Commercial_Miscellaneous_New_Space Heating_Natural Gas_Unit Heater_Baseline Forecast | F5 | Commercial | Miscellaneous | New | Space Heating | Natural Gas | Unit Heater | Baseline Forecast | Turnover | 0 | 44543.176 | 44951.6494 | 47656.1809 | 26156.3497 | 21309.6706 | 20998.0793 | 20693.2889 | 20395.1661 | 20103.5805 | 19818.4045 | 25902.8237 | 31142.7133 | 35987.489 | 37036.5745 | 37211.964 | 37287.0574 | 37277.8571 | 50176.0196 | 48302.3116 | 47296.5129 | 40224.1414 | 39735.9699 | 41304.8941 | 42776.0661 | 44039.1992 | 45110.2371 | 46005.1214 | 50447.4527 | 53718.8555 | 56242.0786
F6_Commercial_Miscellaneous_New_Space Heating_Natural Gas_Unit Heater_Baseline Forecast | F6 | Commercial | Miscellaneous | New | Space Heating | Natural Gas | Unit Heater | Baseline Forecast | Avg. Replacement Usage | 0.58127 | 0.60464 | 0.60177 | 0.59554 | 0.59554 | 0.53592 | 0.53592 | 0.53592 | 0.53592 | 0.53592 | 0.53592 | 0.53592 | 0.53592 | 0.53592 | 0.53592 | 0.53592 | 0.53592 | 0.53592 | 0.53592 | 0.53592 | 0.53592 | 0.53592 | 0.53592 | 0.53592 | 0.53592 | 0.53592 | 0.53592 | 0.53592 | 0.53592 | 0.53592 | 0.53592
F7_Commercial_Miscellaneous_New_Space Heating_Natural Gas_Unit Heater_Baseline Forecast | F7 | Commercial | Miscellaneous | New | Space Heating | Natural Gas | Unit Heater | Baseline Forecast | Avg. Replacement Demand (S) | 0 | 0 | 0 | 0 | 0 | 0 | 0 | 0 | 0 | 0 | 0 | 0 | 0 | 0 | 0 | 0 | 0 | 0 | 0 | 0 | 0 | 0 | 0 | 0 | 0 | 0 | 0 | 0 | 0 | 0 | 0
F8_Commercial_Miscellaneous_New_Space Heating_Natural Gas_Unit Heater_Baseline Forecast | F8 | Commercial | Miscellaneous | New | Space Heating | Natural Gas | Unit Heater | Baseline Forecast | Avg. Replacement Demand (W) | 0 | 0 | 0 | 0 | 0 | 0 | 0 | 0 | 0 | 0 | 0 | 0 | 0 | 0 | 0 | 0 | 0 | 0 | 0 | 0 | 0 | 0 | 0 | 0 | 0 | 0 | 0 | 0 | 0 | 0 | 0
F1_Commercial_Miscellaneous_New_Water Heating_Natural Gas_Water Heater_Baseline Forecast | F1 | Commercial | Miscellaneous | New | Water Heating | Natural Gas | Water Heater | Baseline Forecast | Units | 0 | 0 | 0 | 0 | 0 | 0 | 0 | 0 | 0 | 0 | 0 | 0 | 0 | 0 | 0 | 0 | 0 | 0 | 0 | 0 | 0 | 0 | 0 | 0 | 0 | 0 | 0 | 0 | 0 | 0 | 0
F2_Commercial_Miscellaneous_New_Water Heating_Natural Gas_Water Heater_Baseline Forecast | F2 | Commercial | Miscellaneous | New | Water Heating | Natural Gas | Water Heater | Baseline Forecast | Usage (MMtherm) | 0 | 0 | 0 | 0 | 0 | 0 | 0 | 0 | 0 | 0 | 0 | 0 | 0 | 0 | 0 | 0 | 0 | 0 | 0 | 0 | 0 | 0 | 0 | 0 | 0 | 0 | 0 | 0 | 0 | 0 | 0
F3_Commercial_Miscellaneous_New_Water Heating_Natural Gas_Water Heater_Baseline Forecast | F3 | Commercial | Miscellaneous | New | Water Heating | Natural Gas | Water Heater | Baseline Forecast | Peak Demand (S) | 0 | 0 | 0 | 0 | 0 | 0 | 0 | 0 | 0 | 0 | 0 | 0 | 0 | 0 | 0 | 0 | 0 | 0 | 0 | 0 | 0 | 0 | 0 | 0 | 0 | 0 | 0 | 0 | 0 | 0 | 0
F4_Commercial_Miscellaneous_New_Water Heating_Natural Gas_Water Heater_Baseline Forecast | F4 | Commercial | Miscellaneous | New | Water Heating | Natural Gas | Water Heater | Baseline Forecast | Peak Demand (W) | 0 | 0 | 0 | 0 | 0 | 0 | 0 | 0 | 0 | 0 | 0 | 0 | 0 | 0 | 0 | 0 | 0 | 0 | 0 | 0 | 0 | 0 | 0 | 0 | 0 | 0 | 0 | 0 | 0 | 0 | 0
F5_Commercial_Miscellaneous_New_Water Heating_Natural Gas_Water Heater_Baseline Forecast | F5 | Commercial | Miscellaneous | New | Water Heating | Natural Gas | Water Heater | Baseline Forecast | Turnover | 0 | 0 | 0 | 0 | 0 | 0 | 0 | 0 | 0 | 0 | 0 | 0 | 0 | 0 | 0 | 0 | 0 | 0 | 0 | 0 | 0 | 0 | 0 | 0 | 0 | 0 | 0 | 0 | 0 | 0 | 0
F6_Commercial_Miscellaneous_New_Water Heating_Natural Gas_Water Heater_Baseline Forecast | F6 | Commercial | Miscellaneous | New | Water Heating | Natural Gas | Water Heater | Baseline Forecast | Avg. Replacement Usage | 0.12939 | 0.13459 | 0.13395 | 0.13257 | 0.13256 | 0.13257 | 0.13257 | 0.080768 | 0.080784 | 0.080804 | 0.080824 | 0.080801 | 0.080818 | 0.080769 | 0.080717 | 0.080669 | 0.080667 | 0.080665 | 0.080666 | 0.080663 | 0.08066 | 0.080658 | 0.080654 | 0.080787 | 0.08079 | 0.080792 | 0.080795 | 0.080797 | 0.080799 | 0.080801 | 0.080801
F7_Commercial_Miscellaneous_New_Water Heating_Natural Gas_Water Heater_Baseline Forecast | F7 | Commercial | Miscellaneous | New | Water Heating | Natural Gas | Water Heater | Baseline Forecast | Avg. Replacement Demand (S) | 0 | 0 | 0 | 0 | 0 | 0 | 0 | 0 | 0 | 0 | 0 | 0 | 0 | 0 | 0 | 0 | 0 | 0 | 0 | 0 | 0 | 0 | 0 | 0 | 0 | 0 | 0 | 0 | 0 | 0 | 0
F8_Commercial_Miscellaneous_New_Water Heating_Natural Gas_Water Heater_Baseline Forecast | F8 | Commercial | Miscellaneous | New | Water Heating | Natural Gas | Water Heater | Baseline Forecast | Avg. Replacement Demand (W) | 0 | 0 | 0 | 0 | 0 | 0 | 0 | 0 | 0 | 0 | 0 | 0 | 0 | 0 | 0 | 0 | 0 | 0 | 0 | 0 | 0 | 0 | 0 | 0 | 0 | 0 | 0 | 0 | 0 | 0 | 0
F1_Commercial_Miscellaneous_New_Food Preparation_Natural Gas_Oven_Baseline Forecast | F1 | Commercial | Miscellaneous | New | Food Preparation | Natural Gas | Oven | Baseline Forecast | Units | 0 | 21144.9778 | 42483.8609 | 65106.6053 | 77523.2195 | 87639.079 | 97607.0239 | 107430.2824 | 117112.0198 | 126655.3394 | 136063.2838 | 145338.8362 | 154484.9216 | 163504.4079 | 172400.107 | 181174.7762 | 189831.1189 | 198371.786 | 206799.3768 | 215116.4403 | 223325.4756 | 231428.9336 | 239429.2178 | 247328.6848 | 255129.6457 | 262834.3672 | 270445.0717 | 277963.939 | 285393.1069 | 292734.6719 | 299990.69
F2_Commercial_Miscellaneous_New_Food Preparation_Natural Gas_Oven_Baseline Forecast | F2 | Commercial | Miscellaneous | New | Food Preparation | Natural Gas | Oven | Baseline Forecast | Usage (MMtherm) | 0 | 0.00014748 | 0.00029488 | 0.00044719 | 0.00053244 | 0.00060196 | 0.00067053 | 0.00073813 | 0.00080477 | 0.00087047 | 0.00093524 | 0.00099906 | 0.0010622 | 0.0011245 | 0.0011857 | 0.001246 | 0.0013054 | 0.001364 | 0.0014219 | 0.001479 | 0.0015353 | 0.0015907 | 0.0016454 | 0.0017009 | 0.0017558 | 0.0018103 | 0.0018643 | 0.0019177 | 0.0019706 | 0.0020229 | 0.0020748
F3_Commercial_Miscellaneous_New_Food Preparation_Natural Gas_Oven_Baseline Forecast | F3 | Commercial | Miscellaneous | New | Food Preparation | Natural Gas | Oven | Baseline Forecast | Peak Demand (S) | 0 | 0 | 0 | 0 | 0 | 0 | 0 | 0 | 0 | 0 | 0 | 0 | 0 | 0 | 0 | 0 | 0 | 0 | 0 | 0 | 0 | 0 | 0 | 0 | 0 | 0 | 0 | 0 | 0 | 0 | 0
F4_Commercial_Miscellaneous_New_Food Preparation_Natural Gas_Oven_Baseline Forecast | F4 | Commercial | Miscellaneous | New | Food Preparation | Natural Gas | Oven | Baseline Forecast | Peak Demand (W) | 0 | 0 | 0 | 0 | 0 | 0 | 0 | 0 | 0 | 0 | 0 | 0 | 0 | 0 | 0 | 0 | 0 | 0 | 0 | 0 | 0 | 0 | 0 | 0 | 0 | 0 | 0 | 0 | 0 | 0 | 0
F5_Commercial_Miscellaneous_New_Food Preparation_Natural Gas_Oven_Baseline Forecast | F5 | Commercial | Miscellaneous | New | Food Preparation | Natural Gas | Oven | Baseline Forecast | Turnover | 0 | 21144.9778 | 21338.8831 | 22622.7444 | 12416.6142 | 10115.8595 | 9967.9448 | 9823.2585 | 9681.7374 | 9543.3196 | 12932.1074 | 15768.8354 | 18327.612 | 18740.1941 | 18682.2656 | 18591.4653 | 24375.3912 | 23307.6125 | 22682.2341 | 19502.9403 | 19516.6403 | 20539.7839 | 21446.8754 | 22179.1747 | 22760.6651 | 25179.4552 | 26849.2635 | 28045.4797 | 27900.3124 | 27637.4586 | 27567.2195
F6_Commercial_Miscellaneous_New_Food Preparation_Natural Gas_Oven_Baseline Forecast | F6 | Commercial | Miscellaneous | New | Food Preparation | Natural Gas | Oven | Baseline Forecast | Avg. Replacement Usage | 0.0067069 | 0.0069747 | 0.0069405 | 0.0068675 | 0.0068656 | 0.0068726 | 0.0068785 | 0.0068817 | 0.006883 | 0.0068848 | 0.0068803 | 0.0068761 | 0.0068881 | 0.0068829 | 0.006876 | 0.0068697 | 0.0068694 | 0.0068689 | 0.0068711 | 0.0068696 | 0.0068686 | 0.0068672 | 0.0068654 | 0.0069327 | 0.0069341 | 0.0069354 | 0.0069366 | 0.0069378 | 0.0069389 | 0.00694 | 0.006941
F7_Commercial_Miscellaneous_New_Food Preparation_Natural Gas_Oven_Baseline Forecast | F7 | Commercial | Miscellaneous | New | Food Preparation | Natural Gas | Oven | Baseline Forecast | Avg. Replacement Demand (S) | 0 | 0 | 0 | 0 | 0 | 0 | 0 | 0 | 0 | 0 | 0 | 0 | 0 | 0 | 0 | 0 | 0 | 0 | 0 | 0 | 0 | 0 | 0 | 0 | 0 | 0 | 0 | 0 | 0 | 0 | 0
F8_Commercial_Miscellaneous_New_Food Preparation_Natural Gas_Oven_Baseline Forecast | F8 | Commercial | Miscellaneous | New | Food Preparation | Natural Gas | Oven | Baseline Forecast | Avg. Replacement Demand (W) | 0 | 0 | 0 | 0 | 0 | 0 | 0 | 0 | 0 | 0 | 0 | 0 | 0 | 0 | 0 | 0 | 0 | 0 | 0 | 0 | 0 | 0 | 0 | 0 | 0 | 0 | 0 | 0 | 0 | 0 | 0
F1_Commercial_Miscellaneous_New_Food Preparation_Natural Gas_Conveyor Oven_Baseline Forecast | F1 | Commercial | Miscellaneous | New | Food Preparation | Natural Gas | Conveyor Oven | Baseline Forecast | Units | 0 | 10572.4889 | 21241.9304 | 32553.3027 | 38761.6098 | 43819.5395 | 48803.5119 | 53715.1412 | 58556.0099 | 63327.6697 | 68031.6419 | 72669.4181 | 77242.4608 | 81752.2039 | 86200.0535 | 90587.3881 | 94915.5594 | 99185.893 | 103399.6884 | 107558.2201 | 111662.7378 | 115714.4668 | 119714.6089 | 123664.3424 | 127564.8229 | 131417.1836 | 135222.5358 | 138981.9695 | 142696.5535 | 146367.3359 | 149995.345
F2_Commercial_Miscellaneous_New_Food Preparation_Natural Gas_Conveyor Oven_Baseline Forecast | F2 | Commercial | Miscellaneous | New | Food Preparation | Natural Gas | Conveyor Oven | Baseline Forecast | Usage (MMtherm) | 0 | 0.00012621 | 0.00025238 | 0.00038278 | 0.00045577 | 0.00051524 | 0.00057385 | 0.0006316 | 0.0006885 | 0.00074459 | 0.00079989 | 0.00085442 | 0.00090822 | 0.00096129 | 0.0010136 | 0.0010653 | 0.0011162 | 0.0011665 | 0.0012161 | 0.0012651 | 0.0013134 | 0.0013612 | 0.0014083 | 0.0014555 | 0.0015021 | 0.001548 | 0.0015934 | 0.0016382 | 0.0016825 | 0.0017263 | 0.0017696
F3_Commercial_Miscellaneous_New_Food Preparation_Natural Gas_Conveyor Oven_Baseline Forecast | F3 | Commercial | Miscellaneous | New | Food Preparation | Natural Gas | Conveyor Oven | Baseline Forecast | Peak Demand (S) | 0 | 0 | 0 | 0 | 0 | 0 | 0 | 0 | 0 | 0 | 0 | 0 | 0 | 0 | 0 | 0 | 0 | 0 | 0 | 0 | 0 | 0 | 0 | 0 | 0 | 0 | 0 | 0 | 0 | 0 | 0
F4_Commercial_Miscellaneous_New_Food Preparation_Natural Gas_Conveyor Oven_Baseline Forecast | F4 | Commercial | Miscellaneous | New | Food Preparation | Natural Gas | Conveyor Oven | Baseline Forecast | Peak Demand (W) | 0 | 0 | 0 | 0 | 0 | 0 | 0 | 0 | 0 | 0 | 0 | 0 | 0 | 0 | 0 | 0 | 0 | 0 | 0 | 0 | 0 | 0 | 0 | 0 | 0 | 0 | 0 | 0 | 0 | 0 | 0
F5_Commercial_Miscellaneous_New_Food Preparation_Natural Gas_Conveyor Oven_Baseline Forecast | F5 | Commercial | Miscellaneous | New | Food Preparation | Natural Gas | Conveyor Oven | Baseline Forecast | Turnover | 0 | 10572.4889 | 10669.4416 | 11311.3722 | 6208.3071 | 5057.9298 | 4983.9724 | 4911.6293 | 4840.8687 | 4771.6598 | 4703.9722 | 4637.7762 | 4573.0427 | 4509.7431 | 4447.8496 | 4387.3346 | 4328.1713 | 6384.8313 | 8039.282 | 9481.1954 | 9604.31 | 9463.1489 | 12097.5869 | 11435.4308 | 11025.4904 | 9168.9627 | 8697.8637 | 8581.6106 | 8467.9697 | 8356.8903 | 8248.3225
F6_Commercial_Miscellaneous_New_Food Preparation_Natural Gas_Conveyor Oven_Baseline Forecast | F6 | Commercial | Miscellaneous | New | Food Preparation | Natural Gas | Conveyor Oven | Baseline Forecast | Avg. Replacement Usage | 0.011476 | 0.011937 | 0.011881 | 0.011759 | 0.011757 | 0.011758 | 0.011759 | 0.011758 | 0.011755 | 0.011756 | 0.011756 | 0.011756 | 0.011766 | 0.011767 | 0.011767 | 0.011767 | 0.011768 | 0.011768 | 0.011769 | 0.011769 | 0.011768 | 0.011767 | 0.011766 | 0.011823 | 0.011825 | 0.011826 | 0.011828 | 0.01183 | 0.011832 | 0.011833 | 0.011836
F7_Commercial_Miscellaneous_New_Food Preparation_Natural Gas_Conveyor Oven_Baseline Forecast | F7 | Commercial | Miscellaneous | New | Food Preparation | Natural Gas | Conveyor Oven | Baseline Forecast | Avg. Replacement Demand (S) | 0 | 0 | 0 | 0 | 0 | 0 | 0 | 0 | 0 | 0 | 0 | 0 | 0 | 0 | 0 | 0 | 0 | 0 | 0 | 0 | 0 | 0 | 0 | 0 | 0 | 0 | 0 | 0 | 0 | 0 | 0
F8_Commercial_Miscellaneous_New_Food Preparation_Natural Gas_Conveyor Oven_Baseline Forecast | F8 | Commercial | Miscellaneous | New | Food Preparation | Natural Gas | Conveyor Oven | Baseline Forecast | Avg. Replacement Demand (W) | 0 | 0 | 0 | 0 | 0 | 0 | 0 | 0 | 0 | 0 | 0 | 0 | 0 | 0 | 0 | 0 | 0 | 0 | 0 | 0 | 0 | 0 | 0 | 0 | 0 | 0 | 0 | 0 | 0 | 0 | 0
F1_Commercial_Miscellaneous_New_Food Preparation_Natural Gas_Double Rack Oven_Baseline Forecast | F1 | Commercial | Miscellaneous | New | Food Preparation | Natural Gas | Double Rack Oven | Baseline Forecast | Units | 0 | 10572.4889 | 21241.9304 | 32553.3027 | 38761.6098 | 43819.5395 | 48803.5119 | 53715.1412 | 58556.0099 | 63327.6697 | 68031.6419 | 72669.4181 | 77242.4608 | 81752.2039 | 86200.0535 | 90587.3881 | 94915.5594 | 99185.893 | 103399.6884 | 107558.2201 | 111662.7378 | 115714.4668 | 119714.6089 | 123664.3424 | 127564.8229 | 131417.1836 | 135222.5358 | 138981.9695 | 142696.5535 | 146367.3359 | 149995.345
F2_Commercial_Miscellaneous_New_Food Preparation_Natural Gas_Double Rack Oven_Baseline Forecast | F2 | Commercial | Miscellaneous | New | Food Preparation | Natural Gas | Double Rack Oven | Baseline Forecast | Usage (MMtherm) | 0 | 0.00019161 | 0.00038308 | 0.00058099 | 0.00069179 | 0.00078227 | 0.00087161 | 0.00095976 | 0.0010467 | 0.0011322 | 0.0012164 | 0.0012993 | 0.0013814 | 0.0014622 | 0.0015419 | 0.0016206 | 0.0016982 | 0.0017747 | 0.0018503 | 0.0019247 | 0.001998 | 0.0020703 | 0.0021415 | 0.0022163 | 0.0022907 | 0.0023649 | 0.0024387 | 0.0025121 | 0.0025855 | 0.0026588 | 0.0027319
F3_Commercial_Miscellaneous_New_Food Preparation_Natural Gas_Double Rack Oven_Baseline Forecast | F3 | Commercial | Miscellaneous | New | Food Preparation | Natural Gas | Double Rack Oven | Baseline Forecast | Peak Demand (S) | 0 | 0 | 0 | 0 | 0 | 0 | 0 | 0 | 0 | 0 | 0 | 0 | 0 | 0 | 0 | 0 | 0 | 0 | 0 | 0 | 0 | 0 | 0 | 0 | 0 | 0 | 0 | 0 | 0 | 0 | 0
F4_Commercial_Miscellaneous_New_Food Preparation_Natural Gas_Double Rack Oven_Baseline Forecast | F4 | Commercial | Miscellaneous | New | Food Preparation | Natural Gas | Double Rack Oven | Baseline Forecast | Peak Demand (W) | 0 | 0 | 0 | 0 | 0 | 0 | 0 | 0 | 0 | 0 | 0 | 0 | 0 | 0 | 0 | 0 | 0 | 0 | 0 | 0 | 0 | 0 | 0 | 0 | 0 | 0 | 0 | 0 | 0 | 0 | 0
F5_Commercial_Miscellaneous_New_Food Preparation_Natural Gas_Double Rack Oven_Baseline Forecast | F5 | Commercial | Miscellaneous | New | Food Preparation | Natural Gas | Double Rack Oven | Baseline Forecast | Turnover | 0 | 10572.4889 | 10669.4416 | 11311.3722 | 6208.3071 | 5057.9298 | 4983.9724 | 4911.6293 | 4840.8687 | 4771.6598 | 4703.9722 | 4637.7762 | 6687.5405 | 8335.2297 | 9770.5132 | 9887.1269 | 9739.5912 | 12367.7784 | 11699.4927 | 11283.5416 | 9421.1196 | 8944.2405 | 8822.319 | 9126.0188 | 9690.0052 | 10419.9405 | 11019.0975 | 11460.9953 | 12886.7223 | 13780.3235 | 14348.6012
F6_Commercial_Miscellaneous_New_Food Preparation_Natural Gas_Double Rack Oven_Baseline Forecast | F6 | Commercial | Miscellaneous | New | Food Preparation | Natural Gas | Double Rack Oven | Baseline Forecast | Avg. Replacement Usage | 0.017434 | 0.018124 | 0.01803 | 0.017848 | 0.017847 | 0.017889 | 0.017925 | 0.017947 | 0.017956 | 0.01793 | 0.017897 | 0.017865 | 0.017925 | 0.017884 | 0.017882 | 0.017885 | 0.017885 | 0.017883 | 0.017896 | 0.017888 | 0.017882 | 0.017875 | 0.017865 | 0.018368 | 0.018382 | 0.018396 | 0.018409 | 0.018421 | 0.018433 | 0.018445 | 0.018457
F7_Commercial_Miscellaneous_New_Food Preparation_Natural Gas_Double Rack Oven_Baseline Forecast | F7 | Commercial | Miscellaneous | New | Food Preparation | Natural Gas | Double Rack Oven | Baseline Forecast | Avg. Replacement Demand (S) | 0 | 0 | 0 | 0 | 0 | 0 | 0 | 0 | 0 | 0 | 0 | 0 | 0 | 0 | 0 | 0 | 0 | 0 | 0 | 0 | 0 | 0 | 0 | 0 | 0 | 0 | 0 | 0 | 0 | 0 | 0
F8_Commercial_Miscellaneous_New_Food Preparation_Natural Gas_Double Rack Oven_Baseline Forecast | F8 | Commercial | Miscellaneous | New | Food Preparation | Natural Gas | Double Rack Oven | Baseline Forecast | Avg. Replacement Demand (W) | 0 | 0 | 0 | 0 | 0 | 0 | 0 | 0 | 0 | 0 | 0 | 0 | 0 | 0 | 0 | 0 | 0 | 0 | 0 | 0 | 0 | 0 | 0 | 0 | 0 | 0 | 0 | 0 | 0 | 0 | 0
F1_Commercial_Miscellaneous_New_Food Preparation_Natural Gas_Fryer_Baseline Forecast | F1 | Commercial | Miscellaneous | New | Food Preparation | Natural Gas | Fryer | Baseline Forecast | Units | 0 | 34359.5407 | 69034.168 | 105795.0063 | 125971.3889 | 142409.1592 | 158606.5754 | 174568.8836 | 190301.2269 | 205808.6482 | 221096.0915 | 236168.4044 | 251030.3398 | 265686.5579 | 280141.6281 | 294400.0305 | 308466.1583 | 322344.319 | 336038.7363 | 349553.5521 | 362892.8276 | 376060.5452 | 389060.6104 | 401896.8527 | 414573.0276 | 427092.8179 | 439459.8355 | 451677.6222 | 463749.6518 | 475679.3309 | 487470.0007
F2_Commercial_Miscellaneous_New_Food Preparation_Natural Gas_Fryer_Baseline Forecast | F2 | Commercial | Miscellaneous | New | Food Preparation | Natural Gas | Fryer | Baseline Forecast | Usage (MMtherm) | 0 | 0.00038765 | 0.00077509 | 0.0010673 | 0.001232 | 0.0013662 | 0.0014985 | 0.0016289 | 0.0017573 | 0.0018637 | 0.0019519 | 0.0020457 | 0.0021436 | 0.0022445 | 0.002321 | 0.002404 | 0.0025189 | 0.0026322 | 0.002744 | 0.0028544 | 0.0029633 | 0.0030708 | 0.003177 | 0.0032818 | 0.0033853 | 0.0034875 | 0.0035885 | 0.0036883 | 0.0037869 | 0.0038843 | 0.0039806
F3_Commercial_Miscellaneous_New_Food Preparation_Natural Gas_Fryer_Baseline Forecast | F3 | Commercial | Miscellaneous | New | Food Preparation | Natural Gas | Fryer | Baseline Forecast | Peak Demand (S) | 0 | 0 | 0 | 0 | 0 | 0 | 0 | 0 | 0 | 0 | 0 | 0 | 0 | 0 | 0 | 0 | 0 | 0 | 0 | 0 | 0 | 0 | 0 | 0 | 0 | 0 | 0 | 0 | 0 | 0 | 0
F4_Commercial_Miscellaneous_New_Food Preparation_Natural Gas_Fryer_Baseline Forecast | F4 | Commercial | Miscellaneous | New | Food Preparation | Natural Gas | Fryer | Baseline Forecast | Peak Demand (W) | 0 | 0 | 0 | 0 | 0 | 0 | 0 | 0 | 0 | 0 | 0 | 0 | 0 | 0 | 0 | 0 | 0 | 0 | 0 | 0 | 0 | 0 | 0 | 0 | 0 | 0 | 0 | 0 | 0 | 0 | 0
F5_Commercial_Miscellaneous_New_Food Preparation_Natural Gas_Fryer_Baseline Forecast | F5 | Commercial | Miscellaneous | New | Food Preparation | Natural Gas | Fryer | Baseline Forecast | Turnover | 0 | 34359.5407 | 34674.6273 | 36760.8383 | 20176.3826 | 16437.7703 | 16197.4162 | 15962.3082 | 15732.3434 | 22379.3294 | 27719.8953 | 32370.4421 | 32735.7153 | 32242.7961 | 40770.9632 | 38586.1766 | 37221.7035 | 32530.9715 | 33180.5903 | 35514.8352 | 37424.8019 | 38824.4142 | 43422.0825 | 46291.0888 | 48103.5057 | 47463.6035 | 46828.9703 | 49125.9238 | 48510.7709 | 48487.8666 | 48491.989
F6_Commercial_Miscellaneous_New_Food Preparation_Natural Gas_Fryer_Baseline Forecast | F6 | Commercial | Miscellaneous | New | Food Preparation | Natural Gas | Fryer | Baseline Forecast | Avg. Replacement Usage | 0.010849 | 0.011282 | 0.011227 | 0.0081658 | 0.0081658 | 0.0081658 | 0.0081658 | 0.0081658 | 0.0081658 | 0.0081658 | 0.0081658 | 0.0081658 | 0.0081658 | 0.0081658 | 0.0081658 | 0.0081658 | 0.0081658 | 0.0081658 | 0.0081658 | 0.0081658 | 0.0081658 | 0.0081658 | 0.0081658 | 0.0081658 | 0.0081658 | 0.0081658 | 0.0081658 | 0.0081658 | 0.0081658 | 0.0081658 | 0.0081658
F7_Commercial_Miscellaneous_New_Food Preparation_Natural Gas_Fryer_Baseline Forecast | F7 | Commercial | Miscellaneous | New | Food Preparation | Natural Gas | Fryer | Baseline Forecast | Avg. Replacement Demand (S) | 0 | 0 | 0 | 0 | 0 | 0 | 0 | 0 | 0 | 0 | 0 | 0 | 0 | 0 | 0 | 0 | 0 | 0 | 0 | 0 | 0 | 0 | 0 | 0 | 0 | 0 | 0 | 0 | 0 | 0 | 0
F8_Commercial_Miscellaneous_New_Food Preparation_Natural Gas_Fryer_Baseline Forecast | F8 | Commercial | Miscellaneous | New | Food Preparation | Natural Gas | Fryer | Baseline Forecast | Avg. Replacement Demand (W) | 0 | 0 | 0 | 0 | 0 | 0 | 0 | 0 | 0 | 0 | 0 | 0 | 0 | 0 | 0 | 0 | 0 | 0 | 0 | 0 | 0 | 0 | 0 | 0 | 0 | 0 | 0 | 0 | 0 | 0 | 0
F1_Commercial_Miscellaneous_New_Food Preparation_Natural Gas_Broiler_Baseline Forecast | F1 | Commercial | Miscellaneous | New | Food Preparation | Natural Gas | Broiler | Baseline Forecast | Units | 0 | 24263.7637 | 48750.033 | 74709.5271 | 88957.5342 | 100565.4359 | 112003.6063 | 123275.7498 | 134385.4985 | 145336.4134 | 156131.9859 | 166775.6392 | 177270.7297 | 187620.5483 | 197828.3217 | 207897.2138 | 217830.3268 | 227630.7026 | 237301.3239 | 246845.1156 | 256264.9454 | 265563.6259 | 274743.9148 | 283808.5165 | 292760.0829 | 301601.2149 | 310334.463 | 318962.3284 | 327487.264 | 335911.6756 | 344237.9227
F2_Commercial_Miscellaneous_New_Food Preparation_Natural Gas_Broiler_Baseline Forecast | F2 | Commercial | Miscellaneous | New | Food Preparation | Natural Gas | Broiler | Baseline Forecast | Usage (MMtherm) | 0 | 0.00028119 | 0.00056223 | 0.00085271 | 0.0010153 | 0.0011479 | 0.0012787 | 0.0014077 | 0.0015348 | 0.00166 | 0.0017833 | 0.0019049 | 0.002025 | 0.0021433 | 0.00226 | 0.0023751 | 0.0024887 | 0.0026007 | 0.0027113 | 0.0028204 | 0.0029279 | 0.003034 | 0.0031387 | 0.0032445 | 0.0033493 | 0.0034531 | 0.0035559 | 0.0036578 | 0.0037589 | 0.0038592 | 0.0039587
F3_Commercial_Miscellaneous_New_Food Preparation_Natural Gas_Broiler_Baseline Forecast | F3 | Commercial | Miscellaneous | New | Food Preparation | Natural Gas | Broiler | Baseline Forecast | Peak Demand (S) | 0 | 0 | 0 | 0 | 0 | 0 | 0 | 0 | 0 | 0 | 0 | 0 | 0 | 0 | 0 | 0 | 0 | 0 | 0 | 0 | 0 | 0 | 0 | 0 | 0 | 0 | 0 | 0 | 0 | 0 | 0
F4_Commercial_Miscellaneous_New_Food Preparation_Natural Gas_Broiler_Baseline Forecast | F4 | Commercial | Miscellaneous | New | Food Preparation | Natural Gas | Broiler | Baseline Forecast | Peak Demand (W) | 0 | 0 | 0 | 0 | 0 | 0 | 0 | 0 | 0 | 0 | 0 | 0 | 0 | 0 | 0 | 0 | 0 | 0 | 0 | 0 | 0 | 0 | 0 | 0 | 0 | 0 | 0 | 0 | 0 | 0 | 0
F5_Commercial_Miscellaneous_New_Food Preparation_Natural Gas_Broiler_Baseline Forecast | F5 | Commercial | Miscellaneous | New | Food Preparation | Natural Gas | Broiler | Baseline Forecast | Turnover | 0 | 24263.7637 | 24486.2692 | 25959.4941 | 14248.0071 | 11607.9018 | 11438.1704 | 11272.1435 | 11109.7487 | 10950.9149 | 10795.5725 | 10643.6533 | 15347.8432 | 19129.2746 | 22423.2371 | 22690.8644 | 22352.2712 | 28383.9365 | 26850.2271 | 25895.623 | 21621.3819 | 20526.9489 | 20247.1402 | 20944.1284 | 22238.472 | 23913.6665 | 25288.7265 | 26302.8776 | 29574.9079 | 31625.7145 | 32929.9064
F6_Commercial_Miscellaneous_New_Food Preparation_Natural Gas_Broiler_Baseline Forecast | F6 | Commercial | Miscellaneous | New | Food Preparation | Natural Gas | Broiler | Baseline Forecast | Avg. Replacement Usage | 0.011144 | 0.011589 | 0.011532 | 0.011414 | 0.011414 | 0.011424 | 0.011434 | 0.011439 | 0.011441 | 0.011435 | 0.011426 | 0.011418 | 0.011434 | 0.011423 | 0.011423 | 0.011423 | 0.011423 | 0.011423 | 0.011426 | 0.011424 | 0.011423 | 0.011421 | 0.011418 | 0.011537 | 0.01154 | 0.011543 | 0.011546 | 0.011548 | 0.011551 | 0.011554 | 0.011556
F7_Commercial_Miscellaneous_New_Food Preparation_Natural Gas_Broiler_Baseline Forecast | F7 | Commercial | Miscellaneous | New | Food Preparation | Natural Gas | Broiler | Baseline Forecast | Avg. Replacement Demand (S) | 0 | 0 | 0 | 0 | 0 | 0 | 0 | 0 | 0 | 0 | 0 | 0 | 0 | 0 | 0 | 0 | 0 | 0 | 0 | 0 | 0 | 0 | 0 | 0 | 0 | 0 | 0 | 0 | 0 | 0 | 0
F8_Commercial_Miscellaneous_New_Food Preparation_Natural Gas_Broiler_Baseline Forecast | F8 | Commercial | Miscellaneous | New | Food Preparation | Natural Gas | Broiler | Baseline Forecast | Avg. Replacement Demand (W) | 0 | 0 | 0 | 0 | 0 | 0 | 0 | 0 | 0 | 0 | 0 | 0 | 0 | 0 | 0 | 0 | 0 | 0 | 0 | 0 | 0 | 0 | 0 | 0 | 0 | 0 | 0 | 0 | 0 | 0 | 0
F1_Commercial_Miscellaneous_New_Food Preparation_Natural Gas_Griddle_Baseline Forecast | F1 | Commercial | Miscellaneous | New | Food Preparation | Natural Gas | Griddle | Baseline Forecast | Units | 0 | 30381.9371 | 61042.4851 | 93547.7355 | 111388.416 | 125923.2815 | 140245.6173 | 154360.0622 | 168271.1639 | 181983.3815 | 195501.0866 | 208828.5658 | 221970.0216 | 234929.5749 | 247711.2658 | 260319.0562 | 272756.8304 | 285028.3974 | 297137.4919 | 309087.7763 | 320882.8417 | 332526.2095 | 344021.3329 | 355371.5983 | 366580.3263 | 377650.7736 | 388586.1337 | 399389.5385 | 410064.0597 | 420612.7094 | 431038.4421
F2_Commercial_Miscellaneous_New_Food Preparation_Natural Gas_Griddle_Baseline Forecast | F2 | Commercial | Miscellaneous | New | Food Preparation | Natural Gas | Griddle | Baseline Forecast | Usage (MMtherm) | 0 | 0.00025031 | 0.00050053 | 0.00075913 | 0.00090391 | 0.0010219 | 0.0011381 | 0.0012527 | 0.0013656 | 0.0014769 | 0.0015866 | 0.0016947 | 0.0018014 | 0.0019066 | 0.0020103 | 0.0021127 | 0.0022136 | 0.0023132 | 0.0024115 | 0.0025085 | 0.0026042 | 0.0026987 | 0.0027919 | 0.0028843 | 0.0029755 | 0.0030656 | 0.0031546 | 0.0032426 | 0.0033296 | 0.0034156 | 0.0035006
F3_Commercial_Miscellaneous_New_Food Preparation_Natural Gas_Griddle_Baseline Forecast | F3 | Commercial | Miscellaneous | New | Food Preparation | Natural Gas | Griddle | Baseline Forecast | Peak Demand (S) | 0 | 0 | 0 | 0 | 0 | 0 | 0 | 0 | 0 | 0 | 0 | 0 | 0 | 0 | 0 | 0 | 0 | 0 | 0 | 0 | 0 | 0 | 0 | 0 | 0 | 0 | 0 | 0 | 0 | 0 | 0
F4_Commercial_Miscellaneous_New_Food Preparation_Natural Gas_Griddle_Baseline Forecast | F4 | Commercial | Miscellaneous | New | Food Preparation | Natural Gas | Griddle | Baseline Forecast | Peak Demand (W) | 0 | 0 | 0 | 0 | 0 | 0 | 0 | 0 | 0 | 0 | 0 | 0 | 0 | 0 | 0 | 0 | 0 | 0 | 0 | 0 | 0 | 0 | 0 | 0 | 0 | 0 | 0 | 0 | 0 | 0 | 0
F5_Commercial_Miscellaneous_New_Food Preparation_Natural Gas_Griddle_Baseline Forecast | F5 | Commercial | Miscellaneous | New | Food Preparation | Natural Gas | Griddle | Baseline Forecast | Turnover | 0 | 30381.9371 | 30660.548 | 32505.2505 | 17840.6805 | 14534.8655 | 14322.3358 | 14114.4448 | 13911.1017 | 13712.2176 | 13517.7052 | 13327.4792 | 19217.8433 | 23952.7728 | 28077.3167 | 28412.427 | 27988.4566 | 35541.0226 | 33620.5842 | 32425.2741 | 27073.2716 | 25702.8743 | 25352.5111 | 26225.2468 | 27845.9626 | 29943.5619 | 31665.3469 | 32935.219 | 37032.3006 | 39600.2235 | 41233.271
F6_Commercial_Miscellaneous_New_Food Preparation_Natural Gas_Griddle_Baseline Forecast | F6 | Commercial | Miscellaneous | New | Food Preparation | Natural Gas | Griddle | Baseline Forecast | Avg. Replacement Usage | 0.0079207 | 0.0082389 | 0.0081997 | 0.0081149 | 0.0081149 | 0.0081156 | 0.0081163 | 0.0081166 | 0.0081168 | 0.0081163 | 0.0081158 | 0.0081152 | 0.0081163 | 0.0081155 | 0.0081155 | 0.0081156 | 0.0081156 | 0.0081155 | 0.0081158 | 0.0081156 | 0.0081155 | 0.0081154 | 0.0081152 | 0.008124 | 0.0081243 | 0.0081245 | 0.0081248 | 0.008125 | 0.0081252 | 0.0081254 | 0.0081256
F7_Commercial_Miscellaneous_New_Food Preparation_Natural Gas_Griddle_Baseline Forecast | F7 | Commercial | Miscellaneous | New | Food Preparation | Natural Gas | Griddle | Baseline Forecast | Avg. Replacement Demand (S) | 0 | 0 | 0 | 0 | 0 | 0 | 0 | 0 | 0 | 0 | 0 | 0 | 0 | 0 | 0 | 0 | 0 | 0 | 0 | 0 | 0 | 0 | 0 | 0 | 0 | 0 | 0 | 0 | 0 | 0 | 0
F8_Commercial_Miscellaneous_New_Food Preparation_Natural Gas_Griddle_Baseline Forecast | F8 | Commercial | Miscellaneous | New | Food Preparation | Natural Gas | Griddle | Baseline Forecast | Avg. Replacement Demand (W) | 0 | 0 | 0 | 0 | 0 | 0 | 0 | 0 | 0 | 0 | 0 | 0 | 0 | 0 | 0 | 0 | 0 | 0 | 0 | 0 | 0 | 0 | 0 | 0 | 0 | 0 | 0 | 0 | 0 | 0 | 0
F1_Commercial_Miscellaneous_New_Food Preparation_Natural Gas_Range_Baseline Forecast | F1 | Commercial | Miscellaneous | New | Food Preparation | Natural Gas | Range | Baseline Forecast | Units | 0 | 115149.9923 | 231355.9423 | 354553.4636 | 422171.0816 | 477259.3942 | 531542.2024 | 585037.0868 | 637761.2845 | 689731.6951 | 740964.8881 | 791477.1091 | 841284.2868 | 890402.0389 | 938845.6788 | 986630.2212 | 1033770.3888 | 1080280.6174 | 1126175.0625 | 1171467.6043 | 1216171.8534 | 1260301.1566 | 1303868.6017 | 1346887.023 | 1389369.0065 | 1431326.8947 | 1472772.7915 | 1513718.5672 | 1554175.8633 | 1594156.0967 | 1633670.4646
F2_Commercial_Miscellaneous_New_Food Preparation_Natural Gas_Range_Baseline Forecast | F2 | Commercial | Miscellaneous | New | Food Preparation | Natural Gas | Range | Baseline Forecast | Usage (MMtherm) | 0 | 0.000984 | 0.0019676 | 0.002984 | 0.0035529 | 0.0040167 | 0.0044737 | 0.0049243 | 0.0053683 | 0.0058061 | 0.0062378 | 0.0066634 | 0.0070837 | 0.0074979 | 0.007906 | 0.0083081 | 0.0087047 | 0.0090959 | 0.0094821 | 0.0098629 | 0.010239 | 0.010609 | 0.010975 | 0.011341 | 0.011703 | 0.012062 | 0.012416 | 0.012766 | 0.013112 | 0.013455 | 0.013794
F3_Commercial_Miscellaneous_New_Food Preparation_Natural Gas_Range_Baseline Forecast | F3 | Commercial | Miscellaneous | New | Food Preparation | Natural Gas | Range | Baseline Forecast | Peak Demand (S) | 0 | 0 | 0 | 0 | 0 | 0 | 0 | 0 | 0 | 0 | 0 | 0 | 0 | 0 | 0 | 0 | 0 | 0 | 0 | 0 | 0 | 0 | 0 | 0 | 0 | 0 | 0 | 0 | 0 | 0 | 0
F4_Commercial_Miscellaneous_New_Food Preparation_Natural Gas_Range_Baseline Forecast | F4 | Commercial | Miscellaneous | New | Food Preparation | Natural Gas | Range | Baseline Forecast | Peak Demand (W) | 0 | 0 | 0 | 0 | 0 | 0 | 0 | 0 | 0 | 0 | 0 | 0 | 0 | 0 | 0 | 0 | 0 | 0 | 0 | 0 | 0 | 0 | 0 | 0 | 0 | 0 | 0 | 0 | 0 | 0 | 0
F5_Commercial_Miscellaneous_New_Food Preparation_Natural Gas_Range_Baseline Forecast | F5 | Commercial | Miscellaneous | New | Food Preparation | Natural Gas | Range | Baseline Forecast | Turnover | 0 | 115149.9923 | 116205.95 | 123197.5213 | 67617.6181 | 55088.3126 | 54282.8081 | 53494.8845 | 52724.1977 | 51970.4106 | 74263.1914 | 92177.4098 | 107778.8329 | 109018.6 | 107381.9806 | 135977.6563 | 128670.4485 | 124112.0914 | 103800.0793 | 103185.2051 | 109242.7036 | 117109.2839 | 123553.1187 | 128285.7556 | 143735.3009 | 153390.7366 | 159504.4134 | 156477.6023 | 153090.7684 | 159431.7368 | 156581.8867
F6_Commercial_Miscellaneous_New_Food Preparation_Natural Gas_Range_Baseline Forecast | F6 | Commercial | Miscellaneous | New | Food Preparation | Natural Gas | Range | Baseline Forecast | Avg. Replacement Usage | 0.0082161 | 0.0085454 | 0.0085042 | 0.0084155 | 0.0084144 | 0.0084177 | 0.0084204 | 0.0084218 | 0.0084224 | 0.0084232 | 0.0084238 | 0.0084212 | 0.0084268 | 0.0084234 | 0.0084195 | 0.0084159 | 0.0084158 | 0.0084156 | 0.0084165 | 0.0084158 | 0.0084154 | 0.0084147 | 0.0084139 | 0.0084507 | 0.0084516 | 0.0084525 | 0.0084533 | 0.0084541 | 0.0084549 | 0.0084556 | 0.0084564
F7_Commercial_Miscellaneous_New_Food Preparation_Natural Gas_Range_Baseline Forecast | F7 | Commercial | Miscellaneous | New | Food Preparation | Natural Gas | Range | Baseline Forecast | Avg. Replacement Demand (S) | 0 | 0 | 0 | 0 | 0 | 0 | 0 | 0 | 0 | 0 | 0 | 0 | 0 | 0 | 0 | 0 | 0 | 0 | 0 | 0 | 0 | 0 | 0 | 0 | 0 | 0 | 0 | 0 | 0 | 0 | 0
F8_Commercial_Miscellaneous_New_Food Preparation_Natural Gas_Range_Baseline Forecast | F8 | Commercial | Miscellaneous | New | Food Preparation | Natural Gas | Range | Baseline Forecast | Avg. Replacement Demand (W) | 0 | 0 | 0 | 0 | 0 | 0 | 0 | 0 | 0 | 0 | 0 | 0 | 0 | 0 | 0 | 0 | 0 | 0 | 0 | 0 | 0 | 0 | 0 | 0 | 0 | 0 | 0 | 0 | 0 | 0 | 0
F1_Commercial_Miscellaneous_New_Food Preparation_Natural Gas_Steamer_Baseline Forecast | F1 | Commercial | Miscellaneous | New | Food Preparation | Natural Gas | Steamer | Baseline Forecast | Units | 0 | 8659.2145 | 17397.8365 | 26662.2206 | 31747.0274 | 35889.6375 | 39971.6741 | 43994.4592 | 47959.2892 | 51867.4348 | 55720.142 | 59518.6326 | 63264.1042 | 66957.7315 | 70600.6659 | 74194.0366 | 77738.9506 | 81236.4936 | 84687.73 | 88093.7036 | 91455.438 | 94773.9367 | 98050.184 | 101285.1451 | 104479.7663 | 107634.9758 | 110751.6839 | 113830.7832 | 116873.149 | 119879.6401 | 122851.0983
F2_Commercial_Miscellaneous_New_Food Preparation_Natural Gas_Steamer_Baseline Forecast | F2 | Commercial | Miscellaneous | New | Food Preparation | Natural Gas | Steamer | Baseline Forecast | Usage (MMtherm) | 0 | 0.00012341 | 0.00024666 | 0.00028907 | 0.00031375 | 0.00033385 | 0.00035366 | 0.00037319 | 0.00039243 | 0.00041139 | 0.00042125 | 0.00042293 | 0.00042621 | 0.00043089 | 0.0004368 | 0.00044377 | 0.00045167 | 0.00046038 | 0.00046978 | 0.00045529 | 0.00044383 | 0.00045994 | 0.00047584 | 0.00049154 | 0.00050704 | 0.00052235 | 0.00053748 | 0.00055242 | 0.00056718 | 0.00058177 | 0.00059619
F3_Commercial_Miscellaneous_New_Food Preparation_Natural Gas_Steamer_Baseline Forecast | F3 | Commercial | Miscellaneous | New | Food Preparation | Natural Gas | Steamer | Baseline Forecast | Peak Demand (S) | 0 | 0 | 0 | 0 | 0 | 0 | 0 | 0 | 0 | 0 | 0 | 0 | 0 | 0 | 0 | 0 | 0 | 0 | 0 | 0 | 0 | 0 | 0 | 0 | 0 | 0 | 0 | 0 | 0 | 0 | 0
F4_Commercial_Miscellaneous_New_Food Preparation_Natural Gas_Steamer_Baseline Forecast | F4 | Commercial | Miscellaneous | New | Food Preparation | Natural Gas | Steamer | Baseline Forecast | Peak Demand (W) | 0 | 0 | 0 | 0 | 0 | 0 | 0 | 0 | 0 | 0 | 0 | 0 | 0 | 0 | 0 | 0 | 0 | 0 | 0 | 0 | 0 | 0 | 0 | 0 | 0 | 0 | 0 | 0 | 0 | 0 | 0
F5_Commercial_Miscellaneous_New_Food Preparation_Natural Gas_Steamer_Baseline Forecast | F5 | Commercial | Miscellaneous | New | Food Preparation | Natural Gas | Steamer | Baseline Forecast | Turnover | 0 | 8659.2145 | 8738.622 | 9264.3842 | 5084.8068 | 4142.6101 | 4082.0366 | 4022.7852 | 3964.83 | 3908.1456 | 4814.8422 | 5624.6796 | 6398.1269 | 6616.5215 | 6701.3526 | 6765.5243 | 6811.5823 | 6841.7847 | 6858.1341 | 9635.8814 | 9548.8477 | 9690.9645 | 8388.7456 | 8233.8529 | 8371.1522 | 8495.1666 | 8605.6878 | 8702.7515 | 9391.0351 | 9960.122 | 10467.4174
F6_Commercial_Miscellaneous_New_Food Preparation_Natural Gas_Steamer_Baseline Forecast | F6 | Commercial | Miscellaneous | New | Food Preparation | Natural Gas | Steamer | Baseline Forecast | Avg. Replacement Usage | 0.013722 | 0.014252 | 0.014172 | 0.004853 | 0.004853 | 0.004853 | 0.004853 | 0.004853 | 0.004853 | 0.004853 | 0.004853 | 0.004853 | 0.004853 | 0.004853 | 0.004853 | 0.004853 | 0.004853 | 0.004853 | 0.004853 | 0.004853 | 0.004853 | 0.004853 | 0.004853 | 0.004853 | 0.004853 | 0.004853 | 0.004853 | 0.004853 | 0.004853 | 0.004853 | 0.004853
F7_Commercial_Miscellaneous_New_Food Preparation_Natural Gas_Steamer_Baseline Forecast | F7 | Commercial | Miscellaneous | New | Food Preparation | Natural Gas | Steamer | Baseline Forecast | Avg. Replacement Demand (S) | 0 | 0 | 0 | 0 | 0 | 0 | 0 | 0 | 0 | 0 | 0 | 0 | 0 | 0 | 0 | 0 | 0 | 0 | 0 | 0 | 0 | 0 | 0 | 0 | 0 | 0 | 0 | 0 | 0 | 0 | 0
F8_Commercial_Miscellaneous_New_Food Preparation_Natural Gas_Steamer_Baseline Forecast | F8 | Commercial | Miscellaneous | New | Food Preparation | Natural Gas | Steamer | Baseline Forecast | Avg. Replacement Demand (W) | 0 | 0 | 0 | 0 | 0 | 0 | 0 | 0 | 0 | 0 | 0 | 0 | 0 | 0 | 0 | 0 | 0 | 0 | 0 | 0 | 0 | 0 | 0 | 0 | 0 | 0 | 0 | 0 | 0 | 0 | 0
F1_Commercial_Miscellaneous_New_Food Preparation_Natural Gas_Food Prep Other_Baseline Forecast | F1 | Commercial | Miscellaneous | New | Food Preparation | Natural Gas | Food Prep Other | Baseline Forecast | Units | 0 | 8659.2145 | 17397.8365 | 26662.2206 | 31747.0274 | 35889.6375 | 39971.6741 | 43994.4592 | 47959.2892 | 51867.4348 | 55720.142 | 59518.6326 | 63264.1042 | 66957.7315 | 70600.6659 | 74194.0366 | 77738.9506 | 81236.4936 | 84687.73 | 88093.7036 | 91455.438 | 94773.9367 | 98050.184 | 101285.1451 | 104479.7663 | 107634.9758 | 110751.6839 | 113830.7832 | 116873.149 | 119879.6401 | 122851.0983
F2_Commercial_Miscellaneous_New_Food Preparation_Natural Gas_Food Prep Other_Baseline Forecast | F2 | Commercial | Miscellaneous | New | Food Preparation | Natural Gas | Food Prep Other | Baseline Forecast | Usage (MMtherm) | 0 | 8.7909e-05 | 0.00017579 | 0.00026661 | 0.00031745 | 0.00035888 | 0.00039969 | 0.00043992 | 0.00047957 | 0.00051864 | 0.00055717 | 0.00059515 | 0.00063261 | 0.00066954 | 0.00070597 | 0.0007419 | 0.00077735 | 0.00081232 | 0.00084683 | 0.00088089 | 0.0009145 | 0.00094769 | 0.00098045 | 0.0010128 | 0.0010447 | 0.0010763 | 0.0011075 | 0.0011382 | 0.0011687 | 0.0011987 | 0.0012284
F3_Commercial_Miscellaneous_New_Food Preparation_Natural Gas_Food Prep Other_Baseline Forecast | F3 | Commercial | Miscellaneous | New | Food Preparation | Natural Gas | Food Prep Other | Baseline Forecast | Peak Demand (S) | 0 | 0 | 0 | 0 | 0 | 0 | 0 | 0 | 0 | 0 | 0 | 0 | 0 | 0 | 0 | 0 | 0 | 0 | 0 | 0 | 0 | 0 | 0 | 0 | 0 | 0 | 0 | 0 | 0 | 0 | 0
F4_Commercial_Miscellaneous_New_Food Preparation_Natural Gas_Food Prep Other_Baseline Forecast | F4 | Commercial | Miscellaneous | New | Food Preparation | Natural Gas | Food Prep Other | Baseline Forecast | Peak Demand (W) | 0 | 0 | 0 | 0 | 0 | 0 | 0 | 0 | 0 | 0 | 0 | 0 | 0 | 0 | 0 | 0 | 0 | 0 | 0 | 0 | 0 | 0 | 0 | 0 | 0 | 0 | 0 | 0 | 0 | 0 | 0
F5_Commercial_Miscellaneous_New_Food Preparation_Natural Gas_Food Prep Other_Baseline Forecast | F5 | Commercial | Miscellaneous | New | Food Preparation | Natural Gas | Food Prep Other | Baseline Forecast | Turnover | 0 | 8659.2145 | 8738.622 | 9264.3842 | 5084.8068 | 4142.6101 | 4082.0366 | 4022.7852 | 3964.83 | 3908.1456 | 5584.5501 | 6931.6893 | 8104.9075 | 8198.1373 | 8075.0644 | 10225.4431 | 9675.9452 | 9333.1593 | 7805.7075 | 7759.4693 | 8214.9897 | 8806.5522 | 9291.1249 | 9647.0165 | 10808.8136 | 11534.8969 | 11994.642 | 11767.0275 | 11512.3395 | 11989.1768 | 11774.8696
F6_Commercial_Miscellaneous_New_Food Preparation_Natural Gas_Food Prep Other_Baseline Forecast | F6 | Commercial | Miscellaneous | New | Food Preparation | Natural Gas | Food Prep Other | Baseline Forecast | Avg. Replacement Usage | 0.0097598 | 0.010152 | 0.010104 | 0.0099994 | 0.0099994 | 0.0099994 | 0.0099994 | 0.0099994 | 0.0099994 | 0.0099994 | 0.0099994 | 0.0099994 | 0.0099994 | 0.0099994 | 0.0099994 | 0.0099994 | 0.0099994 | 0.0099994 | 0.0099994 | 0.0099994 | 0.0099994 | 0.0099994 | 0.0099994 | 0.0099994 | 0.0099994 | 0.0099994 | 0.0099994 | 0.0099994 | 0.0099994 | 0.0099994 | 0.0099994
F7_Commercial_Miscellaneous_New_Food Preparation_Natural Gas_Food Prep Other_Baseline Forecast | F7 | Commercial | Miscellaneous | New | Food Preparation | Natural Gas | Food Prep Other | Baseline Forecast | Avg. Replacement Demand (S) | 0 | 0 | 0 | 0 | 0 | 0 | 0 | 0 | 0 | 0 | 0 | 0 | 0 | 0 | 0 | 0 | 0 | 0 | 0 | 0 | 0 | 0 | 0 | 0 | 0 | 0 | 0 | 0 | 0 | 0 | 0
F8_Commercial_Miscellaneous_New_Food Preparation_Natural Gas_Food Prep Other_Baseline Forecast | F8 | Commercial | Miscellaneous | New | Food Preparation | Natural Gas | Food Prep Other | Baseline Forecast | Avg. Replacement Demand (W) | 0 | 0 | 0 | 0 | 0 | 0 | 0 | 0 | 0 | 0 | 0 | 0 | 0 | 0 | 0 | 0 | 0 | 0 | 0 | 0 | 0 | 0 | 0 | 0 | 0 | 0 | 0 | 0 | 0 | 0 | 0
F1_Commercial_Miscellaneous_New_Miscellaneous_Natural Gas_Pool Heater_Baseline Forecast | F1 | Commercial | Miscellaneous | New | Miscellaneous | Natural Gas | Pool Heater | Baseline Forecast | Units | 0 | 50166.2267 | 100792.4917 | 154464.7035 | 183922.9839 | 207922.7491 | 231571.5883 | 254877.1609 | 277846.9762 | 300488.3967 | 322808.6411 | 344814.787 | 366513.7738 | 387912.4056 | 409017.3538 | 429835.1597 | 450372.2373 | 470634.8759 | 490629.2422 | 510361.3835 | 529837.2294 | 549062.5943 | 568043.1803 | 586784.5786 | 605292.2725 | 623571.6392 | 641627.9517 | 659466.3817 | 677092.0006 | 694509.7825 | 711724.6055
F2_Commercial_Miscellaneous_New_Miscellaneous_Natural Gas_Pool Heater_Baseline Forecast | F2 | Commercial | Miscellaneous | New | Miscellaneous | Natural Gas | Pool Heater | Baseline Forecast | Usage (MMtherm) | 0 | 1.7515e-05 | 3.5024e-05 | 5.3118e-05 | 6.3248e-05 | 7.1501e-05 | 7.9635e-05 | 8.765e-05 | 9.555e-05 | 0.00010334 | 0.00011101 | 0.00011858 | 0.00012606 | 0.00013343 | 0.0001407 | 0.00014787 | 0.00015493 | 0.0001619 | 0.00016876 | 0.00017553 | 0.00018221 | 0.00018881 | 0.00019531 | 0.00020179 | 0.00020818 | 0.00021451 | 0.00022076 | 0.00022694 | 0.00023305 | 0.00023908 | 0.00024504
F3_Commercial_Miscellaneous_New_Miscellaneous_Natural Gas_Pool Heater_Baseline Forecast | F3 | Commercial | Miscellaneous | New | Miscellaneous | Natural Gas | Pool Heater | Baseline Forecast | Peak Demand (S) | 0 | 0 | 0 | 0 | 0 | 0 | 0 | 0 | 0 | 0 | 0 | 0 | 0 | 0 | 0 | 0 | 0 | 0 | 0 | 0 | 0 | 0 | 0 | 0 | 0 | 0 | 0 | 0 | 0 | 0 | 0
F4_Commercial_Miscellaneous_New_Miscellaneous_Natural Gas_Pool Heater_Baseline Forecast | F4 | Commercial | Miscellaneous | New | Miscellaneous | Natural Gas | Pool Heater | Baseline Forecast | Peak Demand (W) | 0 | 0 | 0 | 0 | 0 | 0 | 0 | 0 | 0 | 0 | 0 | 0 | 0 | 0 | 0 | 0 | 0 | 0 | 0 | 0 | 0 | 0 | 0 | 0 | 0 | 0 | 0 | 0 | 0 | 0 | 0
F5_Commercial_Miscellaneous_New_Miscellaneous_Natural Gas_Pool Heater_Baseline Forecast | F5 | Commercial | Miscellaneous | New | Miscellaneous | Natural Gas | Pool Heater | Baseline Forecast | Turnover | 0 | 50166.2267 | 50626.265 | 53672.2118 | 29458.2804 | 23999.7652 | 33682.0846 | 41457.4218 | 48225.7371 | 48737.814 | 47997.3122 | 62434.9924 | 62454.1447 | 64446.3822 | 58943.1744 | 59256.9324 | 66313.5392 | 71412.8948 | 75578.121 | 76122.0178 | 76245.0154 | 81688.1597 | 83238.4213 | 85785.544 | 85924.7811 | 87544.2892 | 91655.7297 | 94702.4134 | 97365.8036 | 98537.4651 | 99651.6705
F6_Commercial_Miscellaneous_New_Miscellaneous_Natural Gas_Pool Heater_Baseline Forecast | F6 | Commercial | Miscellaneous | New | Miscellaneous | Natural Gas | Pool Heater | Baseline Forecast | Avg. Replacement Usage | 0.00033567 | 0.00034914 | 0.00034748 | 0.00034388 | 0.00034386 | 0.00034389 | 0.00034392 | 0.00034392 | 0.0003439 | 0.00034391 | 0.00034391 | 0.00034392 | 0.00034409 | 0.0003441 | 0.00034411 | 0.00034403 | 0.00034396 | 0.00034388 | 0.00034383 | 0.00034376 | 0.00034376 | 0.00034375 | 0.00034374 | 0.00034429 | 0.0003443 | 0.00034432 | 0.00034433 | 0.00034434 | 0.00034435 | 0.00034436 | 0.00034437
F7_Commercial_Miscellaneous_New_Miscellaneous_Natural Gas_Pool Heater_Baseline Forecast | F7 | Commercial | Miscellaneous | New | Miscellaneous | Natural Gas | Pool Heater | Baseline Forecast | Avg. Replacement Demand (S) | 0 | 0 | 0 | 0 | 0 | 0 | 0 | 0 | 0 | 0 | 0 | 0 | 0 | 0 | 0 | 0 | 0 | 0 | 0 | 0 | 0 | 0 | 0 | 0 | 0 | 0 | 0 | 0 | 0 | 0 | 0
F8_Commercial_Miscellaneous_New_Miscellaneous_Natural Gas_Pool Heater_Baseline Forecast | F8 | Commercial | Miscellaneous | New | Miscellaneous | Natural Gas | Pool Heater | Baseline Forecast | Avg. Replacement Demand (W) | 0 | 0 | 0 | 0 | 0 | 0 | 0 | 0 | 0 | 0 | 0 | 0 | 0 | 0 | 0 | 0 | 0 | 0 | 0 | 0 | 0 | 0 | 0 | 0 | 0 | 0 | 0 | 0 | 0 | 0 | 0
F1_Commercial_Miscellaneous_New_Miscellaneous_Natural Gas_Miscellaneous_Baseline Forecast | F1 | Commercial | Miscellaneous | New | Miscellaneous | Natural Gas | Miscellaneous | Baseline Forecast | Units | 0 | 1431175.3591 | 2875474.9975 | 4406671.4242 | 5247076.7678 | 5931757.9737 | 6606427.7313 | 7271304.5497 | 7926602.6617 | 8572532.1108 | 9209298.8346 | 9837104.7479 | 10456147.8237 | 11066622.1722 | 11668718.1191 | 12262622.2812 | 12848517.6414 | 13426583.6221 | 13996996.1565 | 14559927.7592 | 15115547.5952 | 15664021.5469 | 16205512.281 | 16740179.3128 | 17268179.07 | 17789664.955 | 18304787.4058 | 18813693.9561 | 19316529.2938 | 19813435.3182 | 20304551.197
F2_Commercial_Miscellaneous_New_Miscellaneous_Natural Gas_Miscellaneous_Baseline Forecast | F2 | Commercial | Miscellaneous | New | Miscellaneous | Natural Gas | Miscellaneous | Baseline Forecast | Usage (MMtherm) | 0 | 0.00060588 | 0.0012115 | 0.0018375 | 0.0021879 | 0.0024734 | 0.0027547 | 0.003032 | 0.0033052 | 0.0035746 | 0.0038401 | 0.0041019 | 0.00436 | 0.0046145 | 0.0048656 | 0.0051132 | 0.0053575 | 0.0055986 | 0.0058364 | 0.0060712 | 0.0063028 | 0.0065315 | 0.0067573 | 0.0069803 | 0.0072004 | 0.0074179 | 0.0076327 | 0.0078449 | 0.0080546 | 0.0082618 | 0.0084665
F3_Commercial_Miscellaneous_New_Miscellaneous_Natural Gas_Miscellaneous_Baseline Forecast | F3 | Commercial | Miscellaneous | New | Miscellaneous | Natural Gas | Miscellaneous | Baseline Forecast | Peak Demand (S) | 0 | 0 | 0 | 0 | 0 | 0 | 0 | 0 | 0 | 0 | 0 | 0 | 0 | 0 | 0 | 0 | 0 | 0 | 0 | 0 | 0 | 0 | 0 | 0 | 0 | 0 | 0 | 0 | 0 | 0 | 0
F4_Commercial_Miscellaneous_New_Miscellaneous_Natural Gas_Miscellaneous_Baseline Forecast | F4 | Commercial | Miscellaneous | New | Miscellaneous | Natural Gas | Miscellaneous | Baseline Forecast | Peak Demand (W) | 0 | 0 | 0 | 0 | 0 | 0 | 0 | 0 | 0 | 0 | 0 | 0 | 0 | 0 | 0 | 0 | 0 | 0 | 0 | 0 | 0 | 0 | 0 | 0 | 0 | 0 | 0 | 0 | 0 | 0 | 0
F5_Commercial_Miscellaneous_New_Miscellaneous_Natural Gas_Miscellaneous_Baseline Forecast | F5 | Commercial | Miscellaneous | New | Miscellaneous | Natural Gas | Miscellaneous | Baseline Forecast | Turnover | 0 | 1431175.3591 | 1444299.6384 | 1531196.4267 | 1044858.9663 | 1066255.688 | 1220475.9462 | 1281976.2608 | 1336562.7325 | 1404224.2588 | 1469873.1694 | 1949817.862 | 1956623.4928 | 1992271.731 | 1923341.2148 | 2012151.8357 | 2131079.6458 | 2195191.2412 | 2259874.3218 | 2335195.3252 | 2407429.055 | 2598413.5041 | 2634163.9804 | 2682691.7627 | 2720282.3426 | 2802769.9935 | 2888400.978 | 2950436.4229 | 3014816.8199 | 3084607.0334 | 3151682.0463
F6_Commercial_Miscellaneous_New_Miscellaneous_Natural Gas_Miscellaneous_Baseline Forecast | F6 | Commercial | Miscellaneous | New | Miscellaneous | Natural Gas | Miscellaneous | Baseline Forecast | Avg. Replacement Usage | 0.00040699 | 0.00042334 | 0.00042134 | 0.00041698 | 0.00041698 | 0.00041698 | 0.00041698 | 0.00041698 | 0.00041698 | 0.00041698 | 0.00041698 | 0.00041698 | 0.00041698 | 0.00041698 | 0.00041698 | 0.00041698 | 0.00041698 | 0.00041698 | 0.00041698 | 0.00041698 | 0.00041698 | 0.00041698 | 0.00041698 | 0.00041698 | 0.00041698 | 0.00041698 | 0.00041698 | 0.00041698 | 0.00041698 | 0.00041698 | 0.00041698
F7_Commercial_Miscellaneous_New_Miscellaneous_Natural Gas_Miscellaneous_Baseline Forecast | F7 | Commercial | Miscellaneous | New | Miscellaneous | Natural Gas | Miscellaneous | Baseline Forecast | Avg. Replacement Demand (S) | 0 | 0 | 0 | 0 | 0 | 0 | 0 | 0 | 0 | 0 | 0 | 0 | 0 | 0 | 0 | 0 | 0 | 0 | 0 | 0 | 0 | 0 | 0 | 0 | 0 | 0 | 0 | 0 | 0 | 0 | 0
F8_Commercial_Miscellaneous_New_Miscellaneous_Natural Gas_Miscellaneous_Baseline Forecast | F8 | Commercial | Miscellaneous | New | Miscellaneous | Natural Gas | Miscellaneous | Baseline Forecast | Avg. Replacement Demand (W) | 0 | 0 | 0 | 0 | 0 | 0 | 0 | 0 | 0 | 0 | 0 | 0 | 0 | 0 | 0 | 0 | 0 | 0 | 0 | 0 | 0 | 0 | 0 | 0 | 0 | 0 | 0 | 0 | 0 | 0 | 0
F1_Commercial_Office_Existing_Space Heating_Natural Gas_Furnace_Codes & Standards Forecast | F1 | Commercial | Office | Existing | Space Heating | Natural Gas | Furnace | Codes & Standards Forecast | Units | 34215397.6301 | 33531089.6775 | 32860467.884 | 32203258.5263 | 31559193.3558 | 30928009.4887 | 30309449.2989 | 29703260.3129 | 29109195.1067 | 28527011.2045 | 27956470.9804 | 27397341.5608 | 26849394.7296 | 26312406.835 | 25786158.6983 | 25270435.5243 | 24765026.8139 | 24269726.2776 | 23784331.752 | 23308645.117 | 22842472.2146 | 22385622.7704 | 21937910.3149 | 21499152.1086 | 21069169.0665 | 20647785.6851 | 20234829.9714 | 19830133.372 | 19433530.7046 | 19044860.0905 | 18663962.8887
F2_Commercial_Office_Existing_Space Heating_Natural Gas_Furnace_Codes & Standards Forecast | F2 | Commercial | Office | Existing | Space Heating | Natural Gas | Furnace | Codes & Standards Forecast | Usage (MMtherm) | 3.7332 | 3.7853 | 3.6719 | 3.5416 | 3.4515 | 3.352 | 3.2548 | 3.1603 | 3.0683 | 2.979 | 2.8925 | 2.8087 | 2.7286 | 2.652 | 2.5786 | 2.5083 | 2.4408 | 2.376 | 2.3138 | 2.2534 | 2.1947 | 2.1377 | 2.0822 | 2.0289 | 1.9776 | 1.9282 | 1.8805 | 1.8346 | 1.7902 | 1.7473 | 1.7059
F3_Commercial_Office_Existing_Space Heating_Natural Gas_Furnace_Codes & Standards Forecast | F3 | Commercial | Office | Existing | Space Heating | Natural Gas | Furnace | Codes & Standards Forecast | Peak Demand (S) | 0 | 0 | 0 | 0 | 0 | 0 | 0 | 0 | 0 | 0 | 0 | 0 | 0 | 0 | 0 | 0 | 0 | 0 | 0 | 0 | 0 | 0 | 0 | 0 | 0 | 0 | 0 | 0 | 0 | 0 | 0
F4_Commercial_Office_Existing_Space Heating_Natural Gas_Furnace_Codes & Standards Forecast | F4 | Commercial | Office | Existing | Space Heating | Natural Gas | Furnace | Codes & Standards Forecast | Peak Demand (W) | 0 | 0 | 0 | 0 | 0 | 0 | 0 | 0 | 0 | 0 | 0 | 0 | 0 | 0 | 0 | 0 | 0 | 0 | 0 | 0 | 0 | 0 | 0 | 0 | 0 | 0 | 0 | 0 | 0 | 0 | 0
F5_Commercial_Office_Existing_Space Heating_Natural Gas_Furnace_Codes & Standards Forecast | F5 | Commercial | Office | Existing | Space Heating | Natural Gas | Furnace | Codes & Standards Forecast | Turnover | 0 | 876629.7955 | 915949.2201 | 950067.8641 | 979432.5076 | 1004454.3805 | 1025511.94 | 1042953.4322 | 1057099.2543 | 1068244.1332 | 1076659.1344 | 1082593.5152 | 998533.3128 | 921000.138 | 849487.1861 | 783527.0046 | 722688.4372 | 666573.8056 | 614816.3101 | 613952.7352 | 614427.2508 | 615899.8768 | 618081.8469 | 620729.2192 | 623637.2138 | 626635.1988 | 629582.2557 | 632363.2589 | 634885.4151 | 637075.2108 | 634183.9285
F6_Commercial_Office_Existing_Space Heating_Natural Gas_Furnace_Codes & Standards Forecast | F6 | Commercial | Office | Existing | Space Heating | Natural Gas | Furnace | Codes & Standards Forecast | Avg. Replacement Usage | 0.095507 | 0.099346 | 0.098875 | 0.097852 | 0.097852 | 0.086024 | 0.086024 | 0.086024 | 0.086024 | 0.086024 | 0.086024 | 0.086024 | 0.086024 | 0.086024 | 0.086024 | 0.086024 | 0.086024 | 0.086024 | 0.086024 | 0.086024 | 0.086024 | 0.086024 | 0.086024 | 0.086024 | 0.086024 | 0.086024 | 0.086024 | 0.086024 | 0.086024 | 0.086024 | 0.086024
F7_Commercial_Office_Existing_Space Heating_Natural Gas_Furnace_Codes & Standards Forecast | F7 | Commercial | Office | Existing | Space Heating | Natural Gas | Furnace | Codes & Standards Forecast | Avg. Replacement Demand (S) | 0 | 0 | 0 | 0 | 0 | 0 | 0 | 0 | 0 | 0 | 0 | 0 | 0 | 0 | 0 | 0 | 0 | 0 | 0 | 0 | 0 | 0 | 0 | 0 | 0 | 0 | 0 | 0 | 0 | 0 | 0
F8_Commercial_Office_Existing_Space Heating_Natural Gas_Furnace_Codes & Standards Forecast | F8 | Commercial | Office | Existing | Space Heating | Natural Gas | Furnace | Codes & Standards Forecast | Avg. Replacement Demand (W) | 0 | 0 | 0 | 0 | 0 | 0 | 0 | 0 | 0 | 0 | 0 | 0 | 0 | 0 | 0 | 0 | 0 | 0 | 0 | 0 | 0 | 0 | 0 | 0 | 0 | 0 | 0 | 0 | 0 | 0 | 0
F1_Commercial_Office_Existing_Space Heating_Natural Gas_Boiler_Codes & Standards Forecast | F1 | Commercial | Office | Existing | Space Heating | Natural Gas | Boiler | Codes & Standards Forecast | Units | 10145950.3024 | 9943031.2964 | 9744170.6704 | 9549287.257 | 9358301.5119 | 9171135.4817 | 8987712.772 | 8807958.5166 | 8631799.3462 | 8459163.3593 | 8289980.0921 | 8124180.4903 | 7961696.8805 | 7802462.9429 | 7646413.684 | 7493485.4103 | 7343615.7021 | 7196743.3881 | 7052808.5203 | 6911752.3499 | 6773517.3029 | 6638046.9569 | 6505286.0177 | 6375180.2974 | 6247676.6914 | 6122723.1576 | 6000268.6944 | 5880263.3206 | 5762658.0541 | 5647404.8931 | 5534456.7952
F2_Commercial_Office_Existing_Space Heating_Natural Gas_Boiler_Codes & Standards Forecast | F2 | Commercial | Office | Existing | Space Heating | Natural Gas | Boiler | Codes & Standards Forecast | Usage (MMtherm) | 4.4982 | 4.5707 | 4.444 | 4.2967 | 4.1981 | 4.0836 | 3.9724 | 3.8643 | 3.7593 | 3.6572 | 3.5581 | 3.4619 | 3.3686 | 3.2779 | 3.19 | 3.1047 | 3.022 | 2.9418 | 2.864 | 2.7885 | 2.7154 | 2.6435 | 2.574 | 2.5067 | 2.4415 | 2.3791 | 2.3195 | 2.2623 | 2.2074 | 2.1547 | 2.1039
F3_Commercial_Office_Existing_Space Heating_Natural Gas_Boiler_Codes & Standards Forecast | F3 | Commercial | Office | Existing | Space Heating | Natural Gas | Boiler | Codes & Standards Forecast | Peak Demand (S) | 0 | 0 | 0 | 0 | 0 | 0 | 0 | 0 | 0 | 0 | 0 | 0 | 0 | 0 | 0 | 0 | 0 | 0 | 0 | 0 | 0 | 0 | 0 | 0 | 0 | 0 | 0 | 0 | 0 | 0 | 0
F4_Commercial_Office_Existing_Space Heating_Natural Gas_Boiler_Codes & Standards Forecast | F4 | Commercial | Office | Existing | Space Heating | Natural Gas | Boiler | Codes & Standards Forecast | Peak Demand (W) | 0 | 0 | 0 | 0 | 0 | 0 | 0 | 0 | 0 | 0 | 0 | 0 | 0 | 0 | 0 | 0 | 0 | 0 | 0 | 0 | 0 | 0 | 0 | 0 | 0 | 0 | 0 | 0 | 0 | 0 | 0
F5_Commercial_Office_Existing_Space Heating_Natural Gas_Boiler_Codes & Standards Forecast | F5 | Commercial | Office | Existing | Space Heating | Natural Gas | Boiler | Codes & Standards Forecast | Turnover | 0 | 301303.9787 | 297962.2436 | 294394.5057 | 290637.2309 | 286722.6708 | 282679.3272 | 278532.3658 | 274303.9845 | 270013.7419 | 265678.8491 | 261314.4307 | 256933.7561 | 252548.4461 | 248168.6571 | 243803.2442 | 239459.9076 | 235145.3219 | 230865.252 | 226624.6559 | 222427.7761 | 233751.5246 | 223765.1298 | 214874.4408 | 206929.6059 | 199800.6071 | 193374.7526 | 187554.4747 | 182255.3989 | 177404.65 | 172939.3679
F6_Commercial_Office_Existing_Space Heating_Natural Gas_Boiler_Codes & Standards Forecast | F6 | Commercial | Office | Existing | Space Heating | Natural Gas | Boiler | Codes & Standards Forecast | Avg. Replacement Usage | 0.41922 | 0.43607 | 0.434 | 0.42951 | 0.42951 | 0.36554 | 0.36554 | 0.36554 | 0.36554 | 0.36554 | 0.36554 | 0.36554 | 0.36554 | 0.36554 | 0.36554 | 0.36554 | 0.36554 | 0.36554 | 0.36554 | 0.36554 | 0.36554 | 0.36554 | 0.36554 | 0.36554 | 0.36554 | 0.36554 | 0.36554 | 0.36554 | 0.36554 | 0.36554 | 0.36554
F7_Commercial_Office_Existing_Space Heating_Natural Gas_Boiler_Codes & Standards Forecast | F7 | Commercial | Office | Existing | Space Heating | Natural Gas | Boiler | Codes & Standards Forecast | Avg. Replacement Demand (S) | 0 | 0 | 0 | 0 | 0 | 0 | 0 | 0 | 0 | 0 | 0 | 0 | 0 | 0 | 0 | 0 | 0 | 0 | 0 | 0 | 0 | 0 | 0 | 0 | 0 | 0 | 0 | 0 | 0 | 0 | 0
F8_Commercial_Office_Existing_Space Heating_Natural Gas_Boiler_Codes & Standards Forecast | F8 | Commercial | Office | Existing | Space Heating | Natural Gas | Boiler | Codes & Standards Forecast | Avg. Replacement Demand (W) | 0 | 0 | 0 | 0 | 0 | 0 | 0 | 0 | 0 | 0 | 0 | 0 | 0 | 0 | 0 | 0 | 0 | 0 | 0 | 0 | 0 | 0 | 0 | 0 | 0 | 0 | 0 | 0 | 0 | 0 | 0
F1_Commercial_Office_Existing_Space Heating_Natural Gas_Unit Heater_Codes & Standards Forecast | F1 | Commercial | Office | Existing | Space Heating | Natural Gas | Unit Heater | Codes & Standards Forecast | Units | 6950628.2211 | 6811615.6566 | 6675383.3435 | 6541875.6766 | 6411038.1631 | 6282817.3998 | 6157161.0518 | 6034017.8308 | 5913337.4742 | 5795070.7247 | 5679169.3102 | 5565585.924 | 5454274.2055 | 5345188.7214 | 5238284.947 | 5133519.248 | 5030848.8631 | 4930231.8858 | 4831627.2481 | 4734994.7031 | 4640294.8091 | 4547488.9129 | 4456539.1346 | 4367408.3519 | 4280060.1849 | 4194458.9812 | 4110569.8016 | 4028358.4056 | 3947791.2374 | 3868835.4127 | 3791458.7044
F2_Commercial_Office_Existing_Space Heating_Natural Gas_Unit Heater_Codes & Standards Forecast | F2 | Commercial | Office | Existing | Space Heating | Natural Gas | Unit Heater | Codes & Standards Forecast | Usage (MMtherm) | 2.0704 | 2.1106 | 2.0586 | 1.9965 | 1.9566 | 1.9153 | 1.8741 | 1.833 | 1.7919 | 1.7507 | 1.7097 | 1.6688 | 1.6281 | 1.5877 | 1.5476 | 1.508 | 1.4691 | 1.4318 | 1.3962 | 1.3619 | 1.329 | 1.2972 | 1.2669 | 1.2378 | 1.2096 | 1.1824 | 1.156 | 1.1305 | 1.1057 | 1.0817 | 1.0583
F3_Commercial_Office_Existing_Space Heating_Natural Gas_Unit Heater_Codes & Standards Forecast | F3 | Commercial | Office | Existing | Space Heating | Natural Gas | Unit Heater | Codes & Standards Forecast | Peak Demand (S) | 0 | 0 | 0 | 0 | 0 | 0 | 0 | 0 | 0 | 0 | 0 | 0 | 0 | 0 | 0 | 0 | 0 | 0 | 0 | 0 | 0 | 0 | 0 | 0 | 0 | 0 | 0 | 0 | 0 | 0 | 0
F4_Commercial_Office_Existing_Space Heating_Natural Gas_Unit Heater_Codes & Standards Forecast | F4 | Commercial | Office | Existing | Space Heating | Natural Gas | Unit Heater | Codes & Standards Forecast | Peak Demand (W) | 0 | 0 | 0 | 0 | 0 | 0 | 0 | 0 | 0 | 0 | 0 | 0 | 0 | 0 | 0 | 0 | 0 | 0 | 0 | 0 | 0 | 0 | 0 | 0 | 0 | 0 | 0 | 0 | 0 | 0 | 0
F5_Commercial_Office_Existing_Space Heating_Natural Gas_Unit Heater_Codes & Standards Forecast | F5 | Commercial | Office | Existing | Space Heating | Natural Gas | Unit Heater | Codes & Standards Forecast | Turnover | 0 | 5733.6832 | 16346.2096 | 31082.8748 | 49278.0028 | 70345.0549 | 93767.8219 | 119092.5821 | 145921.1184 | 173904.5019 | 197957.1116 | 219194.5824 | 238476.64 | 256457.2443 | 273625.6873 | 290340.202 | 306855.3835 | 285994.2576 | 271223.637 | 261721.4676 | 256202.1573 | 253714.7304 | 253559.5508 | 255224.2079 | 258334.4451 | 262616.852 | 267870.7156 | 268599.3205 | 266512.2576 | 262894.7726 | 258631.5774
F6_Commercial_Office_Existing_Space Heating_Natural Gas_Unit Heater_Codes & Standards Forecast | F6 | Commercial | Office | Existing | Space Heating | Natural Gas | Unit Heater | Codes & Standards Forecast | Avg. Replacement Usage | 0.29788 | 0.30985 | 0.30838 | 0.30519 | 0.30519 | 0.27464 | 0.27464 | 0.27464 | 0.27464 | 0.27464 | 0.27464 | 0.27464 | 0.27464 | 0.27464 | 0.27464 | 0.27464 | 0.27464 | 0.27464 | 0.27464 | 0.27464 | 0.27464 | 0.27464 | 0.27464 | 0.27464 | 0.27464 | 0.27464 | 0.27464 | 0.27464 | 0.27464 | 0.27464 | 0.27464
F7_Commercial_Office_Existing_Space Heating_Natural Gas_Unit Heater_Codes & Standards Forecast | F7 | Commercial | Office | Existing | Space Heating | Natural Gas | Unit Heater | Codes & Standards Forecast | Avg. Replacement Demand (S) | 0 | 0 | 0 | 0 | 0 | 0 | 0 | 0 | 0 | 0 | 0 | 0 | 0 | 0 | 0 | 0 | 0 | 0 | 0 | 0 | 0 | 0 | 0 | 0 | 0 | 0 | 0 | 0 | 0 | 0 | 0
F8_Commercial_Office_Existing_Space Heating_Natural Gas_Unit Heater_Codes & Standards Forecast | F8 | Commercial | Office | Existing | Space Heating | Natural Gas | Unit Heater | Codes & Standards Forecast | Avg. Replacement Demand (W) | 0 | 0 | 0 | 0 | 0 | 0 | 0 | 0 | 0 | 0 | 0 | 0 | 0 | 0 | 0 | 0 | 0 | 0 | 0 | 0 | 0 | 0 | 0 | 0 | 0 | 0 | 0 | 0 | 0 | 0 | 0
F1_Commercial_Office_Existing_Water Heating_Natural Gas_Water Heater_Codes & Standards Forecast | F1 | Commercial | Office | Existing | Water Heating | Natural Gas | Water Heater | Codes & Standards Forecast | Units | 21482605.6303 | 21052953.5177 | 20631894.4473 | 20219256.5584 | 19814871.4272 | 19418573.9987 | 19030202.5187 | 18649598.4683 | 18276606.499 | 17911074.369 | 17552852.8816 | 17201795.824 | 16857759.9075 | 16520604.7094 | 16190192.6152 | 15866388.7629 | 15549060.9876 | 15238079.7679 | 14933318.1725 | 14634651.809 | 14341958.7729 | 14055119.5974 | 13774017.2055 | 13498536.8614 | 13228566.1241 | 12963994.8016 | 12704714.9056 | 12450620.6075 | 12201608.1953 | 11957576.0314 | 11718424.5108
F2_Commercial_Office_Existing_Water Heating_Natural Gas_Water Heater_Codes & Standards Forecast | F2 | Commercial | Office | Existing | Water Heating | Natural Gas | Water Heater | Codes & Standards Forecast | Usage (MMtherm) | 0.87761 | 0.88642 | 0.85635 | 0.82254 | 0.79837 | 0.77511 | 0.75286 | 0.73167 | 0.71162 | 0.69274 | 0.67506 | 0.65859 | 0.64278 | 0.62757 | 0.61292 | 0.59879 | 0.58515 | 0.57197 | 0.5592 | 0.54684 | 0.53486 | 0.52323 | 0.51193 | 0.50095 | 0.49027 | 0.47988 | 0.46975 | 0.45989 | 0.45028 | 0.4409 | 0.43175
F3_Commercial_Office_Existing_Water Heating_Natural Gas_Water Heater_Codes & Standards Forecast | F3 | Commercial | Office | Existing | Water Heating | Natural Gas | Water Heater | Codes & Standards Forecast | Peak Demand (S) | 0 | 0 | 0 | 0 | 0 | 0 | 0 | 0 | 0 | 0 | 0 | 0 | 0 | 0 | 0 | 0 | 0 | 0 | 0 | 0 | 0 | 0 | 0 | 0 | 0 | 0 | 0 | 0 | 0 | 0 | 0
F4_Commercial_Office_Existing_Water Heating_Natural Gas_Water Heater_Codes & Standards Forecast | F4 | Commercial | Office | Existing | Water Heating | Natural Gas | Water Heater | Codes & Standards Forecast | Peak Demand (W) | 0 | 0 | 0 | 0 | 0 | 0 | 0 | 0 | 0 | 0 | 0 | 0 | 0 | 0 | 0 | 0 | 0 | 0 | 0 | 0 | 0 | 0 | 0 | 0 | 0 | 0 | 0 | 0 | 0 | 0 | 0
F5_Commercial_Office_Existing_Water Heating_Natural Gas_Water Heater_Codes & Standards Forecast | F5 | Commercial | Office | Existing | Water Heating | Natural Gas | Water Heater | Codes & Standards Forecast | Turnover | 0 | 637968.2884 | 693413.5324 | 740309.3686 | 779638.4764 | 812275.3335 | 838998.0397 | 860498.8503 | 877393.5606 | 890229.8653 | 1005875.7331 | 1104650.451 | 1086311.3709 | 1067929.553 | 1049550.5267 | 1157252.7834 | 1125243.7585 | 1094841.8925 | 1065909.5538 | 1056062.3429 | 1059068.0505 | 1053248.4695 | 1041061.0654 | 1024379.1744 | 1046657.6648 | 1053269.4552 | 1028283.7714 | 1001693.5092 | 977265.1883 | 981787.1904 | 955703.6102
F6_Commercial_Office_Existing_Water Heating_Natural Gas_Water Heater_Codes & Standards Forecast | F6 | Commercial | Office | Existing | Water Heating | Natural Gas | Water Heater | Codes & Standards Forecast | Avg. Replacement Usage | 0.035686 | 0.03712 | 0.036944 | 0.036562 | 0.036562 | 0.036562 | 0.036562 | 0.036562 | 0.036562 | 0.036562 | 0.036562 | 0.036562 | 0.036562 | 0.036562 | 0.036562 | 0.036562 | 0.036562 | 0.036562 | 0.036562 | 0.036562 | 0.036562 | 0.036562 | 0.036562 | 0.036562 | 0.036562 | 0.036562 | 0.036562 | 0.036562 | 0.036562 | 0.036562 | 0.036562
F7_Commercial_Office_Existing_Water Heating_Natural Gas_Water Heater_Codes & Standards Forecast | F7 | Commercial | Office | Existing | Water Heating | Natural Gas | Water Heater | Codes & Standards Forecast | Avg. Replacement Demand (S) | 0 | 0 | 0 | 0 | 0 | 0 | 0 | 0 | 0 | 0 | 0 | 0 | 0 | 0 | 0 | 0 | 0 | 0 | 0 | 0 | 0 | 0 | 0 | 0 | 0 | 0 | 0 | 0 | 0 | 0 | 0
F8_Commercial_Office_Existing_Water Heating_Natural Gas_Water Heater_Codes & Standards Forecast | F8 | Commercial | Office | Existing | Water Heating | Natural Gas | Water Heater | Codes & Standards Forecast | Avg. Replacement Demand (W) | 0 | 0 | 0 | 0 | 0 | 0 | 0 | 0 | 0 | 0 | 0 | 0 | 0 | 0 | 0 | 0 | 0 | 0 | 0 | 0 | 0 | 0 | 0 | 0 | 0 | 0 | 0 | 0 | 0 | 0 | 0
F1_Commercial_Office_Existing_Food Preparation_Natural Gas_Oven_Codes & Standards Forecast | F1 | Commercial | Office | Existing | Food Preparation | Natural Gas | Oven | Codes & Standards Forecast | Units | 399676.6032 | 391683.0711 | 383849.4097 | 376172.4215 | 368648.9731 | 361275.9936 | 354050.4737 | 346969.4643 | 340030.075 | 333229.4735 | 326564.884 | 320033.5863 | 313632.9146 | 307360.2563 | 301213.0512 | 295188.7902 | 289285.0144 | 283499.3141 | 277829.3278 | 272272.7412 | 266827.2864 | 261490.7407 | 256260.9259 | 251135.7073 | 246112.9932 | 241190.7333 | 236366.9187 | 231639.5803 | 227006.7887 | 222466.6529 | 218017.3199
F2_Commercial_Office_Existing_Food Preparation_Natural Gas_Oven_Codes & Standards Forecast | F2 | Commercial | Office | Existing | Food Preparation | Natural Gas | Oven | Codes & Standards Forecast | Usage (MMtherm) | 0.0050097 | 0.0051757 | 0.0051354 | 0.005081 | 0.00509 | 0.0051061 | 0.0051272 | 0.0051512 | 0.0051769 | 0.0052031 | 0.0052008 | 0.0051766 | 0.0051355 | 0.0050819 | 0.0050187 | 0.0049484 | 0.0048731 | 0.0047941 | 0.0047128 | 0.0046299 | 0.0045462 | 0.0044623 | 0.0043785 | 0.0042953 | 0.0042127 | 0.0041311 | 0.0040506 | 0.0039712 | 0.003893 | 0.0038162 | 0.0037406
F3_Commercial_Office_Existing_Food Preparation_Natural Gas_Oven_Codes & Standards Forecast | F3 | Commercial | Office | Existing | Food Preparation | Natural Gas | Oven | Codes & Standards Forecast | Peak Demand (S) | 0 | 0 | 0 | 0 | 0 | 0 | 0 | 0 | 0 | 0 | 0 | 0 | 0 | 0 | 0 | 0 | 0 | 0 | 0 | 0 | 0 | 0 | 0 | 0 | 0 | 0 | 0 | 0 | 0 | 0 | 0
F4_Commercial_Office_Existing_Food Preparation_Natural Gas_Oven_Codes & Standards Forecast | F4 | Commercial | Office | Existing | Food Preparation | Natural Gas | Oven | Codes & Standards Forecast | Peak Demand (W) | 0 | 0 | 0 | 0 | 0 | 0 | 0 | 0 | 0 | 0 | 0 | 0 | 0 | 0 | 0 | 0 | 0 | 0 | 0 | 0 | 0 | 0 | 0 | 0 | 0 | 0 | 0 | 0 | 0 | 0 | 0
F5_Commercial_Office_Existing_Food Preparation_Natural Gas_Oven_Codes & Standards Forecast | F5 | Commercial | Office | Existing | Food Preparation | Natural Gas | Oven | Codes & Standards Forecast | Turnover | 0 | 15667.3228 | 19960.1693 | 23172.2212 | 25540.0009 | 27248.8805 | 28444.1318 | 29239.5886 | 29724.439 | 29968.5496 | 25672.4421 | 22971.9376 | 21378.6489 | 20536.459 | 20188.0325 | 20149.4633 | 23520.4988 | 24110.0573 | 24458.8715 | 24016.1596 | 23176.9656 | 22189.9506 | 21203.9251 | 20300.914 | 19519.4125 | 18421.7991 | 17924.0107 | 17787.3499 | 17765.8519 | 17732.6337 | 17632.8596
F6_Commercial_Office_Existing_Food Preparation_Natural Gas_Oven_Codes & Standards Forecast | F6 | Commercial | Office | Existing | Food Preparation | Natural Gas | Oven | Codes & Standards Forecast | Avg. Replacement Usage | 0.01676 | 0.017434 | 0.017351 | 0.017172 | 0.017172 | 0.017172 | 0.017172 | 0.017172 | 0.017172 | 0.017172 | 0.017172 | 0.017172 | 0.017172 | 0.017172 | 0.017172 | 0.017172 | 0.017172 | 0.017172 | 0.017172 | 0.017172 | 0.017172 | 0.017172 | 0.017172 | 0.017172 | 0.017172 | 0.017172 | 0.017172 | 0.017172 | 0.017172 | 0.017172 | 0.017172
F7_Commercial_Office_Existing_Food Preparation_Natural Gas_Oven_Codes & Standards Forecast | F7 | Commercial | Office | Existing | Food Preparation | Natural Gas | Oven | Codes & Standards Forecast | Avg. Replacement Demand (S) | 0 | 0 | 0 | 0 | 0 | 0 | 0 | 0 | 0 | 0 | 0 | 0 | 0 | 0 | 0 | 0 | 0 | 0 | 0 | 0 | 0 | 0 | 0 | 0 | 0 | 0 | 0 | 0 | 0 | 0 | 0
F8_Commercial_Office_Existing_Food Preparation_Natural Gas_Oven_Codes & Standards Forecast | F8 | Commercial | Office | Existing | Food Preparation | Natural Gas | Oven | Codes & Standards Forecast | Avg. Replacement Demand (W) | 0 | 0 | 0 | 0 | 0 | 0 | 0 | 0 | 0 | 0 | 0 | 0 | 0 | 0 | 0 | 0 | 0 | 0 | 0 | 0 | 0 | 0 | 0 | 0 | 0 | 0 | 0 | 0 | 0 | 0 | 0
F1_Commercial_Office_Existing_Food Preparation_Natural Gas_Conveyor Oven_Codes & Standards Forecast | F1 | Commercial | Office | Existing | Food Preparation | Natural Gas | Conveyor Oven | Codes & Standards Forecast | Units | 199838.3016 | 195841.5356 | 191924.7048 | 188086.2108 | 184324.4865 | 180637.9968 | 177025.2369 | 173484.7321 | 170015.0375 | 166614.7367 | 163282.442 | 160016.7932 | 156816.4573 | 153680.1282 | 150606.5256 | 147594.3951 | 144642.5072 | 141749.657 | 138914.6639 | 136136.3706 | 133413.6432 | 130745.3703 | 128130.4629 | 125567.8537 | 123056.4966 | 120595.3667 | 118183.4593 | 115819.7901 | 113503.3943 | 111233.3265 | 109008.6599
F2_Commercial_Office_Existing_Food Preparation_Natural Gas_Conveyor Oven_Codes & Standards Forecast | F2 | Commercial | Office | Existing | Food Preparation | Natural Gas | Conveyor Oven | Codes & Standards Forecast | Usage (MMtherm) | 0.0042859 | 0.004369 | 0.0042613 | 0.0041329 | 0.0040503 | 0.0039719 | 0.0038996 | 0.0038348 | 0.0037783 | 0.0037306 | 0.0036897 | 0.0036539 | 0.003622 | 0.0035929 | 0.003566 | 0.0035406 | 0.0035163 | 0.0034824 | 0.0034413 | 0.0033949 | 0.0033446 | 0.0032914 | 0.0032364 | 0.0031801 | 0.0031232 | 0.0030659 | 0.0030087 | 0.0029517 | 0.0028952 | 0.0028392 | 0.002784
F3_Commercial_Office_Existing_Food Preparation_Natural Gas_Conveyor Oven_Codes & Standards Forecast | F3 | Commercial | Office | Existing | Food Preparation | Natural Gas | Conveyor Oven | Codes & Standards Forecast | Peak Demand (S) | 0 | 0 | 0 | 0 | 0 | 0 | 0 | 0 | 0 | 0 | 0 | 0 | 0 | 0 | 0 | 0 | 0 | 0 | 0 | 0 | 0 | 0 | 0 | 0 | 0 | 0 | 0 | 0 | 0 | 0 | 0
F4_Commercial_Office_Existing_Food Preparation_Natural Gas_Conveyor Oven_Codes & Standards Forecast | F4 | Commercial | Office | Existing | Food Preparation | Natural Gas | Conveyor Oven | Codes & Standards Forecast | Peak Demand (W) | 0 | 0 | 0 | 0 | 0 | 0 | 0 | 0 | 0 | 0 | 0 | 0 | 0 | 0 | 0 | 0 | 0 | 0 | 0 | 0 | 0 | 0 | 0 | 0 | 0 | 0 | 0 | 0 | 0 | 0 | 0
F5_Commercial_Office_Existing_Food Preparation_Natural Gas_Conveyor Oven_Codes & Standards Forecast | F5 | Commercial | Office | Existing | Food Preparation | Natural Gas | Conveyor Oven | Codes & Standards Forecast | Turnover | 0 | 0 | 0 | 0 | 0 | 722.552 | 1982.6827 | 3636.24 | 5571.0527 | 7700.0001 | 9302.4489 | 10493.4558 | 11363.1985 | 11982.3502 | 12406.2931 | 12678.4217 | 12832.7327 | 10060.8625 | 7887.7162 | 6183.9695 | 4848.2321 | 3905.6102 | 3349.0107 | 3152.0048 | 3277.6348 | 3684.3142 | 4359.0449 | 5155.1216 | 5976.9481 | 6764.7981 | 7483.7749
F6_Commercial_Office_Existing_Food Preparation_Natural Gas_Conveyor Oven_Codes & Standards Forecast | F6 | Commercial | Office | Existing | Food Preparation | Natural Gas | Conveyor Oven | Codes & Standards Forecast | Avg. Replacement Usage | 0.024982 | 0.025986 | 0.025863 | 0.025596 | 0.025596 | 0.025596 | 0.025596 | 0.025596 | 0.025596 | 0.025596 | 0.025596 | 0.025596 | 0.025596 | 0.025596 | 0.025596 | 0.025596 | 0.025596 | 0.025596 | 0.025596 | 0.025596 | 0.025596 | 0.025596 | 0.025596 | 0.025596 | 0.025596 | 0.025596 | 0.025596 | 0.025596 | 0.025596 | 0.025596 | 0.025596
F7_Commercial_Office_Existing_Food Preparation_Natural Gas_Conveyor Oven_Codes & Standards Forecast | F7 | Commercial | Office | Existing | Food Preparation | Natural Gas | Conveyor Oven | Codes & Standards Forecast | Avg. Replacement Demand (S) | 0 | 0 | 0 | 0 | 0 | 0 | 0 | 0 | 0 | 0 | 0 | 0 | 0 | 0 | 0 | 0 | 0 | 0 | 0 | 0 | 0 | 0 | 0 | 0 | 0 | 0 | 0 | 0 | 0 | 0 | 0
F8_Commercial_Office_Existing_Food Preparation_Natural Gas_Conveyor Oven_Codes & Standards Forecast | F8 | Commercial | Office | Existing | Food Preparation | Natural Gas | Conveyor Oven | Codes & Standards Forecast | Avg. Replacement Demand (W) | 0 | 0 | 0 | 0 | 0 | 0 | 0 | 0 | 0 | 0 | 0 | 0 | 0 | 0 | 0 | 0 | 0 | 0 | 0 | 0 | 0 | 0 | 0 | 0 | 0 | 0 | 0 | 0 | 0 | 0 | 0
F1_Commercial_Office_Existing_Food Preparation_Natural Gas_Double Rack Oven_Codes & Standards Forecast | F1 | Commercial | Office | Existing | Food Preparation | Natural Gas | Double Rack Oven | Codes & Standards Forecast | Units | 199838.3016 | 195841.5356 | 191924.7048 | 188086.2108 | 184324.4865 | 180637.9968 | 177025.2369 | 173484.7321 | 170015.0375 | 166614.7367 | 163282.442 | 160016.7932 | 156816.4573 | 153680.1282 | 150606.5256 | 147594.3951 | 144642.5072 | 141749.657 | 138914.6639 | 136136.3706 | 133413.6432 | 130745.3703 | 128130.4629 | 125567.8537 | 123056.4966 | 120595.3667 | 118183.4593 | 115819.7901 | 113503.3943 | 111233.3265 | 109008.6599
F2_Commercial_Office_Existing_Food Preparation_Natural Gas_Double Rack Oven_Codes & Standards Forecast | F2 | Commercial | Office | Existing | Food Preparation | Natural Gas | Double Rack Oven | Codes & Standards Forecast | Usage (MMtherm) | 0.0065111 | 0.0066914 | 0.0065997 | 0.0064895 | 0.006462 | 0.0064465 | 0.0064406 | 0.0064426 | 0.0064508 | 0.0064638 | 0.0064583 | 0.0064369 | 0.0064021 | 0.0063558 | 0.0062999 | 0.006236 | 0.0061653 | 0.0060891 | 0.0060084 | 0.0059239 | 0.0058366 | 0.005747 | 0.0056557 | 0.0055631 | 0.0054698 | 0.005376 | 0.0052821 | 0.0051883 | 0.0050949 | 0.005002 | 0.0049098
F3_Commercial_Office_Existing_Food Preparation_Natural Gas_Double Rack Oven_Codes & Standards Forecast | F3 | Commercial | Office | Existing | Food Preparation | Natural Gas | Double Rack Oven | Codes & Standards Forecast | Peak Demand (S) | 0 | 0 | 0 | 0 | 0 | 0 | 0 | 0 | 0 | 0 | 0 | 0 | 0 | 0 | 0 | 0 | 0 | 0 | 0 | 0 | 0 | 0 | 0 | 0 | 0 | 0 | 0 | 0 | 0 | 0 | 0
F4_Commercial_Office_Existing_Food Preparation_Natural Gas_Double Rack Oven_Codes & Standards Forecast | F4 | Commercial | Office | Existing | Food Preparation | Natural Gas | Double Rack Oven | Codes & Standards Forecast | Peak Demand (W) | 0 | 0 | 0 | 0 | 0 | 0 | 0 | 0 | 0 | 0 | 0 | 0 | 0 | 0 | 0 | 0 | 0 | 0 | 0 | 0 | 0 | 0 | 0 | 0 | 0 | 0 | 0 | 0 | 0 | 0 | 0
F5_Commercial_Office_Existing_Food Preparation_Natural Gas_Double Rack Oven_Codes & Standards Forecast | F5 | Commercial | Office | Existing | Food Preparation | Natural Gas | Double Rack Oven | Codes & Standards Forecast | Turnover | 0 | 4352.0341 | 5923.602 | 7249.9623 | 8363.5726 | 9292.6898 | 10061.9125 | 10692.6519 | 11203.5438 | 11610.8064 | 10114.3024 | 8810.6812 | 8372.0443 | 8180.9105 | 8157.3 | 8242.0635 | 8391.9216 | 9401.3871 | 9733.149 | 9991.2806 | 10185.8894 | 10035.2225 | 9652.9438 | 9234.744 | 8834.2374 | 8479.8474 | 7839.4531 | 7377.9691 | 7324.5168 | 7370.161 | 7468.871
F6_Commercial_Office_Existing_Food Preparation_Natural Gas_Double Rack Oven_Codes & Standards Forecast | F6 | Commercial | Office | Existing | Food Preparation | Natural Gas | Double Rack Oven | Codes & Standards Forecast | Avg. Replacement Usage | 0.044522 | 0.046311 | 0.046092 | 0.045615 | 0.045615 | 0.045615 | 0.045615 | 0.045615 | 0.045615 | 0.045615 | 0.045615 | 0.045615 | 0.045615 | 0.045615 | 0.045615 | 0.045615 | 0.045615 | 0.045615 | 0.045615 | 0.045615 | 0.045615 | 0.045615 | 0.045615 | 0.045615 | 0.045615 | 0.045615 | 0.045615 | 0.045615 | 0.045615 | 0.045615 | 0.045615
F7_Commercial_Office_Existing_Food Preparation_Natural Gas_Double Rack Oven_Codes & Standards Forecast | F7 | Commercial | Office | Existing | Food Preparation | Natural Gas | Double Rack Oven | Codes & Standards Forecast | Avg. Replacement Demand (S) | 0 | 0 | 0 | 0 | 0 | 0 | 0 | 0 | 0 | 0 | 0 | 0 | 0 | 0 | 0 | 0 | 0 | 0 | 0 | 0 | 0 | 0 | 0 | 0 | 0 | 0 | 0 | 0 | 0 | 0 | 0
F8_Commercial_Office_Existing_Food Preparation_Natural Gas_Double Rack Oven_Codes & Standards Forecast | F8 | Commercial | Office | Existing | Food Preparation | Natural Gas | Double Rack Oven | Codes & Standards Forecast | Avg. Replacement Demand (W) | 0 | 0 | 0 | 0 | 0 | 0 | 0 | 0 | 0 | 0 | 0 | 0 | 0 | 0 | 0 | 0 | 0 | 0 | 0 | 0 | 0 | 0 | 0 | 0 | 0 | 0 | 0 | 0 | 0 | 0 | 0
F1_Commercial_Office_Existing_Food Preparation_Natural Gas_Fryer_Codes & Standards Forecast | F1 | Commercial | Office | Existing | Food Preparation | Natural Gas | Fryer | Codes & Standards Forecast | Units | 829217.6055 | 812633.2534 | 796380.5883 | 780452.9766 | 764843.917 | 749547.0387 | 734556.0979 | 719864.976 | 705467.6764 | 691358.3229 | 677531.1565 | 663980.5333 | 650700.9227 | 637686.9042 | 624933.1661 | 612434.5028 | 600185.8127 | 588182.0965 | 576418.4546 | 564890.0855 | 553592.2838 | 542520.4381 | 531670.0293 | 521036.6287 | 510615.8962 | 500403.5782 | 490395.5067 | 480587.5965 | 470975.8446 | 461556.3277 | 452325.2012
F2_Commercial_Office_Existing_Food Preparation_Natural Gas_Fryer_Codes & Standards Forecast | F2 | Commercial | Office | Existing | Food Preparation | Natural Gas | Fryer | Codes & Standards Forecast | Usage (MMtherm) | 0.016813 | 0.017187 | 0.016816 | 0.016151 | 0.015663 | 0.015176 | 0.014694 | 0.014217 | 0.013746 | 0.013251 | 0.012736 | 0.012243 | 0.01179 | 0.011374 | 0.010951 | 0.01056 | 0.010241 | 0.0099396 | 0.009655 | 0.0093854 | 0.0091296 | 0.0088863 | 0.0086545 | 0.0084332 | 0.0082216 | 0.008019 | 0.0078245 | 0.0076377 | 0.0074579 | 0.0072846 | 0.0071175
F3_Commercial_Office_Existing_Food Preparation_Natural Gas_Fryer_Codes & Standards Forecast | F3 | Commercial | Office | Existing | Food Preparation | Natural Gas | Fryer | Codes & Standards Forecast | Peak Demand (S) | 0 | 0 | 0 | 0 | 0 | 0 | 0 | 0 | 0 | 0 | 0 | 0 | 0 | 0 | 0 | 0 | 0 | 0 | 0 | 0 | 0 | 0 | 0 | 0 | 0 | 0 | 0 | 0 | 0 | 0 | 0
F4_Commercial_Office_Existing_Food Preparation_Natural Gas_Fryer_Codes & Standards Forecast | F4 | Commercial | Office | Existing | Food Preparation | Natural Gas | Fryer | Codes & Standards Forecast | Peak Demand (W) | 0 | 0 | 0 | 0 | 0 | 0 | 0 | 0 | 0 | 0 | 0 | 0 | 0 | 0 | 0 | 0 | 0 | 0 | 0 | 0 | 0 | 0 | 0 | 0 | 0 | 0 | 0 | 0 | 0 | 0 | 0
F5_Commercial_Office_Existing_Food Preparation_Natural Gas_Fryer_Codes & Standards Forecast | F5 | Commercial | Office | Existing | Food Preparation | Natural Gas | Fryer | Codes & Standards Forecast | Turnover | 0 | 24625.2501 | 26765.4082 | 28575.5635 | 30093.647 | 31353.413 | 32384.8958 | 33214.8161 | 33866.9433 | 38552.4686 | 42559.2436 | 45964.6659 | 44893.9807 | 43861.2246 | 47828.1551 | 46322.2624 | 44906.4145 | 44285.2209 | 44205.1913 | 44477.0883 | 44289.9799 | 43773.2574 | 44714.7153 | 44950.2163 | 44674.4451 | 43361.9769 | 42231.8973 | 42315.0154 | 41188.9627 | 40166.0773 | 39621.6026
F6_Commercial_Office_Existing_Food Preparation_Natural Gas_Fryer_Codes & Standards Forecast | F6 | Commercial | Office | Existing | Food Preparation | Natural Gas | Fryer | Codes & Standards Forecast | Avg. Replacement Usage | 0.022166 | 0.023057 | 0.022947 | 0.015261 | 0.015261 | 0.015261 | 0.015261 | 0.015261 | 0.015261 | 0.015261 | 0.015261 | 0.015261 | 0.015261 | 0.015261 | 0.015261 | 0.015261 | 0.015261 | 0.015261 | 0.015261 | 0.015261 | 0.015261 | 0.015261 | 0.015261 | 0.015261 | 0.015261 | 0.015261 | 0.015261 | 0.015261 | 0.015261 | 0.015261 | 0.015261
F7_Commercial_Office_Existing_Food Preparation_Natural Gas_Fryer_Codes & Standards Forecast | F7 | Commercial | Office | Existing | Food Preparation | Natural Gas | Fryer | Codes & Standards Forecast | Avg. Replacement Demand (S) | 0 | 0 | 0 | 0 | 0 | 0 | 0 | 0 | 0 | 0 | 0 | 0 | 0 | 0 | 0 | 0 | 0 | 0 | 0 | 0 | 0 | 0 | 0 | 0 | 0 | 0 | 0 | 0 | 0 | 0 | 0
F8_Commercial_Office_Existing_Food Preparation_Natural Gas_Fryer_Codes & Standards Forecast | F8 | Commercial | Office | Existing | Food Preparation | Natural Gas | Fryer | Codes & Standards Forecast | Avg. Replacement Demand (W) | 0 | 0 | 0 | 0 | 0 | 0 | 0 | 0 | 0 | 0 | 0 | 0 | 0 | 0 | 0 | 0 | 0 | 0 | 0 | 0 | 0 | 0 | 0 | 0 | 0 | 0 | 0 | 0 | 0 | 0 | 0
F1_Commercial_Office_Existing_Food Preparation_Natural Gas_Broiler_Codes & Standards Forecast | F1 | Commercial | Office | Existing | Food Preparation | Natural Gas | Broiler | Codes & Standards Forecast | Units | 170126.7938 | 166724.2579 | 163389.7728 | 160121.9773 | 156919.5378 | 153781.147 | 150705.5241 | 147691.4136 | 144737.5853 | 141842.8336 | 139005.9769 | 136225.8574 | 133501.3402 | 130831.3134 | 128214.6872 | 125650.3934 | 123137.3856 | 120674.6379 | 118261.1451 | 115895.9222 | 113578.0037 | 111306.4437 | 109080.3148 | 106898.7085 | 104760.7343 | 102665.5196 | 100612.2093 | 98599.9651 | 96627.9658 | 94695.4065 | 92801.4983
F2_Commercial_Office_Existing_Food Preparation_Natural Gas_Broiler_Codes & Standards Forecast | F2 | Commercial | Office | Existing | Food Preparation | Natural Gas | Broiler | Codes & Standards Forecast | Usage (MMtherm) | 0.0035431 | 0.0036255 | 0.0035514 | 0.0034607 | 0.0034089 | 0.003359 | 0.0033108 | 0.0032641 | 0.0032187 | 0.0031746 | 0.0031287 | 0.0030815 | 0.0030332 | 0.0029842 | 0.0029347 | 0.0028848 | 0.0028348 | 0.0027848 | 0.002735 | 0.0026854 | 0.0026361 | 0.0025872 | 0.0025389 | 0.002491 | 0.0024437 | 0.0023971 | 0.0023511 | 0.0023058 | 0.0022611 | 0.0022172 | 0.0021739
F3_Commercial_Office_Existing_Food Preparation_Natural Gas_Broiler_Codes & Standards Forecast | F3 | Commercial | Office | Existing | Food Preparation | Natural Gas | Broiler | Codes & Standards Forecast | Peak Demand (S) | 0 | 0 | 0 | 0 | 0 | 0 | 0 | 0 | 0 | 0 | 0 | 0 | 0 | 0 | 0 | 0 | 0 | 0 | 0 | 0 | 0 | 0 | 0 | 0 | 0 | 0 | 0 | 0 | 0 | 0 | 0
F4_Commercial_Office_Existing_Food Preparation_Natural Gas_Broiler_Codes & Standards Forecast | F4 | Commercial | Office | Existing | Food Preparation | Natural Gas | Broiler | Codes & Standards Forecast | Peak Demand (W) | 0 | 0 | 0 | 0 | 0 | 0 | 0 | 0 | 0 | 0 | 0 | 0 | 0 | 0 | 0 | 0 | 0 | 0 | 0 | 0 | 0 | 0 | 0 | 0 | 0 | 0 | 0 | 0 | 0 | 0 | 0
F5_Commercial_Office_Existing_Food Preparation_Natural Gas_Broiler_Codes & Standards Forecast | F5 | Commercial | Office | Existing | Food Preparation | Natural Gas | Broiler | Codes & Standards Forecast | Turnover | 0 | 6174.9725 | 6891.9554 | 7486.2699 | 7974.3315 | 8370.4283 | 8686.9946 | 8934.8506 | 9123.4105 | 9260.8638 | 8067.2414 | 7027.4636 | 7110.6004 | 7211.6999 | 7317.4068 | 7418.5688 | 7509.1567 | 8757.0749 | 8723.3959 | 8672.1575 | 8606.0609 | 8321.3275 | 7895.2027 | 7542.7463 | 7255.0069 | 7022.3014 | 6590.9019 | 6280.4211 | 6436.0103 | 6547.6475 | 6620.6664
F6_Commercial_Office_Existing_Food Preparation_Natural Gas_Broiler_Codes & Standards Forecast | F6 | Commercial | Office | Existing | Food Preparation | Natural Gas | Broiler | Codes & Standards Forecast | Avg. Replacement Usage | 0.022958 | 0.023881 | 0.023768 | 0.023522 | 0.023522 | 0.023522 | 0.023522 | 0.023522 | 0.023522 | 0.023522 | 0.023522 | 0.023522 | 0.023522 | 0.023522 | 0.023522 | 0.023522 | 0.023522 | 0.023522 | 0.023522 | 0.023522 | 0.023522 | 0.023522 | 0.023522 | 0.023522 | 0.023522 | 0.023522 | 0.023522 | 0.023522 | 0.023522 | 0.023522 | 0.023522
F7_Commercial_Office_Existing_Food Preparation_Natural Gas_Broiler_Codes & Standards Forecast | F7 | Commercial | Office | Existing | Food Preparation | Natural Gas | Broiler | Codes & Standards Forecast | Avg. Replacement Demand (S) | 0 | 0 | 0 | 0 | 0 | 0 | 0 | 0 | 0 | 0 | 0 | 0 | 0 | 0 | 0 | 0 | 0 | 0 | 0 | 0 | 0 | 0 | 0 | 0 | 0 | 0 | 0 | 0 | 0 | 0 | 0
F8_Commercial_Office_Existing_Food Preparation_Natural Gas_Broiler_Codes & Standards Forecast | F8 | Commercial | Office | Existing | Food Preparation | Natural Gas | Broiler | Codes & Standards Forecast | Avg. Replacement Demand (W) | 0 | 0 | 0 | 0 | 0 | 0 | 0 | 0 | 0 | 0 | 0 | 0 | 0 | 0 | 0 | 0 | 0 | 0 | 0 | 0 | 0 | 0 | 0 | 0 | 0 | 0 | 0 | 0 | 0 | 0 | 0
F1_Commercial_Office_Existing_Food Preparation_Natural Gas_Griddle_Codes & Standards Forecast | F1 | Commercial | Office | Existing | Food Preparation | Natural Gas | Griddle | Codes & Standards Forecast | Units | 446981.2361 | 438041.6114 | 429280.7792 | 420695.1636 | 412281.2603 | 404035.6351 | 395954.9224 | 388035.824 | 380275.1075 | 372669.6054 | 365216.2132 | 357911.889 | 350753.6512 | 343738.5782 | 336863.8066 | 330126.5305 | 323523.9999 | 317053.5199 | 310712.4495 | 304498.2005 | 298408.2365 | 292440.0717 | 286591.2703 | 280859.4449 | 275242.256 | 269737.4109 | 264342.6627 | 259055.8094 | 253874.6932 | 248797.1994 | 243821.2554
F2_Commercial_Office_Existing_Food Preparation_Natural Gas_Griddle_Codes & Standards Forecast | F2 | Commercial | Office | Existing | Food Preparation | Natural Gas | Griddle | Codes & Standards Forecast | Usage (MMtherm) | 0.0066166 | 0.0067551 | 0.0066 | 0.0064134 | 0.0062982 | 0.006186 | 0.0060765 | 0.0059697 | 0.0058652 | 0.0057631 | 0.0056611 | 0.0055594 | 0.0054582 | 0.0053578 | 0.0052583 | 0.0051598 | 0.0050623 | 0.0049661 | 0.0048712 | 0.0047776 | 0.0046854 | 0.0045946 | 0.0045052 | 0.0044173 | 0.0043309 | 0.0042459 | 0.0041625 | 0.0040805 | 0.004 | 0.0039209 | 0.0038434
F3_Commercial_Office_Existing_Food Preparation_Natural Gas_Griddle_Codes & Standards Forecast | F3 | Commercial | Office | Existing | Food Preparation | Natural Gas | Griddle | Codes & Standards Forecast | Peak Demand (S) | 0 | 0 | 0 | 0 | 0 | 0 | 0 | 0 | 0 | 0 | 0 | 0 | 0 | 0 | 0 | 0 | 0 | 0 | 0 | 0 | 0 | 0 | 0 | 0 | 0 | 0 | 0 | 0 | 0 | 0 | 0
F4_Commercial_Office_Existing_Food Preparation_Natural Gas_Griddle_Codes & Standards Forecast | F4 | Commercial | Office | Existing | Food Preparation | Natural Gas | Griddle | Codes & Standards Forecast | Peak Demand (W) | 0 | 0 | 0 | 0 | 0 | 0 | 0 | 0 | 0 | 0 | 0 | 0 | 0 | 0 | 0 | 0 | 0 | 0 | 0 | 0 | 0 | 0 | 0 | 0 | 0 | 0 | 0 | 0 | 0 | 0 | 0
F5_Commercial_Office_Existing_Food Preparation_Natural Gas_Griddle_Codes & Standards Forecast | F5 | Commercial | Office | Existing | Food Preparation | Natural Gas | Griddle | Codes & Standards Forecast | Turnover | 0 | 16223.7634 | 18107.5226 | 19668.9897 | 20951.2946 | 21991.9762 | 22823.7041 | 23474.9065 | 23970.3177 | 24331.4546 | 21195.4004 | 18463.5488 | 18681.9777 | 18947.6007 | 19225.3288 | 19491.1158 | 19729.1212 | 23007.829 | 22919.3426 | 22784.7218 | 22611.0635 | 21862.9714 | 20743.396 | 19817.3726 | 19061.3829 | 18449.9859 | 17316.5521 | 16500.8127 | 16909.5988 | 17202.9079 | 17394.7537
F6_Commercial_Office_Existing_Food Preparation_Natural Gas_Griddle_Codes & Standards Forecast | F6 | Commercial | Office | Existing | Food Preparation | Natural Gas | Griddle | Codes & Standards Forecast | Avg. Replacement Usage | 0.015412 | 0.016032 | 0.015955 | 0.01579 | 0.01579 | 0.01579 | 0.01579 | 0.01579 | 0.01579 | 0.01579 | 0.01579 | 0.01579 | 0.01579 | 0.01579 | 0.01579 | 0.01579 | 0.01579 | 0.01579 | 0.01579 | 0.01579 | 0.01579 | 0.01579 | 0.01579 | 0.01579 | 0.01579 | 0.01579 | 0.01579 | 0.01579 | 0.01579 | 0.01579 | 0.01579
F7_Commercial_Office_Existing_Food Preparation_Natural Gas_Griddle_Codes & Standards Forecast | F7 | Commercial | Office | Existing | Food Preparation | Natural Gas | Griddle | Codes & Standards Forecast | Avg. Replacement Demand (S) | 0 | 0 | 0 | 0 | 0 | 0 | 0 | 0 | 0 | 0 | 0 | 0 | 0 | 0 | 0 | 0 | 0 | 0 | 0 | 0 | 0 | 0 | 0 | 0 | 0 | 0 | 0 | 0 | 0 | 0 | 0
F8_Commercial_Office_Existing_Food Preparation_Natural Gas_Griddle_Codes & Standards Forecast | F8 | Commercial | Office | Existing | Food Preparation | Natural Gas | Griddle | Codes & Standards Forecast | Avg. Replacement Demand (W) | 0 | 0 | 0 | 0 | 0 | 0 | 0 | 0 | 0 | 0 | 0 | 0 | 0 | 0 | 0 | 0 | 0 | 0 | 0 | 0 | 0 | 0 | 0 | 0 | 0 | 0 | 0 | 0 | 0 | 0 | 0
F1_Commercial_Office_Existing_Food Preparation_Natural Gas_Range_Codes & Standards Forecast | F1 | Commercial | Office | Existing | Food Preparation | Natural Gas | Range | Codes & Standards Forecast | Units | 2387642.1817 | 2339889.3381 | 2293091.5514 | 2247229.7203 | 2202285.1259 | 2158239.4234 | 2115074.6349 | 2072773.1422 | 2031317.6794 | 1990691.3258 | 1950877.4993 | 1911859.9493 | 1873622.7503 | 1836150.2953 | 1799427.2894 | 1763438.7436 | 1728169.9687 | 1693606.5694 | 1659734.438 | 1626539.7492 | 1594008.9542 | 1562128.7751 | 1530886.1996 | 1500268.4757 | 1470263.1061 | 1440857.844 | 1412040.6871 | 1383799.8734 | 1356123.8759 | 1329001.3984 | 1302421.3704
F2_Commercial_Office_Existing_Food Preparation_Natural Gas_Range_Codes & Standards Forecast | F2 | Commercial | Office | Existing | Food Preparation | Natural Gas | Range | Codes & Standards Forecast | Usage (MMtherm) | 0.036662 | 0.037632 | 0.037032 | 0.036293 | 0.035982 | 0.035706 | 0.035454 | 0.03522 | 0.034999 | 0.034787 | 0.034473 | 0.034083 | 0.033636 | 0.033148 | 0.032629 | 0.032089 | 0.031536 | 0.030975 | 0.03041 | 0.029845 | 0.029281 | 0.028722 | 0.028168 | 0.027621 | 0.027081 | 0.02655 | 0.026026 | 0.025512 | 0.025006 | 0.02451 | 0.024023
F3_Commercial_Office_Existing_Food Preparation_Natural Gas_Range_Codes & Standards Forecast | F3 | Commercial | Office | Existing | Food Preparation | Natural Gas | Range | Codes & Standards Forecast | Peak Demand (S) | 0 | 0 | 0 | 0 | 0 | 0 | 0 | 0 | 0 | 0 | 0 | 0 | 0 | 0 | 0 | 0 | 0 | 0 | 0 | 0 | 0 | 0 | 0 | 0 | 0 | 0 | 0 | 0 | 0 | 0 | 0
F4_Commercial_Office_Existing_Food Preparation_Natural Gas_Range_Codes & Standards Forecast | F4 | Commercial | Office | Existing | Food Preparation | Natural Gas | Range | Codes & Standards Forecast | Peak Demand (W) | 0 | 0 | 0 | 0 | 0 | 0 | 0 | 0 | 0 | 0 | 0 | 0 | 0 | 0 | 0 | 0 | 0 | 0 | 0 | 0 | 0 | 0 | 0 | 0 | 0 | 0 | 0 | 0 | 0 | 0 | 0
F5_Commercial_Office_Existing_Food Preparation_Natural Gas_Range_Codes & Standards Forecast | F5 | Commercial | Office | Existing | Food Preparation | Natural Gas | Range | Codes & Standards Forecast | Turnover | 0 | 93595.5735 | 119240.7607 | 138429.3508 | 152574.3135 | 162783.0503 | 169923.4041 | 174675.4117 | 177571.8763 | 179030.1776 | 155966.6792 | 142161.22 | 134537.4287 | 130919.0426 | 129784.5302 | 148576.7187 | 151047.5468 | 152293.4081 | 152592.7207 | 148259.7926 | 141994.8621 | 135368.258 | 129221.8264 | 123941.1618 | 118095.8786 | 115663.0997 | 115130.2661 | 115523.6299 | 115585.937 | 118522.4017 | 116569.3673
F6_Commercial_Office_Existing_Food Preparation_Natural Gas_Range_Codes & Standards Forecast | F6 | Commercial | Office | Existing | Food Preparation | Natural Gas | Range | Codes & Standards Forecast | Avg. Replacement Usage | 0.018012 | 0.018736 | 0.018647 | 0.018454 | 0.018454 | 0.018454 | 0.018454 | 0.018454 | 0.018454 | 0.018454 | 0.018454 | 0.018454 | 0.018454 | 0.018454 | 0.018454 | 0.018454 | 0.018454 | 0.018454 | 0.018454 | 0.018454 | 0.018454 | 0.018454 | 0.018454 | 0.018454 | 0.018454 | 0.018454 | 0.018454 | 0.018454 | 0.018454 | 0.018454 | 0.018454
F7_Commercial_Office_Existing_Food Preparation_Natural Gas_Range_Codes & Standards Forecast | F7 | Commercial | Office | Existing | Food Preparation | Natural Gas | Range | Codes & Standards Forecast | Avg. Replacement Demand (S) | 0 | 0 | 0 | 0 | 0 | 0 | 0 | 0 | 0 | 0 | 0 | 0 | 0 | 0 | 0 | 0 | 0 | 0 | 0 | 0 | 0 | 0 | 0 | 0 | 0 | 0 | 0 | 0 | 0 | 0 | 0
F8_Commercial_Office_Existing_Food Preparation_Natural Gas_Range_Codes & Standards Forecast | F8 | Commercial | Office | Existing | Food Preparation | Natural Gas | Range | Codes & Standards Forecast | Avg. Replacement Demand (W) | 0 | 0 | 0 | 0 | 0 | 0 | 0 | 0 | 0 | 0 | 0 | 0 | 0 | 0 | 0 | 0 | 0 | 0 | 0 | 0 | 0 | 0 | 0 | 0 | 0 | 0 | 0 | 0 | 0 | 0 | 0
F1_Commercial_Office_Existing_Food Preparation_Natural Gas_Steamer_Codes & Standards Forecast | F1 | Commercial | Office | Existing | Food Preparation | Natural Gas | Steamer | Codes & Standards Forecast | Units | 162412.898 | 159164.64 | 155981.3472 | 152861.7203 | 149804.4859 | 146808.3961 | 143872.2282 | 140994.7837 | 138174.888 | 135411.3902 | 132703.1624 | 130049.0992 | 127448.1172 | 124899.1548 | 122401.1718 | 119953.1483 | 117554.0854 | 115203.0036 | 112898.9436 | 110640.9647 | 108428.1454 | 106259.5825 | 104134.3908 | 102051.703 | 100010.669 | 98010.4556 | 96050.2465 | 94129.2415 | 92246.6567 | 90401.7236 | 88593.6891
F2_Commercial_Office_Existing_Food Preparation_Natural Gas_Steamer_Codes & Standards Forecast | F2 | Commercial | Office | Existing | Food Preparation | Natural Gas | Steamer | Codes & Standards Forecast | Usage (MMtherm) | 0.0041651 | 0.0043489 | 0.004356 | 0.0041018 | 0.0038888 | 0.0036735 | 0.0034574 | 0.0032415 | 0.0030268 | 0.0028141 | 0.0026066 | 0.0024017 | 0.0022205 | 0.0020602 | 0.001918 | 0.0017917 | 0.0016792 | 0.0015789 | 0.0014892 | 0.0013653 | 0.0012501 | 0.0011961 | 0.0011469 | 0.0011019 | 0.0010606 | 0.0010227 | 0.00098768 | 0.00095524 | 0.00092508 | 0.00089695 | 0.00087062
F3_Commercial_Office_Existing_Food Preparation_Natural Gas_Steamer_Codes & Standards Forecast | F3 | Commercial | Office | Existing | Food Preparation | Natural Gas | Steamer | Codes & Standards Forecast | Peak Demand (S) | 0 | 0 | 0 | 0 | 0 | 0 | 0 | 0 | 0 | 0 | 0 | 0 | 0 | 0 | 0 | 0 | 0 | 0 | 0 | 0 | 0 | 0 | 0 | 0 | 0 | 0 | 0 | 0 | 0 | 0 | 0
F4_Commercial_Office_Existing_Food Preparation_Natural Gas_Steamer_Codes & Standards Forecast | F4 | Commercial | Office | Existing | Food Preparation | Natural Gas | Steamer | Codes & Standards Forecast | Peak Demand (W) | 0 | 0 | 0 | 0 | 0 | 0 | 0 | 0 | 0 | 0 | 0 | 0 | 0 | 0 | 0 | 0 | 0 | 0 | 0 | 0 | 0 | 0 | 0 | 0 | 0 | 0 | 0 | 0 | 0 | 0 | 0
F5_Commercial_Office_Existing_Food Preparation_Natural Gas_Steamer_Codes & Standards Forecast | F5 | Commercial | Office | Existing | Food Preparation | Natural Gas | Steamer | Codes & Standards Forecast | Turnover | 0 | 5894.9867 | 6579.4601 | 7146.8271 | 7612.7591 | 7990.896 | 8293.1086 | 8529.7263 | 8709.7364 | 8840.9574 | 8247.5597 | 7794.0532 | 7451.5587 | 7196.3712 | 7009.1047 | 6873.9712 | 6778.175 | 6711.4017 | 6665.3908 | 7832.2446 | 7716.5452 | 7561.8921 | 7384.2472 | 7195.3517 | 7003.6504 | 6815.0351 | 6633.4399 | 6461.3145 | 6264.9168 | 6110.5195 | 5983.5176
F6_Commercial_Office_Existing_Food Preparation_Natural Gas_Steamer_Codes & Standards Forecast | F6 | Commercial | Office | Existing | Food Preparation | Natural Gas | Steamer | Codes & Standards Forecast | Avg. Replacement Usage | 0.042438 | 0.044144 | 0.043935 | 0.0090696 | 0.0090696 | 0.0090696 | 0.0090696 | 0.0090696 | 0.0090696 | 0.0090696 | 0.0090696 | 0.0090696 | 0.0090696 | 0.0090696 | 0.0090696 | 0.0090696 | 0.0090696 | 0.0090696 | 0.0090696 | 0.0090696 | 0.0090696 | 0.0090696 | 0.0090696 | 0.0090696 | 0.0090696 | 0.0090696 | 0.0090696 | 0.0090696 | 0.0090696 | 0.0090696 | 0.0090696
F7_Commercial_Office_Existing_Food Preparation_Natural Gas_Steamer_Codes & Standards Forecast | F7 | Commercial | Office | Existing | Food Preparation | Natural Gas | Steamer | Codes & Standards Forecast | Avg. Replacement Demand (S) | 0 | 0 | 0 | 0 | 0 | 0 | 0 | 0 | 0 | 0 | 0 | 0 | 0 | 0 | 0 | 0 | 0 | 0 | 0 | 0 | 0 | 0 | 0 | 0 | 0 | 0 | 0 | 0 | 0 | 0 | 0
F8_Commercial_Office_Existing_Food Preparation_Natural Gas_Steamer_Codes & Standards Forecast | F8 | Commercial | Office | Existing | Food Preparation | Natural Gas | Steamer | Codes & Standards Forecast | Avg. Replacement Demand (W) | 0 | 0 | 0 | 0 | 0 | 0 | 0 | 0 | 0 | 0 | 0 | 0 | 0 | 0 | 0 | 0 | 0 | 0 | 0 | 0 | 0 | 0 | 0 | 0 | 0 | 0 | 0 | 0 | 0 | 0 | 0
F1_Commercial_Office_Existing_Food Preparation_Natural Gas_Food Prep Other_Codes & Standards Forecast | F1 | Commercial | Office | Existing | Food Preparation | Natural Gas | Food Prep Other | Codes & Standards Forecast | Units | 356542.0383 | 349411.1975 | 342422.9736 | 335574.5141 | 328863.0238 | 322285.7634 | 315840.0481 | 309523.2471 | 303332.7822 | 297266.1265 | 291320.804 | 285494.3879 | 279784.5002 | 274188.8102 | 268705.034 | 263330.9333 | 258064.3146 | 252903.0283 | 247844.9678 | 242888.0684 | 238030.307 | 233269.7009 | 228604.3069 | 224032.2207 | 219551.5763 | 215160.5448 | 210857.3339 | 206640.1872 | 202507.3835 | 198457.2358 | 194488.0911
F2_Commercial_Office_Existing_Food Preparation_Natural Gas_Food Prep Other_Codes & Standards Forecast | F2 | Commercial | Office | Existing | Food Preparation | Natural Gas | Food Prep Other | Codes & Standards Forecast | Usage (MMtherm) | 0.0065033 | 0.0066294 | 0.0064659 | 0.0062711 | 0.0061457 | 0.0060228 | 0.0059023 | 0.0057843 | 0.0056686 | 0.0055552 | 0.0054441 | 0.0053352 | 0.0052285 | 0.0051239 | 0.0050215 | 0.004921 | 0.0048226 | 0.0047262 | 0.0046316 | 0.004539 | 0.0044482 | 0.0043593 | 0.0042721 | 0.0041866 | 0.0041029 | 0.0040208 | 0.0039404 | 0.0038616 | 0.0037844 | 0.0037087 | 0.0036345
F3_Commercial_Office_Existing_Food Preparation_Natural Gas_Food Prep Other_Codes & Standards Forecast | F3 | Commercial | Office | Existing | Food Preparation | Natural Gas | Food Prep Other | Codes & Standards Forecast | Peak Demand (S) | 0 | 0 | 0 | 0 | 0 | 0 | 0 | 0 | 0 | 0 | 0 | 0 | 0 | 0 | 0 | 0 | 0 | 0 | 0 | 0 | 0 | 0 | 0 | 0 | 0 | 0 | 0 | 0 | 0 | 0 | 0
F4_Commercial_Office_Existing_Food Preparation_Natural Gas_Food Prep Other_Codes & Standards Forecast | F4 | Commercial | Office | Existing | Food Preparation | Natural Gas | Food Prep Other | Codes & Standards Forecast | Peak Demand (W) | 0 | 0 | 0 | 0 | 0 | 0 | 0 | 0 | 0 | 0 | 0 | 0 | 0 | 0 | 0 | 0 | 0 | 0 | 0 | 0 | 0 | 0 | 0 | 0 | 0 | 0 | 0 | 0 | 0 | 0 | 0
F5_Commercial_Office_Existing_Food Preparation_Natural Gas_Food Prep Other_Codes & Standards Forecast | F5 | Commercial | Office | Existing | Food Preparation | Natural Gas | Food Prep Other | Codes & Standards Forecast | Turnover | 0 | 13976.4479 | 17805.9946 | 20671.3901 | 22783.6303 | 24308.0814 | 25374.3368 | 26083.945 | 26516.4685 | 26734.2338 | 23290.2058 | 21228.663 | 20090.2168 | 19549.8901 | 19380.4756 | 22186.6771 | 22555.6411 | 22741.6832 | 22786.379 | 22139.3511 | 21203.8211 | 20214.2829 | 19296.4481 | 18507.8965 | 17635.0316 | 17271.7494 | 17192.1823 | 17250.9226 | 17260.2268 | 17698.7235 | 17407.0806
F6_Commercial_Office_Existing_Food Preparation_Natural Gas_Food Prep Other_Codes & Standards Forecast | F6 | Commercial | Office | Existing | Food Preparation | Natural Gas | Food Prep Other | Codes & Standards Forecast | Avg. Replacement Usage | 0.01824 | 0.018973 | 0.018883 | 0.018688 | 0.018688 | 0.018688 | 0.018688 | 0.018688 | 0.018688 | 0.018688 | 0.018688 | 0.018688 | 0.018688 | 0.018688 | 0.018688 | 0.018688 | 0.018688 | 0.018688 | 0.018688 | 0.018688 | 0.018688 | 0.018688 | 0.018688 | 0.018688 | 0.018688 | 0.018688 | 0.018688 | 0.018688 | 0.018688 | 0.018688 | 0.018688
F7_Commercial_Office_Existing_Food Preparation_Natural Gas_Food Prep Other_Codes & Standards Forecast | F7 | Commercial | Office | Existing | Food Preparation | Natural Gas | Food Prep Other | Codes & Standards Forecast | Avg. Replacement Demand (S) | 0 | 0 | 0 | 0 | 0 | 0 | 0 | 0 | 0 | 0 | 0 | 0 | 0 | 0 | 0 | 0 | 0 | 0 | 0 | 0 | 0 | 0 | 0 | 0 | 0 | 0 | 0 | 0 | 0 | 0 | 0
F8_Commercial_Office_Existing_Food Preparation_Natural Gas_Food Prep Other_Codes & Standards Forecast | F8 | Commercial | Office | Existing | Food Preparation | Natural Gas | Food Prep Other | Codes & Standards Forecast | Avg. Replacement Demand (W) | 0 | 0 | 0 | 0 | 0 | 0 | 0 | 0 | 0 | 0 | 0 | 0 | 0 | 0 | 0 | 0 | 0 | 0 | 0 | 0 | 0 | 0 | 0 | 0 | 0 | 0 | 0 | 0 | 0 | 0 | 0
F1_Commercial_Office_Existing_Miscellaneous_Natural Gas_Pool Heater_Codes & Standards Forecast | F1 | Commercial | Office | Existing | Miscellaneous | Natural Gas | Pool Heater | Codes & Standards Forecast | Units | 434603.4065 | 425911.3384 | 417393.1116 | 409045.2494 | 400864.3444 | 392847.0575 | 384990.1163 | 377290.314 | 369744.5077 | 362349.6176 | 355102.6252 | 348000.5727 | 341040.5613 | 334219.75 | 327535.355 | 320984.6479 | 314564.955 | 308273.6559 | 302108.1828 | 296066.0191 | 290144.6987 | 284341.8047 | 278654.9687 | 273081.8693 | 267620.2319 | 262267.8273 | 257022.4707 | 251882.0213 | 246844.3809 | 241907.4933 | 237069.3434
F2_Commercial_Office_Existing_Miscellaneous_Natural Gas_Pool Heater_Codes & Standards Forecast | F2 | Commercial | Office | Existing | Miscellaneous | Natural Gas | Pool Heater | Codes & Standards Forecast | Usage (MMtherm) | 5.5393e-05 | 5.657e-05 | 5.5273e-05 | 5.3699e-05 | 5.2713e-05 | 5.1743e-05 | 5.0774e-05 | 4.9811e-05 | 4.8855e-05 | 4.791e-05 | 4.6977e-05 | 4.6057e-05 | 4.5151e-05 | 4.426e-05 | 4.3385e-05 | 4.2524e-05 | 4.168e-05 | 4.0851e-05 | 4.0037e-05 | 3.9239e-05 | 3.8457e-05 | 3.7689e-05 | 3.6937e-05 | 3.6199e-05 | 3.5476e-05 | 3.4767e-05 | 3.4072e-05 | 3.3391e-05 | 3.2724e-05 | 3.207e-05 | 3.1428e-05
F3_Commercial_Office_Existing_Miscellaneous_Natural Gas_Pool Heater_Codes & Standards Forecast | F3 | Commercial | Office | Existing | Miscellaneous | Natural Gas | Pool Heater | Codes & Standards Forecast | Peak Demand (S) | 0 | 0 | 0 | 0 | 0 | 0 | 0 | 0 | 0 | 0 | 0 | 0 | 0 | 0 | 0 | 0 | 0 | 0 | 0 | 0 | 0 | 0 | 0 | 0 | 0 | 0 | 0 | 0 | 0 | 0 | 0
F4_Commercial_Office_Existing_Miscellaneous_Natural Gas_Pool Heater_Codes & Standards Forecast | F4 | Commercial | Office | Existing | Miscellaneous | Natural Gas | Pool Heater | Codes & Standards Forecast | Peak Demand (W) | 0 | 0 | 0 | 0 | 0 | 0 | 0 | 0 | 0 | 0 | 0 | 0 | 0 | 0 | 0 | 0 | 0 | 0 | 0 | 0 | 0 | 0 | 0 | 0 | 0 | 0 | 0 | 0 | 0 | 0 | 0
F5_Commercial_Office_Existing_Miscellaneous_Natural Gas_Pool Heater_Codes & Standards Forecast | F5 | Commercial | Office | Existing | Miscellaneous | Natural Gas | Pool Heater | Codes & Standards Forecast | Turnover | 0 | 51109.3606 | 48417.6009 | 46140.3041 | 44191.2853 | 42502.9088 | 42562.0433 | 42121.7773 | 41364.9095 | 40419.1734 | 39372.4846 | 49509.7226 | 46072.9657 | 43318.9616 | 41049.4069 | 39128.3292 | 39821.9243 | 39637.678 | 38925.6495 | 37913.4234 | 36746.8633 | 38348.6808 | 36707.199 | 35423.0708 | 34325.2867 | 33318.6465 | 33370.8331 | 32929.9391 | 32238.2929 | 31430.2306 | 30577.332
F6_Commercial_Office_Existing_Miscellaneous_Natural Gas_Pool Heater_Codes & Standards Forecast | F6 | Commercial | Office | Existing | Miscellaneous | Natural Gas | Pool Heater | Codes & Standards Forecast | Avg. Replacement Usage | 0.0001294 | 0.0001346 | 0.00013396 | 0.00013257 | 0.00013257 | 0.00013257 | 0.00013257 | 0.00013257 | 0.00013257 | 0.00013257 | 0.00013257 | 0.00013257 | 0.00013257 | 0.00013257 | 0.00013257 | 0.00013257 | 0.00013257 | 0.00013257 | 0.00013257 | 0.00013257 | 0.00013257 | 0.00013257 | 0.00013257 | 0.00013257 | 0.00013257 | 0.00013257 | 0.00013257 | 0.00013257 | 0.00013257 | 0.00013257 | 0.00013257
F7_Commercial_Office_Existing_Miscellaneous_Natural Gas_Pool Heater_Codes & Standards Forecast | F7 | Commercial | Office | Existing | Miscellaneous | Natural Gas | Pool Heater | Codes & Standards Forecast | Avg. Replacement Demand (S) | 0 | 0 | 0 | 0 | 0 | 0 | 0 | 0 | 0 | 0 | 0 | 0 | 0 | 0 | 0 | 0 | 0 | 0 | 0 | 0 | 0 | 0 | 0 | 0 | 0 | 0 | 0 | 0 | 0 | 0 | 0
F8_Commercial_Office_Existing_Miscellaneous_Natural Gas_Pool Heater_Codes & Standards Forecast | F8 | Commercial | Office | Existing | Miscellaneous | Natural Gas | Pool Heater | Codes & Standards Forecast | Avg. Replacement Demand (W) | 0 | 0 | 0 | 0 | 0 | 0 | 0 | 0 | 0 | 0 | 0 | 0 | 0 | 0 | 0 | 0 | 0 | 0 | 0 | 0 | 0 | 0 | 0 | 0 | 0 | 0 | 0 | 0 | 0 | 0 | 0
F1_Commercial_Office_Existing_Miscellaneous_Natural Gas_Miscellaneous_Codes & Standards Forecast | F1 | Commercial | Office | Existing | Miscellaneous | Natural Gas | Miscellaneous | Codes & Standards Forecast | Units | 44999450.7251 | 44099461.7106 | 43217472.4764 | 42353123.0269 | 41506060.5663 | 40675939.355 | 39862420.5679 | 39065172.1565 | 38283868.7134 | 37518191.3391 | 36767827.5124 | 36032470.9621 | 35311821.5429 | 34605585.112 | 33913473.4098 | 33235203.9416 | 32570499.8627 | 31919089.8655 | 31280708.0682 | 30655093.9068 | 30041992.0287 | 29441152.1881 | 28852329.1443 | 28275282.5615 | 27709776.9102 | 27155581.372 | 26612469.7446 | 26080220.3497 | 25558615.9427 | 25047443.6238 | 24546494.7514
F2_Commercial_Office_Existing_Miscellaneous_Natural Gas_Miscellaneous_Codes & Standards Forecast | F2 | Commercial | Office | Existing | Miscellaneous | Natural Gas | Miscellaneous | Codes & Standards Forecast | Usage (MMtherm) | 0.0096369 | 0.0098238 | 0.0095816 | 0.0092929 | 0.009107 | 0.0089249 | 0.0087464 | 0.0085714 | 0.0084 | 0.008232 | 0.0080674 | 0.007906 | 0.0077479 | 0.0075929 | 0.0074411 | 0.0072923 | 0.0071464 | 0.0070035 | 0.0068634 | 0.0067262 | 0.0065916 | 0.0064598 | 0.0063306 | 0.006204 | 0.0060799 | 0.0059583 | 0.0058391 | 0.0057224 | 0.0056079 | 0.0054958 | 0.0053858
F3_Commercial_Office_Existing_Miscellaneous_Natural Gas_Miscellaneous_Codes & Standards Forecast | F3 | Commercial | Office | Existing | Miscellaneous | Natural Gas | Miscellaneous | Codes & Standards Forecast | Peak Demand (S) | 0 | 0 | 0 | 0 | 0 | 0 | 0 | 0 | 0 | 0 | 0 | 0 | 0 | 0 | 0 | 0 | 0 | 0 | 0 | 0 | 0 | 0 | 0 | 0 | 0 | 0 | 0 | 0 | 0 | 0 | 0
F4_Commercial_Office_Existing_Miscellaneous_Natural Gas_Miscellaneous_Codes & Standards Forecast | F4 | Commercial | Office | Existing | Miscellaneous | Natural Gas | Miscellaneous | Codes & Standards Forecast | Peak Demand (W) | 0 | 0 | 0 | 0 | 0 | 0 | 0 | 0 | 0 | 0 | 0 | 0 | 0 | 0 | 0 | 0 | 0 | 0 | 0 | 0 | 0 | 0 | 0 | 0 | 0 | 0 | 0 | 0 | 0 | 0 | 0
F5_Commercial_Office_Existing_Miscellaneous_Natural Gas_Miscellaneous_Codes & Standards Forecast | F5 | Commercial | Office | Existing | Miscellaneous | Natural Gas | Miscellaneous | Codes & Standards Forecast | Turnover | 0 | 3779953.8609 | 4409946.1711 | 4914444.013 | 4636370.4473 | 4487494.8981 | 4430272.1986 | 4344816.4717 | 4253016.4502 | 4168210.4969 | 4085483.4609 | 4903505.5251 | 4847358.6415 | 4762196.4185 | 4616751.1871 | 4516460.8241 | 4441876.399 | 4352675.8944 | 4262345.6349 | 4177667.8231 | 4094636.0471 | 4226782.3659 | 4122189.9358 | 4015993.4557 | 3929799.8301 | 3853391.1792 | 3780571.2117 | 3703978.5736 | 3628673.5051 | 3556541.7073 | 3485641.3446
F6_Commercial_Office_Existing_Miscellaneous_Natural Gas_Miscellaneous_Codes & Standards Forecast | F6 | Commercial | Office | Existing | Miscellaneous | Natural Gas | Miscellaneous | Codes & Standards Forecast | Avg. Replacement Usage | 0.00021416 | 0.00022276 | 0.00022171 | 0.00021941 | 0.00021941 | 0.00021941 | 0.00021941 | 0.00021941 | 0.00021941 | 0.00021941 | 0.00021941 | 0.00021941 | 0.00021941 | 0.00021941 | 0.00021941 | 0.00021941 | 0.00021941 | 0.00021941 | 0.00021941 | 0.00021941 | 0.00021941 | 0.00021941 | 0.00021941 | 0.00021941 | 0.00021941 | 0.00021941 | 0.00021941 | 0.00021941 | 0.00021941 | 0.00021941 | 0.00021941
F7_Commercial_Office_Existing_Miscellaneous_Natural Gas_Miscellaneous_Codes & Standards Forecast | F7 | Commercial | Office | Existing | Miscellaneous | Natural Gas | Miscellaneous | Codes & Standards Forecast | Avg. Replacement Demand (S) | 0 | 0 | 0 | 0 | 0 | 0 | 0 | 0 | 0 | 0 | 0 | 0 | 0 | 0 | 0 | 0 | 0 | 0 | 0 | 0 | 0 | 0 | 0 | 0 | 0 | 0 | 0 | 0 | 0 | 0 | 0
F8_Commercial_Office_Existing_Miscellaneous_Natural Gas_Miscellaneous_Codes & Standards Forecast | F8 | Commercial | Office | Existing | Miscellaneous | Natural Gas | Miscellaneous | Codes & Standards Forecast | Avg. Replacement Demand (W) | 0 | 0 | 0 | 0 | 0 | 0 | 0 | 0 | 0 | 0 | 0 | 0 | 0 | 0 | 0 | 0 | 0 | 0 | 0 | 0 | 0 | 0 | 0 | 0 | 0 | 0 | 0 | 0 | 0 | 0 | 0
F1_Commercial_Office_New_Space Heating_Natural Gas_Furnace_Codes & Standards Forecast | F1 | Commercial | Office | New | Space Heating | Natural Gas | Furnace | Codes & Standards Forecast | Units | 0 | 0 | 0 | 0 | 0 | 0 | 0 | 0 | 0 | 0 | 0 | 0 | 0 | 0 | 0 | 0 | 0 | 0 | 0 | 0 | 0 | 0 | 0 | 0 | 0 | 0 | 0 | 0 | 0 | 0 | 0
F2_Commercial_Office_New_Space Heating_Natural Gas_Furnace_Codes & Standards Forecast | F2 | Commercial | Office | New | Space Heating | Natural Gas | Furnace | Codes & Standards Forecast | Usage (MMtherm) | 0 | 0 | 0 | 0 | 0 | 0 | 0 | 0 | 0 | 0 | 0 | 0 | 0 | 0 | 0 | 0 | 0 | 0 | 0 | 0 | 0 | 0 | 0 | 0 | 0 | 0 | 0 | 0 | 0 | 0 | 0
F3_Commercial_Office_New_Space Heating_Natural Gas_Furnace_Codes & Standards Forecast | F3 | Commercial | Office | New | Space Heating | Natural Gas | Furnace | Codes & Standards Forecast | Peak Demand (S) | 0 | 0 | 0 | 0 | 0 | 0 | 0 | 0 | 0 | 0 | 0 | 0 | 0 | 0 | 0 | 0 | 0 | 0 | 0 | 0 | 0 | 0 | 0 | 0 | 0 | 0 | 0 | 0 | 0 | 0 | 0
F4_Commercial_Office_New_Space Heating_Natural Gas_Furnace_Codes & Standards Forecast | F4 | Commercial | Office | New | Space Heating | Natural Gas | Furnace | Codes & Standards Forecast | Peak Demand (W) | 0 | 0 | 0 | 0 | 0 | 0 | 0 | 0 | 0 | 0 | 0 | 0 | 0 | 0 | 0 | 0 | 0 | 0 | 0 | 0 | 0 | 0 | 0 | 0 | 0 | 0 | 0 | 0 | 0 | 0 | 0
F5_Commercial_Office_New_Space Heating_Natural Gas_Furnace_Codes & Standards Forecast | F5 | Commercial | Office | New | Space Heating | Natural Gas | Furnace | Codes & Standards Forecast | Turnover | 0 | 0 | 0 | 0 | 0 | 0 | 0 | 0 | 0 | 0 | 0 | 0 | 0 | 0 | 0 | 0 | 0 | 0 | 0 | 0 | 0 | 0 | 0 | 0 | 0 | 0 | 0 | 0 | 0 | 0 | 0
F6_Commercial_Office_New_Space Heating_Natural Gas_Furnace_Codes & Standards Forecast | F6 | Commercial | Office | New | Space Heating | Natural Gas | Furnace | Codes & Standards Forecast | Avg. Replacement Usage | 0.095482 | 0.09932 | 0.098848 | 0.097826 | 0.097826 | 0.086001 | 0.086001 | 0.086001 | 0.086001 | 0.086001 | 0.086001 | 0.086001 | 0.086001 | 0.086001 | 0.086001 | 0.086001 | 0.086001 | 0.086001 | 0.086001 | 0.086001 | 0.086001 | 0.086001 | 0.086001 | 0.086001 | 0.086001 | 0.086001 | 0.086001 | 0.086001 | 0.086001 | 0.086001 | 0.086001
F7_Commercial_Office_New_Space Heating_Natural Gas_Furnace_Codes & Standards Forecast | F7 | Commercial | Office | New | Space Heating | Natural Gas | Furnace | Codes & Standards Forecast | Avg. Replacement Demand (S) | 0 | 0 | 0 | 0 | 0 | 0 | 0 | 0 | 0 | 0 | 0 | 0 | 0 | 0 | 0 | 0 | 0 | 0 | 0 | 0 | 0 | 0 | 0 | 0 | 0 | 0 | 0 | 0 | 0 | 0 | 0
F8_Commercial_Office_New_Space Heating_Natural Gas_Furnace_Codes & Standards Forecast | F8 | Commercial | Office | New | Space Heating | Natural Gas | Furnace | Codes & Standards Forecast | Avg. Replacement Demand (W) | 0 | 0 | 0 | 0 | 0 | 0 | 0 | 0 | 0 | 0 | 0 | 0 | 0 | 0 | 0 | 0 | 0 | 0 | 0 | 0 | 0 | 0 | 0 | 0 | 0 | 0 | 0 | 0 | 0 | 0 | 0
F1_Commercial_Office_New_Space Heating_Natural Gas_Boiler_Codes & Standards Forecast | F1 | Commercial | Office | New | Space Heating | Natural Gas | Boiler | Codes & Standards Forecast | Units | 0 | 0 | 0 | 0 | 0 | 0 | 0 | 0 | 0 | 0 | 0 | 0 | 0 | 0 | 0 | 0 | 0 | 0 | 0 | 0 | 0 | 0 | 0 | 0 | 0 | 0 | 0 | 0 | 0 | 0 | 0
F2_Commercial_Office_New_Space Heating_Natural Gas_Boiler_Codes & Standards Forecast | F2 | Commercial | Office | New | Space Heating | Natural Gas | Boiler | Codes & Standards Forecast | Usage (MMtherm) | 0 | 0 | 0 | 0 | 0 | 0 | 0 | 0 | 0 | 0 | 0 | 0 | 0 | 0 | 0 | 0 | 0 | 0 | 0 | 0 | 0 | 0 | 0 | 0 | 0 | 0 | 0 | 0 | 0 | 0 | 0
F3_Commercial_Office_New_Space Heating_Natural Gas_Boiler_Codes & Standards Forecast | F3 | Commercial | Office | New | Space Heating | Natural Gas | Boiler | Codes & Standards Forecast | Peak Demand (S) | 0 | 0 | 0 | 0 | 0 | 0 | 0 | 0 | 0 | 0 | 0 | 0 | 0 | 0 | 0 | 0 | 0 | 0 | 0 | 0 | 0 | 0 | 0 | 0 | 0 | 0 | 0 | 0 | 0 | 0 | 0
F4_Commercial_Office_New_Space Heating_Natural Gas_Boiler_Codes & Standards Forecast | F4 | Commercial | Office | New | Space Heating | Natural Gas | Boiler | Codes & Standards Forecast | Peak Demand (W) | 0 | 0 | 0 | 0 | 0 | 0 | 0 | 0 | 0 | 0 | 0 | 0 | 0 | 0 | 0 | 0 | 0 | 0 | 0 | 0 | 0 | 0 | 0 | 0 | 0 | 0 | 0 | 0 | 0 | 0 | 0
F5_Commercial_Office_New_Space Heating_Natural Gas_Boiler_Codes & Standards Forecast | F5 | Commercial | Office | New | Space Heating | Natural Gas | Boiler | Codes & Standards Forecast | Turnover | 0 | 0 | 0 | 0 | 0 | 0 | 0 | 0 | 0 | 0 | 0 | 0 | 0 | 0 | 0 | 0 | 0 | 0 | 0 | 0 | 0 | 0 | 0 | 0 | 0 | 0 | 0 | 0 | 0 | 0 | 0
F6_Commercial_Office_New_Space Heating_Natural Gas_Boiler_Codes & Standards Forecast | F6 | Commercial | Office | New | Space Heating | Natural Gas | Boiler | Codes & Standards Forecast | Avg. Replacement Usage | 0.42113 | 0.43806 | 0.43598 | 0.43147 | 0.43147 | 0.36721 | 0.36721 | 0.36721 | 0.36721 | 0.36721 | 0.36721 | 0.36721 | 0.36721 | 0.36721 | 0.36721 | 0.36721 | 0.36721 | 0.36721 | 0.36721 | 0.36721 | 0.36721 | 0.36721 | 0.36721 | 0.36721 | 0.36721 | 0.36721 | 0.36721 | 0.36721 | 0.36721 | 0.36721 | 0.36721
F7_Commercial_Office_New_Space Heating_Natural Gas_Boiler_Codes & Standards Forecast | F7 | Commercial | Office | New | Space Heating | Natural Gas | Boiler | Codes & Standards Forecast | Avg. Replacement Demand (S) | 0 | 0 | 0 | 0 | 0 | 0 | 0 | 0 | 0 | 0 | 0 | 0 | 0 | 0 | 0 | 0 | 0 | 0 | 0 | 0 | 0 | 0 | 0 | 0 | 0 | 0 | 0 | 0 | 0 | 0 | 0
F8_Commercial_Office_New_Space Heating_Natural Gas_Boiler_Codes & Standards Forecast | F8 | Commercial | Office | New | Space Heating | Natural Gas | Boiler | Codes & Standards Forecast | Avg. Replacement Demand (W) | 0 | 0 | 0 | 0 | 0 | 0 | 0 | 0 | 0 | 0 | 0 | 0 | 0 | 0 | 0 | 0 | 0 | 0 | 0 | 0 | 0 | 0 | 0 | 0 | 0 | 0 | 0 | 0 | 0 | 0 | 0
F1_Commercial_Office_New_Space Heating_Natural Gas_Unit Heater_Codes & Standards Forecast | F1 | Commercial | Office | New | Space Heating | Natural Gas | Unit Heater | Codes & Standards Forecast | Units | 0 | 68352.8676 | 137332.5501 | 210462.4192 | 250600.1387 | 283300.4808 | 315522.6766 | 347277.1621 | 378574.1689 | 409423.7289 | 439835.6776 | 469819.6584 | 499385.1265 | 528541.3525 | 557297.4265 | 585662.2613 | 613644.596 | 641253 | 668495.8757 | 695381.4625 | 721917.8396 | 748112.9297 | 773974.5016 | 799510.1738 | 824727.4172 | 849633.5585 | 874235.7824 | 898541.1352 | 922556.5272 | 946288.7355 | 969744.4067
F2_Commercial_Office_New_Space Heating_Natural Gas_Unit Heater_Codes & Standards Forecast | F2 | Commercial | Office | New | Space Heating | Natural Gas | Unit Heater | Codes & Standards Forecast | Usage (MMtherm) | 0 | 0.021179 | 0.042351 | 0.064231 | 0.076481 | 0.085462 | 0.094311 | 0.10303 | 0.11163 | 0.1201 | 0.12845 | 0.13639 | 0.14395 | 0.15116 | 0.1582 | 0.16526 | 0.17231 | 0.17935 | 0.18576 | 0.19222 | 0.19868 | 0.20546 | 0.21256 | 0.21958 | 0.2265 | 0.23334 | 0.2401 | 0.24677 | 0.25337 | 0.25989 | 0.26633
F3_Commercial_Office_New_Space Heating_Natural Gas_Unit Heater_Codes & Standards Forecast | F3 | Commercial | Office | New | Space Heating | Natural Gas | Unit Heater | Codes & Standards Forecast | Peak Demand (S) | 0 | 0 | 0 | 0 | 0 | 0 | 0 | 0 | 0 | 0 | 0 | 0 | 0 | 0 | 0 | 0 | 0 | 0 | 0 | 0 | 0 | 0 | 0 | 0 | 0 | 0 | 0 | 0 | 0 | 0 | 0
F4_Commercial_Office_New_Space Heating_Natural Gas_Unit Heater_Codes & Standards Forecast | F4 | Commercial | Office | New | Space Heating | Natural Gas | Unit Heater | Codes & Standards Forecast | Peak Demand (W) | 0 | 0 | 0 | 0 | 0 | 0 | 0 | 0 | 0 | 0 | 0 | 0 | 0 | 0 | 0 | 0 | 0 | 0 | 0 | 0 | 0 | 0 | 0 | 0 | 0 | 0 | 0 | 0 | 0 | 0 | 0
F5_Commercial_Office_New_Space Heating_Natural Gas_Unit Heater_Codes & Standards Forecast | F5 | Commercial | Office | New | Space Heating | Natural Gas | Unit Heater | Codes & Standards Forecast | Turnover | 0 | 68352.8676 | 68979.6825 | 73129.8691 | 40137.7195 | 32700.3421 | 32222.1958 | 31754.4855 | 31297.0069 | 30849.56 | 30411.9487 | 39748.6762 | 47789.4473 | 55223.9039 | 56833.7578 | 57102.8983 | 57218.1314 | 57204.0133 | 76996.6387 | 74121.3764 | 72577.9474 | 61725.1767 | 60976.0627 | 63383.6249 | 65641.1833 | 67579.4998 | 69223.0403 | 70596.2676 | 77413.1611 | 82433.2289 | 86305.192
F6_Commercial_Office_New_Space Heating_Natural Gas_Unit Heater_Codes & Standards Forecast | F6 | Commercial | Office | New | Space Heating | Natural Gas | Unit Heater | Codes & Standards Forecast | Avg. Replacement Usage | 0.29788 | 0.30985 | 0.30838 | 0.30519 | 0.30519 | 0.27464 | 0.27464 | 0.27464 | 0.27464 | 0.27464 | 0.27464 | 0.27464 | 0.27464 | 0.27464 | 0.27464 | 0.27464 | 0.27464 | 0.27464 | 0.27464 | 0.27464 | 0.27464 | 0.27464 | 0.27464 | 0.27464 | 0.27464 | 0.27464 | 0.27464 | 0.27464 | 0.27464 | 0.27464 | 0.27464
F7_Commercial_Office_New_Space Heating_Natural Gas_Unit Heater_Codes & Standards Forecast | F7 | Commercial | Office | New | Space Heating | Natural Gas | Unit Heater | Codes & Standards Forecast | Avg. Replacement Demand (S) | 0 | 0 | 0 | 0 | 0 | 0 | 0 | 0 | 0 | 0 | 0 | 0 | 0 | 0 | 0 | 0 | 0 | 0 | 0 | 0 | 0 | 0 | 0 | 0 | 0 | 0 | 0 | 0 | 0 | 0 | 0
F8_Commercial_Office_New_Space Heating_Natural Gas_Unit Heater_Codes & Standards Forecast | F8 | Commercial | Office | New | Space Heating | Natural Gas | Unit Heater | Codes & Standards Forecast | Avg. Replacement Demand (W) | 0 | 0 | 0 | 0 | 0 | 0 | 0 | 0 | 0 | 0 | 0 | 0 | 0 | 0 | 0 | 0 | 0 | 0 | 0 | 0 | 0 | 0 | 0 | 0 | 0 | 0 | 0 | 0 | 0 | 0 | 0
F1_Commercial_Office_New_Water Heating_Natural Gas_Water Heater_Codes & Standards Forecast | F1 | Commercial | Office | New | Water Heating | Natural Gas | Water Heater | Codes & Standards Forecast | Units | 0 | 0 | 0 | 0 | 0 | 0 | 0 | 0 | 0 | 0 | 0 | 0 | 0 | 0 | 0 | 0 | 0 | 0 | 0 | 0 | 0 | 0 | 0 | 0 | 0 | 0 | 0 | 0 | 0 | 0 | 0
F2_Commercial_Office_New_Water Heating_Natural Gas_Water Heater_Codes & Standards Forecast | F2 | Commercial | Office | New | Water Heating | Natural Gas | Water Heater | Codes & Standards Forecast | Usage (MMtherm) | 0 | 0 | 0 | 0 | 0 | 0 | 0 | 0 | 0 | 0 | 0 | 0 | 0 | 0 | 0 | 0 | 0 | 0 | 0 | 0 | 0 | 0 | 0 | 0 | 0 | 0 | 0 | 0 | 0 | 0 | 0
F3_Commercial_Office_New_Water Heating_Natural Gas_Water Heater_Codes & Standards Forecast | F3 | Commercial | Office | New | Water Heating | Natural Gas | Water Heater | Codes & Standards Forecast | Peak Demand (S) | 0 | 0 | 0 | 0 | 0 | 0 | 0 | 0 | 0 | 0 | 0 | 0 | 0 | 0 | 0 | 0 | 0 | 0 | 0 | 0 | 0 | 0 | 0 | 0 | 0 | 0 | 0 | 0 | 0 | 0 | 0
F4_Commercial_Office_New_Water Heating_Natural Gas_Water Heater_Codes & Standards Forecast | F4 | Commercial | Office | New | Water Heating | Natural Gas | Water Heater | Codes & Standards Forecast | Peak Demand (W) | 0 | 0 | 0 | 0 | 0 | 0 | 0 | 0 | 0 | 0 | 0 | 0 | 0 | 0 | 0 | 0 | 0 | 0 | 0 | 0 | 0 | 0 | 0 | 0 | 0 | 0 | 0 | 0 | 0 | 0 | 0
F5_Commercial_Office_New_Water Heating_Natural Gas_Water Heater_Codes & Standards Forecast | F5 | Commercial | Office | New | Water Heating | Natural Gas | Water Heater | Codes & Standards Forecast | Turnover | 0 | 0 | 0 | 0 | 0 | 0 | 0 | 0 | 0 | 0 | 0 | 0 | 0 | 0 | 0 | 0 | 0 | 0 | 0 | 0 | 0 | 0 | 0 | 0 | 0 | 0 | 0 | 0 | 0 | 0 | 0
F6_Commercial_Office_New_Water Heating_Natural Gas_Water Heater_Codes & Standards Forecast | F6 | Commercial | Office | New | Water Heating | Natural Gas | Water Heater | Codes & Standards Forecast | Avg. Replacement Usage | 0.035695 | 0.037129 | 0.036953 | 0.036571 | 0.036571 | 0.036571 | 0.036571 | 0.036571 | 0.036571 | 0.036571 | 0.036571 | 0.036571 | 0.036571 | 0.036571 | 0.036571 | 0.036571 | 0.036571 | 0.036571 | 0.036571 | 0.036571 | 0.036571 | 0.036571 | 0.036571 | 0.036571 | 0.036571 | 0.036571 | 0.036571 | 0.036571 | 0.036571 | 0.036571 | 0.036571
F7_Commercial_Office_New_Water Heating_Natural Gas_Water Heater_Codes & Standards Forecast | F7 | Commercial | Office | New | Water Heating | Natural Gas | Water Heater | Codes & Standards Forecast | Avg. Replacement Demand (S) | 0 | 0 | 0 | 0 | 0 | 0 | 0 | 0 | 0 | 0 | 0 | 0 | 0 | 0 | 0 | 0 | 0 | 0 | 0 | 0 | 0 | 0 | 0 | 0 | 0 | 0 | 0 | 0 | 0 | 0 | 0
F8_Commercial_Office_New_Water Heating_Natural Gas_Water Heater_Codes & Standards Forecast | F8 | Commercial | Office | New | Water Heating | Natural Gas | Water Heater | Codes & Standards Forecast | Avg. Replacement Demand (W) | 0 | 0 | 0 | 0 | 0 | 0 | 0 | 0 | 0 | 0 | 0 | 0 | 0 | 0 | 0 | 0 | 0 | 0 | 0 | 0 | 0 | 0 | 0 | 0 | 0 | 0 | 0 | 0 | 0 | 0 | 0
F1_Commercial_Office_New_Food Preparation_Natural Gas_Oven_Codes & Standards Forecast | F1 | Commercial | Office | New | Food Preparation | Natural Gas | Oven | Codes & Standards Forecast | Units | 0 | 9826.1053 | 19742.3188 | 30255.1446 | 36025.1653 | 40726.0215 | 45358.1416 | 49923.0257 | 54422.1447 | 58856.9407 | 63228.8277 | 67539.1919 | 71789.3925 | 75980.7624 | 80114.6081 | 84192.211 | 88214.8275 | 92183.6893 | 96100.0043 | 99964.9571 | 103779.7091 | 107545.3991 | 111263.1441 | 114934.0392 | 118559.1583 | 122139.5548 | 125676.2615 | 129170.2913 | 132622.6376 | 136034.2747 | 139406.158
F2_Commercial_Office_New_Food Preparation_Natural Gas_Oven_Codes & Standards Forecast | F2 | Commercial | Office | New | Food Preparation | Natural Gas | Oven | Codes & Standards Forecast | Usage (MMtherm) | 0 | 0.00017131 | 0.00034256 | 0.00051954 | 0.00061862 | 0.00069934 | 0.00077889 | 0.00085727 | 0.00093453 | 0.0010107 | 0.0010858 | 0.0011598 | 0.0012328 | 0.0013047 | 0.0013757 | 0.0014457 | 0.0015148 | 0.001583 | 0.0016502 | 0.0017166 | 0.0017821 | 0.0018468 | 0.0019106 | 0.0019736 | 0.0020359 | 0.0020974 | 0.0021581 | 0.0022181 | 0.0022774 | 0.002336 | 0.0023939
F3_Commercial_Office_New_Food Preparation_Natural Gas_Oven_Codes & Standards Forecast | F3 | Commercial | Office | New | Food Preparation | Natural Gas | Oven | Codes & Standards Forecast | Peak Demand (S) | 0 | 0 | 0 | 0 | 0 | 0 | 0 | 0 | 0 | 0 | 0 | 0 | 0 | 0 | 0 | 0 | 0 | 0 | 0 | 0 | 0 | 0 | 0 | 0 | 0 | 0 | 0 | 0 | 0 | 0 | 0
F4_Commercial_Office_New_Food Preparation_Natural Gas_Oven_Codes & Standards Forecast | F4 | Commercial | Office | New | Food Preparation | Natural Gas | Oven | Codes & Standards Forecast | Peak Demand (W) | 0 | 0 | 0 | 0 | 0 | 0 | 0 | 0 | 0 | 0 | 0 | 0 | 0 | 0 | 0 | 0 | 0 | 0 | 0 | 0 | 0 | 0 | 0 | 0 | 0 | 0 | 0 | 0 | 0 | 0 | 0
F5_Commercial_Office_New_Food Preparation_Natural Gas_Oven_Codes & Standards Forecast | F5 | Commercial | Office | New | Food Preparation | Natural Gas | Oven | Codes & Standards Forecast | Turnover | 0 | 9826.1053 | 9916.2134 | 10512.8259 | 5770.0207 | 4700.8562 | 4632.1201 | 4564.8841 | 4499.119 | 4434.796 | 6009.5712 | 7327.8033 | 8516.8709 | 8708.5985 | 8681.679 | 8639.484 | 11327.2836 | 10831.0852 | 10540.4708 | 9063.0479 | 9069.4142 | 9544.8707 | 9966.3976 | 10306.6983 | 10576.9178 | 11700.9335 | 12476.8961 | 13032.7797 | 12965.3202 | 12843.1716 | 12810.5314
F6_Commercial_Office_New_Food Preparation_Natural Gas_Oven_Codes & Standards Forecast | F6 | Commercial | Office | New | Food Preparation | Natural Gas | Oven | Codes & Standards Forecast | Avg. Replacement Usage | 0.01676 | 0.017434 | 0.017351 | 0.017172 | 0.017172 | 0.017172 | 0.017172 | 0.017172 | 0.017172 | 0.017172 | 0.017172 | 0.017172 | 0.017172 | 0.017172 | 0.017172 | 0.017172 | 0.017172 | 0.017172 | 0.017172 | 0.017172 | 0.017172 | 0.017172 | 0.017172 | 0.017172 | 0.017172 | 0.017172 | 0.017172 | 0.017172 | 0.017172 | 0.017172 | 0.017172
F7_Commercial_Office_New_Food Preparation_Natural Gas_Oven_Codes & Standards Forecast | F7 | Commercial | Office | New | Food Preparation | Natural Gas | Oven | Codes & Standards Forecast | Avg. Replacement Demand (S) | 0 | 0 | 0 | 0 | 0 | 0 | 0 | 0 | 0 | 0 | 0 | 0 | 0 | 0 | 0 | 0 | 0 | 0 | 0 | 0 | 0 | 0 | 0 | 0 | 0 | 0 | 0 | 0 | 0 | 0 | 0
F8_Commercial_Office_New_Food Preparation_Natural Gas_Oven_Codes & Standards Forecast | F8 | Commercial | Office | New | Food Preparation | Natural Gas | Oven | Codes & Standards Forecast | Avg. Replacement Demand (W) | 0 | 0 | 0 | 0 | 0 | 0 | 0 | 0 | 0 | 0 | 0 | 0 | 0 | 0 | 0 | 0 | 0 | 0 | 0 | 0 | 0 | 0 | 0 | 0 | 0 | 0 | 0 | 0 | 0 | 0 | 0
F1_Commercial_Office_New_Food Preparation_Natural Gas_Conveyor Oven_Codes & Standards Forecast | F1 | Commercial | Office | New | Food Preparation | Natural Gas | Conveyor Oven | Codes & Standards Forecast | Units | 0 | 4913.0527 | 9871.1594 | 15127.5723 | 18012.5826 | 20363.0108 | 22679.0708 | 24961.5128 | 27211.0723 | 29428.4704 | 31614.4138 | 33769.5959 | 35894.6963 | 37990.3812 | 40057.3041 | 42096.1055 | 44107.4137 | 46091.8446 | 48050.0022 | 49982.4786 | 51889.8545 | 53772.6996 | 55631.572 | 57467.0196 | 59279.5792 | 61069.7774 | 62838.1307 | 64585.1456 | 66311.3188 | 68017.1373 | 69703.079
F2_Commercial_Office_New_Food Preparation_Natural Gas_Conveyor Oven_Codes & Standards Forecast | F2 | Commercial | Office | New | Food Preparation | Natural Gas | Conveyor Oven | Codes & Standards Forecast | Usage (MMtherm) | 0 | 0.00012767 | 0.0002553 | 0.0003872 | 0.00046104 | 0.0005212 | 0.00058048 | 0.0006389 | 0.00069648 | 0.00075324 | 0.00080919 | 0.00086435 | 0.00091874 | 0.00097238 | 0.0010253 | 0.0010775 | 0.001129 | 0.0011797 | 0.0012299 | 0.0012793 | 0.0013281 | 0.0013763 | 0.0014239 | 0.0014709 | 0.0015173 | 0.0015631 | 0.0016084 | 0.0016531 | 0.0016973 | 0.0017409 | 0.0017841
F3_Commercial_Office_New_Food Preparation_Natural Gas_Conveyor Oven_Codes & Standards Forecast | F3 | Commercial | Office | New | Food Preparation | Natural Gas | Conveyor Oven | Codes & Standards Forecast | Peak Demand (S) | 0 | 0 | 0 | 0 | 0 | 0 | 0 | 0 | 0 | 0 | 0 | 0 | 0 | 0 | 0 | 0 | 0 | 0 | 0 | 0 | 0 | 0 | 0 | 0 | 0 | 0 | 0 | 0 | 0 | 0 | 0
F4_Commercial_Office_New_Food Preparation_Natural Gas_Conveyor Oven_Codes & Standards Forecast | F4 | Commercial | Office | New | Food Preparation | Natural Gas | Conveyor Oven | Codes & Standards Forecast | Peak Demand (W) | 0 | 0 | 0 | 0 | 0 | 0 | 0 | 0 | 0 | 0 | 0 | 0 | 0 | 0 | 0 | 0 | 0 | 0 | 0 | 0 | 0 | 0 | 0 | 0 | 0 | 0 | 0 | 0 | 0 | 0 | 0
F5_Commercial_Office_New_Food Preparation_Natural Gas_Conveyor Oven_Codes & Standards Forecast | F5 | Commercial | Office | New | Food Preparation | Natural Gas | Conveyor Oven | Codes & Standards Forecast | Turnover | 0 | 4913.0527 | 4958.1067 | 5256.4129 | 2885.0103 | 2350.4281 | 2316.06 | 2282.442 | 2249.5595 | 2217.398 | 2185.9435 | 2155.1821 | 2125.1003 | 2095.6849 | 2066.9229 | 2038.8015 | 2011.3082 | 2967.0414 | 3735.8673 | 4405.9268 | 4463.1384 | 4397.5406 | 5621.7682 | 5314.0632 | 5123.5632 | 4260.8318 | 4041.9113 | 3987.8883 | 3935.0792 | 3883.4604 | 3833.0088
F6_Commercial_Office_New_Food Preparation_Natural Gas_Conveyor Oven_Codes & Standards Forecast | F6 | Commercial | Office | New | Food Preparation | Natural Gas | Conveyor Oven | Codes & Standards Forecast | Avg. Replacement Usage | 0.024982 | 0.025986 | 0.025863 | 0.025596 | 0.025596 | 0.025596 | 0.025596 | 0.025596 | 0.025596 | 0.025596 | 0.025596 | 0.025596 | 0.025596 | 0.025596 | 0.025596 | 0.025596 | 0.025596 | 0.025596 | 0.025596 | 0.025596 | 0.025596 | 0.025596 | 0.025596 | 0.025596 | 0.025596 | 0.025596 | 0.025596 | 0.025596 | 0.025596 | 0.025596 | 0.025596
F7_Commercial_Office_New_Food Preparation_Natural Gas_Conveyor Oven_Codes & Standards Forecast | F7 | Commercial | Office | New | Food Preparation | Natural Gas | Conveyor Oven | Codes & Standards Forecast | Avg. Replacement Demand (S) | 0 | 0 | 0 | 0 | 0 | 0 | 0 | 0 | 0 | 0 | 0 | 0 | 0 | 0 | 0 | 0 | 0 | 0 | 0 | 0 | 0 | 0 | 0 | 0 | 0 | 0 | 0 | 0 | 0 | 0 | 0
F8_Commercial_Office_New_Food Preparation_Natural Gas_Conveyor Oven_Codes & Standards Forecast | F8 | Commercial | Office | New | Food Preparation | Natural Gas | Conveyor Oven | Codes & Standards Forecast | Avg. Replacement Demand (W) | 0 | 0 | 0 | 0 | 0 | 0 | 0 | 0 | 0 | 0 | 0 | 0 | 0 | 0 | 0 | 0 | 0 | 0 | 0 | 0 | 0 | 0 | 0 | 0 | 0 | 0 | 0 | 0 | 0 | 0 | 0
F1_Commercial_Office_New_Food Preparation_Natural Gas_Double Rack Oven_Codes & Standards Forecast | F1 | Commercial | Office | New | Food Preparation | Natural Gas | Double Rack Oven | Codes & Standards Forecast | Units | 0 | 4913.0527 | 9871.1594 | 15127.5723 | 18012.5826 | 20363.0108 | 22679.0708 | 24961.5128 | 27211.0723 | 29428.4704 | 31614.4138 | 33769.5959 | 35894.6963 | 37990.3812 | 40057.3041 | 42096.1055 | 44107.4137 | 46091.8446 | 48050.0022 | 49982.4786 | 51889.8545 | 53772.6996 | 55631.572 | 57467.0196 | 59279.5792 | 61069.7774 | 62838.1307 | 64585.1456 | 66311.3188 | 68017.1373 | 69703.079
F2_Commercial_Office_New_Food Preparation_Natural Gas_Double Rack Oven_Codes & Standards Forecast | F2 | Commercial | Office | New | Food Preparation | Natural Gas | Double Rack Oven | Codes & Standards Forecast | Usage (MMtherm) | 0 | 0.00022753 | 0.00045498 | 0.00069004 | 0.00082164 | 0.00092886 | 0.0010345 | 0.0011386 | 0.0012412 | 0.0013424 | 0.0014421 | 0.0015404 | 0.0016373 | 0.0017329 | 0.0018272 | 0.0019202 | 0.002012 | 0.0021025 | 0.0021918 | 0.0022799 | 0.002367 | 0.0024528 | 0.0025376 | 0.0026214 | 0.002704 | 0.0027857 | 0.0028664 | 0.002946 | 0.0030248 | 0.0031026 | 0.0031795
F3_Commercial_Office_New_Food Preparation_Natural Gas_Double Rack Oven_Codes & Standards Forecast | F3 | Commercial | Office | New | Food Preparation | Natural Gas | Double Rack Oven | Codes & Standards Forecast | Peak Demand (S) | 0 | 0 | 0 | 0 | 0 | 0 | 0 | 0 | 0 | 0 | 0 | 0 | 0 | 0 | 0 | 0 | 0 | 0 | 0 | 0 | 0 | 0 | 0 | 0 | 0 | 0 | 0 | 0 | 0 | 0 | 0
F4_Commercial_Office_New_Food Preparation_Natural Gas_Double Rack Oven_Codes & Standards Forecast | F4 | Commercial | Office | New | Food Preparation | Natural Gas | Double Rack Oven | Codes & Standards Forecast | Peak Demand (W) | 0 | 0 | 0 | 0 | 0 | 0 | 0 | 0 | 0 | 0 | 0 | 0 | 0 | 0 | 0 | 0 | 0 | 0 | 0 | 0 | 0 | 0 | 0 | 0 | 0 | 0 | 0 | 0 | 0 | 0 | 0
F5_Commercial_Office_New_Food Preparation_Natural Gas_Double Rack Oven_Codes & Standards Forecast | F5 | Commercial | Office | New | Food Preparation | Natural Gas | Double Rack Oven | Codes & Standards Forecast | Turnover | 0 | 4913.0527 | 4958.1067 | 5256.4129 | 2885.0103 | 2350.4281 | 2316.06 | 2282.442 | 2249.5595 | 2217.398 | 2185.9435 | 2155.1821 | 3107.7109 | 3873.3947 | 4540.3733 | 4594.5639 | 4526.0037 | 5747.3266 | 5436.7732 | 5243.48 | 4378.0095 | 4156.403 | 4099.7459 | 4240.8757 | 4502.9611 | 4842.1632 | 5120.5924 | 5325.943 | 5988.4807 | 6403.7386 | 6667.8181
F6_Commercial_Office_New_Food Preparation_Natural Gas_Double Rack Oven_Codes & Standards Forecast | F6 | Commercial | Office | New | Food Preparation | Natural Gas | Double Rack Oven | Codes & Standards Forecast | Avg. Replacement Usage | 0.044522 | 0.046311 | 0.046092 | 0.045615 | 0.045615 | 0.045615 | 0.045615 | 0.045615 | 0.045615 | 0.045615 | 0.045615 | 0.045615 | 0.045615 | 0.045615 | 0.045615 | 0.045615 | 0.045615 | 0.045615 | 0.045615 | 0.045615 | 0.045615 | 0.045615 | 0.045615 | 0.045615 | 0.045615 | 0.045615 | 0.045615 | 0.045615 | 0.045615 | 0.045615 | 0.045615
F7_Commercial_Office_New_Food Preparation_Natural Gas_Double Rack Oven_Codes & Standards Forecast | F7 | Commercial | Office | New | Food Preparation | Natural Gas | Double Rack Oven | Codes & Standards Forecast | Avg. Replacement Demand (S) | 0 | 0 | 0 | 0 | 0 | 0 | 0 | 0 | 0 | 0 | 0 | 0 | 0 | 0 | 0 | 0 | 0 | 0 | 0 | 0 | 0 | 0 | 0 | 0 | 0 | 0 | 0 | 0 | 0 | 0 | 0
F8_Commercial_Office_New_Food Preparation_Natural Gas_Double Rack Oven_Codes & Standards Forecast | F8 | Commercial | Office | New | Food Preparation | Natural Gas | Double Rack Oven | Codes & Standards Forecast | Avg. Replacement Demand (W) | 0 | 0 | 0 | 0 | 0 | 0 | 0 | 0 | 0 | 0 | 0 | 0 | 0 | 0 | 0 | 0 | 0 | 0 | 0 | 0 | 0 | 0 | 0 | 0 | 0 | 0 | 0 | 0 | 0 | 0 | 0
F1_Commercial_Office_New_Food Preparation_Natural Gas_Fryer_Codes & Standards Forecast | F1 | Commercial | Office | New | Food Preparation | Natural Gas | Fryer | Codes & Standards Forecast | Units | 0 | 20386.4311 | 40959.8114 | 62770.9963 | 74742.1817 | 84495.1488 | 94105.5075 | 103576.3702 | 112910.7887 | 122111.755 | 131182.2025 | 140125.0073 | 148942.9896 | 157638.9144 | 166215.4927 | 174675.3828 | 183021.1912 | 191255.4737 | 199380.7364 | 207399.4367 | 215313.9843 | 223126.7421 | 230840.0272 | 238456.1117 | 245977.2241 | 253405.5493 | 260743.2304 | 267992.3688 | 275155.0256 | 282233.2221 | 289228.9406
F2_Commercial_Office_New_Food Preparation_Natural Gas_Fryer_Codes & Standards Forecast | F2 | Commercial | Office | New | Food Preparation | Natural Gas | Fryer | Codes & Standards Forecast | Usage (MMtherm) | 0 | 0.00047004 | 0.00093991 | 0.001263 | 0.0014457 | 0.0015946 | 0.0017412 | 0.0018858 | 0.0020282 | 0.0021383 | 0.0022217 | 0.0023142 | 0.0024137 | 0.0025182 | 0.0025868 | 0.0026657 | 0.002793 | 0.0029187 | 0.0030427 | 0.0031651 | 0.0032859 | 0.0034051 | 0.0035228 | 0.003639 | 0.0037538 | 0.0038672 | 0.0039791 | 0.0040898 | 0.0041991 | 0.0043071 | 0.0044139
F3_Commercial_Office_New_Food Preparation_Natural Gas_Fryer_Codes & Standards Forecast | F3 | Commercial | Office | New | Food Preparation | Natural Gas | Fryer | Codes & Standards Forecast | Peak Demand (S) | 0 | 0 | 0 | 0 | 0 | 0 | 0 | 0 | 0 | 0 | 0 | 0 | 0 | 0 | 0 | 0 | 0 | 0 | 0 | 0 | 0 | 0 | 0 | 0 | 0 | 0 | 0 | 0 | 0 | 0 | 0
F4_Commercial_Office_New_Food Preparation_Natural Gas_Fryer_Codes & Standards Forecast | F4 | Commercial | Office | New | Food Preparation | Natural Gas | Fryer | Codes & Standards Forecast | Peak Demand (W) | 0 | 0 | 0 | 0 | 0 | 0 | 0 | 0 | 0 | 0 | 0 | 0 | 0 | 0 | 0 | 0 | 0 | 0 | 0 | 0 | 0 | 0 | 0 | 0 | 0 | 0 | 0 | 0 | 0 | 0 | 0
F5_Commercial_Office_New_Food Preparation_Natural Gas_Fryer_Codes & Standards Forecast | F5 | Commercial | Office | New | Food Preparation | Natural Gas | Fryer | Codes & Standards Forecast | Turnover | 0 | 20386.4311 | 20573.3803 | 21811.1849 | 11971.1854 | 9752.9671 | 9610.3587 | 9470.8628 | 9334.4185 | 13278.2525 | 16446.9525 | 19206.2459 | 19422.9722 | 19130.5101 | 24190.4989 | 22894.2067 | 22084.6285 | 19301.4922 | 19686.9284 | 21071.8981 | 22205.1322 | 23035.5594 | 25763.4786 | 27465.7364 | 28541.0917 | 28161.4207 | 27784.8759 | 29147.7196 | 28782.733 | 28769.1433 | 28771.5892
F6_Commercial_Office_New_Food Preparation_Natural Gas_Fryer_Codes & Standards Forecast | F6 | Commercial | Office | New | Food Preparation | Natural Gas | Fryer | Codes & Standards Forecast | Avg. Replacement Usage | 0.022166 | 0.023057 | 0.022947 | 0.015261 | 0.015261 | 0.015261 | 0.015261 | 0.015261 | 0.015261 | 0.015261 | 0.015261 | 0.015261 | 0.015261 | 0.015261 | 0.015261 | 0.015261 | 0.015261 | 0.015261 | 0.015261 | 0.015261 | 0.015261 | 0.015261 | 0.015261 | 0.015261 | 0.015261 | 0.015261 | 0.015261 | 0.015261 | 0.015261 | 0.015261 | 0.015261
F7_Commercial_Office_New_Food Preparation_Natural Gas_Fryer_Codes & Standards Forecast | F7 | Commercial | Office | New | Food Preparation | Natural Gas | Fryer | Codes & Standards Forecast | Avg. Replacement Demand (S) | 0 | 0 | 0 | 0 | 0 | 0 | 0 | 0 | 0 | 0 | 0 | 0 | 0 | 0 | 0 | 0 | 0 | 0 | 0 | 0 | 0 | 0 | 0 | 0 | 0 | 0 | 0 | 0 | 0 | 0 | 0
F8_Commercial_Office_New_Food Preparation_Natural Gas_Fryer_Codes & Standards Forecast | F8 | Commercial | Office | New | Food Preparation | Natural Gas | Fryer | Codes & Standards Forecast | Avg. Replacement Demand (W) | 0 | 0 | 0 | 0 | 0 | 0 | 0 | 0 | 0 | 0 | 0 | 0 | 0 | 0 | 0 | 0 | 0 | 0 | 0 | 0 | 0 | 0 | 0 | 0 | 0 | 0 | 0 | 0 | 0 | 0 | 0
F1_Commercial_Office_New_Food Preparation_Natural Gas_Broiler_Codes & Standards Forecast | F1 | Commercial | Office | New | Food Preparation | Natural Gas | Broiler | Codes & Standards Forecast | Units | 0 | 4182.5911 | 8403.5377 | 12878.439 | 15334.5125 | 17335.4843 | 19307.1977 | 21250.2914 | 23165.3915 | 25053.1118 | 26914.0541 | 28748.8086 | 30557.9538 | 32342.057 | 34101.6745 | 35837.3515 | 37549.623 | 39239.0132 | 40906.0363 | 42551.1964 | 44174.988 | 45777.8959 | 47360.3954 | 48922.9528 | 50466.0251 | 51990.0607 | 53495.4992 | 54982.7719 | 56452.3015 | 57904.5028 | 59339.7825
F2_Commercial_Office_New_Food Preparation_Natural Gas_Broiler_Codes & Standards Forecast | F2 | Commercial | Office | New | Food Preparation | Natural Gas | Broiler | Codes & Standards Forecast | Usage (MMtherm) | 0 | 9.9885e-05 | 0.00019973 | 0.00030292 | 0.0003607 | 0.00040776 | 0.00045414 | 0.00049985 | 0.00054489 | 0.0005893 | 0.00063307 | 0.00067623 | 0.00071878 | 0.00076075 | 0.00080214 | 0.00084296 | 0.00088324 | 0.00092297 | 0.00096219 | 0.0010009 | 0.0010391 | 0.0010768 | 0.001114 | 0.0011508 | 0.0011871 | 0.0012229 | 0.0012583 | 0.0012933 | 0.0013279 | 0.001362 | 0.0013958
F3_Commercial_Office_New_Food Preparation_Natural Gas_Broiler_Codes & Standards Forecast | F3 | Commercial | Office | New | Food Preparation | Natural Gas | Broiler | Codes & Standards Forecast | Peak Demand (S) | 0 | 0 | 0 | 0 | 0 | 0 | 0 | 0 | 0 | 0 | 0 | 0 | 0 | 0 | 0 | 0 | 0 | 0 | 0 | 0 | 0 | 0 | 0 | 0 | 0 | 0 | 0 | 0 | 0 | 0 | 0
F4_Commercial_Office_New_Food Preparation_Natural Gas_Broiler_Codes & Standards Forecast | F4 | Commercial | Office | New | Food Preparation | Natural Gas | Broiler | Codes & Standards Forecast | Peak Demand (W) | 0 | 0 | 0 | 0 | 0 | 0 | 0 | 0 | 0 | 0 | 0 | 0 | 0 | 0 | 0 | 0 | 0 | 0 | 0 | 0 | 0 | 0 | 0 | 0 | 0 | 0 | 0 | 0 | 0 | 0 | 0
F5_Commercial_Office_New_Food Preparation_Natural Gas_Broiler_Codes & Standards Forecast | F5 | Commercial | Office | New | Food Preparation | Natural Gas | Broiler | Codes & Standards Forecast | Turnover | 0 | 4182.5911 | 4220.9466 | 4474.9013 | 2456.0735 | 2000.9718 | 1971.7134 | 1943.0937 | 1915.1001 | 1887.7203 | 1860.9423 | 1834.7545 | 2645.6634 | 3297.5071 | 3865.3208 | 3911.4545 | 3853.0877 | 4892.8271 | 4628.446 | 4463.8912 | 3727.0969 | 3538.4384 | 3490.2049 | 3610.3519 | 3833.471 | 4122.2413 | 4359.2743 | 4534.0938 | 5098.1269 | 5451.6452 | 5676.462
F6_Commercial_Office_New_Food Preparation_Natural Gas_Broiler_Codes & Standards Forecast | F6 | Commercial | Office | New | Food Preparation | Natural Gas | Broiler | Codes & Standards Forecast | Avg. Replacement Usage | 0.022958 | 0.023881 | 0.023768 | 0.023522 | 0.023522 | 0.023522 | 0.023522 | 0.023522 | 0.023522 | 0.023522 | 0.023522 | 0.023522 | 0.023522 | 0.023522 | 0.023522 | 0.023522 | 0.023522 | 0.023522 | 0.023522 | 0.023522 | 0.023522 | 0.023522 | 0.023522 | 0.023522 | 0.023522 | 0.023522 | 0.023522 | 0.023522 | 0.023522 | 0.023522 | 0.023522
F7_Commercial_Office_New_Food Preparation_Natural Gas_Broiler_Codes & Standards Forecast | F7 | Commercial | Office | New | Food Preparation | Natural Gas | Broiler | Codes & Standards Forecast | Avg. Replacement Demand (S) | 0 | 0 | 0 | 0 | 0 | 0 | 0 | 0 | 0 | 0 | 0 | 0 | 0 | 0 | 0 | 0 | 0 | 0 | 0 | 0 | 0 | 0 | 0 | 0 | 0 | 0 | 0 | 0 | 0 | 0 | 0
F8_Commercial_Office_New_Food Preparation_Natural Gas_Broiler_Codes & Standards Forecast | F8 | Commercial | Office | New | Food Preparation | Natural Gas | Broiler | Codes & Standards Forecast | Avg. Replacement Demand (W) | 0 | 0 | 0 | 0 | 0 | 0 | 0 | 0 | 0 | 0 | 0 | 0 | 0 | 0 | 0 | 0 | 0 | 0 | 0 | 0 | 0 | 0 | 0 | 0 | 0 | 0 | 0 | 0 | 0 | 0 | 0
F1_Commercial_Office_New_Food Preparation_Natural Gas_Griddle_Codes & Standards Forecast | F1 | Commercial | Office | New | Food Preparation | Natural Gas | Griddle | Codes & Standards Forecast | Units | 0 | 10989.0963 | 22078.9658 | 33836.061 | 40289.0056 | 45546.2424 | 50726.6076 | 55831.7789 | 60863.4013 | 65823.0877 | 70712.4193 | 75532.9464 | 80286.1893 | 84973.6382 | 89596.7547 | 94156.9716 | 98655.6939 | 103094.2994 | 107474.1388 | 111796.5369 | 116062.7925 | 120274.1793 | 124431.9465 | 128537.3186 | 132591.497 | 136595.6595 | 140550.9611 | 144458.5348 | 148319.4914 | 152134.9205 | 155905.8908
F2_Commercial_Office_New_Food Preparation_Natural Gas_Griddle_Codes & Standards Forecast | F2 | Commercial | Office | New | Food Preparation | Natural Gas | Griddle | Codes & Standards Forecast | Usage (MMtherm) | 0 | 0.00017617 | 0.00035228 | 0.00053429 | 0.00063618 | 0.0007192 | 0.000801 | 0.00088161 | 0.00096106 | 0.0010394 | 0.0011166 | 0.0011927 | 0.0012678 | 0.0013418 | 0.0014148 | 0.0014868 | 0.0015578 | 0.0016279 | 0.0016971 | 0.0017653 | 0.0018327 | 0.0018992 | 0.0019648 | 0.0020297 | 0.0020937 | 0.0021569 | 0.0022194 | 0.0022811 | 0.002342 | 0.0024023 | 0.0024618
F3_Commercial_Office_New_Food Preparation_Natural Gas_Griddle_Codes & Standards Forecast | F3 | Commercial | Office | New | Food Preparation | Natural Gas | Griddle | Codes & Standards Forecast | Peak Demand (S) | 0 | 0 | 0 | 0 | 0 | 0 | 0 | 0 | 0 | 0 | 0 | 0 | 0 | 0 | 0 | 0 | 0 | 0 | 0 | 0 | 0 | 0 | 0 | 0 | 0 | 0 | 0 | 0 | 0 | 0 | 0
F4_Commercial_Office_New_Food Preparation_Natural Gas_Griddle_Codes & Standards Forecast | F4 | Commercial | Office | New | Food Preparation | Natural Gas | Griddle | Codes & Standards Forecast | Peak Demand (W) | 0 | 0 | 0 | 0 | 0 | 0 | 0 | 0 | 0 | 0 | 0 | 0 | 0 | 0 | 0 | 0 | 0 | 0 | 0 | 0 | 0 | 0 | 0 | 0 | 0 | 0 | 0 | 0 | 0 | 0 | 0
F5_Commercial_Office_New_Food Preparation_Natural Gas_Griddle_Codes & Standards Forecast | F5 | Commercial | Office | New | Food Preparation | Natural Gas | Griddle | Codes & Standards Forecast | Turnover | 0 | 10989.0963 | 11089.8694 | 11757.0953 | 6452.9446 | 5257.2368 | 5180.3652 | 5105.1713 | 5031.6225 | 4959.6864 | 4889.3316 | 4820.5271 | 6951.0621 | 8663.6782 | 10155.519 | 10276.7278 | 10123.3784 | 12855.129 | 12160.5096 | 11728.168 | 9792.3575 | 9296.6871 | 9169.9613 | 9485.6283 | 10071.8385 | 10830.5368 | 11453.3036 | 11912.6142 | 13394.5218 | 14323.3353 | 14914.0058
F6_Commercial_Office_New_Food Preparation_Natural Gas_Griddle_Codes & Standards Forecast | F6 | Commercial | Office | New | Food Preparation | Natural Gas | Griddle | Codes & Standards Forecast | Avg. Replacement Usage | 0.015412 | 0.016032 | 0.015955 | 0.01579 | 0.01579 | 0.01579 | 0.01579 | 0.01579 | 0.01579 | 0.01579 | 0.01579 | 0.01579 | 0.01579 | 0.01579 | 0.01579 | 0.01579 | 0.01579 | 0.01579 | 0.01579 | 0.01579 | 0.01579 | 0.01579 | 0.01579 | 0.01579 | 0.01579 | 0.01579 | 0.01579 | 0.01579 | 0.01579 | 0.01579 | 0.01579
F7_Commercial_Office_New_Food Preparation_Natural Gas_Griddle_Codes & Standards Forecast | F7 | Commercial | Office | New | Food Preparation | Natural Gas | Griddle | Codes & Standards Forecast | Avg. Replacement Demand (S) | 0 | 0 | 0 | 0 | 0 | 0 | 0 | 0 | 0 | 0 | 0 | 0 | 0 | 0 | 0 | 0 | 0 | 0 | 0 | 0 | 0 | 0 | 0 | 0 | 0 | 0 | 0 | 0 | 0 | 0 | 0
F8_Commercial_Office_New_Food Preparation_Natural Gas_Griddle_Codes & Standards Forecast | F8 | Commercial | Office | New | Food Preparation | Natural Gas | Griddle | Codes & Standards Forecast | Avg. Replacement Demand (W) | 0 | 0 | 0 | 0 | 0 | 0 | 0 | 0 | 0 | 0 | 0 | 0 | 0 | 0 | 0 | 0 | 0 | 0 | 0 | 0 | 0 | 0 | 0 | 0 | 0 | 0 | 0 | 0 | 0 | 0 | 0
F1_Commercial_Office_New_Food Preparation_Natural Gas_Range_Codes & Standards Forecast | F1 | Commercial | Office | New | Food Preparation | Natural Gas | Range | Codes & Standards Forecast | Units | 0 | 58700.5177 | 117939.3356 | 180742.2775 | 215212.0078 | 243294.6191 | 270966.6047 | 298236.9271 | 325114.3731 | 351607.5577 | 377724.9277 | 403474.7646 | 428865.1885 | 453904.1609 | 478599.4881 | 502958.8243 | 526989.6747 | 550699.3984 | 574095.2114 | 597184.1895 | 619973.271 | 642469.2599 | 664678.8279 | 686608.5176 | 708264.745 | 729653.8021 | 750781.859 | 771654.9671 | 792279.0608 | 812659.9601 | 832803.3731
F2_Commercial_Office_New_Food Preparation_Natural Gas_Range_Codes & Standards Forecast | F2 | Commercial | Office | New | Food Preparation | Natural Gas | Range | Codes & Standards Forecast | Usage (MMtherm) | 0 | 0.0010998 | 0.0021992 | 0.0033354 | 0.0039715 | 0.0044897 | 0.0050004 | 0.0055036 | 0.0059996 | 0.0064885 | 0.0069705 | 0.0074456 | 0.0079142 | 0.0083763 | 0.008832 | 0.0092815 | 0.009725 | 0.010162 | 0.010594 | 0.01102 | 0.011441 | 0.011856 | 0.012266 | 0.012671 | 0.01307 | 0.013465 | 0.013855 | 0.01424 | 0.014621 | 0.014997 | 0.015368
F3_Commercial_Office_New_Food Preparation_Natural Gas_Range_Codes & Standards Forecast | F3 | Commercial | Office | New | Food Preparation | Natural Gas | Range | Codes & Standards Forecast | Peak Demand (S) | 0 | 0 | 0 | 0 | 0 | 0 | 0 | 0 | 0 | 0 | 0 | 0 | 0 | 0 | 0 | 0 | 0 | 0 | 0 | 0 | 0 | 0 | 0 | 0 | 0 | 0 | 0 | 0 | 0 | 0 | 0
F4_Commercial_Office_New_Food Preparation_Natural Gas_Range_Codes & Standards Forecast | F4 | Commercial | Office | New | Food Preparation | Natural Gas | Range | Codes & Standards Forecast | Peak Demand (W) | 0 | 0 | 0 | 0 | 0 | 0 | 0 | 0 | 0 | 0 | 0 | 0 | 0 | 0 | 0 | 0 | 0 | 0 | 0 | 0 | 0 | 0 | 0 | 0 | 0 | 0 | 0 | 0 | 0 | 0 | 0
F5_Commercial_Office_New_Food Preparation_Natural Gas_Range_Codes & Standards Forecast | F5 | Commercial | Office | New | Food Preparation | Natural Gas | Range | Codes & Standards Forecast | Turnover | 0 | 58700.5177 | 59238.8179 | 62802.9419 | 34469.7304 | 28082.6112 | 27671.9857 | 27270.3224 | 26877.446 | 26493.1846 | 37857.4735 | 46989.6833 | 54942.8894 | 55574.8909 | 54740.5842 | 69317.9275 | 65592.9001 | 63269.1663 | 52914.6226 | 52601.1755 | 55689.1332 | 59699.3144 | 62984.2164 | 65396.7935 | 73272.5761 | 78194.67 | 81311.2658 | 79768.2751 | 78041.7539 | 81274.2172 | 79821.4366
F6_Commercial_Office_New_Food Preparation_Natural Gas_Range_Codes & Standards Forecast | F6 | Commercial | Office | New | Food Preparation | Natural Gas | Range | Codes & Standards Forecast | Avg. Replacement Usage | 0.018012 | 0.018736 | 0.018647 | 0.018454 | 0.018454 | 0.018454 | 0.018454 | 0.018454 | 0.018454 | 0.018454 | 0.018454 | 0.018454 | 0.018454 | 0.018454 | 0.018454 | 0.018454 | 0.018454 | 0.018454 | 0.018454 | 0.018454 | 0.018454 | 0.018454 | 0.018454 | 0.018454 | 0.018454 | 0.018454 | 0.018454 | 0.018454 | 0.018454 | 0.018454 | 0.018454
F7_Commercial_Office_New_Food Preparation_Natural Gas_Range_Codes & Standards Forecast | F7 | Commercial | Office | New | Food Preparation | Natural Gas | Range | Codes & Standards Forecast | Avg. Replacement Demand (S) | 0 | 0 | 0 | 0 | 0 | 0 | 0 | 0 | 0 | 0 | 0 | 0 | 0 | 0 | 0 | 0 | 0 | 0 | 0 | 0 | 0 | 0 | 0 | 0 | 0 | 0 | 0 | 0 | 0 | 0 | 0
F8_Commercial_Office_New_Food Preparation_Natural Gas_Range_Codes & Standards Forecast | F8 | Commercial | Office | New | Food Preparation | Natural Gas | Range | Codes & Standards Forecast | Avg. Replacement Demand (W) | 0 | 0 | 0 | 0 | 0 | 0 | 0 | 0 | 0 | 0 | 0 | 0 | 0 | 0 | 0 | 0 | 0 | 0 | 0 | 0 | 0 | 0 | 0 | 0 | 0 | 0 | 0 | 0 | 0 | 0 | 0
F1_Commercial_Office_New_Food Preparation_Natural Gas_Steamer_Codes & Standards Forecast | F1 | Commercial | Office | New | Food Preparation | Natural Gas | Steamer | Codes & Standards Forecast | Units | 0 | 3992.9439 | 8022.5041 | 12294.5043 | 14639.2144 | 16549.4581 | 18431.77 | 20286.7599 | 22115.0254 | 23917.1526 | 25693.716 | 27445.279 | 29172.3939 | 30875.6022 | 32555.435 | 34212.4129 | 35847.0465 | 37459.8363 | 39051.2731 | 40621.8384 | 42172.004 | 43702.2328 | 45212.9785 | 46704.6863 | 48177.7926 | 49632.7253 | 51069.9042 | 52489.7409 | 53892.639 | 55278.9946 | 56649.1957
F2_Commercial_Office_New_Food Preparation_Natural Gas_Steamer_Codes & Standards Forecast | F2 | Commercial | Office | New | Food Preparation | Natural Gas | Steamer | Codes & Standards Forecast | Usage (MMtherm) | 0 | 0.00017626 | 0.00035247 | 0.00038757 | 0.00040883 | 0.00042616 | 0.00044323 | 0.00046005 | 0.00047663 | 0.00049298 | 0.00049382 | 0.00048073 | 0.00047064 | 0.00046319 | 0.00045808 | 0.00045501 | 0.00045376 | 0.00045409 | 0.00045582 | 0.00041646 | 0.00038248 | 0.00039636 | 0.00041006 | 0.00042359 | 0.00043695 | 0.00045015 | 0.00046318 | 0.00047606 | 0.00048878 | 0.00050136 | 0.00051378
F3_Commercial_Office_New_Food Preparation_Natural Gas_Steamer_Codes & Standards Forecast | F3 | Commercial | Office | New | Food Preparation | Natural Gas | Steamer | Codes & Standards Forecast | Peak Demand (S) | 0 | 0 | 0 | 0 | 0 | 0 | 0 | 0 | 0 | 0 | 0 | 0 | 0 | 0 | 0 | 0 | 0 | 0 | 0 | 0 | 0 | 0 | 0 | 0 | 0 | 0 | 0 | 0 | 0 | 0 | 0
F4_Commercial_Office_New_Food Preparation_Natural Gas_Steamer_Codes & Standards Forecast | F4 | Commercial | Office | New | Food Preparation | Natural Gas | Steamer | Codes & Standards Forecast | Peak Demand (W) | 0 | 0 | 0 | 0 | 0 | 0 | 0 | 0 | 0 | 0 | 0 | 0 | 0 | 0 | 0 | 0 | 0 | 0 | 0 | 0 | 0 | 0 | 0 | 0 | 0 | 0 | 0 | 0 | 0 | 0 | 0
F5_Commercial_Office_New_Food Preparation_Natural Gas_Steamer_Codes & Standards Forecast | F5 | Commercial | Office | New | Food Preparation | Natural Gas | Steamer | Codes & Standards Forecast | Turnover | 0 | 3992.9439 | 4029.5603 | 4272.0002 | 2344.7101 | 1910.2436 | 1882.3119 | 1854.9899 | 1828.2655 | 1802.1272 | 2220.2238 | 2593.6567 | 2950.3093 | 3051.0156 | 3090.133 | 3119.7239 | 3140.9622 | 3154.8892 | 3162.4282 | 4443.3052 | 4403.1722 | 4468.7052 | 3868.225 | 3796.8008 | 3860.1123 | 3917.298 | 3968.2616 | 4013.0197 | 4330.4015 | 4592.8193 | 4826.7438
F6_Commercial_Office_New_Food Preparation_Natural Gas_Steamer_Codes & Standards Forecast | F6 | Commercial | Office | New | Food Preparation | Natural Gas | Steamer | Codes & Standards Forecast | Avg. Replacement Usage | 0.042438 | 0.044144 | 0.043935 | 0.0090696 | 0.0090696 | 0.0090696 | 0.0090696 | 0.0090696 | 0.0090696 | 0.0090696 | 0.0090696 | 0.0090696 | 0.0090696 | 0.0090696 | 0.0090696 | 0.0090696 | 0.0090696 | 0.0090696 | 0.0090696 | 0.0090696 | 0.0090696 | 0.0090696 | 0.0090696 | 0.0090696 | 0.0090696 | 0.0090696 | 0.0090696 | 0.0090696 | 0.0090696 | 0.0090696 | 0.0090696
F7_Commercial_Office_New_Food Preparation_Natural Gas_Steamer_Codes & Standards Forecast | F7 | Commercial | Office | New | Food Preparation | Natural Gas | Steamer | Codes & Standards Forecast | Avg. Replacement Demand (S) | 0 | 0 | 0 | 0 | 0 | 0 | 0 | 0 | 0 | 0 | 0 | 0 | 0 | 0 | 0 | 0 | 0 | 0 | 0 | 0 | 0 | 0 | 0 | 0 | 0 | 0 | 0 | 0 | 0 | 0 | 0
F8_Commercial_Office_New_Food Preparation_Natural Gas_Steamer_Codes & Standards Forecast | F8 | Commercial | Office | New | Food Preparation | Natural Gas | Steamer | Codes & Standards Forecast | Avg. Replacement Demand (W) | 0 | 0 | 0 | 0 | 0 | 0 | 0 | 0 | 0 | 0 | 0 | 0 | 0 | 0 | 0 | 0 | 0 | 0 | 0 | 0 | 0 | 0 | 0 | 0 | 0 | 0 | 0 | 0 | 0 | 0 | 0
F1_Commercial_Office_New_Food Preparation_Natural Gas_Food Prep Other_Codes & Standards Forecast | F1 | Commercial | Office | New | Food Preparation | Natural Gas | Food Prep Other | Codes & Standards Forecast | Units | 0 | 8765.636 | 17611.6553 | 26989.8984 | 32137.1973 | 36330.7199 | 40462.9246 | 44535.1497 | 48548.7072 | 52504.8838 | 56404.9407 | 60250.1146 | 64041.618 | 67780.6398 | 71468.3458 | 75105.8788 | 78694.3597 | 82234.8874 | 85728.5394 | 89176.3723 | 92579.4223 | 95938.7052 | 99255.2175 | 102529.9361 | 105763.8191 | 108957.8061 | 112112.8184 | 115229.7597 | 118309.5161 | 121352.9568 | 124360.9341
F2_Commercial_Office_New_Food Preparation_Natural Gas_Food Prep Other_Codes & Standards Forecast | F2 | Commercial | Office | New | Food Preparation | Natural Gas | Food Prep Other | Codes & Standards Forecast | Usage (MMtherm) | 0 | 0.00016631 | 0.00033256 | 0.00050438 | 0.00060057 | 0.00067894 | 0.00075616 | 0.00083226 | 0.00090726 | 0.00098119 | 0.0010541 | 0.0011259 | 0.0011968 | 0.0012667 | 0.0013356 | 0.0014036 | 0.0014706 | 0.0015368 | 0.0016021 | 0.0016665 | 0.0017301 | 0.0017929 | 0.0018548 | 0.001916 | 0.0019765 | 0.0020362 | 0.0020951 | 0.0021534 | 0.0022109 | 0.0022678 | 0.002324
F3_Commercial_Office_New_Food Preparation_Natural Gas_Food Prep Other_Codes & Standards Forecast | F3 | Commercial | Office | New | Food Preparation | Natural Gas | Food Prep Other | Codes & Standards Forecast | Peak Demand (S) | 0 | 0 | 0 | 0 | 0 | 0 | 0 | 0 | 0 | 0 | 0 | 0 | 0 | 0 | 0 | 0 | 0 | 0 | 0 | 0 | 0 | 0 | 0 | 0 | 0 | 0 | 0 | 0 | 0 | 0 | 0
F4_Commercial_Office_New_Food Preparation_Natural Gas_Food Prep Other_Codes & Standards Forecast | F4 | Commercial | Office | New | Food Preparation | Natural Gas | Food Prep Other | Codes & Standards Forecast | Peak Demand (W) | 0 | 0 | 0 | 0 | 0 | 0 | 0 | 0 | 0 | 0 | 0 | 0 | 0 | 0 | 0 | 0 | 0 | 0 | 0 | 0 | 0 | 0 | 0 | 0 | 0 | 0 | 0 | 0 | 0 | 0 | 0
F5_Commercial_Office_New_Food Preparation_Natural Gas_Food Prep Other_Codes & Standards Forecast | F5 | Commercial | Office | New | Food Preparation | Natural Gas | Food Prep Other | Codes & Standards Forecast | Turnover | 0 | 8765.636 | 8846.0193 | 9378.2431 | 5147.2989 | 4193.5226 | 4132.2047 | 4072.2251 | 4013.5576 | 3956.1766 | 5653.1841 | 7016.8795 | 8204.5165 | 8298.8921 | 8174.3067 | 10351.1135 | 9794.8623 | 9447.8635 | 7901.6393 | 7854.8329 | 8315.9517 | 8914.7844 | 9405.3125 | 9765.578 | 10941.6536 | 11676.6604 | 12142.0557 | 11911.6439 | 11653.8258 | 12136.5233 | 11919.5824
F6_Commercial_Office_New_Food Preparation_Natural Gas_Food Prep Other_Codes & Standards Forecast | F6 | Commercial | Office | New | Food Preparation | Natural Gas | Food Prep Other | Codes & Standards Forecast | Avg. Replacement Usage | 0.01824 | 0.018973 | 0.018883 | 0.018688 | 0.018688 | 0.018688 | 0.018688 | 0.018688 | 0.018688 | 0.018688 | 0.018688 | 0.018688 | 0.018688 | 0.018688 | 0.018688 | 0.018688 | 0.018688 | 0.018688 | 0.018688 | 0.018688 | 0.018688 | 0.018688 | 0.018688 | 0.018688 | 0.018688 | 0.018688 | 0.018688 | 0.018688 | 0.018688 | 0.018688 | 0.018688
F7_Commercial_Office_New_Food Preparation_Natural Gas_Food Prep Other_Codes & Standards Forecast | F7 | Commercial | Office | New | Food Preparation | Natural Gas | Food Prep Other | Codes & Standards Forecast | Avg. Replacement Demand (S) | 0 | 0 | 0 | 0 | 0 | 0 | 0 | 0 | 0 | 0 | 0 | 0 | 0 | 0 | 0 | 0 | 0 | 0 | 0 | 0 | 0 | 0 | 0 | 0 | 0 | 0 | 0 | 0 | 0 | 0 | 0
F8_Commercial_Office_New_Food Preparation_Natural Gas_Food Prep Other_Codes & Standards Forecast | F8 | Commercial | Office | New | Food Preparation | Natural Gas | Food Prep Other | Codes & Standards Forecast | Avg. Replacement Demand (W) | 0 | 0 | 0 | 0 | 0 | 0 | 0 | 0 | 0 | 0 | 0 | 0 | 0 | 0 | 0 | 0 | 0 | 0 | 0 | 0 | 0 | 0 | 0 | 0 | 0 | 0 | 0 | 0 | 0 | 0 | 0
F1_Commercial_Office_New_Miscellaneous_Natural Gas_Pool Heater_Codes & Standards Forecast | F1 | Commercial | Office | New | Miscellaneous | Natural Gas | Pool Heater | Codes & Standards Forecast | Units | 0 | 10684.7857 | 21467.5538 | 32899.0709 | 39173.3202 | 44284.9733 | 49321.8835 | 54285.6821 | 59177.9686 | 64000.3111 | 68754.247 | 73441.2838 | 78062.8996 | 82620.5434 | 87115.6363 | 91549.5714 | 95923.7149 | 100239.4062 | 104497.9589 | 108700.6609 | 112848.7751 | 116943.54 | 120986.17 | 124977.856 | 128919.7658 | 132813.0447 | 136658.8159 | 140458.1808 | 144212.2196 | 147921.9917 | 151588.536
F2_Commercial_Office_New_Miscellaneous_Natural Gas_Pool Heater_Codes & Standards Forecast | F2 | Commercial | Office | New | Miscellaneous | Natural Gas | Pool Heater | Codes & Standards Forecast | Usage (MMtherm) | 0 | 1.4381e-06 | 2.8758e-06 | 4.3615e-06 | 5.1933e-06 | 5.871e-06 | 6.5388e-06 | 7.1968e-06 | 7.8454e-06 | 8.4847e-06 | 9.115e-06 | 9.7364e-06 | 1.0349e-05 | 1.0953e-05 | 1.1549e-05 | 1.2137e-05 | 1.2717e-05 | 1.3289e-05 | 1.3854e-05 | 1.4411e-05 | 1.4961e-05 | 1.5504e-05 | 1.604e-05 | 1.6569e-05 | 1.7091e-05 | 1.7607e-05 | 1.8117e-05 | 1.8621e-05 | 1.9119e-05 | 1.9611e-05 | 2.0097e-05
F3_Commercial_Office_New_Miscellaneous_Natural Gas_Pool Heater_Codes & Standards Forecast | F3 | Commercial | Office | New | Miscellaneous | Natural Gas | Pool Heater | Codes & Standards Forecast | Peak Demand (S) | 0 | 0 | 0 | 0 | 0 | 0 | 0 | 0 | 0 | 0 | 0 | 0 | 0 | 0 | 0 | 0 | 0 | 0 | 0 | 0 | 0 | 0 | 0 | 0 | 0 | 0 | 0 | 0 | 0 | 0 | 0
F4_Commercial_Office_New_Miscellaneous_Natural Gas_Pool Heater_Codes & Standards Forecast | F4 | Commercial | Office | New | Miscellaneous | Natural Gas | Pool Heater | Codes & Standards Forecast | Peak Demand (W) | 0 | 0 | 0 | 0 | 0 | 0 | 0 | 0 | 0 | 0 | 0 | 0 | 0 | 0 | 0 | 0 | 0 | 0 | 0 | 0 | 0 | 0 | 0 | 0 | 0 | 0 | 0 | 0 | 0 | 0 | 0
F5_Commercial_Office_New_Miscellaneous_Natural Gas_Pool Heater_Codes & Standards Forecast | F5 | Commercial | Office | New | Miscellaneous | Natural Gas | Pool Heater | Codes & Standards Forecast | Turnover | 0 | 10684.7857 | 10782.7681 | 11431.5171 | 6274.2493 | 5111.6531 | 7173.8673 | 8829.918 | 10271.4854 | 10380.5514 | 10222.8337 | 13297.881 | 13301.9602 | 13726.2821 | 12554.1669 | 12620.9935 | 14123.9635 | 15210.0631 | 16097.2048 | 16213.0481 | 16239.245 | 17398.5674 | 17728.754 | 18271.2596 | 18300.9154 | 18645.8506 | 19521.5365 | 20170.4425 | 20737.7116 | 20987.261 | 21224.573
F6_Commercial_Office_New_Miscellaneous_Natural Gas_Pool Heater_Codes & Standards Forecast | F6 | Commercial | Office | New | Miscellaneous | Natural Gas | Pool Heater | Codes & Standards Forecast | Avg. Replacement Usage | 0.0001294 | 0.0001346 | 0.00013396 | 0.00013257 | 0.00013257 | 0.00013257 | 0.00013257 | 0.00013257 | 0.00013257 | 0.00013257 | 0.00013257 | 0.00013257 | 0.00013257 | 0.00013257 | 0.00013257 | 0.00013257 | 0.00013257 | 0.00013257 | 0.00013257 | 0.00013257 | 0.00013257 | 0.00013257 | 0.00013257 | 0.00013257 | 0.00013257 | 0.00013257 | 0.00013257 | 0.00013257 | 0.00013257 | 0.00013257 | 0.00013257
F7_Commercial_Office_New_Miscellaneous_Natural Gas_Pool Heater_Codes & Standards Forecast | F7 | Commercial | Office | New | Miscellaneous | Natural Gas | Pool Heater | Codes & Standards Forecast | Avg. Replacement Demand (S) | 0 | 0 | 0 | 0 | 0 | 0 | 0 | 0 | 0 | 0 | 0 | 0 | 0 | 0 | 0 | 0 | 0 | 0 | 0 | 0 | 0 | 0 | 0 | 0 | 0 | 0 | 0 | 0 | 0 | 0 | 0
F8_Commercial_Office_New_Miscellaneous_Natural Gas_Pool Heater_Codes & Standards Forecast | F8 | Commercial | Office | New | Miscellaneous | Natural Gas | Pool Heater | Codes & Standards Forecast | Avg. Replacement Demand (W) | 0 | 0 | 0 | 0 | 0 | 0 | 0 | 0 | 0 | 0 | 0 | 0 | 0 | 0 | 0 | 0 | 0 | 0 | 0 | 0 | 0 | 0 | 0 | 0 | 0 | 0 | 0 | 0 | 0 | 0 | 0
F1_Commercial_Office_New_Miscellaneous_Natural Gas_Miscellaneous_Codes & Standards Forecast | F1 | Commercial | Office | New | Miscellaneous | Natural Gas | Miscellaneous | Codes & Standards Forecast | Units | 0 | 2212635.606 | 4445561.7008 | 6812832.568 | 8112121.8373 | 9170657.4005 | 10213714.9955 | 11241632.4429 | 12254740.9527 | 13253365.2574 | 14237823.7423 | 15208428.5732 | 16165485.8216 | 17109295.5871 | 18040152.1183 | 18958343.9297 | 19864153.9181 | 20757859.4751 | 21639732.5982 | 22510039.9998 | 23369043.2132 | 24216998.6974 | 25054157.9392 | 25880767.5537 | 26697069.3823 | 27503300.5893 | 28299693.7558 | 29086476.973 | 29863873.932 | 30632104.0134 | 31391382.3736
F2_Commercial_Office_New_Miscellaneous_Natural Gas_Miscellaneous_Codes & Standards Forecast | F2 | Commercial | Office | New | Miscellaneous | Natural Gas | Miscellaneous | Codes & Standards Forecast | Usage (MMtherm) | 0 | 0.0004929 | 0.00098561 | 0.0014948 | 0.0017799 | 0.0020122 | 0.002241 | 0.0024666 | 0.0026889 | 0.002908 | 0.003124 | 0.0033369 | 0.0035469 | 0.003754 | 0.0039583 | 0.0041597 | 0.0043585 | 0.0045546 | 0.0047481 | 0.004939 | 0.0051275 | 0.0053135 | 0.0054972 | 0.0056786 | 0.0058577 | 0.0060346 | 0.0062093 | 0.006382 | 0.0065525 | 0.0067211 | 0.0068877
F3_Commercial_Office_New_Miscellaneous_Natural Gas_Miscellaneous_Codes & Standards Forecast | F3 | Commercial | Office | New | Miscellaneous | Natural Gas | Miscellaneous | Codes & Standards Forecast | Peak Demand (S) | 0 | 0 | 0 | 0 | 0 | 0 | 0 | 0 | 0 | 0 | 0 | 0 | 0 | 0 | 0 | 0 | 0 | 0 | 0 | 0 | 0 | 0 | 0 | 0 | 0 | 0 | 0 | 0 | 0 | 0 | 0
F4_Commercial_Office_New_Miscellaneous_Natural Gas_Miscellaneous_Codes & Standards Forecast | F4 | Commercial | Office | New | Miscellaneous | Natural Gas | Miscellaneous | Codes & Standards Forecast | Peak Demand (W) | 0 | 0 | 0 | 0 | 0 | 0 | 0 | 0 | 0 | 0 | 0 | 0 | 0 | 0 | 0 | 0 | 0 | 0 | 0 | 0 | 0 | 0 | 0 | 0 | 0 | 0 | 0 | 0 | 0 | 0 | 0
F5_Commercial_Office_New_Miscellaneous_Natural Gas_Miscellaneous_Codes & Standards Forecast | F5 | Commercial | Office | New | Miscellaneous | Natural Gas | Miscellaneous | Codes & Standards Forecast | Turnover | 0 | 2212635.606 | 2232926.0947 | 2367270.8672 | 1615380.0702 | 1648459.9775 | 1886888.6454 | 1981969.7863 | 2066361.9399 | 2170968.4799 | 2272463.4617 | 3014470.8677 | 3024992.556 | 3080105.6912 | 2973537.2589 | 3110840.8679 | 3294706.4617 | 3393824.7129 | 3493826.4955 | 3610274.7931 | 3721950.0825 | 4017217.1786 | 4072488.3766 | 4147513.6336 | 4205629.6813 | 4333157.8087 | 4465545.6143 | 4561454.081 | 4660987.9067 | 4768885.4543 | 4872585.2286
F6_Commercial_Office_New_Miscellaneous_Natural Gas_Miscellaneous_Codes & Standards Forecast | F6 | Commercial | Office | New | Miscellaneous | Natural Gas | Miscellaneous | Codes & Standards Forecast | Avg. Replacement Usage | 0.00021416 | 0.00022276 | 0.00022171 | 0.00021941 | 0.00021941 | 0.00021941 | 0.00021941 | 0.00021941 | 0.00021941 | 0.00021941 | 0.00021941 | 0.00021941 | 0.00021941 | 0.00021941 | 0.00021941 | 0.00021941 | 0.00021941 | 0.00021941 | 0.00021941 | 0.00021941 | 0.00021941 | 0.00021941 | 0.00021941 | 0.00021941 | 0.00021941 | 0.00021941 | 0.00021941 | 0.00021941 | 0.00021941 | 0.00021941 | 0.00021941
F7_Commercial_Office_New_Miscellaneous_Natural Gas_Miscellaneous_Codes & Standards Forecast | F7 | Commercial | Office | New | Miscellaneous | Natural Gas | Miscellaneous | Codes & Standards Forecast | Avg. Replacement Demand (S) | 0 | 0 | 0 | 0 | 0 | 0 | 0 | 0 | 0 | 0 | 0 | 0 | 0 | 0 | 0 | 0 | 0 | 0 | 0 | 0 | 0 | 0 | 0 | 0 | 0 | 0 | 0 | 0 | 0 | 0 | 0
F8_Commercial_Office_New_Miscellaneous_Natural Gas_Miscellaneous_Codes & Standards Forecast | F8 | Commercial | Office | New | Miscellaneous | Natural Gas | Miscellaneous | Codes & Standards Forecast | Avg. Replacement Demand (W) | 0 | 0 | 0 | 0 | 0 | 0 | 0 | 0 | 0 | 0 | 0 | 0 | 0 | 0 | 0 | 0 | 0 | 0 | 0 | 0 | 0 | 0 | 0 | 0 | 0 | 0 | 0 | 0 | 0 | 0 | 0
F1_Commercial_Retail_Existing_Space Heating_Natural Gas_Furnace_Codes & Standards Forecast | F1 | Commercial | Retail | Existing | Space Heating | Natural Gas | Furnace | Codes & Standards Forecast | Units | 33429562.3676 | 32760971.1202 | 32105751.6978 | 31463636.6639 | 30834363.9306 | 30217676.652 | 29613323.1189 | 29021056.6566 | 28440635.5234 | 27871822.813 | 27314386.3567 | 26768098.6296 | 26232736.657 | 25708081.9238 | 25193920.2854 | 24690041.8796 | 24196241.0421 | 23712316.2212 | 23238069.8968 | 22773308.4989 | 22317842.3289 | 21871485.4823 | 21434055.7727 | 21005374.6572 | 20585267.1641 | 20173561.8208 | 19770090.5844 | 19374688.7727 | 18987194.9972 | 18607451.0973 | 18235302.0753
F2_Commercial_Retail_Existing_Space Heating_Natural Gas_Furnace_Codes & Standards Forecast | F2 | Commercial | Retail | Existing | Space Heating | Natural Gas | Furnace | Codes & Standards Forecast | Usage (MMtherm) | 5.7207 | 5.8004 | 5.6265 | 5.4267 | 5.2886 | 5.136 | 4.987 | 4.842 | 4.701 | 4.5642 | 4.4315 | 4.3031 | 4.1803 | 4.0628 | 3.9503 | 3.8425 | 3.7391 | 3.6398 | 3.5444 | 3.4518 | 3.3619 | 3.2745 | 3.1895 | 3.1078 | 3.0292 | 2.9534 | 2.8804 | 2.81 | 2.742 | 2.6763 | 2.6128
F3_Commercial_Retail_Existing_Space Heating_Natural Gas_Furnace_Codes & Standards Forecast | F3 | Commercial | Retail | Existing | Space Heating | Natural Gas | Furnace | Codes & Standards Forecast | Peak Demand (S) | 0 | 0 | 0 | 0 | 0 | 0 | 0 | 0 | 0 | 0 | 0 | 0 | 0 | 0 | 0 | 0 | 0 | 0 | 0 | 0 | 0 | 0 | 0 | 0 | 0 | 0 | 0 | 0 | 0 | 0 | 0
F4_Commercial_Retail_Existing_Space Heating_Natural Gas_Furnace_Codes & Standards Forecast | F4 | Commercial | Retail | Existing | Space Heating | Natural Gas | Furnace | Codes & Standards Forecast | Peak Demand (W) | 0 | 0 | 0 | 0 | 0 | 0 | 0 | 0 | 0 | 0 | 0 | 0 | 0 | 0 | 0 | 0 | 0 | 0 | 0 | 0 | 0 | 0 | 0 | 0 | 0 | 0 | 0 | 0 | 0 | 0 | 0
F5_Commercial_Retail_Existing_Space Heating_Natural Gas_Furnace_Codes & Standards Forecast | F5 | Commercial | Retail | Existing | Space Heating | Natural Gas | Furnace | Codes & Standards Forecast | Turnover | 0 | 856495.977 | 894912.3407 | 928247.3716 | 956937.5885 | 981384.7766 | 1001958.7008 | 1018999.6091 | 1032820.5398 | 1043709.4509 | 1051931.1823 | 1057729.2664 | 975599.6998 | 899847.2526 | 829976.76 | 765531.5057 | 706090.2358 | 651264.4058 | 600695.6401 | 599851.8992 | 600315.5165 | 601754.3203 | 603886.1764 | 606472.7458 | 609313.9515 | 612243.0809 | 615122.4519 | 617839.583 | 620303.812 | 622443.314 | 619618.4367
F6_Commercial_Retail_Existing_Space Heating_Natural Gas_Furnace_Codes & Standards Forecast | F6 | Commercial | Retail | Existing | Space Heating | Natural Gas | Furnace | Codes & Standards Forecast | Avg. Replacement Usage | 0.14971 | 0.15572 | 0.15498 | 0.15338 | 0.15338 | 0.13484 | 0.13484 | 0.13484 | 0.13484 | 0.13484 | 0.13484 | 0.13484 | 0.13484 | 0.13484 | 0.13484 | 0.13484 | 0.13484 | 0.13484 | 0.13484 | 0.13484 | 0.13484 | 0.13484 | 0.13484 | 0.13484 | 0.13484 | 0.13484 | 0.13484 | 0.13484 | 0.13484 | 0.13484 | 0.13484
F7_Commercial_Retail_Existing_Space Heating_Natural Gas_Furnace_Codes & Standards Forecast | F7 | Commercial | Retail | Existing | Space Heating | Natural Gas | Furnace | Codes & Standards Forecast | Avg. Replacement Demand (S) | 0 | 0 | 0 | 0 | 0 | 0 | 0 | 0 | 0 | 0 | 0 | 0 | 0 | 0 | 0 | 0 | 0 | 0 | 0 | 0 | 0 | 0 | 0 | 0 | 0 | 0 | 0 | 0 | 0 | 0 | 0
F8_Commercial_Retail_Existing_Space Heating_Natural Gas_Furnace_Codes & Standards Forecast | F8 | Commercial | Retail | Existing | Space Heating | Natural Gas | Furnace | Codes & Standards Forecast | Avg. Replacement Demand (W) | 0 | 0 | 0 | 0 | 0 | 0 | 0 | 0 | 0 | 0 | 0 | 0 | 0 | 0 | 0 | 0 | 0 | 0 | 0 | 0 | 0 | 0 | 0 | 0 | 0 | 0 | 0 | 0 | 0 | 0 | 0
F1_Commercial_Retail_Existing_Space Heating_Natural Gas_Boiler_Codes & Standards Forecast | F1 | Commercial | Retail | Existing | Space Heating | Natural Gas | Boiler | Codes & Standards Forecast | Units | 2414790.626 | 2366494.8135 | 2319164.9173 | 2272781.6189 | 2227325.9865 | 2182779.4668 | 2139123.8775 | 2096341.3999 | 2054414.5719 | 2013326.2805 | 1973059.7549 | 1933598.5598 | 1894926.5886 | 1857028.0568 | 1819887.4957 | 1783489.7458 | 1747819.9508 | 1712863.5518 | 1678606.2808 | 1645034.1552 | 1612133.4721 | 1579890.8026 | 1548292.9866 | 1517327.1268 | 1486980.5843 | 1457240.9726 | 1428096.1532 | 1399534.2301 | 1371543.5455 | 1344112.6746 | 1317230.4211
F2_Commercial_Retail_Existing_Space Heating_Natural Gas_Boiler_Codes & Standards Forecast | F2 | Commercial | Retail | Existing | Space Heating | Natural Gas | Boiler | Codes & Standards Forecast | Usage (MMtherm) | 1.6387 | 1.6642 | 1.6172 | 1.5628 | 1.5262 | 1.4839 | 1.4429 | 1.4031 | 1.3644 | 1.3269 | 1.2905 | 1.2553 | 1.2211 | 1.188 | 1.1559 | 1.1248 | 1.0948 | 1.0656 | 1.0374 | 1.0101 | 0.98371 | 0.95779 | 0.9327 | 0.90841 | 0.88485 | 0.86234 | 0.84079 | 0.82012 | 0.80028 | 0.78119 | 0.76282
F3_Commercial_Retail_Existing_Space Heating_Natural Gas_Boiler_Codes & Standards Forecast | F3 | Commercial | Retail | Existing | Space Heating | Natural Gas | Boiler | Codes & Standards Forecast | Peak Demand (S) | 0 | 0 | 0 | 0 | 0 | 0 | 0 | 0 | 0 | 0 | 0 | 0 | 0 | 0 | 0 | 0 | 0 | 0 | 0 | 0 | 0 | 0 | 0 | 0 | 0 | 0 | 0 | 0 | 0 | 0 | 0
F4_Commercial_Retail_Existing_Space Heating_Natural Gas_Boiler_Codes & Standards Forecast | F4 | Commercial | Retail | Existing | Space Heating | Natural Gas | Boiler | Codes & Standards Forecast | Peak Demand (W) | 0 | 0 | 0 | 0 | 0 | 0 | 0 | 0 | 0 | 0 | 0 | 0 | 0 | 0 | 0 | 0 | 0 | 0 | 0 | 0 | 0 | 0 | 0 | 0 | 0 | 0 | 0 | 0 | 0 | 0 | 0
F5_Commercial_Retail_Existing_Space Heating_Natural Gas_Boiler_Codes & Standards Forecast | F5 | Commercial | Retail | Existing | Space Heating | Natural Gas | Boiler | Codes & Standards Forecast | Turnover | 0 | 71711.964 | 70916.6132 | 70067.4724 | 69173.2208 | 68241.5345 | 67279.197 | 66292.198 | 65285.8205 | 64264.7197 | 63232.992 | 62194.237 | 61151.6129 | 60107.8856 | 59065.4723 | 58026.4806 | 56992.7432 | 55965.8487 | 54947.169 | 53937.8844 | 52939.0045 | 55634.1174 | 53257.3019 | 51141.2702 | 49250.3568 | 47553.6168 | 46024.229 | 44638.9716 | 43377.7631 | 42223.2588 | 41160.4977
F6_Commercial_Retail_Existing_Space Heating_Natural Gas_Boiler_Codes & Standards Forecast | F6 | Commercial | Retail | Existing | Space Heating | Natural Gas | Boiler | Codes & Standards Forecast | Avg. Replacement Usage | 0.63902 | 0.66471 | 0.66155 | 0.65471 | 0.65471 | 0.5572 | 0.5572 | 0.5572 | 0.5572 | 0.5572 | 0.5572 | 0.5572 | 0.5572 | 0.5572 | 0.5572 | 0.5572 | 0.5572 | 0.5572 | 0.5572 | 0.5572 | 0.5572 | 0.5572 | 0.5572 | 0.5572 | 0.5572 | 0.5572 | 0.5572 | 0.5572 | 0.5572 | 0.5572 | 0.5572
F7_Commercial_Retail_Existing_Space Heating_Natural Gas_Boiler_Codes & Standards Forecast | F7 | Commercial | Retail | Existing | Space Heating | Natural Gas | Boiler | Codes & Standards Forecast | Avg. Replacement Demand (S) | 0 | 0 | 0 | 0 | 0 | 0 | 0 | 0 | 0 | 0 | 0 | 0 | 0 | 0 | 0 | 0 | 0 | 0 | 0 | 0 | 0 | 0 | 0 | 0 | 0 | 0 | 0 | 0 | 0 | 0 | 0
F8_Commercial_Retail_Existing_Space Heating_Natural Gas_Boiler_Codes & Standards Forecast | F8 | Commercial | Retail | Existing | Space Heating | Natural Gas | Boiler | Codes & Standards Forecast | Avg. Replacement Demand (W) | 0 | 0 | 0 | 0 | 0 | 0 | 0 | 0 | 0 | 0 | 0 | 0 | 0 | 0 | 0 | 0 | 0 | 0 | 0 | 0 | 0 | 0 | 0 | 0 | 0 | 0 | 0 | 0 | 0 | 0 | 0
F1_Commercial_Retail_Existing_Space Heating_Natural Gas_Unit Heater_Codes & Standards Forecast | F1 | Commercial | Retail | Existing | Space Heating | Natural Gas | Unit Heater | Codes & Standards Forecast | Units | 13918947.6687 | 13640568.7153 | 13367757.341 | 13100402.1942 | 12838394.1503 | 12581626.2673 | 12329993.742 | 12083393.8671 | 11841725.9898 | 11604891.47 | 11372793.6406 | 11145337.7678 | 10922431.0124 | 10703982.3922 | 10489902.7443 | 10280104.6894 | 10074502.5957 | 9873012.5437 | 9675552.2929 | 9482041.247 | 9292400.4221 | 9106552.4136 | 8924421.3654 | 8745932.938 | 8571014.2793 | 8399593.9937 | 8231602.1138 | 8066970.0715 | 7905630.6701 | 7747518.0567 | 7592567.6956
F2_Commercial_Retail_Existing_Space Heating_Natural Gas_Unit Heater_Codes & Standards Forecast | F2 | Commercial | Retail | Existing | Space Heating | Natural Gas | Unit Heater | Codes & Standards Forecast | Usage (MMtherm) | 6.3461 | 6.4692 | 6.3097 | 6.1196 | 5.9972 | 5.8706 | 5.7444 | 5.6184 | 5.4924 | 5.3662 | 5.2404 | 5.115 | 4.9904 | 4.8666 | 4.7436 | 4.6223 | 4.5028 | 4.3887 | 4.2794 | 4.1744 | 4.0734 | 3.9761 | 3.8833 | 3.7939 | 3.7076 | 3.6241 | 3.5433 | 3.4651 | 3.3892 | 3.3155 | 3.244
F3_Commercial_Retail_Existing_Space Heating_Natural Gas_Unit Heater_Codes & Standards Forecast | F3 | Commercial | Retail | Existing | Space Heating | Natural Gas | Unit Heater | Codes & Standards Forecast | Peak Demand (S) | 0 | 0 | 0 | 0 | 0 | 0 | 0 | 0 | 0 | 0 | 0 | 0 | 0 | 0 | 0 | 0 | 0 | 0 | 0 | 0 | 0 | 0 | 0 | 0 | 0 | 0 | 0 | 0 | 0 | 0 | 0
F4_Commercial_Retail_Existing_Space Heating_Natural Gas_Unit Heater_Codes & Standards Forecast | F4 | Commercial | Retail | Existing | Space Heating | Natural Gas | Unit Heater | Codes & Standards Forecast | Peak Demand (W) | 0 | 0 | 0 | 0 | 0 | 0 | 0 | 0 | 0 | 0 | 0 | 0 | 0 | 0 | 0 | 0 | 0 | 0 | 0 | 0 | 0 | 0 | 0 | 0 | 0 | 0 | 0 | 0 | 0 | 0 | 0
F5_Commercial_Retail_Existing_Space Heating_Natural Gas_Unit Heater_Codes & Standards Forecast | F5 | Commercial | Retail | Existing | Space Heating | Natural Gas | Unit Heater | Codes & Standards Forecast | Turnover | 0 | 11481.9602 | 32734.0247 | 62244.8639 | 98681.4315 | 140869.1569 | 187774.3082 | 238488.2869 | 292213.6454 | 348251.6377 | 396418.0775 | 438947.0743 | 477560.2674 | 513567.2416 | 547947.8259 | 581419.3983 | 614491.7968 | 572716.4478 | 543137.6115 | 524109.0871 | 513056.4183 | 508075.2334 | 507764.4792 | 511098.0304 | 517326.4212 | 525902.1349 | 536423.2345 | 537882.2988 | 533702.861 | 526458.6833 | 517921.4421
F6_Commercial_Retail_Existing_Space Heating_Natural Gas_Unit Heater_Codes & Standards Forecast | F6 | Commercial | Retail | Existing | Space Heating | Natural Gas | Unit Heater | Codes & Standards Forecast | Avg. Replacement Usage | 0.45593 | 0.47426 | 0.47201 | 0.46713 | 0.46713 | 0.42036 | 0.42036 | 0.42036 | 0.42036 | 0.42036 | 0.42036 | 0.42036 | 0.42036 | 0.42036 | 0.42036 | 0.42036 | 0.42036 | 0.42036 | 0.42036 | 0.42036 | 0.42036 | 0.42036 | 0.42036 | 0.42036 | 0.42036 | 0.42036 | 0.42036 | 0.42036 | 0.42036 | 0.42036 | 0.42036
F7_Commercial_Retail_Existing_Space Heating_Natural Gas_Unit Heater_Codes & Standards Forecast | F7 | Commercial | Retail | Existing | Space Heating | Natural Gas | Unit Heater | Codes & Standards Forecast | Avg. Replacement Demand (S) | 0 | 0 | 0 | 0 | 0 | 0 | 0 | 0 | 0 | 0 | 0 | 0 | 0 | 0 | 0 | 0 | 0 | 0 | 0 | 0 | 0 | 0 | 0 | 0 | 0 | 0 | 0 | 0 | 0 | 0 | 0
F8_Commercial_Retail_Existing_Space Heating_Natural Gas_Unit Heater_Codes & Standards Forecast | F8 | Commercial | Retail | Existing | Space Heating | Natural Gas | Unit Heater | Codes & Standards Forecast | Avg. Replacement Demand (W) | 0 | 0 | 0 | 0 | 0 | 0 | 0 | 0 | 0 | 0 | 0 | 0 | 0 | 0 | 0 | 0 | 0 | 0 | 0 | 0 | 0 | 0 | 0 | 0 | 0 | 0 | 0 | 0 | 0 | 0 | 0
F1_Commercial_Retail_Existing_Water Heating_Natural Gas_Water Heater_Codes & Standards Forecast | F1 | Commercial | Retail | Existing | Water Heating | Natural Gas | Water Heater | Codes & Standards Forecast | Units | 12153236.7961 | 11910172.0602 | 11671968.6189 | 11438529.2466 | 11209758.6616 | 10985563.4884 | 10765852.2186 | 10550535.1743 | 10339524.4708 | 10132733.9814 | 9930079.3017 | 9731477.7157 | 9536848.1614 | 9346111.1982 | 9159188.9742 | 8976005.1947 | 8796485.0908 | 8620555.389 | 8448144.2812 | 8279181.3956 | 8113597.7677 | 7951325.8123 | 7792299.2961 | 7636453.3102 | 7483724.244 | 7334049.7591 | 7187368.7639 | 7043621.3886 | 6902748.9608 | 6764693.9816 | 6629400.102
F2_Commercial_Retail_Existing_Water Heating_Natural Gas_Water Heater_Codes & Standards Forecast | F2 | Commercial | Retail | Existing | Water Heating | Natural Gas | Water Heater | Codes & Standards Forecast | Usage (MMtherm) | 1.9305 | 1.9498 | 1.8836 | 1.8092 | 1.7561 | 1.7049 | 1.6559 | 1.6093 | 1.5652 | 1.5236 | 1.4847 | 1.4485 | 1.4137 | 1.3802 | 1.348 | 1.3169 | 1.2869 | 1.2579 | 1.2298 | 1.2026 | 1.1763 | 1.1507 | 1.1259 | 1.1017 | 1.0782 | 1.0553 | 1.0331 | 1.0114 | 0.99025 | 0.96963 | 0.9495
F3_Commercial_Retail_Existing_Water Heating_Natural Gas_Water Heater_Codes & Standards Forecast | F3 | Commercial | Retail | Existing | Water Heating | Natural Gas | Water Heater | Codes & Standards Forecast | Peak Demand (S) | 0 | 0 | 0 | 0 | 0 | 0 | 0 | 0 | 0 | 0 | 0 | 0 | 0 | 0 | 0 | 0 | 0 | 0 | 0 | 0 | 0 | 0 | 0 | 0 | 0 | 0 | 0 | 0 | 0 | 0 | 0
F4_Commercial_Retail_Existing_Water Heating_Natural Gas_Water Heater_Codes & Standards Forecast | F4 | Commercial | Retail | Existing | Water Heating | Natural Gas | Water Heater | Codes & Standards Forecast | Peak Demand (W) | 0 | 0 | 0 | 0 | 0 | 0 | 0 | 0 | 0 | 0 | 0 | 0 | 0 | 0 | 0 | 0 | 0 | 0 | 0 | 0 | 0 | 0 | 0 | 0 | 0 | 0 | 0 | 0 | 0 | 0 | 0
F5_Commercial_Retail_Existing_Water Heating_Natural Gas_Water Heater_Codes & Standards Forecast | F5 | Commercial | Retail | Existing | Water Heating | Natural Gas | Water Heater | Codes & Standards Forecast | Turnover | 0 | 360914.3049 | 392281.039 | 418811.1635 | 441060.6042 | 459524.0746 | 474641.7648 | 486805.3006 | 496363.0524 | 503624.8648 | 569048.568 | 624927.8481 | 614552.9808 | 604153.9356 | 593756.4697 | 654686.2774 | 636577.9871 | 619378.906 | 603011.1725 | 597440.3639 | 599140.7664 | 595848.4867 | 588953.7733 | 579516.4185 | 592119.9068 | 595860.3588 | 581725.3448 | 566682.5814 | 552862.8813 | 555421.0888 | 540664.9678
F6_Commercial_Retail_Existing_Water Heating_Natural Gas_Water Heater_Codes & Standards Forecast | F6 | Commercial | Retail | Existing | Water Heating | Natural Gas | Water Heater | Codes & Standards Forecast | Avg. Replacement Usage | 0.13872 | 0.1443 | 0.14361 | 0.14213 | 0.14213 | 0.14213 | 0.14213 | 0.14213 | 0.14213 | 0.14213 | 0.14213 | 0.14213 | 0.14213 | 0.14213 | 0.14213 | 0.14213 | 0.14213 | 0.14213 | 0.14213 | 0.14213 | 0.14213 | 0.14213 | 0.14213 | 0.14213 | 0.14213 | 0.14213 | 0.14213 | 0.14213 | 0.14213 | 0.14213 | 0.14213
F7_Commercial_Retail_Existing_Water Heating_Natural Gas_Water Heater_Codes & Standards Forecast | F7 | Commercial | Retail | Existing | Water Heating | Natural Gas | Water Heater | Codes & Standards Forecast | Avg. Replacement Demand (S) | 0 | 0 | 0 | 0 | 0 | 0 | 0 | 0 | 0 | 0 | 0 | 0 | 0 | 0 | 0 | 0 | 0 | 0 | 0 | 0 | 0 | 0 | 0 | 0 | 0 | 0 | 0 | 0 | 0 | 0 | 0
F8_Commercial_Retail_Existing_Water Heating_Natural Gas_Water Heater_Codes & Standards Forecast | F8 | Commercial | Retail | Existing | Water Heating | Natural Gas | Water Heater | Codes & Standards Forecast | Avg. Replacement Demand (W) | 0 | 0 | 0 | 0 | 0 | 0 | 0 | 0 | 0 | 0 | 0 | 0 | 0 | 0 | 0 | 0 | 0 | 0 | 0 | 0 | 0 | 0 | 0 | 0 | 0 | 0 | 0 | 0 | 0 | 0 | 0
F1_Commercial_Retail_Existing_Food Preparation_Natural Gas_Oven_Codes & Standards Forecast | F1 | Commercial | Retail | Existing | Food Preparation | Natural Gas | Oven | Codes & Standards Forecast | Units | 1510739.6249 | 1480524.8324 | 1450914.3358 | 1421896.049 | 1393458.1281 | 1365588.9655 | 1338277.1862 | 1311511.6425 | 1285281.4096 | 1259575.7814 | 1234384.2658 | 1209696.5805 | 1185502.6489 | 1161792.5959 | 1138556.744 | 1115785.6091 | 1093469.8969 | 1071600.499 | 1050168.489 | 1029165.1192 | 1008581.8168 | 988410.1805 | 968641.9769 | 949269.1374 | 930283.7546 | 911678.0795 | 893444.5179 | 875575.6276 | 858064.115 | 840902.8327 | 824084.7761
F2_Commercial_Retail_Existing_Food Preparation_Natural Gas_Oven_Codes & Standards Forecast | F2 | Commercial | Retail | Existing | Food Preparation | Natural Gas | Oven | Codes & Standards Forecast | Usage (MMtherm) | 0.039518 | 0.040828 | 0.04051 | 0.040081 | 0.040152 | 0.040279 | 0.040445 | 0.040635 | 0.040838 | 0.041044 | 0.041026 | 0.040835 | 0.040511 | 0.040088 | 0.039589 | 0.039035 | 0.038441 | 0.037818 | 0.037176 | 0.036522 | 0.035862 | 0.0352 | 0.03454 | 0.033883 | 0.033232 | 0.032588 | 0.031953 | 0.031326 | 0.03071 | 0.030103 | 0.029508
F3_Commercial_Retail_Existing_Food Preparation_Natural Gas_Oven_Codes & Standards Forecast | F3 | Commercial | Retail | Existing | Food Preparation | Natural Gas | Oven | Codes & Standards Forecast | Peak Demand (S) | 0 | 0 | 0 | 0 | 0 | 0 | 0 | 0 | 0 | 0 | 0 | 0 | 0 | 0 | 0 | 0 | 0 | 0 | 0 | 0 | 0 | 0 | 0 | 0 | 0 | 0 | 0 | 0 | 0 | 0 | 0
F4_Commercial_Retail_Existing_Food Preparation_Natural Gas_Oven_Codes & Standards Forecast | F4 | Commercial | Retail | Existing | Food Preparation | Natural Gas | Oven | Codes & Standards Forecast | Peak Demand (W) | 0 | 0 | 0 | 0 | 0 | 0 | 0 | 0 | 0 | 0 | 0 | 0 | 0 | 0 | 0 | 0 | 0 | 0 | 0 | 0 | 0 | 0 | 0 | 0 | 0 | 0 | 0 | 0 | 0 | 0 | 0
F5_Commercial_Retail_Existing_Food Preparation_Natural Gas_Oven_Codes & Standards Forecast | F5 | Commercial | Retail | Existing | Food Preparation | Natural Gas | Oven | Codes & Standards Forecast | Turnover | 0 | 59220.9933 | 75447.5455 | 87588.7966 | 96538.7791 | 102998.1821 | 107516.1185 | 110522.8698 | 112355.5581 | 113278.2732 | 97039.3946 | 86831.7439 | 80809.2638 | 77625.8657 | 76308.8469 | 76163.0586 | 88905.253 | 91133.7284 | 92452.2128 | 90778.8036 | 87606.7302 | 83875.907 | 80148.8244 | 76735.5281 | 73781.5267 | 69632.6522 | 67751.0592 | 67234.4945 | 67153.2339 | 67027.6722 | 66650.5357
F6_Commercial_Retail_Existing_Food Preparation_Natural Gas_Oven_Codes & Standards Forecast | F6 | Commercial | Retail | Existing | Food Preparation | Natural Gas | Oven | Codes & Standards Forecast | Avg. Replacement Usage | 0.034978 | 0.036384 | 0.036211 | 0.035836 | 0.035836 | 0.035836 | 0.035836 | 0.035836 | 0.035836 | 0.035836 | 0.035836 | 0.035836 | 0.035836 | 0.035836 | 0.035836 | 0.035836 | 0.035836 | 0.035836 | 0.035836 | 0.035836 | 0.035836 | 0.035836 | 0.035836 | 0.035836 | 0.035836 | 0.035836 | 0.035836 | 0.035836 | 0.035836 | 0.035836 | 0.035836
F7_Commercial_Retail_Existing_Food Preparation_Natural Gas_Oven_Codes & Standards Forecast | F7 | Commercial | Retail | Existing | Food Preparation | Natural Gas | Oven | Codes & Standards Forecast | Avg. Replacement Demand (S) | 0 | 0 | 0 | 0 | 0 | 0 | 0 | 0 | 0 | 0 | 0 | 0 | 0 | 0 | 0 | 0 | 0 | 0 | 0 | 0 | 0 | 0 | 0 | 0 | 0 | 0 | 0 | 0 | 0 | 0 | 0
F8_Commercial_Retail_Existing_Food Preparation_Natural Gas_Oven_Codes & Standards Forecast | F8 | Commercial | Retail | Existing | Food Preparation | Natural Gas | Oven | Codes & Standards Forecast | Avg. Replacement Demand (W) | 0 | 0 | 0 | 0 | 0 | 0 | 0 | 0 | 0 | 0 | 0 | 0 | 0 | 0 | 0 | 0 | 0 | 0 | 0 | 0 | 0 | 0 | 0 | 0 | 0 | 0 | 0 | 0 | 0 | 0 | 0
F1_Commercial_Retail_Existing_Food Preparation_Natural Gas_Conveyor Oven_Codes & Standards Forecast | F1 | Commercial | Retail | Existing | Food Preparation | Natural Gas | Conveyor Oven | Codes & Standards Forecast | Units | 755369.8125 | 740262.4162 | 725457.1679 | 710948.0245 | 696729.064 | 682794.4828 | 669138.5931 | 655755.8212 | 642640.7048 | 629787.8907 | 617192.1329 | 604848.2902 | 592751.3244 | 580896.2979 | 569278.372 | 557892.8045 | 546734.9485 | 535800.2495 | 525084.2445 | 514582.5596 | 504290.9084 | 494205.0902 | 484320.9884 | 474634.5687 | 465141.8773 | 455839.0398 | 446722.259 | 437787.8138 | 429032.0575 | 420451.4164 | 412042.388
F2_Commercial_Retail_Existing_Food Preparation_Natural Gas_Conveyor Oven_Codes & Standards Forecast | F2 | Commercial | Retail | Existing | Food Preparation | Natural Gas | Conveyor Oven | Codes & Standards Forecast | Usage (MMtherm) | 0.033809 | 0.034465 | 0.033615 | 0.032602 | 0.03195 | 0.031332 | 0.030762 | 0.03025 | 0.029805 | 0.029428 | 0.029106 | 0.028823 | 0.028572 | 0.028342 | 0.02813 | 0.02793 | 0.027738 | 0.027471 | 0.027146 | 0.02678 | 0.026383 | 0.025964 | 0.02553 | 0.025086 | 0.024637 | 0.024185 | 0.023733 | 0.023284 | 0.022838 | 0.022397 | 0.021961
F3_Commercial_Retail_Existing_Food Preparation_Natural Gas_Conveyor Oven_Codes & Standards Forecast | F3 | Commercial | Retail | Existing | Food Preparation | Natural Gas | Conveyor Oven | Codes & Standards Forecast | Peak Demand (S) | 0 | 0 | 0 | 0 | 0 | 0 | 0 | 0 | 0 | 0 | 0 | 0 | 0 | 0 | 0 | 0 | 0 | 0 | 0 | 0 | 0 | 0 | 0 | 0 | 0 | 0 | 0 | 0 | 0 | 0 | 0
F4_Commercial_Retail_Existing_Food Preparation_Natural Gas_Conveyor Oven_Codes & Standards Forecast | F4 | Commercial | Retail | Existing | Food Preparation | Natural Gas | Conveyor Oven | Codes & Standards Forecast | Peak Demand (W) | 0 | 0 | 0 | 0 | 0 | 0 | 0 | 0 | 0 | 0 | 0 | 0 | 0 | 0 | 0 | 0 | 0 | 0 | 0 | 0 | 0 | 0 | 0 | 0 | 0 | 0 | 0 | 0 | 0 | 0 | 0
F5_Commercial_Retail_Existing_Food Preparation_Natural Gas_Conveyor Oven_Codes & Standards Forecast | F5 | Commercial | Retail | Existing | Food Preparation | Natural Gas | Conveyor Oven | Codes & Standards Forecast | Turnover | 0 | 0 | 0 | 0 | 0 | 2731.1779 | 7494.3522 | 13744.642 | 21058.0506 | 29105.2695 | 35162.3739 | 39664.267 | 42951.8118 | 45292.1464 | 46894.6102 | 47923.2305 | 48506.5117 | 38029.1052 | 29814.8184 | 23374.8177 | 18325.857 | 14762.836 | 12658.9424 | 11914.279 | 12389.1485 | 13926.358 | 16476.7761 | 19485.8705 | 22592.2966 | 25570.2948 | 28287.9589
F6_Commercial_Retail_Existing_Food Preparation_Natural Gas_Conveyor Oven_Codes & Standards Forecast | F6 | Commercial | Retail | Existing | Food Preparation | Natural Gas | Conveyor Oven | Codes & Standards Forecast | Avg. Replacement Usage | 0.052136 | 0.054232 | 0.053974 | 0.053416 | 0.053416 | 0.053416 | 0.053416 | 0.053416 | 0.053416 | 0.053416 | 0.053416 | 0.053416 | 0.053416 | 0.053416 | 0.053416 | 0.053416 | 0.053416 | 0.053416 | 0.053416 | 0.053416 | 0.053416 | 0.053416 | 0.053416 | 0.053416 | 0.053416 | 0.053416 | 0.053416 | 0.053416 | 0.053416 | 0.053416 | 0.053416
F7_Commercial_Retail_Existing_Food Preparation_Natural Gas_Conveyor Oven_Codes & Standards Forecast | F7 | Commercial | Retail | Existing | Food Preparation | Natural Gas | Conveyor Oven | Codes & Standards Forecast | Avg. Replacement Demand (S) | 0 | 0 | 0 | 0 | 0 | 0 | 0 | 0 | 0 | 0 | 0 | 0 | 0 | 0 | 0 | 0 | 0 | 0 | 0 | 0 | 0 | 0 | 0 | 0 | 0 | 0 | 0 | 0 | 0 | 0 | 0
F8_Commercial_Retail_Existing_Food Preparation_Natural Gas_Conveyor Oven_Codes & Standards Forecast | F8 | Commercial | Retail | Existing | Food Preparation | Natural Gas | Conveyor Oven | Codes & Standards Forecast | Avg. Replacement Demand (W) | 0 | 0 | 0 | 0 | 0 | 0 | 0 | 0 | 0 | 0 | 0 | 0 | 0 | 0 | 0 | 0 | 0 | 0 | 0 | 0 | 0 | 0 | 0 | 0 | 0 | 0 | 0 | 0 | 0 | 0 | 0
F1_Commercial_Retail_Existing_Food Preparation_Natural Gas_Double Rack Oven_Codes & Standards Forecast | F1 | Commercial | Retail | Existing | Food Preparation | Natural Gas | Double Rack Oven | Codes & Standards Forecast | Units | 755369.8125 | 740262.4162 | 725457.1679 | 710948.0245 | 696729.064 | 682794.4828 | 669138.5931 | 655755.8212 | 642640.7048 | 629787.8907 | 617192.1329 | 604848.2902 | 592751.3244 | 580896.2979 | 569278.372 | 557892.8045 | 546734.9485 | 535800.2495 | 525084.2445 | 514582.5596 | 504290.9084 | 494205.0902 | 484320.9884 | 474634.5687 | 465141.8773 | 455839.0398 | 446722.259 | 437787.8138 | 429032.0575 | 420451.4164 | 412042.388
F2_Commercial_Retail_Existing_Food Preparation_Natural Gas_Double Rack Oven_Codes & Standards Forecast | F2 | Commercial | Retail | Existing | Food Preparation | Natural Gas | Double Rack Oven | Codes & Standards Forecast | Usage (MMtherm) | 0.051362 | 0.052785 | 0.052061 | 0.051192 | 0.050975 | 0.050852 | 0.050806 | 0.050822 | 0.050887 | 0.050989 | 0.050945 | 0.050777 | 0.050502 | 0.050137 | 0.049696 | 0.049192 | 0.048635 | 0.048033 | 0.047396 | 0.04673 | 0.046041 | 0.045334 | 0.044614 | 0.043884 | 0.043148 | 0.042408 | 0.041667 | 0.040927 | 0.04019 | 0.039457 | 0.03873
F3_Commercial_Retail_Existing_Food Preparation_Natural Gas_Double Rack Oven_Codes & Standards Forecast | F3 | Commercial | Retail | Existing | Food Preparation | Natural Gas | Double Rack Oven | Codes & Standards Forecast | Peak Demand (S) | 0 | 0 | 0 | 0 | 0 | 0 | 0 | 0 | 0 | 0 | 0 | 0 | 0 | 0 | 0 | 0 | 0 | 0 | 0 | 0 | 0 | 0 | 0 | 0 | 0 | 0 | 0 | 0 | 0 | 0 | 0
F4_Commercial_Retail_Existing_Food Preparation_Natural Gas_Double Rack Oven_Codes & Standards Forecast | F4 | Commercial | Retail | Existing | Food Preparation | Natural Gas | Double Rack Oven | Codes & Standards Forecast | Peak Demand (W) | 0 | 0 | 0 | 0 | 0 | 0 | 0 | 0 | 0 | 0 | 0 | 0 | 0 | 0 | 0 | 0 | 0 | 0 | 0 | 0 | 0 | 0 | 0 | 0 | 0 | 0 | 0 | 0 | 0 | 0 | 0
F5_Commercial_Retail_Existing_Food Preparation_Natural Gas_Double Rack Oven_Codes & Standards Forecast | F5 | Commercial | Retail | Existing | Food Preparation | Natural Gas | Double Rack Oven | Codes & Standards Forecast | Turnover | 0 | 16450.2759 | 22390.6533 | 27404.1694 | 31613.5105 | 35125.4856 | 38033.0741 | 40417.2092 | 42348.3323 | 43887.746 | 38231.1032 | 33303.5388 | 31645.533 | 30923.0651 | 30833.8198 | 31154.2179 | 31720.6672 | 35536.3509 | 36790.3795 | 37766.0924 | 38501.695 | 37932.1885 | 36487.2112 | 34906.4558 | 33392.5787 | 32053.0183 | 29632.3888 | 27888.0228 | 27685.9783 | 27858.5091 | 28231.6234
F6_Commercial_Retail_Existing_Food Preparation_Natural Gas_Double Rack Oven_Codes & Standards Forecast | F6 | Commercial | Retail | Existing | Food Preparation | Natural Gas | Double Rack Oven | Codes & Standards Forecast | Avg. Replacement Usage | 0.092914 | 0.096649 | 0.09619 | 0.095195 | 0.095195 | 0.095195 | 0.095195 | 0.095195 | 0.095195 | 0.095195 | 0.095195 | 0.095195 | 0.095195 | 0.095195 | 0.095195 | 0.095195 | 0.095195 | 0.095195 | 0.095195 | 0.095195 | 0.095195 | 0.095195 | 0.095195 | 0.095195 | 0.095195 | 0.095195 | 0.095195 | 0.095195 | 0.095195 | 0.095195 | 0.095195
F7_Commercial_Retail_Existing_Food Preparation_Natural Gas_Double Rack Oven_Codes & Standards Forecast | F7 | Commercial | Retail | Existing | Food Preparation | Natural Gas | Double Rack Oven | Codes & Standards Forecast | Avg. Replacement Demand (S) | 0 | 0 | 0 | 0 | 0 | 0 | 0 | 0 | 0 | 0 | 0 | 0 | 0 | 0 | 0 | 0 | 0 | 0 | 0 | 0 | 0 | 0 | 0 | 0 | 0 | 0 | 0 | 0 | 0 | 0 | 0
F8_Commercial_Retail_Existing_Food Preparation_Natural Gas_Double Rack Oven_Codes & Standards Forecast | F8 | Commercial | Retail | Existing | Food Preparation | Natural Gas | Double Rack Oven | Codes & Standards Forecast | Avg. Replacement Demand (W) | 0 | 0 | 0 | 0 | 0 | 0 | 0 | 0 | 0 | 0 | 0 | 0 | 0 | 0 | 0 | 0 | 0 | 0 | 0 | 0 | 0 | 0 | 0 | 0 | 0 | 0 | 0 | 0 | 0 | 0 | 0
F1_Commercial_Retail_Existing_Food Preparation_Natural Gas_Fryer_Codes & Standards Forecast | F1 | Commercial | Retail | Existing | Food Preparation | Natural Gas | Fryer | Codes & Standards Forecast | Units | 2652671.9703 | 2599618.5309 | 2547626.1603 | 2496673.6371 | 2446740.1644 | 2397805.3611 | 2349849.2539 | 2302852.2688 | 2256795.2234 | 2211659.3189 | 2167426.1326 | 2124077.6099 | 2081596.0577 | 2039964.1366 | 1999164.8538 | 1959181.5567 | 1919997.9256 | 1881597.9671 | 1843966.0078 | 1807086.6876 | 1770944.9538 | 1735526.0548 | 1700815.5337 | 1666799.223 | 1633463.2385 | 1600793.9738 | 1568778.0943 | 1537402.5324 | 1506654.4818 | 1476521.3921 | 1446990.9643
F2_Commercial_Retail_Existing_Food Preparation_Natural Gas_Fryer_Codes & Standards Forecast | F2 | Commercial | Retail | Existing | Food Preparation | Natural Gas | Fryer | Codes & Standards Forecast | Usage (MMtherm) | 0.11224 | 0.11474 | 0.11226 | 0.10783 | 0.10456 | 0.10132 | 0.098102 | 0.094917 | 0.091773 | 0.088464 | 0.085027 | 0.081735 | 0.078714 | 0.075931 | 0.073109 | 0.070501 | 0.068369 | 0.066358 | 0.064458 | 0.062658 | 0.06095 | 0.059326 | 0.057778 | 0.056301 | 0.054888 | 0.053535 | 0.052237 | 0.05099 | 0.049789 | 0.048633 | 0.047517
F3_Commercial_Retail_Existing_Food Preparation_Natural Gas_Fryer_Codes & Standards Forecast | F3 | Commercial | Retail | Existing | Food Preparation | Natural Gas | Fryer | Codes & Standards Forecast | Peak Demand (S) | 0 | 0 | 0 | 0 | 0 | 0 | 0 | 0 | 0 | 0 | 0 | 0 | 0 | 0 | 0 | 0 | 0 | 0 | 0 | 0 | 0 | 0 | 0 | 0 | 0 | 0 | 0 | 0 | 0 | 0 | 0
F4_Commercial_Retail_Existing_Food Preparation_Natural Gas_Fryer_Codes & Standards Forecast | F4 | Commercial | Retail | Existing | Food Preparation | Natural Gas | Fryer | Codes & Standards Forecast | Peak Demand (W) | 0 | 0 | 0 | 0 | 0 | 0 | 0 | 0 | 0 | 0 | 0 | 0 | 0 | 0 | 0 | 0 | 0 | 0 | 0 | 0 | 0 | 0 | 0 | 0 | 0 | 0 | 0 | 0 | 0 | 0 | 0
F5_Commercial_Retail_Existing_Food Preparation_Natural Gas_Fryer_Codes & Standards Forecast | F5 | Commercial | Retail | Existing | Food Preparation | Natural Gas | Fryer | Codes & Standards Forecast | Turnover | 0 | 78776.3191 | 85622.6974 | 91413.3949 | 96269.7528 | 100299.7516 | 103599.4712 | 106254.3911 | 108340.5498 | 123329.5725 | 136147.2692 | 147041.2351 | 143616.1068 | 140312.3141 | 153002.5478 | 148185.1884 | 143655.8825 | 141668.6806 | 141412.6655 | 142282.4656 | 141683.9049 | 140030.9065 | 143042.6359 | 143796.0049 | 142913.8112 | 138715.2176 | 135100.0865 | 135365.9817 | 131763.7326 | 128491.5163 | 126749.7386
F6_Commercial_Retail_Existing_Food Preparation_Natural Gas_Fryer_Codes & Standards Forecast | F6 | Commercial | Retail | Existing | Food Preparation | Natural Gas | Fryer | Codes & Standards Forecast | Avg. Replacement Usage | 0.046258 | 0.048117 | 0.047889 | 0.031848 | 0.031848 | 0.031848 | 0.031848 | 0.031848 | 0.031848 | 0.031848 | 0.031848 | 0.031848 | 0.031848 | 0.031848 | 0.031848 | 0.031848 | 0.031848 | 0.031848 | 0.031848 | 0.031848 | 0.031848 | 0.031848 | 0.031848 | 0.031848 | 0.031848 | 0.031848 | 0.031848 | 0.031848 | 0.031848 | 0.031848 | 0.031848
F7_Commercial_Retail_Existing_Food Preparation_Natural Gas_Fryer_Codes & Standards Forecast | F7 | Commercial | Retail | Existing | Food Preparation | Natural Gas | Fryer | Codes & Standards Forecast | Avg. Replacement Demand (S) | 0 | 0 | 0 | 0 | 0 | 0 | 0 | 0 | 0 | 0 | 0 | 0 | 0 | 0 | 0 | 0 | 0 | 0 | 0 | 0 | 0 | 0 | 0 | 0 | 0 | 0 | 0 | 0 | 0 | 0 | 0
F8_Commercial_Retail_Existing_Food Preparation_Natural Gas_Fryer_Codes & Standards Forecast | F8 | Commercial | Retail | Existing | Food Preparation | Natural Gas | Fryer | Codes & Standards Forecast | Avg. Replacement Demand (W) | 0 | 0 | 0 | 0 | 0 | 0 | 0 | 0 | 0 | 0 | 0 | 0 | 0 | 0 | 0 | 0 | 0 | 0 | 0 | 0 | 0 | 0 | 0 | 0 | 0 | 0 | 0 | 0 | 0 | 0 | 0
F1_Commercial_Retail_Existing_Food Preparation_Natural Gas_Broiler_Codes & Standards Forecast | F1 | Commercial | Retail | Existing | Food Preparation | Natural Gas | Broiler | Codes & Standards Forecast | Units | 490678.9101 | 480865.3319 | 471248.0253 | 461823.0648 | 452586.6035 | 443534.8714 | 434664.174 | 425970.8905 | 417451.4727 | 409102.4432 | 400920.3944 | 392901.9865 | 385043.9468 | 377343.0678 | 369796.2065 | 362400.2823 | 355152.2767 | 348049.2312 | 341088.2465 | 334266.4816 | 327581.152 | 321029.5289 | 314608.9384 | 308316.7596 | 302150.4244 | 296107.4159 | 290185.2676 | 284381.5622 | 278693.931 | 273120.0524 | 267657.6513
F2_Commercial_Retail_Existing_Food Preparation_Natural Gas_Broiler_Codes & Standards Forecast | F2 | Commercial | Retail | Existing | Food Preparation | Natural Gas | Broiler | Codes & Standards Forecast | Usage (MMtherm) | 0.021326 | 0.021822 | 0.021376 | 0.02083 | 0.020518 | 0.020218 | 0.019928 | 0.019647 | 0.019374 | 0.019108 | 0.018832 | 0.018548 | 0.018257 | 0.017962 | 0.017664 | 0.017364 | 0.017063 | 0.016762 | 0.016462 | 0.016164 | 0.015867 | 0.015573 | 0.015282 | 0.014994 | 0.014709 | 0.014428 | 0.014151 | 0.013879 | 0.01361 | 0.013345 | 0.013085
F3_Commercial_Retail_Existing_Food Preparation_Natural Gas_Broiler_Codes & Standards Forecast | F3 | Commercial | Retail | Existing | Food Preparation | Natural Gas | Broiler | Codes & Standards Forecast | Peak Demand (S) | 0 | 0 | 0 | 0 | 0 | 0 | 0 | 0 | 0 | 0 | 0 | 0 | 0 | 0 | 0 | 0 | 0 | 0 | 0 | 0 | 0 | 0 | 0 | 0 | 0 | 0 | 0 | 0 | 0 | 0 | 0
F4_Commercial_Retail_Existing_Food Preparation_Natural Gas_Broiler_Codes & Standards Forecast | F4 | Commercial | Retail | Existing | Food Preparation | Natural Gas | Broiler | Codes & Standards Forecast | Peak Demand (W) | 0 | 0 | 0 | 0 | 0 | 0 | 0 | 0 | 0 | 0 | 0 | 0 | 0 | 0 | 0 | 0 | 0 | 0 | 0 | 0 | 0 | 0 | 0 | 0 | 0 | 0 | 0 | 0 | 0 | 0 | 0
F5_Commercial_Retail_Existing_Food Preparation_Natural Gas_Broiler_Codes & Standards Forecast | F5 | Commercial | Retail | Existing | Food Preparation | Natural Gas | Broiler | Codes & Standards Forecast | Turnover | 0 | 17809.8271 | 19877.7459 | 21591.8648 | 22999.5301 | 24141.9505 | 25054.9896 | 25769.8548 | 26313.6982 | 26710.1405 | 23267.5002 | 20268.5779 | 20508.3608 | 20799.9515 | 21104.8308 | 21396.6017 | 21657.8749 | 25257.115 | 25159.978 | 25012.1964 | 24821.561 | 24000.3341 | 22771.307 | 21754.7539 | 20924.8573 | 20253.6891 | 19009.4488 | 18113.9613 | 18562.711 | 18884.6945 | 19095.2955
F6_Commercial_Retail_Existing_Food Preparation_Natural Gas_Broiler_Codes & Standards Forecast | F6 | Commercial | Retail | Existing | Food Preparation | Natural Gas | Broiler | Codes & Standards Forecast | Avg. Replacement Usage | 0.047912 | 0.049838 | 0.049601 | 0.049088 | 0.049088 | 0.049088 | 0.049088 | 0.049088 | 0.049088 | 0.049088 | 0.049088 | 0.049088 | 0.049088 | 0.049088 | 0.049088 | 0.049088 | 0.049088 | 0.049088 | 0.049088 | 0.049088 | 0.049088 | 0.049088 | 0.049088 | 0.049088 | 0.049088 | 0.049088 | 0.049088 | 0.049088 | 0.049088 | 0.049088 | 0.049088
F7_Commercial_Retail_Existing_Food Preparation_Natural Gas_Broiler_Codes & Standards Forecast | F7 | Commercial | Retail | Existing | Food Preparation | Natural Gas | Broiler | Codes & Standards Forecast | Avg. Replacement Demand (S) | 0 | 0 | 0 | 0 | 0 | 0 | 0 | 0 | 0 | 0 | 0 | 0 | 0 | 0 | 0 | 0 | 0 | 0 | 0 | 0 | 0 | 0 | 0 | 0 | 0 | 0 | 0 | 0 | 0 | 0 | 0
F8_Commercial_Retail_Existing_Food Preparation_Natural Gas_Broiler_Codes & Standards Forecast | F8 | Commercial | Retail | Existing | Food Preparation | Natural Gas | Broiler | Codes & Standards Forecast | Avg. Replacement Demand (W) | 0 | 0 | 0 | 0 | 0 | 0 | 0 | 0 | 0 | 0 | 0 | 0 | 0 | 0 | 0 | 0 | 0 | 0 | 0 | 0 | 0 | 0 | 0 | 0 | 0 | 0 | 0 | 0 | 0 | 0 | 0
F1_Commercial_Retail_Existing_Food Preparation_Natural Gas_Griddle_Codes & Standards Forecast | F1 | Commercial | Retail | Existing | Food Preparation | Natural Gas | Griddle | Codes & Standards Forecast | Units | 1715345.2662 | 1681038.3608 | 1647417.5936 | 1614469.2417 | 1582179.8569 | 1550536.2598 | 1519525.5346 | 1489135.0239 | 1459352.3234 | 1430165.2769 | 1401561.9714 | 1373530.732 | 1346060.1173 | 1319138.915 | 1292756.1367 | 1266901.014 | 1241562.9937 | 1216731.7338 | 1192397.0991 | 1168549.1571 | 1145178.174 | 1122274.6105 | 1099829.1183 | 1077832.5359 | 1056275.8852 | 1035150.3675 | 1014447.3602 | 994158.413 | 974275.2447 | 954789.7398 | 935693.945
F2_Commercial_Retail_Existing_Food Preparation_Natural Gas_Griddle_Codes & Standards Forecast | F2 | Commercial | Retail | Existing | Food Preparation | Natural Gas | Griddle | Codes & Standards Forecast | Usage (MMtherm) | 0.052991 | 0.054101 | 0.052859 | 0.051364 | 0.050442 | 0.049543 | 0.048666 | 0.04781 | 0.046974 | 0.046156 | 0.045339 | 0.044524 | 0.043714 | 0.04291 | 0.042113 | 0.041324 | 0.040543 | 0.039773 | 0.039013 | 0.038263 | 0.037524 | 0.036797 | 0.036081 | 0.035377 | 0.034685 | 0.034005 | 0.033336 | 0.03268 | 0.032035 | 0.031402 | 0.030781
F3_Commercial_Retail_Existing_Food Preparation_Natural Gas_Griddle_Codes & Standards Forecast | F3 | Commercial | Retail | Existing | Food Preparation | Natural Gas | Griddle | Codes & Standards Forecast | Peak Demand (S) | 0 | 0 | 0 | 0 | 0 | 0 | 0 | 0 | 0 | 0 | 0 | 0 | 0 | 0 | 0 | 0 | 0 | 0 | 0 | 0 | 0 | 0 | 0 | 0 | 0 | 0 | 0 | 0 | 0 | 0 | 0
F4_Commercial_Retail_Existing_Food Preparation_Natural Gas_Griddle_Codes & Standards Forecast | F4 | Commercial | Retail | Existing | Food Preparation | Natural Gas | Griddle | Codes & Standards Forecast | Peak Demand (W) | 0 | 0 | 0 | 0 | 0 | 0 | 0 | 0 | 0 | 0 | 0 | 0 | 0 | 0 | 0 | 0 | 0 | 0 | 0 | 0 | 0 | 0 | 0 | 0 | 0 | 0 | 0 | 0 | 0 | 0 | 0
F5_Commercial_Retail_Existing_Food Preparation_Natural Gas_Griddle_Codes & Standards Forecast | F5 | Commercial | Retail | Existing | Food Preparation | Natural Gas | Griddle | Codes & Standards Forecast | Turnover | 0 | 62260.68 | 69489.8368 | 75482.1582 | 80403.1602 | 84396.9034 | 87588.7612 | 90087.8303 | 91989.0315 | 93374.9385 | 81339.9464 | 70856.1311 | 71694.3788 | 72713.7393 | 73779.5551 | 74799.5453 | 75712.9201 | 88295.3632 | 87955.7858 | 87439.1619 | 86772.7271 | 83901.832 | 79605.324 | 76051.5958 | 73150.3925 | 70804.0818 | 66454.3908 | 63323.8909 | 64892.6576 | 66018.267 | 66754.4988
F6_Commercial_Retail_Existing_Food Preparation_Natural Gas_Griddle_Codes & Standards Forecast | F6 | Commercial | Retail | Existing | Food Preparation | Natural Gas | Griddle | Codes & Standards Forecast | Avg. Replacement Usage | 0.032164 | 0.033457 | 0.033298 | 0.032954 | 0.032954 | 0.032954 | 0.032954 | 0.032954 | 0.032954 | 0.032954 | 0.032954 | 0.032954 | 0.032954 | 0.032954 | 0.032954 | 0.032954 | 0.032954 | 0.032954 | 0.032954 | 0.032954 | 0.032954 | 0.032954 | 0.032954 | 0.032954 | 0.032954 | 0.032954 | 0.032954 | 0.032954 | 0.032954 | 0.032954 | 0.032954
F7_Commercial_Retail_Existing_Food Preparation_Natural Gas_Griddle_Codes & Standards Forecast | F7 | Commercial | Retail | Existing | Food Preparation | Natural Gas | Griddle | Codes & Standards Forecast | Avg. Replacement Demand (S) | 0 | 0 | 0 | 0 | 0 | 0 | 0 | 0 | 0 | 0 | 0 | 0 | 0 | 0 | 0 | 0 | 0 | 0 | 0 | 0 | 0 | 0 | 0 | 0 | 0 | 0 | 0 | 0 | 0 | 0 | 0
F8_Commercial_Retail_Existing_Food Preparation_Natural Gas_Griddle_Codes & Standards Forecast | F8 | Commercial | Retail | Existing | Food Preparation | Natural Gas | Griddle | Codes & Standards Forecast | Avg. Replacement Demand (W) | 0 | 0 | 0 | 0 | 0 | 0 | 0 | 0 | 0 | 0 | 0 | 0 | 0 | 0 | 0 | 0 | 0 | 0 | 0 | 0 | 0 | 0 | 0 | 0 | 0 | 0 | 0 | 0 | 0 | 0 | 0
F1_Commercial_Retail_Existing_Food Preparation_Natural Gas_Range_Codes & Standards Forecast | F1 | Commercial | Retail | Existing | Food Preparation | Natural Gas | Range | Codes & Standards Forecast | Units | 2355697.0415 | 2308583.1007 | 2262411.4387 | 2217163.2099 | 2172819.9457 | 2129363.5468 | 2086776.2759 | 2045040.7503 | 2004139.9353 | 1964057.1366 | 1924775.9939 | 1886280.474 | 1848554.8645 | 1811583.7673 | 1775352.0919 | 1739845.0501 | 1705048.1491 | 1670947.1861 | 1637528.2424 | 1604777.6775 | 1572682.124 | 1541228.4815 | 1510403.9119 | 1480195.8336 | 1450591.9169 | 1421580.0786 | 1393148.477 | 1365285.5075 | 1337979.7973 | 1311220.2014 | 1284995.7974
F2_Commercial_Retail_Existing_Food Preparation_Natural Gas_Range_Codes & Standards Forecast | F2 | Commercial | Retail | Existing | Food Preparation | Natural Gas | Range | Codes & Standards Forecast | Usage (MMtherm) | 0.075487 | 0.077483 | 0.076249 | 0.074727 | 0.074087 | 0.073518 | 0.073 | 0.072519 | 0.072064 | 0.071626 | 0.07098 | 0.070177 | 0.069257 | 0.068251 | 0.067183 | 0.066072 | 0.064934 | 0.063778 | 0.062615 | 0.061451 | 0.060291 | 0.059139 | 0.057999 | 0.056872 | 0.05576 | 0.054666 | 0.053588 | 0.052529 | 0.051489 | 0.050466 | 0.049463
F3_Commercial_Retail_Existing_Food Preparation_Natural Gas_Range_Codes & Standards Forecast | F3 | Commercial | Retail | Existing | Food Preparation | Natural Gas | Range | Codes & Standards Forecast | Peak Demand (S) | 0 | 0 | 0 | 0 | 0 | 0 | 0 | 0 | 0 | 0 | 0 | 0 | 0 | 0 | 0 | 0 | 0 | 0 | 0 | 0 | 0 | 0 | 0 | 0 | 0 | 0 | 0 | 0 | 0 | 0 | 0
F4_Commercial_Retail_Existing_Food Preparation_Natural Gas_Range_Codes & Standards Forecast | F4 | Commercial | Retail | Existing | Food Preparation | Natural Gas | Range | Codes & Standards Forecast | Peak Demand (W) | 0 | 0 | 0 | 0 | 0 | 0 | 0 | 0 | 0 | 0 | 0 | 0 | 0 | 0 | 0 | 0 | 0 | 0 | 0 | 0 | 0 | 0 | 0 | 0 | 0 | 0 | 0 | 0 | 0 | 0 | 0
F5_Commercial_Retail_Existing_Food Preparation_Natural Gas_Range_Codes & Standards Forecast | F5 | Commercial | Retail | Existing | Food Preparation | Natural Gas | Range | Codes & Standards Forecast | Turnover | 0 | 92343.324 | 117645.3948 | 136577.2537 | 150532.9658 | 160605.1162 | 167649.9366 | 172338.3653 | 175196.0771 | 176634.8672 | 153879.9438 | 140259.1929 | 132737.4031 | 129167.4287 | 128048.0954 | 146588.8563 | 149026.6263 | 150255.8188 | 150551.1268 | 146276.1705 | 140095.0608 | 133557.1164 | 127492.9202 | 122282.9076 | 116515.8306 | 114115.6007 | 113589.896 | 113977.9969 | 114039.4703 | 116936.647 | 115009.743
F6_Commercial_Retail_Existing_Food Preparation_Natural Gas_Range_Codes & Standards Forecast | F6 | Commercial | Retail | Existing | Food Preparation | Natural Gas | Range | Codes & Standards Forecast | Avg. Replacement Usage | 0.037589 | 0.0391 | 0.038914 | 0.038512 | 0.038512 | 0.038512 | 0.038512 | 0.038512 | 0.038512 | 0.038512 | 0.038512 | 0.038512 | 0.038512 | 0.038512 | 0.038512 | 0.038512 | 0.038512 | 0.038512 | 0.038512 | 0.038512 | 0.038512 | 0.038512 | 0.038512 | 0.038512 | 0.038512 | 0.038512 | 0.038512 | 0.038512 | 0.038512 | 0.038512 | 0.038512
F7_Commercial_Retail_Existing_Food Preparation_Natural Gas_Range_Codes & Standards Forecast | F7 | Commercial | Retail | Existing | Food Preparation | Natural Gas | Range | Codes & Standards Forecast | Avg. Replacement Demand (S) | 0 | 0 | 0 | 0 | 0 | 0 | 0 | 0 | 0 | 0 | 0 | 0 | 0 | 0 | 0 | 0 | 0 | 0 | 0 | 0 | 0 | 0 | 0 | 0 | 0 | 0 | 0 | 0 | 0 | 0 | 0
F8_Commercial_Retail_Existing_Food Preparation_Natural Gas_Range_Codes & Standards Forecast | F8 | Commercial | Retail | Existing | Food Preparation | Natural Gas | Range | Codes & Standards Forecast | Avg. Replacement Demand (W) | 0 | 0 | 0 | 0 | 0 | 0 | 0 | 0 | 0 | 0 | 0 | 0 | 0 | 0 | 0 | 0 | 0 | 0 | 0 | 0 | 0 | 0 | 0 | 0 | 0 | 0 | 0 | 0 | 0 | 0 | 0
F1_Commercial_Retail_Existing_Food Preparation_Natural Gas_Steamer_Codes & Standards Forecast | F1 | Commercial | Retail | Existing | Food Preparation | Natural Gas | Steamer | Codes & Standards Forecast | Units | 448690.0986 | 439716.2966 | 430921.9707 | 422303.5313 | 413857.4607 | 405580.3114 | 397468.7052 | 389519.3311 | 381728.9445 | 374094.3656 | 366612.4783 | 359280.2287 | 352094.6241 | 345052.7317 | 338151.677 | 331388.6435 | 324760.8706 | 318265.6532 | 311900.3401 | 305662.3333 | 299549.0867 | 293558.1049 | 287686.9428 | 281933.204 | 276294.5399 | 270768.6491 | 265353.2761 | 260046.2106 | 254845.2864 | 249748.3807 | 244753.413
F2_Commercial_Retail_Existing_Food Preparation_Natural Gas_Steamer_Codes & Standards Forecast | F2 | Commercial | Retail | Existing | Food Preparation | Natural Gas | Steamer | Codes & Standards Forecast | Usage (MMtherm) | 0.024014 | 0.025073 | 0.025115 | 0.023649 | 0.022421 | 0.02118 | 0.019933 | 0.018689 | 0.017451 | 0.016225 | 0.015028 | 0.013847 | 0.012802 | 0.011878 | 0.011058 | 0.01033 | 0.0096815 | 0.009103 | 0.0085856 | 0.0078715 | 0.0072075 | 0.0068959 | 0.0066121 | 0.0063528 | 0.0061151 | 0.0058964 | 0.0056944 | 0.0055074 | 0.0053335 | 0.0051713 | 0.0050195
F3_Commercial_Retail_Existing_Food Preparation_Natural Gas_Steamer_Codes & Standards Forecast | F3 | Commercial | Retail | Existing | Food Preparation | Natural Gas | Steamer | Codes & Standards Forecast | Peak Demand (S) | 0 | 0 | 0 | 0 | 0 | 0 | 0 | 0 | 0 | 0 | 0 | 0 | 0 | 0 | 0 | 0 | 0 | 0 | 0 | 0 | 0 | 0 | 0 | 0 | 0 | 0 | 0 | 0 | 0 | 0 | 0
F4_Commercial_Retail_Existing_Food Preparation_Natural Gas_Steamer_Codes & Standards Forecast | F4 | Commercial | Retail | Existing | Food Preparation | Natural Gas | Steamer | Codes & Standards Forecast | Peak Demand (W) | 0 | 0 | 0 | 0 | 0 | 0 | 0 | 0 | 0 | 0 | 0 | 0 | 0 | 0 | 0 | 0 | 0 | 0 | 0 | 0 | 0 | 0 | 0 | 0 | 0 | 0 | 0 | 0 | 0 | 0 | 0
F5_Commercial_Retail_Existing_Food Preparation_Natural Gas_Steamer_Codes & Standards Forecast | F5 | Commercial | Retail | Existing | Food Preparation | Natural Gas | Steamer | Codes & Standards Forecast | Turnover | 0 | 16285.7888 | 18176.7498 | 19744.1866 | 21031.3938 | 22076.0541 | 22910.9618 | 23564.6539 | 24061.9591 | 24424.4766 | 22785.1263 | 21532.2461 | 20586.0534 | 19881.0596 | 19363.7075 | 18990.3811 | 18725.7295 | 18541.2582 | 18414.1463 | 21637.7557 | 21318.1187 | 20890.8661 | 20400.0954 | 19878.2431 | 19348.6393 | 18827.5613 | 18325.877 | 17850.3547 | 17307.7764 | 16881.2307 | 16530.3687
F6_Commercial_Retail_Existing_Food Preparation_Natural Gas_Steamer_Codes & Standards Forecast | F6 | Commercial | Retail | Existing | Food Preparation | Natural Gas | Steamer | Codes & Standards Forecast | Avg. Replacement Usage | 0.088566 | 0.092126 | 0.091688 | 0.018928 | 0.018928 | 0.018928 | 0.018928 | 0.018928 | 0.018928 | 0.018928 | 0.018928 | 0.018928 | 0.018928 | 0.018928 | 0.018928 | 0.018928 | 0.018928 | 0.018928 | 0.018928 | 0.018928 | 0.018928 | 0.018928 | 0.018928 | 0.018928 | 0.018928 | 0.018928 | 0.018928 | 0.018928 | 0.018928 | 0.018928 | 0.018928
F7_Commercial_Retail_Existing_Food Preparation_Natural Gas_Steamer_Codes & Standards Forecast | F7 | Commercial | Retail | Existing | Food Preparation | Natural Gas | Steamer | Codes & Standards Forecast | Avg. Replacement Demand (S) | 0 | 0 | 0 | 0 | 0 | 0 | 0 | 0 | 0 | 0 | 0 | 0 | 0 | 0 | 0 | 0 | 0 | 0 | 0 | 0 | 0 | 0 | 0 | 0 | 0 | 0 | 0 | 0 | 0 | 0 | 0
F8_Commercial_Retail_Existing_Food Preparation_Natural Gas_Steamer_Codes & Standards Forecast | F8 | Commercial | Retail | Existing | Food Preparation | Natural Gas | Steamer | Codes & Standards Forecast | Avg. Replacement Demand (W) | 0 | 0 | 0 | 0 | 0 | 0 | 0 | 0 | 0 | 0 | 0 | 0 | 0 | 0 | 0 | 0 | 0 | 0 | 0 | 0 | 0 | 0 | 0 | 0 | 0 | 0 | 0 | 0 | 0 | 0 | 0
F1_Commercial_Retail_Existing_Food Preparation_Natural Gas_Food Prep Other_Codes & Standards Forecast | F1 | Commercial | Retail | Existing | Food Preparation | Natural Gas | Food Prep Other | Codes & Standards Forecast | Units | 448690.0986 | 439716.2966 | 430921.9707 | 422303.5313 | 413857.4607 | 405580.3114 | 397468.7052 | 389519.3311 | 381728.9445 | 374094.3656 | 366612.4783 | 359280.2287 | 352094.6241 | 345052.7317 | 338151.677 | 331388.6435 | 324760.8706 | 318265.6532 | 311900.3401 | 305662.3333 | 299549.0867 | 293558.1049 | 287686.9428 | 281933.204 | 276294.5399 | 270768.6491 | 265353.2761 | 260046.2106 | 254845.2864 | 249748.3807 | 244753.413
F2_Commercial_Retail_Existing_Food Preparation_Natural Gas_Food Prep Other_Codes & Standards Forecast | F2 | Commercial | Retail | Existing | Food Preparation | Natural Gas | Food Prep Other | Codes & Standards Forecast | Usage (MMtherm) | 0.017079 | 0.017411 | 0.016981 | 0.01647 | 0.01614 | 0.015818 | 0.015501 | 0.015191 | 0.014887 | 0.01459 | 0.014298 | 0.014012 | 0.013732 | 0.013457 | 0.013188 | 0.012924 | 0.012666 | 0.012412 | 0.012164 | 0.011921 | 0.011682 | 0.011449 | 0.01122 | 0.010995 | 0.010775 | 0.01056 | 0.010349 | 0.010142 | 0.0099389 | 0.0097401 | 0.0095453
F3_Commercial_Retail_Existing_Food Preparation_Natural Gas_Food Prep Other_Codes & Standards Forecast | F3 | Commercial | Retail | Existing | Food Preparation | Natural Gas | Food Prep Other | Codes & Standards Forecast | Peak Demand (S) | 0 | 0 | 0 | 0 | 0 | 0 | 0 | 0 | 0 | 0 | 0 | 0 | 0 | 0 | 0 | 0 | 0 | 0 | 0 | 0 | 0 | 0 | 0 | 0 | 0 | 0 | 0 | 0 | 0 | 0 | 0
F4_Commercial_Retail_Existing_Food Preparation_Natural Gas_Food Prep Other_Codes & Standards Forecast | F4 | Commercial | Retail | Existing | Food Preparation | Natural Gas | Food Prep Other | Codes & Standards Forecast | Peak Demand (W) | 0 | 0 | 0 | 0 | 0 | 0 | 0 | 0 | 0 | 0 | 0 | 0 | 0 | 0 | 0 | 0 | 0 | 0 | 0 | 0 | 0 | 0 | 0 | 0 | 0 | 0 | 0 | 0 | 0 | 0 | 0
F5_Commercial_Retail_Existing_Food Preparation_Natural Gas_Food Prep Other_Codes & Standards Forecast | F5 | Commercial | Retail | Existing | Food Preparation | Natural Gas | Food Prep Other | Codes & Standards Forecast | Turnover | 0 | 17588.6519 | 22407.9425 | 26013.8975 | 28672.0449 | 30590.4894 | 31932.3178 | 32825.3238 | 33369.6327 | 33643.6794 | 29309.5445 | 26715.1972 | 25282.5204 | 24602.5466 | 24389.347 | 27920.8095 | 28385.1321 | 28619.2566 | 28675.504 | 27861.2522 | 26683.935 | 25438.6514 | 24283.6027 | 23291.2505 | 22192.7941 | 21735.6219 | 21635.4908 | 21709.4124 | 21721.1213 | 22272.9471 | 21905.9293
F6_Commercial_Retail_Existing_Food Preparation_Natural Gas_Food Prep Other_Codes & Standards Forecast | F6 | Commercial | Retail | Existing | Food Preparation | Natural Gas | Food Prep Other | Codes & Standards Forecast | Avg. Replacement Usage | 0.038065 | 0.039595 | 0.039407 | 0.039 | 0.039 | 0.039 | 0.039 | 0.039 | 0.039 | 0.039 | 0.039 | 0.039 | 0.039 | 0.039 | 0.039 | 0.039 | 0.039 | 0.039 | 0.039 | 0.039 | 0.039 | 0.039 | 0.039 | 0.039 | 0.039 | 0.039 | 0.039 | 0.039 | 0.039 | 0.039 | 0.039
F7_Commercial_Retail_Existing_Food Preparation_Natural Gas_Food Prep Other_Codes & Standards Forecast | F7 | Commercial | Retail | Existing | Food Preparation | Natural Gas | Food Prep Other | Codes & Standards Forecast | Avg. Replacement Demand (S) | 0 | 0 | 0 | 0 | 0 | 0 | 0 | 0 | 0 | 0 | 0 | 0 | 0 | 0 | 0 | 0 | 0 | 0 | 0 | 0 | 0 | 0 | 0 | 0 | 0 | 0 | 0 | 0 | 0 | 0 | 0
F8_Commercial_Retail_Existing_Food Preparation_Natural Gas_Food Prep Other_Codes & Standards Forecast | F8 | Commercial | Retail | Existing | Food Preparation | Natural Gas | Food Prep Other | Codes & Standards Forecast | Avg. Replacement Demand (W) | 0 | 0 | 0 | 0 | 0 | 0 | 0 | 0 | 0 | 0 | 0 | 0 | 0 | 0 | 0 | 0 | 0 | 0 | 0 | 0 | 0 | 0 | 0 | 0 | 0 | 0 | 0 | 0 | 0 | 0 | 0
F1_Commercial_Retail_Existing_Miscellaneous_Natural Gas_Pool Heater_Codes & Standards Forecast | F1 | Commercial | Retail | Existing | Miscellaneous | Natural Gas | Pool Heater | Codes & Standards Forecast | Units | 103516.5988 | 101446.2668 | 99417.3415 | 97428.9947 | 95480.4148 | 93570.8065 | 91699.3903 | 89865.4025 | 88068.0945 | 86306.7326 | 84580.5979 | 82888.986 | 81231.2063 | 79606.5821 | 78014.4505 | 76454.1615 | 74925.0783 | 73426.5767 | 71958.0452 | 70518.8843 | 69108.5066 | 67726.3364 | 66371.8097 | 65044.3735 | 63743.486 | 62468.6163 | 61219.244 | 59994.8591 | 58794.9619 | 57619.0627 | 56466.6814
F2_Commercial_Retail_Existing_Miscellaneous_Natural Gas_Pool Heater_Codes & Standards Forecast | F2 | Commercial | Retail | Existing | Miscellaneous | Natural Gas | Pool Heater | Codes & Standards Forecast | Usage (MMtherm) | 1.6075e-05 | 1.6417e-05 | 1.604e-05 | 1.5583e-05 | 1.5297e-05 | 1.5016e-05 | 1.4735e-05 | 1.4455e-05 | 1.4178e-05 | 1.3903e-05 | 1.3633e-05 | 1.3366e-05 | 1.3103e-05 | 1.2844e-05 | 1.259e-05 | 1.2341e-05 | 1.2095e-05 | 1.1855e-05 | 1.1619e-05 | 1.1387e-05 | 1.116e-05 | 1.0937e-05 | 1.0719e-05 | 1.0505e-05 | 1.0295e-05 | 1.0089e-05 | 9.8877e-06 | 9.6901e-06 | 9.4964e-06 | 9.3065e-06 | 9.1205e-06
F3_Commercial_Retail_Existing_Miscellaneous_Natural Gas_Pool Heater_Codes & Standards Forecast | F3 | Commercial | Retail | Existing | Miscellaneous | Natural Gas | Pool Heater | Codes & Standards Forecast | Peak Demand (S) | 0 | 0 | 0 | 0 | 0 | 0 | 0 | 0 | 0 | 0 | 0 | 0 | 0 | 0 | 0 | 0 | 0 | 0 | 0 | 0 | 0 | 0 | 0 | 0 | 0 | 0 | 0 | 0 | 0 | 0 | 0
F4_Commercial_Retail_Existing_Miscellaneous_Natural Gas_Pool Heater_Codes & Standards Forecast | F4 | Commercial | Retail | Existing | Miscellaneous | Natural Gas | Pool Heater | Codes & Standards Forecast | Peak Demand (W) | 0 | 0 | 0 | 0 | 0 | 0 | 0 | 0 | 0 | 0 | 0 | 0 | 0 | 0 | 0 | 0 | 0 | 0 | 0 | 0 | 0 | 0 | 0 | 0 | 0 | 0 | 0 | 0 | 0 | 0 | 0
F5_Commercial_Retail_Existing_Miscellaneous_Natural Gas_Pool Heater_Codes & Standards Forecast | F5 | Commercial | Retail | Existing | Miscellaneous | Natural Gas | Pool Heater | Codes & Standards Forecast | Turnover | 0 | 12173.552 | 11532.4116 | 10989.9906 | 10525.7609 | 10123.6127 | 10137.6977 | 10032.8324 | 9852.5568 | 9627.2954 | 9377.9884 | 11792.5401 | 10973.9515 | 10317.9853 | 9777.4084 | 9319.8339 | 9485.0388 | 9441.1538 | 9271.5583 | 9030.4599 | 8752.6012 | 9134.1323 | 8743.1537 | 8437.2919 | 8175.8147 | 7936.0468 | 7948.4769 | 7843.462 | 7678.7213 | 7486.2519 | 7283.1031
F6_Commercial_Retail_Existing_Miscellaneous_Natural Gas_Pool Heater_Codes & Standards Forecast | F6 | Commercial | Retail | Existing | Miscellaneous | Natural Gas | Pool Heater | Codes & Standards Forecast | Avg. Replacement Usage | 0.00015765 | 0.00016399 | 0.00016321 | 0.00016152 | 0.00016152 | 0.00016152 | 0.00016152 | 0.00016152 | 0.00016152 | 0.00016152 | 0.00016152 | 0.00016152 | 0.00016152 | 0.00016152 | 0.00016152 | 0.00016152 | 0.00016152 | 0.00016152 | 0.00016152 | 0.00016152 | 0.00016152 | 0.00016152 | 0.00016152 | 0.00016152 | 0.00016152 | 0.00016152 | 0.00016152 | 0.00016152 | 0.00016152 | 0.00016152 | 0.00016152
F7_Commercial_Retail_Existing_Miscellaneous_Natural Gas_Pool Heater_Codes & Standards Forecast | F7 | Commercial | Retail | Existing | Miscellaneous | Natural Gas | Pool Heater | Codes & Standards Forecast | Avg. Replacement Demand (S) | 0 | 0 | 0 | 0 | 0 | 0 | 0 | 0 | 0 | 0 | 0 | 0 | 0 | 0 | 0 | 0 | 0 | 0 | 0 | 0 | 0 | 0 | 0 | 0 | 0 | 0 | 0 | 0 | 0 | 0 | 0
F8_Commercial_Retail_Existing_Miscellaneous_Natural Gas_Pool Heater_Codes & Standards Forecast | F8 | Commercial | Retail | Existing | Miscellaneous | Natural Gas | Pool Heater | Codes & Standards Forecast | Avg. Replacement Demand (W) | 0 | 0 | 0 | 0 | 0 | 0 | 0 | 0 | 0 | 0 | 0 | 0 | 0 | 0 | 0 | 0 | 0 | 0 | 0 | 0 | 0 | 0 | 0 | 0 | 0 | 0 | 0 | 0 | 0 | 0 | 0
F1_Commercial_Retail_Existing_Miscellaneous_Natural Gas_Miscellaneous_Codes & Standards Forecast | F1 | Commercial | Retail | Existing | Miscellaneous | Natural Gas | Miscellaneous | Codes & Standards Forecast | Units | 40273546.5008 | 39468075.5708 | 38678714.0593 | 37905139.7782 | 37147036.9826 | 36404096.2429 | 35676014.3181 | 34962494.0317 | 34263244.1511 | 33577979.2681 | 32906419.6827 | 32248291.2891 | 31603325.4633 | 30971258.954 | 30351833.7749 | 29744797.0994 | 29149901.1574 | 28566903.1343 | 27995565.0716 | 27435653.7702 | 26886940.6948 | 26349201.8809 | 25822217.8433 | 25305773.4864 | 24799658.0167 | 24303664.8563 | 23817591.5592 | 23341239.728 | 22874414.9335 | 22416926.6348 | 21968588.1021
F2_Commercial_Retail_Existing_Miscellaneous_Natural Gas_Miscellaneous_Codes & Standards Forecast | F2 | Commercial | Retail | Existing | Miscellaneous | Natural Gas | Miscellaneous | Codes & Standards Forecast | Usage (MMtherm) | 0.0041968 | 0.0042782 | 0.0041727 | 0.004047 | 0.003966 | 0.0038867 | 0.003809 | 0.0037328 | 0.0036581 | 0.003585 | 0.0035133 | 0.003443 | 0.0033741 | 0.0033067 | 0.0032405 | 0.0031757 | 0.0031122 | 0.00305 | 0.002989 | 0.0029292 | 0.0028706 | 0.0028132 | 0.0027569 | 0.0027018 | 0.0026477 | 0.0025948 | 0.0025429 | 0.002492 | 0.0024422 | 0.0023934 | 0.0023455
F3_Commercial_Retail_Existing_Miscellaneous_Natural Gas_Miscellaneous_Codes & Standards Forecast | F3 | Commercial | Retail | Existing | Miscellaneous | Natural Gas | Miscellaneous | Codes & Standards Forecast | Peak Demand (S) | 0 | 0 | 0 | 0 | 0 | 0 | 0 | 0 | 0 | 0 | 0 | 0 | 0 | 0 | 0 | 0 | 0 | 0 | 0 | 0 | 0 | 0 | 0 | 0 | 0 | 0 | 0 | 0 | 0 | 0 | 0
F4_Commercial_Retail_Existing_Miscellaneous_Natural Gas_Miscellaneous_Codes & Standards Forecast | F4 | Commercial | Retail | Existing | Miscellaneous | Natural Gas | Miscellaneous | Codes & Standards Forecast | Peak Demand (W) | 0 | 0 | 0 | 0 | 0 | 0 | 0 | 0 | 0 | 0 | 0 | 0 | 0 | 0 | 0 | 0 | 0 | 0 | 0 | 0 | 0 | 0 | 0 | 0 | 0 | 0 | 0 | 0 | 0 | 0 | 0
F5_Commercial_Retail_Existing_Miscellaneous_Natural Gas_Miscellaneous_Codes & Standards Forecast | F5 | Commercial | Retail | Existing | Miscellaneous | Natural Gas | Miscellaneous | Codes & Standards Forecast | Turnover | 0 | 3382977.9061 | 3946807.5571 | 4398322.3416 | 4149452.4443 | 4016212.0101 | 3964998.9172 | 3888517.8683 | 3806358.8114 | 3730459.296 | 3656420.3672 | 4388532.6288 | 4338282.3681 | 4262063.9989 | 4131893.6259 | 4042135.8947 | 3975384.4285 | 3895551.8837 | 3814708.2323 | 3738923.4008 | 3664611.7361 | 3782879.8668 | 3689271.8776 | 3594228.2979 | 3517086.8454 | 3448702.7361 | 3383530.4218 | 3314981.6479 | 3247585.2213 | 3183028.8042 | 3119574.4952
F6_Commercial_Retail_Existing_Miscellaneous_Natural Gas_Miscellaneous_Codes & Standards Forecast | F6 | Commercial | Retail | Existing | Miscellaneous | Natural Gas | Miscellaneous | Codes & Standards Forecast | Avg. Replacement Usage | 0.00010421 | 0.0001084 | 0.00010788 | 0.00010677 | 0.00010677 | 0.00010677 | 0.00010677 | 0.00010677 | 0.00010677 | 0.00010677 | 0.00010677 | 0.00010677 | 0.00010677 | 0.00010677 | 0.00010677 | 0.00010677 | 0.00010677 | 0.00010677 | 0.00010677 | 0.00010677 | 0.00010677 | 0.00010677 | 0.00010677 | 0.00010677 | 0.00010677 | 0.00010677 | 0.00010677 | 0.00010677 | 0.00010677 | 0.00010677 | 0.00010677
F7_Commercial_Retail_Existing_Miscellaneous_Natural Gas_Miscellaneous_Codes & Standards Forecast | F7 | Commercial | Retail | Existing | Miscellaneous | Natural Gas | Miscellaneous | Codes & Standards Forecast | Avg. Replacement Demand (S) | 0 | 0 | 0 | 0 | 0 | 0 | 0 | 0 | 0 | 0 | 0 | 0 | 0 | 0 | 0 | 0 | 0 | 0 | 0 | 0 | 0 | 0 | 0 | 0 | 0 | 0 | 0 | 0 | 0 | 0 | 0
F8_Commercial_Retail_Existing_Miscellaneous_Natural Gas_Miscellaneous_Codes & Standards Forecast | F8 | Commercial | Retail | Existing | Miscellaneous | Natural Gas | Miscellaneous | Codes & Standards Forecast | Avg. Replacement Demand (W) | 0 | 0 | 0 | 0 | 0 | 0 | 0 | 0 | 0 | 0 | 0 | 0 | 0 | 0 | 0 | 0 | 0 | 0 | 0 | 0 | 0 | 0 | 0 | 0 | 0 | 0 | 0 | 0 | 0 | 0 | 0
F1_Commercial_Retail_New_Space Heating_Natural Gas_Furnace_Codes & Standards Forecast | F1 | Commercial | Retail | New | Space Heating | Natural Gas | Furnace | Codes & Standards Forecast | Units | 0 | 0 | 0 | 0 | 0 | 0 | 0 | 0 | 0 | 0 | 0 | 0 | 0 | 0 | 0 | 0 | 0 | 0 | 0 | 0 | 0 | 0 | 0 | 0 | 0 | 0 | 0 | 0 | 0 | 0 | 0
F2_Commercial_Retail_New_Space Heating_Natural Gas_Furnace_Codes & Standards Forecast | F2 | Commercial | Retail | New | Space Heating | Natural Gas | Furnace | Codes & Standards Forecast | Usage (MMtherm) | 0 | 0 | 0 | 0 | 0 | 0 | 0 | 0 | 0 | 0 | 0 | 0 | 0 | 0 | 0 | 0 | 0 | 0 | 0 | 0 | 0 | 0 | 0 | 0 | 0 | 0 | 0 | 0 | 0 | 0 | 0
F3_Commercial_Retail_New_Space Heating_Natural Gas_Furnace_Codes & Standards Forecast | F3 | Commercial | Retail | New | Space Heating | Natural Gas | Furnace | Codes & Standards Forecast | Peak Demand (S) | 0 | 0 | 0 | 0 | 0 | 0 | 0 | 0 | 0 | 0 | 0 | 0 | 0 | 0 | 0 | 0 | 0 | 0 | 0 | 0 | 0 | 0 | 0 | 0 | 0 | 0 | 0 | 0 | 0 | 0 | 0
F4_Commercial_Retail_New_Space Heating_Natural Gas_Furnace_Codes & Standards Forecast | F4 | Commercial | Retail | New | Space Heating | Natural Gas | Furnace | Codes & Standards Forecast | Peak Demand (W) | 0 | 0 | 0 | 0 | 0 | 0 | 0 | 0 | 0 | 0 | 0 | 0 | 0 | 0 | 0 | 0 | 0 | 0 | 0 | 0 | 0 | 0 | 0 | 0 | 0 | 0 | 0 | 0 | 0 | 0 | 0
F5_Commercial_Retail_New_Space Heating_Natural Gas_Furnace_Codes & Standards Forecast | F5 | Commercial | Retail | New | Space Heating | Natural Gas | Furnace | Codes & Standards Forecast | Turnover | 0 | 0 | 0 | 0 | 0 | 0 | 0 | 0 | 0 | 0 | 0 | 0 | 0 | 0 | 0 | 0 | 0 | 0 | 0 | 0 | 0 | 0 | 0 | 0 | 0 | 0 | 0 | 0 | 0 | 0 | 0
F6_Commercial_Retail_New_Space Heating_Natural Gas_Furnace_Codes & Standards Forecast | F6 | Commercial | Retail | New | Space Heating | Natural Gas | Furnace | Codes & Standards Forecast | Avg. Replacement Usage | 0.1497 | 0.15572 | 0.15498 | 0.15338 | 0.15338 | 0.13484 | 0.13484 | 0.13484 | 0.13484 | 0.13484 | 0.13484 | 0.13484 | 0.13484 | 0.13484 | 0.13484 | 0.13484 | 0.13484 | 0.13484 | 0.13484 | 0.13484 | 0.13484 | 0.13484 | 0.13484 | 0.13484 | 0.13484 | 0.13484 | 0.13484 | 0.13484 | 0.13484 | 0.13484 | 0.13484
F7_Commercial_Retail_New_Space Heating_Natural Gas_Furnace_Codes & Standards Forecast | F7 | Commercial | Retail | New | Space Heating | Natural Gas | Furnace | Codes & Standards Forecast | Avg. Replacement Demand (S) | 0 | 0 | 0 | 0 | 0 | 0 | 0 | 0 | 0 | 0 | 0 | 0 | 0 | 0 | 0 | 0 | 0 | 0 | 0 | 0 | 0 | 0 | 0 | 0 | 0 | 0 | 0 | 0 | 0 | 0 | 0
F8_Commercial_Retail_New_Space Heating_Natural Gas_Furnace_Codes & Standards Forecast | F8 | Commercial | Retail | New | Space Heating | Natural Gas | Furnace | Codes & Standards Forecast | Avg. Replacement Demand (W) | 0 | 0 | 0 | 0 | 0 | 0 | 0 | 0 | 0 | 0 | 0 | 0 | 0 | 0 | 0 | 0 | 0 | 0 | 0 | 0 | 0 | 0 | 0 | 0 | 0 | 0 | 0 | 0 | 0 | 0 | 0
F1_Commercial_Retail_New_Space Heating_Natural Gas_Boiler_Codes & Standards Forecast | F1 | Commercial | Retail | New | Space Heating | Natural Gas | Boiler | Codes & Standards Forecast | Units | 0 | 0 | 0 | 0 | 0 | 0 | 0 | 0 | 0 | 0 | 0 | 0 | 0 | 0 | 0 | 0 | 0 | 0 | 0 | 0 | 0 | 0 | 0 | 0 | 0 | 0 | 0 | 0 | 0 | 0 | 0
F2_Commercial_Retail_New_Space Heating_Natural Gas_Boiler_Codes & Standards Forecast | F2 | Commercial | Retail | New | Space Heating | Natural Gas | Boiler | Codes & Standards Forecast | Usage (MMtherm) | 0 | 0 | 0 | 0 | 0 | 0 | 0 | 0 | 0 | 0 | 0 | 0 | 0 | 0 | 0 | 0 | 0 | 0 | 0 | 0 | 0 | 0 | 0 | 0 | 0 | 0 | 0 | 0 | 0 | 0 | 0
F3_Commercial_Retail_New_Space Heating_Natural Gas_Boiler_Codes & Standards Forecast | F3 | Commercial | Retail | New | Space Heating | Natural Gas | Boiler | Codes & Standards Forecast | Peak Demand (S) | 0 | 0 | 0 | 0 | 0 | 0 | 0 | 0 | 0 | 0 | 0 | 0 | 0 | 0 | 0 | 0 | 0 | 0 | 0 | 0 | 0 | 0 | 0 | 0 | 0 | 0 | 0 | 0 | 0 | 0 | 0
F4_Commercial_Retail_New_Space Heating_Natural Gas_Boiler_Codes & Standards Forecast | F4 | Commercial | Retail | New | Space Heating | Natural Gas | Boiler | Codes & Standards Forecast | Peak Demand (W) | 0 | 0 | 0 | 0 | 0 | 0 | 0 | 0 | 0 | 0 | 0 | 0 | 0 | 0 | 0 | 0 | 0 | 0 | 0 | 0 | 0 | 0 | 0 | 0 | 0 | 0 | 0 | 0 | 0 | 0 | 0
F5_Commercial_Retail_New_Space Heating_Natural Gas_Boiler_Codes & Standards Forecast | F5 | Commercial | Retail | New | Space Heating | Natural Gas | Boiler | Codes & Standards Forecast | Turnover | 0 | 0 | 0 | 0 | 0 | 0 | 0 | 0 | 0 | 0 | 0 | 0 | 0 | 0 | 0 | 0 | 0 | 0 | 0 | 0 | 0 | 0 | 0 | 0 | 0 | 0 | 0 | 0 | 0 | 0 | 0
F6_Commercial_Retail_New_Space Heating_Natural Gas_Boiler_Codes & Standards Forecast | F6 | Commercial | Retail | New | Space Heating | Natural Gas | Boiler | Codes & Standards Forecast | Avg. Replacement Usage | 0.64198 | 0.66778 | 0.66461 | 0.65774 | 0.65774 | 0.55978 | 0.55978 | 0.55978 | 0.55978 | 0.55978 | 0.55978 | 0.55978 | 0.55978 | 0.55978 | 0.55978 | 0.55978 | 0.55978 | 0.55978 | 0.55978 | 0.55978 | 0.55978 | 0.55978 | 0.55978 | 0.55978 | 0.55978 | 0.55978 | 0.55978 | 0.55978 | 0.55978 | 0.55978 | 0.55978
F7_Commercial_Retail_New_Space Heating_Natural Gas_Boiler_Codes & Standards Forecast | F7 | Commercial | Retail | New | Space Heating | Natural Gas | Boiler | Codes & Standards Forecast | Avg. Replacement Demand (S) | 0 | 0 | 0 | 0 | 0 | 0 | 0 | 0 | 0 | 0 | 0 | 0 | 0 | 0 | 0 | 0 | 0 | 0 | 0 | 0 | 0 | 0 | 0 | 0 | 0 | 0 | 0 | 0 | 0 | 0 | 0
F8_Commercial_Retail_New_Space Heating_Natural Gas_Boiler_Codes & Standards Forecast | F8 | Commercial | Retail | New | Space Heating | Natural Gas | Boiler | Codes & Standards Forecast | Avg. Replacement Demand (W) | 0 | 0 | 0 | 0 | 0 | 0 | 0 | 0 | 0 | 0 | 0 | 0 | 0 | 0 | 0 | 0 | 0 | 0 | 0 | 0 | 0 | 0 | 0 | 0 | 0 | 0 | 0 | 0 | 0 | 0 | 0
F1_Commercial_Retail_New_Space Heating_Natural Gas_Unit Heater_Codes & Standards Forecast | F1 | Commercial | Retail | New | Space Heating | Natural Gas | Unit Heater | Codes & Standards Forecast | Units | 0 | 136879.7117 | 275014.6487 | 421460.5221 | 501838.1225 | 567322.0379 | 631848.4436 | 695438.2383 | 758111.9114 | 819889.5519 | 880790.8559 | 940835.1348 | 1000041.323 | 1058427.9856 | 1116013.3256 | 1172815.1913 | 1228851.0834 | 1284138.1621 | 1338693.254 | 1392532.8586 | 1445673.1552 | 1498130.0088 | 1549918.9773 | 1601055.3169 | 1651553.9886 | 1701429.6639 | 1750696.7311 | 1799369.3004 | 1847461.2101 | 1894986.0315 | 1941957.0749
F2_Commercial_Retail_New_Space Heating_Natural Gas_Unit Heater_Codes & Standards Forecast | F2 | Commercial | Retail | New | Space Heating | Natural Gas | Unit Heater | Codes & Standards Forecast | Usage (MMtherm) | 0 | 0.064917 | 0.12981 | 0.19688 | 0.23442 | 0.26195 | 0.28907 | 0.3158 | 0.34215 | 0.36812 | 0.39372 | 0.41805 | 0.44123 | 0.46333 | 0.48491 | 0.50653 | 0.52815 | 0.54974 | 0.56939 | 0.58919 | 0.60898 | 0.62976 | 0.65153 | 0.67302 | 0.69425 | 0.71522 | 0.73593 | 0.75639 | 0.7766 | 0.79658 | 0.81633
F3_Commercial_Retail_New_Space Heating_Natural Gas_Unit Heater_Codes & Standards Forecast | F3 | Commercial | Retail | New | Space Heating | Natural Gas | Unit Heater | Codes & Standards Forecast | Peak Demand (S) | 0 | 0 | 0 | 0 | 0 | 0 | 0 | 0 | 0 | 0 | 0 | 0 | 0 | 0 | 0 | 0 | 0 | 0 | 0 | 0 | 0 | 0 | 0 | 0 | 0 | 0 | 0 | 0 | 0 | 0 | 0
F4_Commercial_Retail_New_Space Heating_Natural Gas_Unit Heater_Codes & Standards Forecast | F4 | Commercial | Retail | New | Space Heating | Natural Gas | Unit Heater | Codes & Standards Forecast | Peak Demand (W) | 0 | 0 | 0 | 0 | 0 | 0 | 0 | 0 | 0 | 0 | 0 | 0 | 0 | 0 | 0 | 0 | 0 | 0 | 0 | 0 | 0 | 0 | 0 | 0 | 0 | 0 | 0 | 0 | 0 | 0 | 0
F5_Commercial_Retail_New_Space Heating_Natural Gas_Unit Heater_Codes & Standards Forecast | F5 | Commercial | Retail | New | Space Heating | Natural Gas | Unit Heater | Codes & Standards Forecast | Turnover | 0 | 136879.7117 | 138134.937 | 146445.8734 | 80377.6004 | 65483.9153 | 64526.4058 | 63589.7947 | 62673.6731 | 61777.6405 | 60901.304 | 79598.5234 | 95700.5317 | 110588.3675 | 113812.1728 | 114351.1388 | 114581.8985 | 114553.6263 | 154189.2547 | 148431.4116 | 145340.6253 | 123607.4607 | 122107.3259 | 126928.5783 | 131449.4412 | 135331.0077 | 138622.272 | 141372.2217 | 155023.3596 | 165076.2726 | 172830.054
F6_Commercial_Retail_New_Space Heating_Natural Gas_Unit Heater_Codes & Standards Forecast | F6 | Commercial | Retail | New | Space Heating | Natural Gas | Unit Heater | Codes & Standards Forecast | Avg. Replacement Usage | 0.45593 | 0.47426 | 0.47201 | 0.46713 | 0.46713 | 0.42036 | 0.42036 | 0.42036 | 0.42036 | 0.42036 | 0.42036 | 0.42036 | 0.42036 | 0.42036 | 0.42036 | 0.42036 | 0.42036 | 0.42036 | 0.42036 | 0.42036 | 0.42036 | 0.42036 | 0.42036 | 0.42036 | 0.42036 | 0.42036 | 0.42036 | 0.42036 | 0.42036 | 0.42036 | 0.42036
F7_Commercial_Retail_New_Space Heating_Natural Gas_Unit Heater_Codes & Standards Forecast | F7 | Commercial | Retail | New | Space Heating | Natural Gas | Unit Heater | Codes & Standards Forecast | Avg. Replacement Demand (S) | 0 | 0 | 0 | 0 | 0 | 0 | 0 | 0 | 0 | 0 | 0 | 0 | 0 | 0 | 0 | 0 | 0 | 0 | 0 | 0 | 0 | 0 | 0 | 0 | 0 | 0 | 0 | 0 | 0 | 0 | 0
F8_Commercial_Retail_New_Space Heating_Natural Gas_Unit Heater_Codes & Standards Forecast | F8 | Commercial | Retail | New | Space Heating | Natural Gas | Unit Heater | Codes & Standards Forecast | Avg. Replacement Demand (W) | 0 | 0 | 0 | 0 | 0 | 0 | 0 | 0 | 0 | 0 | 0 | 0 | 0 | 0 | 0 | 0 | 0 | 0 | 0 | 0 | 0 | 0 | 0 | 0 | 0 | 0 | 0 | 0 | 0 | 0 | 0
F1_Commercial_Retail_New_Water Heating_Natural Gas_Water Heater_Codes & Standards Forecast | F1 | Commercial | Retail | New | Water Heating | Natural Gas | Water Heater | Codes & Standards Forecast | Units | 0 | 0 | 0 | 0 | 0 | 0 | 0 | 0 | 0 | 0 | 0 | 0 | 0 | 0 | 0 | 0 | 0 | 0 | 0 | 0 | 0 | 0 | 0 | 0 | 0 | 0 | 0 | 0 | 0 | 0 | 0
F2_Commercial_Retail_New_Water Heating_Natural Gas_Water Heater_Codes & Standards Forecast | F2 | Commercial | Retail | New | Water Heating | Natural Gas | Water Heater | Codes & Standards Forecast | Usage (MMtherm) | 0 | 0 | 0 | 0 | 0 | 0 | 0 | 0 | 0 | 0 | 0 | 0 | 0 | 0 | 0 | 0 | 0 | 0 | 0 | 0 | 0 | 0 | 0 | 0 | 0 | 0 | 0 | 0 | 0 | 0 | 0
F3_Commercial_Retail_New_Water Heating_Natural Gas_Water Heater_Codes & Standards Forecast | F3 | Commercial | Retail | New | Water Heating | Natural Gas | Water Heater | Codes & Standards Forecast | Peak Demand (S) | 0 | 0 | 0 | 0 | 0 | 0 | 0 | 0 | 0 | 0 | 0 | 0 | 0 | 0 | 0 | 0 | 0 | 0 | 0 | 0 | 0 | 0 | 0 | 0 | 0 | 0 | 0 | 0 | 0 | 0 | 0
F4_Commercial_Retail_New_Water Heating_Natural Gas_Water Heater_Codes & Standards Forecast | F4 | Commercial | Retail | New | Water Heating | Natural Gas | Water Heater | Codes & Standards Forecast | Peak Demand (W) | 0 | 0 | 0 | 0 | 0 | 0 | 0 | 0 | 0 | 0 | 0 | 0 | 0 | 0 | 0 | 0 | 0 | 0 | 0 | 0 | 0 | 0 | 0 | 0 | 0 | 0 | 0 | 0 | 0 | 0 | 0
F5_Commercial_Retail_New_Water Heating_Natural Gas_Water Heater_Codes & Standards Forecast | F5 | Commercial | Retail | New | Water Heating | Natural Gas | Water Heater | Codes & Standards Forecast | Turnover | 0 | 0 | 0 | 0 | 0 | 0 | 0 | 0 | 0 | 0 | 0 | 0 | 0 | 0 | 0 | 0 | 0 | 0 | 0 | 0 | 0 | 0 | 0 | 0 | 0 | 0 | 0 | 0 | 0 | 0 | 0
F6_Commercial_Retail_New_Water Heating_Natural Gas_Water Heater_Codes & Standards Forecast | F6 | Commercial | Retail | New | Water Heating | Natural Gas | Water Heater | Codes & Standards Forecast | Avg. Replacement Usage | 0.13875 | 0.14433 | 0.14365 | 0.14216 | 0.14216 | 0.14216 | 0.14216 | 0.14216 | 0.14216 | 0.14216 | 0.14216 | 0.14216 | 0.14216 | 0.14216 | 0.14216 | 0.14216 | 0.14216 | 0.14216 | 0.14216 | 0.14216 | 0.14216 | 0.14216 | 0.14216 | 0.14216 | 0.14216 | 0.14216 | 0.14216 | 0.14216 | 0.14216 | 0.14216 | 0.14216
F7_Commercial_Retail_New_Water Heating_Natural Gas_Water Heater_Codes & Standards Forecast | F7 | Commercial | Retail | New | Water Heating | Natural Gas | Water Heater | Codes & Standards Forecast | Avg. Replacement Demand (S) | 0 | 0 | 0 | 0 | 0 | 0 | 0 | 0 | 0 | 0 | 0 | 0 | 0 | 0 | 0 | 0 | 0 | 0 | 0 | 0 | 0 | 0 | 0 | 0 | 0 | 0 | 0 | 0 | 0 | 0 | 0
F8_Commercial_Retail_New_Water Heating_Natural Gas_Water Heater_Codes & Standards Forecast | F8 | Commercial | Retail | New | Water Heating | Natural Gas | Water Heater | Codes & Standards Forecast | Avg. Replacement Demand (W) | 0 | 0 | 0 | 0 | 0 | 0 | 0 | 0 | 0 | 0 | 0 | 0 | 0 | 0 | 0 | 0 | 0 | 0 | 0 | 0 | 0 | 0 | 0 | 0 | 0 | 0 | 0 | 0 | 0 | 0 | 0
F1_Commercial_Retail_New_Food Preparation_Natural Gas_Oven_Codes & Standards Forecast | F1 | Commercial | Retail | New | Food Preparation | Natural Gas | Oven | Codes & Standards Forecast | Units | 0 | 37141.7454 | 74624.0911 | 114361.575 | 136171.7055 | 153940.4959 | 171449.4701 | 188704.2987 | 205710.5415 | 222473.6495 | 238998.9672 | 255291.7348 | 271357.0898 | 287200.07 | 302825.6146 | 318238.5666 | 333443.6749 | 348445.5958 | 363248.8951 | 377858.0498 | 392277.4502 | 406511.4011 | 420564.1242 | 434439.7591 | 448142.3655 | 461675.9243 | 475044.3399 | 488251.4409 | 501300.9823 | 514196.6466 | 526942.0456
F2_Commercial_Retail_New_Food Preparation_Natural Gas_Oven_Codes & Standards Forecast | F2 | Commercial | Retail | New | Food Preparation | Natural Gas | Oven | Codes & Standards Forecast | Usage (MMtherm) | 0 | 0.0013514 | 0.0027022 | 0.0040983 | 0.0048799 | 0.0055167 | 0.0061441 | 0.0067625 | 0.0073719 | 0.0079727 | 0.0085649 | 0.0091488 | 0.0097245 | 0.010292 | 0.010852 | 0.011405 | 0.011949 | 0.012487 | 0.013018 | 0.013541 | 0.014058 | 0.014568 | 0.015072 | 0.015569 | 0.01606 | 0.016545 | 0.017024 | 0.017497 | 0.017965 | 0.018427 | 0.018884
F3_Commercial_Retail_New_Food Preparation_Natural Gas_Oven_Codes & Standards Forecast | F3 | Commercial | Retail | New | Food Preparation | Natural Gas | Oven | Codes & Standards Forecast | Peak Demand (S) | 0 | 0 | 0 | 0 | 0 | 0 | 0 | 0 | 0 | 0 | 0 | 0 | 0 | 0 | 0 | 0 | 0 | 0 | 0 | 0 | 0 | 0 | 0 | 0 | 0 | 0 | 0 | 0 | 0 | 0 | 0
F4_Commercial_Retail_New_Food Preparation_Natural Gas_Oven_Codes & Standards Forecast | F4 | Commercial | Retail | New | Food Preparation | Natural Gas | Oven | Codes & Standards Forecast | Peak Demand (W) | 0 | 0 | 0 | 0 | 0 | 0 | 0 | 0 | 0 | 0 | 0 | 0 | 0 | 0 | 0 | 0 | 0 | 0 | 0 | 0 | 0 | 0 | 0 | 0 | 0 | 0 | 0 | 0 | 0 | 0 | 0
F5_Commercial_Retail_New_Food Preparation_Natural Gas_Oven_Codes & Standards Forecast | F5 | Commercial | Retail | New | Food Preparation | Natural Gas | Oven | Codes & Standards Forecast | Turnover | 0 | 37141.7454 | 37482.3456 | 39737.484 | 21810.1305 | 17768.7904 | 17508.9742 | 17254.8286 | 17006.2428 | 16763.108 | 22715.6086 | 27698.4009 | 32192.9635 | 32917.6756 | 32815.9225 | 32656.4294 | 42816.057 | 40940.4739 | 39841.9791 | 34257.4607 | 34281.525 | 36078.7055 | 37672.0371 | 38958.3413 | 39979.7454 | 44228.4179 | 47161.4829 | 49262.6703 | 49007.6798 | 48545.9697 | 48422.5928
F6_Commercial_Retail_New_Food Preparation_Natural Gas_Oven_Codes & Standards Forecast | F6 | Commercial | Retail | New | Food Preparation | Natural Gas | Oven | Codes & Standards Forecast | Avg. Replacement Usage | 0.034978 | 0.036384 | 0.036211 | 0.035836 | 0.035836 | 0.035836 | 0.035836 | 0.035836 | 0.035836 | 0.035836 | 0.035836 | 0.035836 | 0.035836 | 0.035836 | 0.035836 | 0.035836 | 0.035836 | 0.035836 | 0.035836 | 0.035836 | 0.035836 | 0.035836 | 0.035836 | 0.035836 | 0.035836 | 0.035836 | 0.035836 | 0.035836 | 0.035836 | 0.035836 | 0.035836
F7_Commercial_Retail_New_Food Preparation_Natural Gas_Oven_Codes & Standards Forecast | F7 | Commercial | Retail | New | Food Preparation | Natural Gas | Oven | Codes & Standards Forecast | Avg. Replacement Demand (S) | 0 | 0 | 0 | 0 | 0 | 0 | 0 | 0 | 0 | 0 | 0 | 0 | 0 | 0 | 0 | 0 | 0 | 0 | 0 | 0 | 0 | 0 | 0 | 0 | 0 | 0 | 0 | 0 | 0 | 0 | 0
F8_Commercial_Retail_New_Food Preparation_Natural Gas_Oven_Codes & Standards Forecast | F8 | Commercial | Retail | New | Food Preparation | Natural Gas | Oven | Codes & Standards Forecast | Avg. Replacement Demand (W) | 0 | 0 | 0 | 0 | 0 | 0 | 0 | 0 | 0 | 0 | 0 | 0 | 0 | 0 | 0 | 0 | 0 | 0 | 0 | 0 | 0 | 0 | 0 | 0 | 0 | 0 | 0 | 0 | 0 | 0 | 0
F1_Commercial_Retail_New_Food Preparation_Natural Gas_Conveyor Oven_Codes & Standards Forecast | F1 | Commercial | Retail | New | Food Preparation | Natural Gas | Conveyor Oven | Codes & Standards Forecast | Units | 0 | 18570.8727 | 37312.0455 | 57180.7875 | 68085.8527 | 76970.248 | 85724.735 | 94352.1493 | 102855.2707 | 111236.8248 | 119499.4836 | 127645.8674 | 135678.5449 | 143600.035 | 151412.8073 | 159119.2833 | 166721.8375 | 174222.7979 | 181624.4475 | 188929.0249 | 196138.7251 | 203255.7006 | 210282.0621 | 217219.8796 | 224071.1827 | 230837.9622 | 237522.1699 | 244125.7204 | 250650.4911 | 257098.3233 | 263471.0228
F2_Commercial_Retail_New_Food Preparation_Natural Gas_Conveyor Oven_Codes & Standards Forecast | F2 | Commercial | Retail | New | Food Preparation | Natural Gas | Conveyor Oven | Codes & Standards Forecast | Usage (MMtherm) | 0 | 0.0010071 | 0.0020139 | 0.0030544 | 0.0036369 | 0.0041114 | 0.0045791 | 0.0050399 | 0.0054941 | 0.0059418 | 0.0063832 | 0.0068183 | 0.0072474 | 0.0076705 | 0.0080879 | 0.0084995 | 0.0089056 | 0.0093063 | 0.0097017 | 0.010092 | 0.010477 | 0.010857 | 0.011232 | 0.011603 | 0.011969 | 0.01233 | 0.012687 | 0.01304 | 0.013389 | 0.013733 | 0.014074
F3_Commercial_Retail_New_Food Preparation_Natural Gas_Conveyor Oven_Codes & Standards Forecast | F3 | Commercial | Retail | New | Food Preparation | Natural Gas | Conveyor Oven | Codes & Standards Forecast | Peak Demand (S) | 0 | 0 | 0 | 0 | 0 | 0 | 0 | 0 | 0 | 0 | 0 | 0 | 0 | 0 | 0 | 0 | 0 | 0 | 0 | 0 | 0 | 0 | 0 | 0 | 0 | 0 | 0 | 0 | 0 | 0 | 0
F4_Commercial_Retail_New_Food Preparation_Natural Gas_Conveyor Oven_Codes & Standards Forecast | F4 | Commercial | Retail | New | Food Preparation | Natural Gas | Conveyor Oven | Codes & Standards Forecast | Peak Demand (W) | 0 | 0 | 0 | 0 | 0 | 0 | 0 | 0 | 0 | 0 | 0 | 0 | 0 | 0 | 0 | 0 | 0 | 0 | 0 | 0 | 0 | 0 | 0 | 0 | 0 | 0 | 0 | 0 | 0 | 0 | 0
F5_Commercial_Retail_New_Food Preparation_Natural Gas_Conveyor Oven_Codes & Standards Forecast | F5 | Commercial | Retail | New | Food Preparation | Natural Gas | Conveyor Oven | Codes & Standards Forecast | Turnover | 0 | 18570.8727 | 18741.1728 | 19868.742 | 10905.0652 | 8884.3952 | 8754.4871 | 8627.4143 | 8503.1214 | 8381.554 | 8262.6589 | 8146.3838 | 8032.6775 | 7921.4901 | 7812.7723 | 7706.476 | 7602.5541 | 11215.135 | 14121.2238 | 16653.9851 | 16870.2394 | 16622.2859 | 21249.7502 | 20086.6544 | 19366.5825 | 16105.5396 | 15278.0412 | 15073.8393 | 14874.2259 | 14679.1117 | 14488.4094
F6_Commercial_Retail_New_Food Preparation_Natural Gas_Conveyor Oven_Codes & Standards Forecast | F6 | Commercial | Retail | New | Food Preparation | Natural Gas | Conveyor Oven | Codes & Standards Forecast | Avg. Replacement Usage | 0.052136 | 0.054232 | 0.053974 | 0.053416 | 0.053416 | 0.053416 | 0.053416 | 0.053416 | 0.053416 | 0.053416 | 0.053416 | 0.053416 | 0.053416 | 0.053416 | 0.053416 | 0.053416 | 0.053416 | 0.053416 | 0.053416 | 0.053416 | 0.053416 | 0.053416 | 0.053416 | 0.053416 | 0.053416 | 0.053416 | 0.053416 | 0.053416 | 0.053416 | 0.053416 | 0.053416
F7_Commercial_Retail_New_Food Preparation_Natural Gas_Conveyor Oven_Codes & Standards Forecast | F7 | Commercial | Retail | New | Food Preparation | Natural Gas | Conveyor Oven | Codes & Standards Forecast | Avg. Replacement Demand (S) | 0 | 0 | 0 | 0 | 0 | 0 | 0 | 0 | 0 | 0 | 0 | 0 | 0 | 0 | 0 | 0 | 0 | 0 | 0 | 0 | 0 | 0 | 0 | 0 | 0 | 0 | 0 | 0 | 0 | 0 | 0
F8_Commercial_Retail_New_Food Preparation_Natural Gas_Conveyor Oven_Codes & Standards Forecast | F8 | Commercial | Retail | New | Food Preparation | Natural Gas | Conveyor Oven | Codes & Standards Forecast | Avg. Replacement Demand (W) | 0 | 0 | 0 | 0 | 0 | 0 | 0 | 0 | 0 | 0 | 0 | 0 | 0 | 0 | 0 | 0 | 0 | 0 | 0 | 0 | 0 | 0 | 0 | 0 | 0 | 0 | 0 | 0 | 0 | 0 | 0
F1_Commercial_Retail_New_Food Preparation_Natural Gas_Double Rack Oven_Codes & Standards Forecast | F1 | Commercial | Retail | New | Food Preparation | Natural Gas | Double Rack Oven | Codes & Standards Forecast | Units | 0 | 18570.8727 | 37312.0455 | 57180.7875 | 68085.8527 | 76970.248 | 85724.735 | 94352.1493 | 102855.2707 | 111236.8248 | 119499.4836 | 127645.8674 | 135678.5449 | 143600.035 | 151412.8073 | 159119.2833 | 166721.8375 | 174222.7979 | 181624.4475 | 188929.0249 | 196138.7251 | 203255.7006 | 210282.0621 | 217219.8796 | 224071.1827 | 230837.9622 | 237522.1699 | 244125.7204 | 250650.4911 | 257098.3233 | 263471.0228
F2_Commercial_Retail_New_Food Preparation_Natural Gas_Double Rack Oven_Codes & Standards Forecast | F2 | Commercial | Retail | New | Food Preparation | Natural Gas | Double Rack Oven | Codes & Standards Forecast | Usage (MMtherm) | 0 | 0.0017948 | 0.003589 | 0.0054433 | 0.0064814 | 0.0073272 | 0.0081606 | 0.0089819 | 0.0097913 | 0.010589 | 0.011376 | 0.012151 | 0.012916 | 0.01367 | 0.014414 | 0.015147 | 0.015871 | 0.016585 | 0.01729 | 0.017985 | 0.018671 | 0.019349 | 0.020018 | 0.020678 | 0.02133 | 0.021975 | 0.022611 | 0.02324 | 0.023861 | 0.024474 | 0.025081
F3_Commercial_Retail_New_Food Preparation_Natural Gas_Double Rack Oven_Codes & Standards Forecast | F3 | Commercial | Retail | New | Food Preparation | Natural Gas | Double Rack Oven | Codes & Standards Forecast | Peak Demand (S) | 0 | 0 | 0 | 0 | 0 | 0 | 0 | 0 | 0 | 0 | 0 | 0 | 0 | 0 | 0 | 0 | 0 | 0 | 0 | 0 | 0 | 0 | 0 | 0 | 0 | 0 | 0 | 0 | 0 | 0 | 0
F4_Commercial_Retail_New_Food Preparation_Natural Gas_Double Rack Oven_Codes & Standards Forecast | F4 | Commercial | Retail | New | Food Preparation | Natural Gas | Double Rack Oven | Codes & Standards Forecast | Peak Demand (W) | 0 | 0 | 0 | 0 | 0 | 0 | 0 | 0 | 0 | 0 | 0 | 0 | 0 | 0 | 0 | 0 | 0 | 0 | 0 | 0 | 0 | 0 | 0 | 0 | 0 | 0 | 0 | 0 | 0 | 0 | 0
F5_Commercial_Retail_New_Food Preparation_Natural Gas_Double Rack Oven_Codes & Standards Forecast | F5 | Commercial | Retail | New | Food Preparation | Natural Gas | Double Rack Oven | Codes & Standards Forecast | Turnover | 0 | 18570.8727 | 18741.1728 | 19868.742 | 10905.0652 | 8884.3952 | 8754.4871 | 8627.4143 | 8503.1214 | 8381.554 | 8262.6589 | 8146.3838 | 11746.8521 | 14641.0643 | 17162.18 | 17367.0153 | 17107.8646 | 21724.3491 | 20550.4865 | 19819.8567 | 16548.4604 | 15710.8089 | 15496.6504 | 16030.1076 | 17020.7655 | 18302.9171 | 19355.3533 | 20131.559 | 22635.8885 | 24205.5241 | 25203.7197
F6_Commercial_Retail_New_Food Preparation_Natural Gas_Double Rack Oven_Codes & Standards Forecast | F6 | Commercial | Retail | New | Food Preparation | Natural Gas | Double Rack Oven | Codes & Standards Forecast | Avg. Replacement Usage | 0.092914 | 0.096649 | 0.09619 | 0.095195 | 0.095195 | 0.095195 | 0.095195 | 0.095195 | 0.095195 | 0.095195 | 0.095195 | 0.095195 | 0.095195 | 0.095195 | 0.095195 | 0.095195 | 0.095195 | 0.095195 | 0.095195 | 0.095195 | 0.095195 | 0.095195 | 0.095195 | 0.095195 | 0.095195 | 0.095195 | 0.095195 | 0.095195 | 0.095195 | 0.095195 | 0.095195
F7_Commercial_Retail_New_Food Preparation_Natural Gas_Double Rack Oven_Codes & Standards Forecast | F7 | Commercial | Retail | New | Food Preparation | Natural Gas | Double Rack Oven | Codes & Standards Forecast | Avg. Replacement Demand (S) | 0 | 0 | 0 | 0 | 0 | 0 | 0 | 0 | 0 | 0 | 0 | 0 | 0 | 0 | 0 | 0 | 0 | 0 | 0 | 0 | 0 | 0 | 0 | 0 | 0 | 0 | 0 | 0 | 0 | 0 | 0
F8_Commercial_Retail_New_Food Preparation_Natural Gas_Double Rack Oven_Codes & Standards Forecast | F8 | Commercial | Retail | New | Food Preparation | Natural Gas | Double Rack Oven | Codes & Standards Forecast | Avg. Replacement Demand (W) | 0 | 0 | 0 | 0 | 0 | 0 | 0 | 0 | 0 | 0 | 0 | 0 | 0 | 0 | 0 | 0 | 0 | 0 | 0 | 0 | 0 | 0 | 0 | 0 | 0 | 0 | 0 | 0 | 0 | 0 | 0
F1_Commercial_Retail_New_Food Preparation_Natural Gas_Fryer_Codes & Standards Forecast | F1 | Commercial | Retail | New | Food Preparation | Natural Gas | Fryer | Codes & Standards Forecast | Units | 0 | 65216.3122 | 131030.6762 | 200804.7843 | 239100.6765 | 270300.4753 | 301044.0688 | 331341.4142 | 361202.2736 | 390636.2185 | 419652.633 | 448260.7181 | 476469.495 | 504287.8091 | 531724.3332 | 558787.5711 | 585485.8611 | 611827.3791 | 637820.1421 | 663472.0113 | 688790.6953 | 713783.7531 | 738458.5971 | 762822.4962 | 786882.5786 | 810645.8344 | 834119.1191 | 857309.1553 | 880222.5364 | 902865.7284 | 925245.0729
F2_Commercial_Retail_New_Food Preparation_Natural Gas_Fryer_Codes & Standards Forecast | F2 | Commercial | Retail | New | Food Preparation | Natural Gas | Fryer | Codes & Standards Forecast | Usage (MMtherm) | 0 | 0.003138 | 0.0062749 | 0.0084322 | 0.0096519 | 0.010646 | 0.011625 | 0.01259 | 0.013541 | 0.014275 | 0.014833 | 0.01545 | 0.016114 | 0.016812 | 0.01727 | 0.017796 | 0.018647 | 0.019486 | 0.020313 | 0.02113 | 0.021937 | 0.022733 | 0.023519 | 0.024294 | 0.025061 | 0.025818 | 0.026565 | 0.027304 | 0.028033 | 0.028755 | 0.029467
F3_Commercial_Retail_New_Food Preparation_Natural Gas_Fryer_Codes & Standards Forecast | F3 | Commercial | Retail | New | Food Preparation | Natural Gas | Fryer | Codes & Standards Forecast | Peak Demand (S) | 0 | 0 | 0 | 0 | 0 | 0 | 0 | 0 | 0 | 0 | 0 | 0 | 0 | 0 | 0 | 0 | 0 | 0 | 0 | 0 | 0 | 0 | 0 | 0 | 0 | 0 | 0 | 0 | 0 | 0 | 0
F4_Commercial_Retail_New_Food Preparation_Natural Gas_Fryer_Codes & Standards Forecast | F4 | Commercial | Retail | New | Food Preparation | Natural Gas | Fryer | Codes & Standards Forecast | Peak Demand (W) | 0 | 0 | 0 | 0 | 0 | 0 | 0 | 0 | 0 | 0 | 0 | 0 | 0 | 0 | 0 | 0 | 0 | 0 | 0 | 0 | 0 | 0 | 0 | 0 | 0 | 0 | 0 | 0 | 0 | 0 | 0
F5_Commercial_Retail_New_Food Preparation_Natural Gas_Fryer_Codes & Standards Forecast | F5 | Commercial | Retail | New | Food Preparation | Natural Gas | Fryer | Codes & Standards Forecast | Turnover | 0 | 65216.3122 | 65814.364 | 69774.1081 | 38295.8922 | 31199.7988 | 30743.5935 | 30297.3454 | 29860.8594 | 42477.2073 | 52613.8973 | 61440.8929 | 62134.2016 | 61198.6136 | 77385.5474 | 73238.7013 | 70648.8557 | 61745.5866 | 62978.599 | 67409.1252 | 71034.3478 | 73690.8894 | 82417.5187 | 87863.0515 | 91303.1194 | 90088.5496 | 88883.9806 | 93243.7256 | 92076.1313 | 92032.6576 | 92040.4822
F6_Commercial_Retail_New_Food Preparation_Natural Gas_Fryer_Codes & Standards Forecast | F6 | Commercial | Retail | New | Food Preparation | Natural Gas | Fryer | Codes & Standards Forecast | Avg. Replacement Usage | 0.046258 | 0.048117 | 0.047889 | 0.031848 | 0.031848 | 0.031848 | 0.031848 | 0.031848 | 0.031848 | 0.031848 | 0.031848 | 0.031848 | 0.031848 | 0.031848 | 0.031848 | 0.031848 | 0.031848 | 0.031848 | 0.031848 | 0.031848 | 0.031848 | 0.031848 | 0.031848 | 0.031848 | 0.031848 | 0.031848 | 0.031848 | 0.031848 | 0.031848 | 0.031848 | 0.031848
F7_Commercial_Retail_New_Food Preparation_Natural Gas_Fryer_Codes & Standards Forecast | F7 | Commercial | Retail | New | Food Preparation | Natural Gas | Fryer | Codes & Standards Forecast | Avg. Replacement Demand (S) | 0 | 0 | 0 | 0 | 0 | 0 | 0 | 0 | 0 | 0 | 0 | 0 | 0 | 0 | 0 | 0 | 0 | 0 | 0 | 0 | 0 | 0 | 0 | 0 | 0 | 0 | 0 | 0 | 0 | 0 | 0
F8_Commercial_Retail_New_Food Preparation_Natural Gas_Fryer_Codes & Standards Forecast | F8 | Commercial | Retail | New | Food Preparation | Natural Gas | Fryer | Codes & Standards Forecast | Avg. Replacement Demand (W) | 0 | 0 | 0 | 0 | 0 | 0 | 0 | 0 | 0 | 0 | 0 | 0 | 0 | 0 | 0 | 0 | 0 | 0 | 0 | 0 | 0 | 0 | 0 | 0 | 0 | 0 | 0 | 0 | 0 | 0 | 0
F1_Commercial_Retail_New_Food Preparation_Natural Gas_Broiler_Codes & Standards Forecast | F1 | Commercial | Retail | New | Food Preparation | Natural Gas | Broiler | Codes & Standards Forecast | Units | 0 | 12063.4098 | 24237.4444 | 37143.934 | 44227.7299 | 49998.9234 | 55685.7302 | 61289.9921 | 66813.5148 | 72258.0689 | 77625.3901 | 82917.1805 | 88135.1087 | 93280.8109 | 98355.8914 | 103361.9232 | 108300.4485 | 113172.9799 | 117981.0002 | 122725.9635 | 127409.2958 | 132032.3952 | 136596.633 | 141103.3536 | 145553.8756 | 149949.4921 | 154291.471 | 158581.0559 | 162819.4664 | 167007.8986 | 171147.5256
F2_Commercial_Retail_New_Food Preparation_Natural Gas_Broiler_Codes & Standards Forecast | F2 | Commercial | Retail | New | Food Preparation | Natural Gas | Broiler | Codes & Standards Forecast | Usage (MMtherm) | 0 | 0.00060122 | 0.0012022 | 0.0018233 | 0.0021711 | 0.0024544 | 0.0027335 | 0.0030086 | 0.0032798 | 0.003547 | 0.0038105 | 0.0040703 | 0.0043264 | 0.004579 | 0.0048281 | 0.0050739 | 0.0053163 | 0.0055555 | 0.0057915 | 0.0060244 | 0.0062543 | 0.0064813 | 0.0067053 | 0.0069265 | 0.007145 | 0.0073608 | 0.0075739 | 0.0077845 | 0.0079926 | 0.0081982 | 0.0084014
F3_Commercial_Retail_New_Food Preparation_Natural Gas_Broiler_Codes & Standards Forecast | F3 | Commercial | Retail | New | Food Preparation | Natural Gas | Broiler | Codes & Standards Forecast | Peak Demand (S) | 0 | 0 | 0 | 0 | 0 | 0 | 0 | 0 | 0 | 0 | 0 | 0 | 0 | 0 | 0 | 0 | 0 | 0 | 0 | 0 | 0 | 0 | 0 | 0 | 0 | 0 | 0 | 0 | 0 | 0 | 0
F4_Commercial_Retail_New_Food Preparation_Natural Gas_Broiler_Codes & Standards Forecast | F4 | Commercial | Retail | New | Food Preparation | Natural Gas | Broiler | Codes & Standards Forecast | Peak Demand (W) | 0 | 0 | 0 | 0 | 0 | 0 | 0 | 0 | 0 | 0 | 0 | 0 | 0 | 0 | 0 | 0 | 0 | 0 | 0 | 0 | 0 | 0 | 0 | 0 | 0 | 0 | 0 | 0 | 0 | 0 | 0
F5_Commercial_Retail_New_Food Preparation_Natural Gas_Broiler_Codes & Standards Forecast | F5 | Commercial | Retail | New | Food Preparation | Natural Gas | Broiler | Codes & Standards Forecast | Turnover | 0 | 12063.4098 | 12174.0346 | 12906.4896 | 7083.7958 | 5771.1935 | 5686.8068 | 5604.2619 | 5523.5227 | 5444.5541 | 5367.3213 | 5291.7904 | 7630.6102 | 9510.6547 | 11148.3404 | 11281.3988 | 11113.0578 | 14111.8691 | 13349.3425 | 12874.7343 | 10749.6757 | 10205.5476 | 10066.4329 | 10412.9601 | 11056.4792 | 11889.3491 | 12572.9987 | 13077.2124 | 14703.9939 | 15723.6098 | 16372.0254
F6_Commercial_Retail_New_Food Preparation_Natural Gas_Broiler_Codes & Standards Forecast | F6 | Commercial | Retail | New | Food Preparation | Natural Gas | Broiler | Codes & Standards Forecast | Avg. Replacement Usage | 0.047912 | 0.049838 | 0.049601 | 0.049088 | 0.049088 | 0.049088 | 0.049088 | 0.049088 | 0.049088 | 0.049088 | 0.049088 | 0.049088 | 0.049088 | 0.049088 | 0.049088 | 0.049088 | 0.049088 | 0.049088 | 0.049088 | 0.049088 | 0.049088 | 0.049088 | 0.049088 | 0.049088 | 0.049088 | 0.049088 | 0.049088 | 0.049088 | 0.049088 | 0.049088 | 0.049088
F7_Commercial_Retail_New_Food Preparation_Natural Gas_Broiler_Codes & Standards Forecast | F7 | Commercial | Retail | New | Food Preparation | Natural Gas | Broiler | Codes & Standards Forecast | Avg. Replacement Demand (S) | 0 | 0 | 0 | 0 | 0 | 0 | 0 | 0 | 0 | 0 | 0 | 0 | 0 | 0 | 0 | 0 | 0 | 0 | 0 | 0 | 0 | 0 | 0 | 0 | 0 | 0 | 0 | 0 | 0 | 0 | 0
F8_Commercial_Retail_New_Food Preparation_Natural Gas_Broiler_Codes & Standards Forecast | F8 | Commercial | Retail | New | Food Preparation | Natural Gas | Broiler | Codes & Standards Forecast | Avg. Replacement Demand (W) | 0 | 0 | 0 | 0 | 0 | 0 | 0 | 0 | 0 | 0 | 0 | 0 | 0 | 0 | 0 | 0 | 0 | 0 | 0 | 0 | 0 | 0 | 0 | 0 | 0 | 0 | 0 | 0 | 0 | 0 | 0
F1_Commercial_Retail_New_Food Preparation_Natural Gas_Griddle_Codes & Standards Forecast | F1 | Commercial | Retail | New | Food Preparation | Natural Gas | Griddle | Codes & Standards Forecast | Units | 0 | 42172.0038 | 84730.7367 | 129850.0305 | 154613.996 | 174789.2864 | 194669.5725 | 214261.293 | 233570.7608 | 252604.165 | 271367.5741 | 289866.9377 | 308108.0895 | 326096.7492 | 343838.5251 | 361338.9163 | 378603.3145 | 395637.0068 | 412445.1774 | 429032.9097 | 445405.1883 | 461566.9014 | 477522.8422 | 493277.7111 | 508836.1174 | 524202.5815 | 539381.5362 | 554377.3288 | 569194.223 | 583836.3998 | 598307.9603
F2_Commercial_Retail_New_Food Preparation_Natural Gas_Griddle_Codes & Standards Forecast | F2 | Commercial | Retail | New | Food Preparation | Natural Gas | Griddle | Codes & Standards Forecast | Usage (MMtherm) | 0 | 0.0014109 | 0.0028214 | 0.004279 | 0.0050951 | 0.0057599 | 0.0064151 | 0.0070607 | 0.007697 | 0.0083242 | 0.0089425 | 0.0095522 | 0.010153 | 0.010746 | 0.011331 | 0.011907 | 0.012476 | 0.013038 | 0.013592 | 0.014138 | 0.014678 | 0.01521 | 0.015736 | 0.016255 | 0.016768 | 0.017274 | 0.017775 | 0.018269 | 0.018757 | 0.019239 | 0.019716
F3_Commercial_Retail_New_Food Preparation_Natural Gas_Griddle_Codes & Standards Forecast | F3 | Commercial | Retail | New | Food Preparation | Natural Gas | Griddle | Codes & Standards Forecast | Peak Demand (S) | 0 | 0 | 0 | 0 | 0 | 0 | 0 | 0 | 0 | 0 | 0 | 0 | 0 | 0 | 0 | 0 | 0 | 0 | 0 | 0 | 0 | 0 | 0 | 0 | 0 | 0 | 0 | 0 | 0 | 0 | 0
F4_Commercial_Retail_New_Food Preparation_Natural Gas_Griddle_Codes & Standards Forecast | F4 | Commercial | Retail | New | Food Preparation | Natural Gas | Griddle | Codes & Standards Forecast | Peak Demand (W) | 0 | 0 | 0 | 0 | 0 | 0 | 0 | 0 | 0 | 0 | 0 | 0 | 0 | 0 | 0 | 0 | 0 | 0 | 0 | 0 | 0 | 0 | 0 | 0 | 0 | 0 | 0 | 0 | 0 | 0 | 0
F5_Commercial_Retail_New_Food Preparation_Natural Gas_Griddle_Codes & Standards Forecast | F5 | Commercial | Retail | New | Food Preparation | Natural Gas | Griddle | Codes & Standards Forecast | Turnover | 0 | 42172.0038 | 42558.7329 | 45119.2938 | 24763.9656 | 20175.2903 | 19880.2861 | 19591.7206 | 19309.4678 | 19033.4043 | 18763.409 | 18499.3636 | 26675.5525 | 33247.9269 | 38973.0484 | 39438.2023 | 38849.7052 | 49333.1329 | 46667.4458 | 45008.2817 | 37579.3719 | 35677.1758 | 35190.8501 | 36402.2611 | 38651.9146 | 41563.512 | 43953.4559 | 45716.1167 | 51403.1188 | 54967.5543 | 57234.325
F6_Commercial_Retail_New_Food Preparation_Natural Gas_Griddle_Codes & Standards Forecast | F6 | Commercial | Retail | New | Food Preparation | Natural Gas | Griddle | Codes & Standards Forecast | Avg. Replacement Usage | 0.032164 | 0.033457 | 0.033298 | 0.032954 | 0.032954 | 0.032954 | 0.032954 | 0.032954 | 0.032954 | 0.032954 | 0.032954 | 0.032954 | 0.032954 | 0.032954 | 0.032954 | 0.032954 | 0.032954 | 0.032954 | 0.032954 | 0.032954 | 0.032954 | 0.032954 | 0.032954 | 0.032954 | 0.032954 | 0.032954 | 0.032954 | 0.032954 | 0.032954 | 0.032954 | 0.032954
F7_Commercial_Retail_New_Food Preparation_Natural Gas_Griddle_Codes & Standards Forecast | F7 | Commercial | Retail | New | Food Preparation | Natural Gas | Griddle | Codes & Standards Forecast | Avg. Replacement Demand (S) | 0 | 0 | 0 | 0 | 0 | 0 | 0 | 0 | 0 | 0 | 0 | 0 | 0 | 0 | 0 | 0 | 0 | 0 | 0 | 0 | 0 | 0 | 0 | 0 | 0 | 0 | 0 | 0 | 0 | 0 | 0
F8_Commercial_Retail_New_Food Preparation_Natural Gas_Griddle_Codes & Standards Forecast | F8 | Commercial | Retail | New | Food Preparation | Natural Gas | Griddle | Codes & Standards Forecast | Avg. Replacement Demand (W) | 0 | 0 | 0 | 0 | 0 | 0 | 0 | 0 | 0 | 0 | 0 | 0 | 0 | 0 | 0 | 0 | 0 | 0 | 0 | 0 | 0 | 0 | 0 | 0 | 0 | 0 | 0 | 0 | 0 | 0 | 0
F1_Commercial_Retail_New_Food Preparation_Natural Gas_Range_Codes & Standards Forecast | F1 | Commercial | Retail | New | Food Preparation | Natural Gas | Range | Codes & Standards Forecast | Units | 0 | 57915.1419 | 116361.3819 | 178324.0603 | 212332.6075 | 240039.4911 | 267341.2432 | 294246.7059 | 320764.5487 | 346903.2713 | 372671.2074 | 398076.5278 | 423127.2439 | 447831.2107 | 472196.1301 | 496229.5538 | 519938.8866 | 543331.3892 | 566414.1811 | 589194.2432 | 611678.4213 | 633873.4281 | 655785.8461 | 677422.1305 | 698788.6113 | 719891.4963 | 740736.8733 | 761330.7124 | 781678.8687 | 801787.0845 | 821660.9914
F2_Commercial_Retail_New_Food Preparation_Natural Gas_Range_Codes & Standards Forecast | F2 | Commercial | Retail | New | Food Preparation | Natural Gas | Range | Codes & Standards Forecast | Usage (MMtherm) | 0 | 0.0022645 | 0.0045281 | 0.0068676 | 0.0081773 | 0.0092443 | 0.010296 | 0.011332 | 0.012353 | 0.01336 | 0.014352 | 0.015331 | 0.016295 | 0.017247 | 0.018185 | 0.019111 | 0.020024 | 0.020925 | 0.021814 | 0.022691 | 0.023557 | 0.024412 | 0.025255 | 0.026089 | 0.026912 | 0.027724 | 0.028527 | 0.02932 | 0.030104 | 0.030878 | 0.031644
F3_Commercial_Retail_New_Food Preparation_Natural Gas_Range_Codes & Standards Forecast | F3 | Commercial | Retail | New | Food Preparation | Natural Gas | Range | Codes & Standards Forecast | Peak Demand (S) | 0 | 0 | 0 | 0 | 0 | 0 | 0 | 0 | 0 | 0 | 0 | 0 | 0 | 0 | 0 | 0 | 0 | 0 | 0 | 0 | 0 | 0 | 0 | 0 | 0 | 0 | 0 | 0 | 0 | 0 | 0
F4_Commercial_Retail_New_Food Preparation_Natural Gas_Range_Codes & Standards Forecast | F4 | Commercial | Retail | New | Food Preparation | Natural Gas | Range | Codes & Standards Forecast | Peak Demand (W) | 0 | 0 | 0 | 0 | 0 | 0 | 0 | 0 | 0 | 0 | 0 | 0 | 0 | 0 | 0 | 0 | 0 | 0 | 0 | 0 | 0 | 0 | 0 | 0 | 0 | 0 | 0 | 0 | 0 | 0 | 0
F5_Commercial_Retail_New_Food Preparation_Natural Gas_Range_Codes & Standards Forecast | F5 | Commercial | Retail | New | Food Preparation | Natural Gas | Range | Codes & Standards Forecast | Turnover | 0 | 57915.1419 | 58446.24 | 61962.6783 | 34008.5472 | 27706.8837 | 27301.752 | 26905.4627 | 26517.8428 | 26138.7226 | 37350.9645 | 46360.9911 | 54207.7883 | 54831.334 | 54008.1899 | 68390.4975 | 64715.3086 | 62422.665 | 52206.6585 | 51897.4051 | 54944.0478 | 58900.5754 | 62141.5275 | 64521.8258 | 72292.2354 | 77148.4748 | 80223.3726 | 78701.0261 | 76997.6046 | 80186.8196 | 78753.4763
F6_Commercial_Retail_New_Food Preparation_Natural Gas_Range_Codes & Standards Forecast | F6 | Commercial | Retail | New | Food Preparation | Natural Gas | Range | Codes & Standards Forecast | Avg. Replacement Usage | 0.037589 | 0.0391 | 0.038914 | 0.038512 | 0.038512 | 0.038512 | 0.038512 | 0.038512 | 0.038512 | 0.038512 | 0.038512 | 0.038512 | 0.038512 | 0.038512 | 0.038512 | 0.038512 | 0.038512 | 0.038512 | 0.038512 | 0.038512 | 0.038512 | 0.038512 | 0.038512 | 0.038512 | 0.038512 | 0.038512 | 0.038512 | 0.038512 | 0.038512 | 0.038512 | 0.038512
F7_Commercial_Retail_New_Food Preparation_Natural Gas_Range_Codes & Standards Forecast | F7 | Commercial | Retail | New | Food Preparation | Natural Gas | Range | Codes & Standards Forecast | Avg. Replacement Demand (S) | 0 | 0 | 0 | 0 | 0 | 0 | 0 | 0 | 0 | 0 | 0 | 0 | 0 | 0 | 0 | 0 | 0 | 0 | 0 | 0 | 0 | 0 | 0 | 0 | 0 | 0 | 0 | 0 | 0 | 0 | 0
F8_Commercial_Retail_New_Food Preparation_Natural Gas_Range_Codes & Standards Forecast | F8 | Commercial | Retail | New | Food Preparation | Natural Gas | Range | Codes & Standards Forecast | Avg. Replacement Demand (W) | 0 | 0 | 0 | 0 | 0 | 0 | 0 | 0 | 0 | 0 | 0 | 0 | 0 | 0 | 0 | 0 | 0 | 0 | 0 | 0 | 0 | 0 | 0 | 0 | 0 | 0 | 0 | 0 | 0 | 0 | 0
F1_Commercial_Retail_New_Food Preparation_Natural Gas_Steamer_Codes & Standards Forecast | F1 | Commercial | Retail | New | Food Preparation | Natural Gas | Steamer | Codes & Standards Forecast | Units | 0 | 11031.109 | 22163.3763 | 33965.4203 | 40443.0353 | 45720.3711 | 50920.5414 | 56045.2304 | 61096.0894 | 66074.7372 | 70982.7613 | 75821.7179 | 80593.1329 | 85298.5025 | 89939.2937 | 94516.9449 | 99032.8664 | 103488.4411 | 107885.0252 | 112223.9483 | 116506.5144 | 120734.0018 | 124907.6646 | 129028.7321 | 133098.4101 | 137117.8809 | 141088.3042 | 145010.8169 | 148886.5344 | 152716.5504 | 156501.9375
F2_Commercial_Retail_New_Food Preparation_Natural Gas_Steamer_Codes & Standards Forecast | F2 | Commercial | Retail | New | Food Preparation | Natural Gas | Steamer | Codes & Standards Forecast | Usage (MMtherm) | 0 | 0.0010162 | 0.0020321 | 0.0022345 | 0.0023571 | 0.002457 | 0.0025554 | 0.0026524 | 0.002748 | 0.0028422 | 0.0028471 | 0.0027716 | 0.0027135 | 0.0026705 | 0.002641 | 0.0026234 | 0.0026161 | 0.0026181 | 0.002628 | 0.0024011 | 0.0022052 | 0.0022852 | 0.0023642 | 0.0024422 | 0.0025192 | 0.0025953 | 0.0026705 | 0.0027447 | 0.0028181 | 0.0028906 | 0.0029622
F3_Commercial_Retail_New_Food Preparation_Natural Gas_Steamer_Codes & Standards Forecast | F3 | Commercial | Retail | New | Food Preparation | Natural Gas | Steamer | Codes & Standards Forecast | Peak Demand (S) | 0 | 0 | 0 | 0 | 0 | 0 | 0 | 0 | 0 | 0 | 0 | 0 | 0 | 0 | 0 | 0 | 0 | 0 | 0 | 0 | 0 | 0 | 0 | 0 | 0 | 0 | 0 | 0 | 0 | 0 | 0
F4_Commercial_Retail_New_Food Preparation_Natural Gas_Steamer_Codes & Standards Forecast | F4 | Commercial | Retail | New | Food Preparation | Natural Gas | Steamer | Codes & Standards Forecast | Peak Demand (W) | 0 | 0 | 0 | 0 | 0 | 0 | 0 | 0 | 0 | 0 | 0 | 0 | 0 | 0 | 0 | 0 | 0 | 0 | 0 | 0 | 0 | 0 | 0 | 0 | 0 | 0 | 0 | 0 | 0 | 0 | 0
F5_Commercial_Retail_New_Food Preparation_Natural Gas_Steamer_Codes & Standards Forecast | F5 | Commercial | Retail | New | Food Preparation | Natural Gas | Steamer | Codes & Standards Forecast | Turnover | 0 | 11031.109 | 11132.2673 | 11802.044 | 6477.615 | 5277.3358 | 5200.1703 | 5124.689 | 5050.859 | 4978.6479 | 6133.7028 | 7165.3674 | 8150.674 | 8428.8904 | 8536.9581 | 8618.7073 | 8677.3813 | 8715.8567 | 8736.6844 | 12275.3001 | 12164.4266 | 12345.4714 | 10686.5544 | 10489.2341 | 10664.1418 | 10822.1258 | 10962.9205 | 11086.5714 | 11963.3866 | 12688.3553 | 13334.6069
F6_Commercial_Retail_New_Food Preparation_Natural Gas_Steamer_Codes & Standards Forecast | F6 | Commercial | Retail | New | Food Preparation | Natural Gas | Steamer | Codes & Standards Forecast | Avg. Replacement Usage | 0.088566 | 0.092126 | 0.091688 | 0.018928 | 0.018928 | 0.018928 | 0.018928 | 0.018928 | 0.018928 | 0.018928 | 0.018928 | 0.018928 | 0.018928 | 0.018928 | 0.018928 | 0.018928 | 0.018928 | 0.018928 | 0.018928 | 0.018928 | 0.018928 | 0.018928 | 0.018928 | 0.018928 | 0.018928 | 0.018928 | 0.018928 | 0.018928 | 0.018928 | 0.018928 | 0.018928
F7_Commercial_Retail_New_Food Preparation_Natural Gas_Steamer_Codes & Standards Forecast | F7 | Commercial | Retail | New | Food Preparation | Natural Gas | Steamer | Codes & Standards Forecast | Avg. Replacement Demand (S) | 0 | 0 | 0 | 0 | 0 | 0 | 0 | 0 | 0 | 0 | 0 | 0 | 0 | 0 | 0 | 0 | 0 | 0 | 0 | 0 | 0 | 0 | 0 | 0 | 0 | 0 | 0 | 0 | 0 | 0 | 0
F8_Commercial_Retail_New_Food Preparation_Natural Gas_Steamer_Codes & Standards Forecast | F8 | Commercial | Retail | New | Food Preparation | Natural Gas | Steamer | Codes & Standards Forecast | Avg. Replacement Demand (W) | 0 | 0 | 0 | 0 | 0 | 0 | 0 | 0 | 0 | 0 | 0 | 0 | 0 | 0 | 0 | 0 | 0 | 0 | 0 | 0 | 0 | 0 | 0 | 0 | 0 | 0 | 0 | 0 | 0 | 0 | 0
F1_Commercial_Retail_New_Food Preparation_Natural Gas_Food Prep Other_Codes & Standards Forecast | F1 | Commercial | Retail | New | Food Preparation | Natural Gas | Food Prep Other | Codes & Standards Forecast | Units | 0 | 11031.109 | 22163.3763 | 33965.4203 | 40443.0353 | 45720.3711 | 50920.5414 | 56045.2304 | 61096.0894 | 66074.7372 | 70982.7613 | 75821.7179 | 80593.1329 | 85298.5025 | 89939.2937 | 94516.9449 | 99032.8664 | 103488.4411 | 107885.0252 | 112223.9483 | 116506.5144 | 120734.0018 | 124907.6646 | 129028.7321 | 133098.4101 | 137117.8809 | 141088.3042 | 145010.8169 | 148886.5344 | 152716.5504 | 156501.9375
F2_Commercial_Retail_New_Food Preparation_Natural Gas_Food Prep Other_Codes & Standards Forecast | F2 | Commercial | Retail | New | Food Preparation | Natural Gas | Food Prep Other | Codes & Standards Forecast | Usage (MMtherm) | 0 | 0.00043678 | 0.0008734 | 0.0013246 | 0.0015773 | 0.0017831 | 0.0019859 | 0.0021858 | 0.0023827 | 0.0025769 | 0.0027683 | 0.002957 | 0.0031431 | 0.0033266 | 0.0035076 | 0.0036861 | 0.0038623 | 0.004036 | 0.0042075 | 0.0043767 | 0.0045437 | 0.0047086 | 0.0048714 | 0.0050321 | 0.0051908 | 0.0053476 | 0.0055024 | 0.0056554 | 0.0058065 | 0.0059559 | 0.0061035
F3_Commercial_Retail_New_Food Preparation_Natural Gas_Food Prep Other_Codes & Standards Forecast | F3 | Commercial | Retail | New | Food Preparation | Natural Gas | Food Prep Other | Codes & Standards Forecast | Peak Demand (S) | 0 | 0 | 0 | 0 | 0 | 0 | 0 | 0 | 0 | 0 | 0 | 0 | 0 | 0 | 0 | 0 | 0 | 0 | 0 | 0 | 0 | 0 | 0 | 0 | 0 | 0 | 0 | 0 | 0 | 0 | 0
F4_Commercial_Retail_New_Food Preparation_Natural Gas_Food Prep Other_Codes & Standards Forecast | F4 | Commercial | Retail | New | Food Preparation | Natural Gas | Food Prep Other | Codes & Standards Forecast | Peak Demand (W) | 0 | 0 | 0 | 0 | 0 | 0 | 0 | 0 | 0 | 0 | 0 | 0 | 0 | 0 | 0 | 0 | 0 | 0 | 0 | 0 | 0 | 0 | 0 | 0 | 0 | 0 | 0 | 0 | 0 | 0 | 0
F5_Commercial_Retail_New_Food Preparation_Natural Gas_Food Prep Other_Codes & Standards Forecast | F5 | Commercial | Retail | New | Food Preparation | Natural Gas | Food Prep Other | Codes & Standards Forecast | Turnover | 0 | 11031.109 | 11132.2673 | 11802.044 | 6477.615 | 5277.3358 | 5200.1703 | 5124.689 | 5050.859 | 4978.6479 | 7114.2459 | 8830.3875 | 10324.9686 | 10443.7354 | 10286.951 | 13026.3521 | 12326.3381 | 11889.6578 | 9943.813 | 9884.9094 | 10465.2041 | 11218.8047 | 11836.1095 | 12289.4854 | 13769.5169 | 14694.4858 | 15280.1622 | 14990.2006 | 14665.7495 | 15273.2 | 15000.1908
F6_Commercial_Retail_New_Food Preparation_Natural Gas_Food Prep Other_Codes & Standards Forecast | F6 | Commercial | Retail | New | Food Preparation | Natural Gas | Food Prep Other | Codes & Standards Forecast | Avg. Replacement Usage | 0.038065 | 0.039595 | 0.039407 | 0.039 | 0.039 | 0.039 | 0.039 | 0.039 | 0.039 | 0.039 | 0.039 | 0.039 | 0.039 | 0.039 | 0.039 | 0.039 | 0.039 | 0.039 | 0.039 | 0.039 | 0.039 | 0.039 | 0.039 | 0.039 | 0.039 | 0.039 | 0.039 | 0.039 | 0.039 | 0.039 | 0.039
F7_Commercial_Retail_New_Food Preparation_Natural Gas_Food Prep Other_Codes & Standards Forecast | F7 | Commercial | Retail | New | Food Preparation | Natural Gas | Food Prep Other | Codes & Standards Forecast | Avg. Replacement Demand (S) | 0 | 0 | 0 | 0 | 0 | 0 | 0 | 0 | 0 | 0 | 0 | 0 | 0 | 0 | 0 | 0 | 0 | 0 | 0 | 0 | 0 | 0 | 0 | 0 | 0 | 0 | 0 | 0 | 0 | 0 | 0
F8_Commercial_Retail_New_Food Preparation_Natural Gas_Food Prep Other_Codes & Standards Forecast | F8 | Commercial | Retail | New | Food Preparation | Natural Gas | Food Prep Other | Codes & Standards Forecast | Avg. Replacement Demand (W) | 0 | 0 | 0 | 0 | 0 | 0 | 0 | 0 | 0 | 0 | 0 | 0 | 0 | 0 | 0 | 0 | 0 | 0 | 0 | 0 | 0 | 0 | 0 | 0 | 0 | 0 | 0 | 0 | 0 | 0 | 0
F1_Commercial_Retail_New_Miscellaneous_Natural Gas_Pool Heater_Codes & Standards Forecast | F1 | Commercial | Retail | New | Miscellaneous | Natural Gas | Pool Heater | Codes & Standards Forecast | Units | 0 | 2544.9701 | 5113.2783 | 7836.1096 | 9330.5501 | 10548.0761 | 11747.7994 | 12930.1084 | 14095.3843 | 15244.0004 | 16376.3231 | 17492.7113 | 18593.5171 | 19679.0856 | 20749.7554 | 21805.8582 | 22847.7195 | 23875.6582 | 24889.9873 | 25891.0136 | 26879.0378 | 27854.3549 | 28817.2541 | 29768.0193 | 30706.9284 | 31634.2543 | 32550.2645 | 33455.2213 | 34349.3821 | 35232.9992 | 36106.32
F2_Commercial_Retail_New_Miscellaneous_Natural Gas_Pool Heater_Codes & Standards Forecast | F2 | Commercial | Retail | New | Miscellaneous | Natural Gas | Pool Heater | Codes & Standards Forecast | Usage (MMtherm) | 0 | 4.1735e-07 | 8.3455e-07 | 1.2657e-06 | 1.5071e-06 | 1.7038e-06 | 1.8975e-06 | 2.0885e-06 | 2.2767e-06 | 2.4623e-06 | 2.6452e-06 | 2.8255e-06 | 3.0033e-06 | 3.1786e-06 | 3.3516e-06 | 3.5222e-06 | 3.6904e-06 | 3.8565e-06 | 4.0203e-06 | 4.182e-06 | 4.3416e-06 | 4.4991e-06 | 4.6547e-06 | 4.8082e-06 | 4.9599e-06 | 5.1097e-06 | 5.2576e-06 | 5.4038e-06 | 5.5482e-06 | 5.691e-06 | 5.832e-06
F3_Commercial_Retail_New_Miscellaneous_Natural Gas_Pool Heater_Codes & Standards Forecast | F3 | Commercial | Retail | New | Miscellaneous | Natural Gas | Pool Heater | Codes & Standards Forecast | Peak Demand (S) | 0 | 0 | 0 | 0 | 0 | 0 | 0 | 0 | 0 | 0 | 0 | 0 | 0 | 0 | 0 | 0 | 0 | 0 | 0 | 0 | 0 | 0 | 0 | 0 | 0 | 0 | 0 | 0 | 0 | 0 | 0
F4_Commercial_Retail_New_Miscellaneous_Natural Gas_Pool Heater_Codes & Standards Forecast | F4 | Commercial | Retail | New | Miscellaneous | Natural Gas | Pool Heater | Codes & Standards Forecast | Peak Demand (W) | 0 | 0 | 0 | 0 | 0 | 0 | 0 | 0 | 0 | 0 | 0 | 0 | 0 | 0 | 0 | 0 | 0 | 0 | 0 | 0 | 0 | 0 | 0 | 0 | 0 | 0 | 0 | 0 | 0 | 0 | 0
F5_Commercial_Retail_New_Miscellaneous_Natural Gas_Pool Heater_Codes & Standards Forecast | F5 | Commercial | Retail | New | Miscellaneous | Natural Gas | Pool Heater | Codes & Standards Forecast | Turnover | 0 | 2544.9701 | 2568.3082 | 2722.8313 | 1494.4405 | 1217.526 | 1708.7173 | 2103.1659 | 2446.5276 | 2472.5057 | 2434.9394 | 3167.3737 | 3168.3453 | 3269.413 | 2990.2312 | 3006.1484 | 3364.1353 | 3622.8294 | 3834.1344 | 3861.7267 | 3867.9665 | 4144.1013 | 4222.7472 | 4351.9646 | 4359.0282 | 4441.1871 | 4649.7635 | 4804.3241 | 4939.4398 | 4998.8791 | 5055.4036
F6_Commercial_Retail_New_Miscellaneous_Natural Gas_Pool Heater_Codes & Standards Forecast | F6 | Commercial | Retail | New | Miscellaneous | Natural Gas | Pool Heater | Codes & Standards Forecast | Avg. Replacement Usage | 0.00015765 | 0.00016399 | 0.00016321 | 0.00016152 | 0.00016152 | 0.00016152 | 0.00016152 | 0.00016152 | 0.00016152 | 0.00016152 | 0.00016152 | 0.00016152 | 0.00016152 | 0.00016152 | 0.00016152 | 0.00016152 | 0.00016152 | 0.00016152 | 0.00016152 | 0.00016152 | 0.00016152 | 0.00016152 | 0.00016152 | 0.00016152 | 0.00016152 | 0.00016152 | 0.00016152 | 0.00016152 | 0.00016152 | 0.00016152 | 0.00016152
F7_Commercial_Retail_New_Miscellaneous_Natural Gas_Pool Heater_Codes & Standards Forecast | F7 | Commercial | Retail | New | Miscellaneous | Natural Gas | Pool Heater | Codes & Standards Forecast | Avg. Replacement Demand (S) | 0 | 0 | 0 | 0 | 0 | 0 | 0 | 0 | 0 | 0 | 0 | 0 | 0 | 0 | 0 | 0 | 0 | 0 | 0 | 0 | 0 | 0 | 0 | 0 | 0 | 0 | 0 | 0 | 0 | 0 | 0
F8_Commercial_Retail_New_Miscellaneous_Natural Gas_Pool Heater_Codes & Standards Forecast | F8 | Commercial | Retail | New | Miscellaneous | Natural Gas | Pool Heater | Codes & Standards Forecast | Avg. Replacement Demand (W) | 0 | 0 | 0 | 0 | 0 | 0 | 0 | 0 | 0 | 0 | 0 | 0 | 0 | 0 | 0 | 0 | 0 | 0 | 0 | 0 | 0 | 0 | 0 | 0 | 0 | 0 | 0 | 0 | 0 | 0 | 0
F1_Commercial_Retail_New_Miscellaneous_Natural Gas_Miscellaneous_Codes & Standards Forecast | F1 | Commercial | Retail | New | Miscellaneous | Natural Gas | Miscellaneous | Codes & Standards Forecast | Units | 0 | 1980261.5706 | 3978682.6948 | 6097339.5187 | 7260175.6415 | 8207542.3436 | 9141056.5949 | 10061020.7378 | 10967731.198 | 11861478.6044 | 12742547.9048 | 13611218.4811 | 14467764.2605 | 15312453.826 | 16145550.5236 | 16967312.5678 | 17777993.145 | 18577840.5148 | 19367098.1093 | 20146004.6302 | 20914794.1444 | 21673696.177 | 22422935.8035 | 23162733.7391 | 23893306.4266 | 24614866.123 | 25327620.9836 | 26031775.1448 | 26727528.8057 | 27415078.3069 | 28094616.2092
F2_Commercial_Retail_New_Miscellaneous_Natural Gas_Miscellaneous_Codes & Standards Forecast | F2 | Commercial | Retail | New | Miscellaneous | Natural Gas | Miscellaneous | Codes & Standards Forecast | Usage (MMtherm) | 0 | 0.00021465 | 0.00042922 | 0.00065098 | 0.00077514 | 0.00087628 | 0.00097595 | 0.0010742 | 0.001171 | 0.0012664 | 0.0013605 | 0.0014532 | 0.0015447 | 0.0016348 | 0.0017238 | 0.0018115 | 0.0018981 | 0.0019835 | 0.0020677 | 0.0021509 | 0.002233 | 0.002314 | 0.002394 | 0.002473 | 0.002551 | 0.002628 | 0.0027041 | 0.0027793 | 0.0028536 | 0.002927 | 0.0029995
F3_Commercial_Retail_New_Miscellaneous_Natural Gas_Miscellaneous_Codes & Standards Forecast | F3 | Commercial | Retail | New | Miscellaneous | Natural Gas | Miscellaneous | Codes & Standards Forecast | Peak Demand (S) | 0 | 0 | 0 | 0 | 0 | 0 | 0 | 0 | 0 | 0 | 0 | 0 | 0 | 0 | 0 | 0 | 0 | 0 | 0 | 0 | 0 | 0 | 0 | 0 | 0 | 0 | 0 | 0 | 0 | 0 | 0
F4_Commercial_Retail_New_Miscellaneous_Natural Gas_Miscellaneous_Codes & Standards Forecast | F4 | Commercial | Retail | New | Miscellaneous | Natural Gas | Miscellaneous | Codes & Standards Forecast | Peak Demand (W) | 0 | 0 | 0 | 0 | 0 | 0 | 0 | 0 | 0 | 0 | 0 | 0 | 0 | 0 | 0 | 0 | 0 | 0 | 0 | 0 | 0 | 0 | 0 | 0 | 0 | 0 | 0 | 0 | 0 | 0 | 0
F5_Commercial_Retail_New_Miscellaneous_Natural Gas_Miscellaneous_Codes & Standards Forecast | F5 | Commercial | Retail | New | Miscellaneous | Natural Gas | Miscellaneous | Codes & Standards Forecast | Turnover | 0 | 1980261.5706 | 1998421.1243 | 2118656.8239 | 1445730.6328 | 1475336.4428 | 1688725.0039 | 1773820.5926 | 1849349.7662 | 1942970.3834 | 2033806.2226 | 2697886.9899 | 2707303.6761 | 2756628.754 | 2661252.285 | 2784136.0802 | 2948691.8563 | 3037400.5724 | 3126900.0302 | 3231118.7674 | 3331065.7642 | 3595323.5037 | 3644790.0445 | 3711936.0458 | 3763948.6662 | 3878083.6141 | 3996567.8703 | 4082403.8979 | 4171484.5443 | 4268050.5429 | 4360859.6243
F6_Commercial_Retail_New_Miscellaneous_Natural Gas_Miscellaneous_Codes & Standards Forecast | F6 | Commercial | Retail | New | Miscellaneous | Natural Gas | Miscellaneous | Codes & Standards Forecast | Avg. Replacement Usage | 0.00010421 | 0.0001084 | 0.00010788 | 0.00010677 | 0.00010677 | 0.00010677 | 0.00010677 | 0.00010677 | 0.00010677 | 0.00010677 | 0.00010677 | 0.00010677 | 0.00010677 | 0.00010677 | 0.00010677 | 0.00010677 | 0.00010677 | 0.00010677 | 0.00010677 | 0.00010677 | 0.00010677 | 0.00010677 | 0.00010677 | 0.00010677 | 0.00010677 | 0.00010677 | 0.00010677 | 0.00010677 | 0.00010677 | 0.00010677 | 0.00010677
F7_Commercial_Retail_New_Miscellaneous_Natural Gas_Miscellaneous_Codes & Standards Forecast | F7 | Commercial | Retail | New | Miscellaneous | Natural Gas | Miscellaneous | Codes & Standards Forecast | Avg. Replacement Demand (S) | 0 | 0 | 0 | 0 | 0 | 0 | 0 | 0 | 0 | 0 | 0 | 0 | 0 | 0 | 0 | 0 | 0 | 0 | 0 | 0 | 0 | 0 | 0 | 0 | 0 | 0 | 0 | 0 | 0 | 0 | 0
F8_Commercial_Retail_New_Miscellaneous_Natural Gas_Miscellaneous_Codes & Standards Forecast | F8 | Commercial | Retail | New | Miscellaneous | Natural Gas | Miscellaneous | Codes & Standards Forecast | Avg. Replacement Demand (W) | 0 | 0 | 0 | 0 | 0 | 0 | 0 | 0 | 0 | 0 | 0 | 0 | 0 | 0 | 0 | 0 | 0 | 0 | 0 | 0 | 0 | 0 | 0 | 0 | 0 | 0 | 0 | 0 | 0 | 0 | 0
F1_Commercial_Restaurant_Existing_Space Heating_Natural Gas_Furnace_Codes & Standards Forecast | F1 | Commercial | Restaurant | Existing | Space Heating | Natural Gas | Furnace | Codes & Standards Forecast | Units | 4176204.5112 | 4092680.421 | 4010826.8126 | 3930610.2763 | 3851998.0708 | 3774958.1094 | 3699458.9472 | 3625469.7683 | 3552960.3729 | 3481901.1654 | 3412263.1421 | 3344017.8793 | 3277137.5217 | 3211594.7713 | 3147362.8758 | 3084415.6183 | 3022727.306 | 2962272.7598 | 2903027.3046 | 2844966.7585 | 2788067.4234 | 2732306.0749 | 2677659.9534 | 2624106.7543 | 2571624.6193 | 2520192.1269 | 2469788.2843 | 2420392.5186 | 2371984.6683 | 2324544.9749 | 2278054.0754
F2_Commercial_Restaurant_Existing_Space Heating_Natural Gas_Furnace_Codes & Standards Forecast | F2 | Commercial | Restaurant | Existing | Space Heating | Natural Gas | Furnace | Codes & Standards Forecast | Usage (MMtherm) | 1.7431 | 1.7674 | 1.7145 | 1.6536 | 1.6115 | 1.5651 | 1.5197 | 1.4755 | 1.4326 | 1.3909 | 1.3505 | 1.3114 | 1.274 | 1.2382 | 1.2039 | 1.1711 | 1.1396 | 1.1093 | 1.0803 | 1.052 | 1.0247 | 0.99802 | 0.97213 | 0.94723 | 0.92327 | 0.90019 | 0.87794 | 0.85648 | 0.83577 | 0.81575 | 0.7964
F3_Commercial_Restaurant_Existing_Space Heating_Natural Gas_Furnace_Codes & Standards Forecast | F3 | Commercial | Restaurant | Existing | Space Heating | Natural Gas | Furnace | Codes & Standards Forecast | Peak Demand (S) | 0 | 0 | 0 | 0 | 0 | 0 | 0 | 0 | 0 | 0 | 0 | 0 | 0 | 0 | 0 | 0 | 0 | 0 | 0 | 0 | 0 | 0 | 0 | 0 | 0 | 0 | 0 | 0 | 0 | 0 | 0
F4_Commercial_Restaurant_Existing_Space Heating_Natural Gas_Furnace_Codes & Standards Forecast | F4 | Commercial | Restaurant | Existing | Space Heating | Natural Gas | Furnace | Codes & Standards Forecast | Peak Demand (W) | 0 | 0 | 0 | 0 | 0 | 0 | 0 | 0 | 0 | 0 | 0 | 0 | 0 | 0 | 0 | 0 | 0 | 0 | 0 | 0 | 0 | 0 | 0 | 0 | 0 | 0 | 0 | 0 | 0 | 0 | 0
F5_Commercial_Restaurant_Existing_Space Heating_Natural Gas_Furnace_Codes & Standards Forecast | F5 | Commercial | Restaurant | Existing | Space Heating | Natural Gas | Furnace | Codes & Standards Forecast | Turnover | 0 | 106998.1809 | 111797.3641 | 115961.7592 | 119545.8986 | 122599.9756 | 125170.1832 | 127299.0271 | 129025.6136 | 130385.9162 | 131413.02 | 132137.3485 | 121877.2721 | 112413.8603 | 103685.2547 | 95634.3996 | 88208.6698 | 81359.526 | 75042.1981 | 74936.7934 | 74994.711 | 75174.4543 | 75440.7774 | 75763.9059 | 76118.8449 | 76484.7678 | 76844.4747 | 77183.9136 | 77491.7586 | 77759.037 | 77406.1378
F6_Commercial_Restaurant_Existing_Space Heating_Natural Gas_Furnace_Codes & Standards Forecast | F6 | Commercial | Restaurant | Existing | Space Heating | Natural Gas | Furnace | Codes & Standards Forecast | Avg. Replacement Usage | 0.3653 | 0.37998 | 0.37818 | 0.37426 | 0.37426 | 0.32902 | 0.32902 | 0.32902 | 0.32902 | 0.32902 | 0.32902 | 0.32902 | 0.32902 | 0.32902 | 0.32902 | 0.32902 | 0.32902 | 0.32902 | 0.32902 | 0.32902 | 0.32902 | 0.32902 | 0.32902 | 0.32902 | 0.32902 | 0.32902 | 0.32902 | 0.32902 | 0.32902 | 0.32902 | 0.32902
F7_Commercial_Restaurant_Existing_Space Heating_Natural Gas_Furnace_Codes & Standards Forecast | F7 | Commercial | Restaurant | Existing | Space Heating | Natural Gas | Furnace | Codes & Standards Forecast | Avg. Replacement Demand (S) | 0 | 0 | 0 | 0 | 0 | 0 | 0 | 0 | 0 | 0 | 0 | 0 | 0 | 0 | 0 | 0 | 0 | 0 | 0 | 0 | 0 | 0 | 0 | 0 | 0 | 0 | 0 | 0 | 0 | 0 | 0
F8_Commercial_Restaurant_Existing_Space Heating_Natural Gas_Furnace_Codes & Standards Forecast | F8 | Commercial | Restaurant | Existing | Space Heating | Natural Gas | Furnace | Codes & Standards Forecast | Avg. Replacement Demand (W) | 0 | 0 | 0 | 0 | 0 | 0 | 0 | 0 | 0 | 0 | 0 | 0 | 0 | 0 | 0 | 0 | 0 | 0 | 0 | 0 | 0 | 0 | 0 | 0 | 0 | 0 | 0 | 0 | 0 | 0 | 0
F1_Commercial_Restaurant_Existing_Space Heating_Natural Gas_Boiler_Codes & Standards Forecast | F1 | Commercial | Restaurant | Existing | Space Heating | Natural Gas | Boiler | Codes & Standards Forecast | Units | 177563.4292 | 174012.1606 | 170531.9174 | 167121.279 | 163778.8535 | 160503.2764 | 157293.2109 | 154147.3467 | 151064.3997 | 148043.1117 | 145082.2495 | 142180.6045 | 139336.9924 | 136550.2526 | 133819.2475 | 131142.8626 | 128520.0053 | 125949.6052 | 123430.6131 | 120962.0008 | 118542.7608 | 116171.9056 | 113848.4675 | 111571.4981 | 109340.0682 | 107153.2668 | 105010.2015 | 102909.9975 | 100851.7975 | 98834.7616 | 96858.0663
F2_Commercial_Restaurant_Existing_Space Heating_Natural Gas_Boiler_Codes & Standards Forecast | F2 | Commercial | Restaurant | Existing | Space Heating | Natural Gas | Boiler | Codes & Standards Forecast | Usage (MMtherm) | 0.23907 | 0.24279 | 0.23594 | 0.22801 | 0.22267 | 0.2165 | 0.21052 | 0.20471 | 0.19907 | 0.1936 | 0.18829 | 0.18315 | 0.17816 | 0.17333 | 0.16865 | 0.16412 | 0.15973 | 0.15548 | 0.15137 | 0.14738 | 0.14353 | 0.13974 | 0.13608 | 0.13254 | 0.1291 | 0.12582 | 0.12267 | 0.11966 | 0.11676 | 0.11398 | 0.1113
F3_Commercial_Restaurant_Existing_Space Heating_Natural Gas_Boiler_Codes & Standards Forecast | F3 | Commercial | Restaurant | Existing | Space Heating | Natural Gas | Boiler | Codes & Standards Forecast | Peak Demand (S) | 0 | 0 | 0 | 0 | 0 | 0 | 0 | 0 | 0 | 0 | 0 | 0 | 0 | 0 | 0 | 0 | 0 | 0 | 0 | 0 | 0 | 0 | 0 | 0 | 0 | 0 | 0 | 0 | 0 | 0 | 0
F4_Commercial_Restaurant_Existing_Space Heating_Natural Gas_Boiler_Codes & Standards Forecast | F4 | Commercial | Restaurant | Existing | Space Heating | Natural Gas | Boiler | Codes & Standards Forecast | Peak Demand (W) | 0 | 0 | 0 | 0 | 0 | 0 | 0 | 0 | 0 | 0 | 0 | 0 | 0 | 0 | 0 | 0 | 0 | 0 | 0 | 0 | 0 | 0 | 0 | 0 | 0 | 0 | 0 | 0 | 0 | 0 | 0
F5_Commercial_Restaurant_Existing_Space Heating_Natural Gas_Boiler_Codes & Standards Forecast | F5 | Commercial | Restaurant | Existing | Space Heating | Natural Gas | Boiler | Codes & Standards Forecast | Turnover | 0 | 5273.0958 | 5214.6124 | 5152.1737 | 5086.4179 | 5017.9095 | 4947.1473 | 4874.5717 | 4800.5711 | 4725.488 | 4649.6234 | 4573.242 | 4496.5762 | 4419.8293 | 4343.1789 | 4266.7802 | 4190.7679 | 4115.2586 | 4040.3535 | 3966.1392 | 3892.6899 | 4090.8659 | 3916.0949 | 3760.4996 | 3621.4578 | 3496.6937 | 3384.2354 | 3282.3752 | 3189.6365 | 3104.744 | 3026.5974
F6_Commercial_Restaurant_Existing_Space Heating_Natural Gas_Boiler_Codes & Standards Forecast | F6 | Commercial | Restaurant | Existing | Space Heating | Natural Gas | Boiler | Codes & Standards Forecast | Avg. Replacement Usage | 1.2679 | 1.3189 | 1.3126 | 1.2991 | 1.2991 | 1.1056 | 1.1056 | 1.1056 | 1.1056 | 1.1056 | 1.1056 | 1.1056 | 1.1056 | 1.1056 | 1.1056 | 1.1056 | 1.1056 | 1.1056 | 1.1056 | 1.1056 | 1.1056 | 1.1056 | 1.1056 | 1.1056 | 1.1056 | 1.1056 | 1.1056 | 1.1056 | 1.1056 | 1.1056 | 1.1056
F7_Commercial_Restaurant_Existing_Space Heating_Natural Gas_Boiler_Codes & Standards Forecast | F7 | Commercial | Restaurant | Existing | Space Heating | Natural Gas | Boiler | Codes & Standards Forecast | Avg. Replacement Demand (S) | 0 | 0 | 0 | 0 | 0 | 0 | 0 | 0 | 0 | 0 | 0 | 0 | 0 | 0 | 0 | 0 | 0 | 0 | 0 | 0 | 0 | 0 | 0 | 0 | 0 | 0 | 0 | 0 | 0 | 0 | 0
F8_Commercial_Restaurant_Existing_Space Heating_Natural Gas_Boiler_Codes & Standards Forecast | F8 | Commercial | Restaurant | Existing | Space Heating | Natural Gas | Boiler | Codes & Standards Forecast | Avg. Replacement Demand (W) | 0 | 0 | 0 | 0 | 0 | 0 | 0 | 0 | 0 | 0 | 0 | 0 | 0 | 0 | 0 | 0 | 0 | 0 | 0 | 0 | 0 | 0 | 0 | 0 | 0 | 0 | 0 | 0 | 0 | 0 | 0
F1_Commercial_Restaurant_Existing_Space Heating_Natural Gas_Unit Heater_Codes & Standards Forecast | F1 | Commercial | Restaurant | Existing | Space Heating | Natural Gas | Unit Heater | Codes & Standards Forecast | Units | 670058.5615 | 656657.3903 | 643524.2425 | 630653.7576 | 618040.6825 | 605679.8688 | 593566.2714 | 581694.946 | 570061.0471 | 558659.8261 | 547486.6296 | 536536.897 | 525806.1591 | 515290.0359 | 504984.2352 | 494884.5505 | 484986.8595 | 475287.1223 | 465781.3798 | 456465.7522 | 447336.4372 | 438389.7085 | 429621.9143 | 421029.476 | 412608.8865 | 404356.7087 | 396269.5746 | 388344.1831 | 380577.2994 | 372965.7534 | 365506.4384
F2_Commercial_Restaurant_Existing_Space Heating_Natural Gas_Unit Heater_Codes & Standards Forecast | F2 | Commercial | Restaurant | Existing | Space Heating | Natural Gas | Unit Heater | Codes & Standards Forecast | Usage (MMtherm) | 0.60614 | 0.6179 | 0.60266 | 0.5845 | 0.57281 | 0.56073 | 0.54867 | 0.53663 | 0.5246 | 0.51255 | 0.50053 | 0.48856 | 0.47665 | 0.46482 | 0.45308 | 0.4415 | 0.43008 | 0.41918 | 0.40874 | 0.39871 | 0.38907 | 0.37977 | 0.37091 | 0.36237 | 0.35413 | 0.34615 | 0.33844 | 0.33096 | 0.32371 | 0.31668 | 0.30984
F3_Commercial_Restaurant_Existing_Space Heating_Natural Gas_Unit Heater_Codes & Standards Forecast | F3 | Commercial | Restaurant | Existing | Space Heating | Natural Gas | Unit Heater | Codes & Standards Forecast | Peak Demand (S) | 0 | 0 | 0 | 0 | 0 | 0 | 0 | 0 | 0 | 0 | 0 | 0 | 0 | 0 | 0 | 0 | 0 | 0 | 0 | 0 | 0 | 0 | 0 | 0 | 0 | 0 | 0 | 0 | 0 | 0 | 0
F4_Commercial_Restaurant_Existing_Space Heating_Natural Gas_Unit Heater_Codes & Standards Forecast | F4 | Commercial | Restaurant | Existing | Space Heating | Natural Gas | Unit Heater | Codes & Standards Forecast | Peak Demand (W) | 0 | 0 | 0 | 0 | 0 | 0 | 0 | 0 | 0 | 0 | 0 | 0 | 0 | 0 | 0 | 0 | 0 | 0 | 0 | 0 | 0 | 0 | 0 | 0 | 0 | 0 | 0 | 0 | 0 | 0 | 0
F5_Commercial_Restaurant_Existing_Space Heating_Natural Gas_Unit Heater_Codes & Standards Forecast | F5 | Commercial | Restaurant | Existing | Space Heating | Natural Gas | Unit Heater | Codes & Standards Forecast | Turnover | 0 | 552.7419 | 1575.8169 | 2996.4696 | 4750.5271 | 6781.4455 | 9039.4609 | 11480.8333 | 14067.1737 | 16764.8444 | 19083.5782 | 21130.9254 | 22989.7657 | 24723.1425 | 26378.2249 | 27989.5474 | 29581.6537 | 27570.5871 | 26146.661 | 25230.6273 | 24698.5515 | 24458.7571 | 24443.7974 | 24604.2746 | 24904.1096 | 25316.9447 | 25823.4307 | 25893.6701 | 25692.4719 | 25343.7369 | 24932.7539
F6_Commercial_Restaurant_Existing_Space Heating_Natural Gas_Unit Heater_Codes & Standards Forecast | F6 | Commercial | Restaurant | Existing | Space Heating | Natural Gas | Unit Heater | Codes & Standards Forecast | Avg. Replacement Usage | 0.90461 | 0.94097 | 0.9365 | 0.92682 | 0.92682 | 0.83403 | 0.83403 | 0.83403 | 0.83403 | 0.83403 | 0.83403 | 0.83403 | 0.83403 | 0.83403 | 0.83403 | 0.83403 | 0.83403 | 0.83403 | 0.83403 | 0.83403 | 0.83403 | 0.83403 | 0.83403 | 0.83403 | 0.83403 | 0.83403 | 0.83403 | 0.83403 | 0.83403 | 0.83403 | 0.83403
F7_Commercial_Restaurant_Existing_Space Heating_Natural Gas_Unit Heater_Codes & Standards Forecast | F7 | Commercial | Restaurant | Existing | Space Heating | Natural Gas | Unit Heater | Codes & Standards Forecast | Avg. Replacement Demand (S) | 0 | 0 | 0 | 0 | 0 | 0 | 0 | 0 | 0 | 0 | 0 | 0 | 0 | 0 | 0 | 0 | 0 | 0 | 0 | 0 | 0 | 0 | 0 | 0 | 0 | 0 | 0 | 0 | 0 | 0 | 0
F8_Commercial_Restaurant_Existing_Space Heating_Natural Gas_Unit Heater_Codes & Standards Forecast | F8 | Commercial | Restaurant | Existing | Space Heating | Natural Gas | Unit Heater | Codes & Standards Forecast | Avg. Replacement Demand (W) | 0 | 0 | 0 | 0 | 0 | 0 | 0 | 0 | 0 | 0 | 0 | 0 | 0 | 0 | 0 | 0 | 0 | 0 | 0 | 0 | 0 | 0 | 0 | 0 | 0 | 0 | 0 | 0 | 0 | 0 | 0
F1_Commercial_Restaurant_Existing_Water Heating_Natural Gas_Water Heater_Codes & Standards Forecast | F1 | Commercial | Restaurant | Existing | Water Heating | Natural Gas | Water Heater | Codes & Standards Forecast | Units | 3795987.8487 | 3720068.0917 | 3645666.7299 | 3572753.3953 | 3501298.3274 | 3431272.3608 | 3362646.9136 | 3295393.9753 | 3229486.0958 | 3164896.3739 | 3101598.4464 | 3039566.4775 | 2978775.1479 | 2919199.645 | 2860815.6521 | 2803599.339 | 2747527.3523 | 2692576.8052 | 2638725.2691 | 2585950.7637 | 2534231.7485 | 2483547.1135 | 2433876.1712 | 2385198.6478 | 2337494.6748 | 2290744.7813 | 2244929.8857 | 2200031.288 | 2156030.6622 | 2112910.049 | 2070651.848
F2_Commercial_Restaurant_Existing_Water Heating_Natural Gas_Water Heater_Codes & Standards Forecast | F2 | Commercial | Restaurant | Existing | Water Heating | Natural Gas | Water Heater | Codes & Standards Forecast | Usage (MMtherm) | 3.6759 | 3.7126 | 3.5866 | 3.4448 | 3.3435 | 3.246 | 3.1526 | 3.0638 | 2.9797 | 2.9005 | 2.8264 | 2.7574 | 2.6911 | 2.6273 | 2.5659 | 2.5067 | 2.4496 | 2.3943 | 2.3409 | 2.2891 | 2.2389 | 2.1902 | 2.1429 | 2.0969 | 2.0521 | 2.0086 | 1.9662 | 1.9249 | 1.8847 | 1.8454 | 1.8071
F3_Commercial_Restaurant_Existing_Water Heating_Natural Gas_Water Heater_Codes & Standards Forecast | F3 | Commercial | Restaurant | Existing | Water Heating | Natural Gas | Water Heater | Codes & Standards Forecast | Peak Demand (S) | 0 | 0 | 0 | 0 | 0 | 0 | 0 | 0 | 0 | 0 | 0 | 0 | 0 | 0 | 0 | 0 | 0 | 0 | 0 | 0 | 0 | 0 | 0 | 0 | 0 | 0 | 0 | 0 | 0 | 0 | 0
F4_Commercial_Restaurant_Existing_Water Heating_Natural Gas_Water Heater_Codes & Standards Forecast | F4 | Commercial | Restaurant | Existing | Water Heating | Natural Gas | Water Heater | Codes & Standards Forecast | Peak Demand (W) | 0 | 0 | 0 | 0 | 0 | 0 | 0 | 0 | 0 | 0 | 0 | 0 | 0 | 0 | 0 | 0 | 0 | 0 | 0 | 0 | 0 | 0 | 0 | 0 | 0 | 0 | 0 | 0 | 0 | 0 | 0
F5_Commercial_Restaurant_Existing_Water Heating_Natural Gas_Water Heater_Codes & Standards Forecast | F5 | Commercial | Restaurant | Existing | Water Heating | Natural Gas | Water Heater | Codes & Standards Forecast | Turnover | 0 | 112729.3361 | 122526.5402 | 130813.0595 | 137762.5337 | 143529.4838 | 148251.4002 | 152050.6048 | 155035.9091 | 157304.091 | 177738.7774 | 195192.3226 | 191951.7974 | 188703.7204 | 185456.1367 | 204487.1828 | 198831.171 | 193459.1451 | 188346.7855 | 186606.7781 | 187137.8882 | 186109.5651 | 183956.0443 | 181008.3453 | 184944.9664 | 186113.2733 | 181698.2897 | 176999.7762 | 172683.2789 | 173482.3191 | 168873.3366
F6_Commercial_Restaurant_Existing_Water Heating_Natural Gas_Water Heater_Codes & Standards Forecast | F6 | Commercial | Restaurant | Existing | Water Heating | Natural Gas | Water Heater | Codes & Standards Forecast | Avg. Replacement Usage | 0.84525 | 0.87923 | 0.87506 | 0.86601 | 0.86601 | 0.86601 | 0.86601 | 0.86601 | 0.86601 | 0.86601 | 0.86601 | 0.86601 | 0.86601 | 0.86601 | 0.86601 | 0.86601 | 0.86601 | 0.86601 | 0.86601 | 0.86601 | 0.86601 | 0.86601 | 0.86601 | 0.86601 | 0.86601 | 0.86601 | 0.86601 | 0.86601 | 0.86601 | 0.86601 | 0.86601
F7_Commercial_Restaurant_Existing_Water Heating_Natural Gas_Water Heater_Codes & Standards Forecast | F7 | Commercial | Restaurant | Existing | Water Heating | Natural Gas | Water Heater | Codes & Standards Forecast | Avg. Replacement Demand (S) | 0 | 0 | 0 | 0 | 0 | 0 | 0 | 0 | 0 | 0 | 0 | 0 | 0 | 0 | 0 | 0 | 0 | 0 | 0 | 0 | 0 | 0 | 0 | 0 | 0 | 0 | 0 | 0 | 0 | 0 | 0
F8_Commercial_Restaurant_Existing_Water Heating_Natural Gas_Water Heater_Codes & Standards Forecast | F8 | Commercial | Restaurant | Existing | Water Heating | Natural Gas | Water Heater | Codes & Standards Forecast | Avg. Replacement Demand (W) | 0 | 0 | 0 | 0 | 0 | 0 | 0 | 0 | 0 | 0 | 0 | 0 | 0 | 0 | 0 | 0 | 0 | 0 | 0 | 0 | 0 | 0 | 0 | 0 | 0 | 0 | 0 | 0 | 0 | 0 | 0
F1_Commercial_Restaurant_Existing_Food Preparation_Natural Gas_Oven_Codes & Standards Forecast | F1 | Commercial | Restaurant | Existing | Food Preparation | Natural Gas | Oven | Codes & Standards Forecast | Units | 778194.3824 | 762630.4948 | 747377.8849 | 732430.3272 | 717781.7206 | 703426.0862 | 689357.5645 | 675570.4132 | 662059.0049 | 648817.8248 | 635841.4683 | 623124.639 | 610662.1462 | 598448.9033 | 586479.9252 | 574750.3267 | 563255.3202 | 551990.2138 | 540950.4095 | 530131.4013 | 519528.7733 | 509138.1978 | 498955.4339 | 488976.3252 | 479196.7987 | 469612.8627 | 460220.6054 | 451016.1933 | 441995.8695 | 433155.9521 | 424492.833
F2_Commercial_Restaurant_Existing_Food Preparation_Natural Gas_Oven_Codes & Standards Forecast | F2 | Commercial | Restaurant | Existing | Food Preparation | Natural Gas | Oven | Codes & Standards Forecast | Usage (MMtherm) | 0.40027 | 0.41354 | 0.41032 | 0.40597 | 0.40669 | 0.40798 | 0.40966 | 0.41158 | 0.41364 | 0.41573 | 0.41554 | 0.41361 | 0.41033 | 0.40604 | 0.40099 | 0.39538 | 0.38936 | 0.38305 | 0.37655 | 0.36993 | 0.36324 | 0.35654 | 0.34985 | 0.34319 | 0.3366 | 0.33008 | 0.32364 | 0.3173 | 0.31105 | 0.30491 | 0.29888
F3_Commercial_Restaurant_Existing_Food Preparation_Natural Gas_Oven_Codes & Standards Forecast | F3 | Commercial | Restaurant | Existing | Food Preparation | Natural Gas | Oven | Codes & Standards Forecast | Peak Demand (S) | 0 | 0 | 0 | 0 | 0 | 0 | 0 | 0 | 0 | 0 | 0 | 0 | 0 | 0 | 0 | 0 | 0 | 0 | 0 | 0 | 0 | 0 | 0 | 0 | 0 | 0 | 0 | 0 | 0 | 0 | 0
F4_Commercial_Restaurant_Existing_Food Preparation_Natural Gas_Oven_Codes & Standards Forecast | F4 | Commercial | Restaurant | Existing | Food Preparation | Natural Gas | Oven | Codes & Standards Forecast | Peak Demand (W) | 0 | 0 | 0 | 0 | 0 | 0 | 0 | 0 | 0 | 0 | 0 | 0 | 0 | 0 | 0 | 0 | 0 | 0 | 0 | 0 | 0 | 0 | 0 | 0 | 0 | 0 | 0 | 0 | 0 | 0 | 0
F5_Commercial_Restaurant_Existing_Food Preparation_Natural Gas_Oven_Codes & Standards Forecast | F5 | Commercial | Restaurant | Existing | Food Preparation | Natural Gas | Oven | Codes & Standards Forecast | Turnover | 0 | 30505.2198 | 38863.65 | 45117.7082 | 49727.9176 | 53055.2091 | 55382.4352 | 56931.2375 | 57875.2703 | 58350.5684 | 49985.7888 | 44727.7441 | 41625.5151 | 39985.7206 | 39307.3134 | 39232.2167 | 45795.8257 | 46943.7316 | 47622.8938 | 46760.9069 | 45126.9459 | 43205.1682 | 41285.3174 | 39527.1004 | 38005.4701 | 35868.3508 | 34899.1267 | 34633.04 | 34591.1821 | 34526.5042 | 34332.238
F6_Commercial_Restaurant_Existing_Food Preparation_Natural Gas_Oven_Codes & Standards Forecast | F6 | Commercial | Restaurant | Existing | Food Preparation | Natural Gas | Oven | Codes & Standards Forecast | Avg. Replacement Usage | 0.68778 | 0.71543 | 0.71203 | 0.70467 | 0.70467 | 0.70467 | 0.70467 | 0.70467 | 0.70467 | 0.70467 | 0.70467 | 0.70467 | 0.70467 | 0.70467 | 0.70467 | 0.70467 | 0.70467 | 0.70467 | 0.70467 | 0.70467 | 0.70467 | 0.70467 | 0.70467 | 0.70467 | 0.70467 | 0.70467 | 0.70467 | 0.70467 | 0.70467 | 0.70467 | 0.70467
F7_Commercial_Restaurant_Existing_Food Preparation_Natural Gas_Oven_Codes & Standards Forecast | F7 | Commercial | Restaurant | Existing | Food Preparation | Natural Gas | Oven | Codes & Standards Forecast | Avg. Replacement Demand (S) | 0 | 0 | 0 | 0 | 0 | 0 | 0 | 0 | 0 | 0 | 0 | 0 | 0 | 0 | 0 | 0 | 0 | 0 | 0 | 0 | 0 | 0 | 0 | 0 | 0 | 0 | 0 | 0 | 0 | 0 | 0
F8_Commercial_Restaurant_Existing_Food Preparation_Natural Gas_Oven_Codes & Standards Forecast | F8 | Commercial | Restaurant | Existing | Food Preparation | Natural Gas | Oven | Codes & Standards Forecast | Avg. Replacement Demand (W) | 0 | 0 | 0 | 0 | 0 | 0 | 0 | 0 | 0 | 0 | 0 | 0 | 0 | 0 | 0 | 0 | 0 | 0 | 0 | 0 | 0 | 0 | 0 | 0 | 0 | 0 | 0 | 0 | 0 | 0 | 0
F1_Commercial_Restaurant_Existing_Food Preparation_Natural Gas_Conveyor Oven_Codes & Standards Forecast | F1 | Commercial | Restaurant | Existing | Food Preparation | Natural Gas | Conveyor Oven | Codes & Standards Forecast | Units | 389097.1912 | 381315.2474 | 373688.9424 | 366215.1636 | 358890.8603 | 351713.0431 | 344678.7822 | 337785.2066 | 331029.5025 | 324408.9124 | 317920.7342 | 311562.3195 | 305331.0731 | 299224.4516 | 293239.9626 | 287375.1634 | 281627.6601 | 275995.1069 | 270475.2047 | 265065.7006 | 259764.3866 | 254569.0989 | 249477.7169 | 244488.1626 | 239598.3993 | 234806.4313 | 230110.3027 | 225508.0967 | 220997.9347 | 216577.976 | 212246.4165
F2_Commercial_Restaurant_Existing_Food Preparation_Natural Gas_Conveyor Oven_Codes & Standards Forecast | F2 | Commercial | Restaurant | Existing | Food Preparation | Natural Gas | Conveyor Oven | Codes & Standards Forecast | Usage (MMtherm) | 0.34245 | 0.34909 | 0.34048 | 0.33022 | 0.32362 | 0.31735 | 0.31158 | 0.3064 | 0.30188 | 0.29807 | 0.29481 | 0.29195 | 0.2894 | 0.28708 | 0.28492 | 0.28289 | 0.28095 | 0.27824 | 0.27496 | 0.27125 | 0.26723 | 0.26298 | 0.25859 | 0.25409 | 0.24954 | 0.24497 | 0.24039 | 0.23584 | 0.23132 | 0.22685 | 0.22244
F3_Commercial_Restaurant_Existing_Food Preparation_Natural Gas_Conveyor Oven_Codes & Standards Forecast | F3 | Commercial | Restaurant | Existing | Food Preparation | Natural Gas | Conveyor Oven | Codes & Standards Forecast | Peak Demand (S) | 0 | 0 | 0 | 0 | 0 | 0 | 0 | 0 | 0 | 0 | 0 | 0 | 0 | 0 | 0 | 0 | 0 | 0 | 0 | 0 | 0 | 0 | 0 | 0 | 0 | 0 | 0 | 0 | 0 | 0 | 0
F4_Commercial_Restaurant_Existing_Food Preparation_Natural Gas_Conveyor Oven_Codes & Standards Forecast | F4 | Commercial | Restaurant | Existing | Food Preparation | Natural Gas | Conveyor Oven | Codes & Standards Forecast | Peak Demand (W) | 0 | 0 | 0 | 0 | 0 | 0 | 0 | 0 | 0 | 0 | 0 | 0 | 0 | 0 | 0 | 0 | 0 | 0 | 0 | 0 | 0 | 0 | 0 | 0 | 0 | 0 | 0 | 0 | 0 | 0 | 0
F5_Commercial_Restaurant_Existing_Food Preparation_Natural Gas_Conveyor Oven_Codes & Standards Forecast | F5 | Commercial | Restaurant | Existing | Food Preparation | Natural Gas | Conveyor Oven | Codes & Standards Forecast | Turnover | 0 | 0 | 0 | 0 | 0 | 1406.8522 | 3860.4024 | 7079.9779 | 10847.1747 | 14992.3632 | 18112.4275 | 20431.3895 | 22124.8308 | 23330.3564 | 24155.7987 | 24685.6494 | 24986.1024 | 19589.1042 | 15357.8577 | 12040.5605 | 9439.7994 | 7604.458 | 6520.7252 | 6137.1429 | 6381.7521 | 7173.5813 | 8487.3226 | 10037.3319 | 11637.4774 | 13171.4688 | 14571.3598
F6_Commercial_Restaurant_Existing_Food Preparation_Natural Gas_Conveyor Oven_Codes & Standards Forecast | F6 | Commercial | Restaurant | Existing | Food Preparation | Natural Gas | Conveyor Oven | Codes & Standards Forecast | Avg. Replacement Usage | 1.0252 | 1.0664 | 1.0613 | 1.0503 | 1.0503 | 1.0503 | 1.0503 | 1.0503 | 1.0503 | 1.0503 | 1.0503 | 1.0503 | 1.0503 | 1.0503 | 1.0503 | 1.0503 | 1.0503 | 1.0503 | 1.0503 | 1.0503 | 1.0503 | 1.0503 | 1.0503 | 1.0503 | 1.0503 | 1.0503 | 1.0503 | 1.0503 | 1.0503 | 1.0503 | 1.0503
F7_Commercial_Restaurant_Existing_Food Preparation_Natural Gas_Conveyor Oven_Codes & Standards Forecast | F7 | Commercial | Restaurant | Existing | Food Preparation | Natural Gas | Conveyor Oven | Codes & Standards Forecast | Avg. Replacement Demand (S) | 0 | 0 | 0 | 0 | 0 | 0 | 0 | 0 | 0 | 0 | 0 | 0 | 0 | 0 | 0 | 0 | 0 | 0 | 0 | 0 | 0 | 0 | 0 | 0 | 0 | 0 | 0 | 0 | 0 | 0 | 0
F8_Commercial_Restaurant_Existing_Food Preparation_Natural Gas_Conveyor Oven_Codes & Standards Forecast | F8 | Commercial | Restaurant | Existing | Food Preparation | Natural Gas | Conveyor Oven | Codes & Standards Forecast | Avg. Replacement Demand (W) | 0 | 0 | 0 | 0 | 0 | 0 | 0 | 0 | 0 | 0 | 0 | 0 | 0 | 0 | 0 | 0 | 0 | 0 | 0 | 0 | 0 | 0 | 0 | 0 | 0 | 0 | 0 | 0 | 0 | 0 | 0
F1_Commercial_Restaurant_Existing_Food Preparation_Natural Gas_Double Rack Oven_Codes & Standards Forecast | F1 | Commercial | Restaurant | Existing | Food Preparation | Natural Gas | Double Rack Oven | Codes & Standards Forecast | Units | 389097.1912 | 381315.2474 | 373688.9424 | 366215.1636 | 358890.8603 | 351713.0431 | 344678.7822 | 337785.2066 | 331029.5025 | 324408.9124 | 317920.7342 | 311562.3195 | 305331.0731 | 299224.4516 | 293239.9626 | 287375.1634 | 281627.6601 | 275995.1069 | 270475.2047 | 265065.7006 | 259764.3866 | 254569.0989 | 249477.7169 | 244488.1626 | 239598.3993 | 234806.4313 | 230110.3027 | 225508.0967 | 220997.9347 | 216577.976 | 212246.4165
F2_Commercial_Restaurant_Existing_Food Preparation_Natural Gas_Double Rack Oven_Codes & Standards Forecast | F2 | Commercial | Restaurant | Existing | Food Preparation | Natural Gas | Double Rack Oven | Codes & Standards Forecast | Usage (MMtherm) | 0.52024 | 0.53464 | 0.52732 | 0.51851 | 0.51631 | 0.51507 | 0.5146 | 0.51476 | 0.51542 | 0.51646 | 0.51602 | 0.51431 | 0.51152 | 0.50783 | 0.50336 | 0.49826 | 0.49261 | 0.48652 | 0.48007 | 0.47332 | 0.46634 | 0.45918 | 0.45189 | 0.44449 | 0.43704 | 0.42954 | 0.42204 | 0.41455 | 0.40708 | 0.39966 | 0.39229
F3_Commercial_Restaurant_Existing_Food Preparation_Natural Gas_Double Rack Oven_Codes & Standards Forecast | F3 | Commercial | Restaurant | Existing | Food Preparation | Natural Gas | Double Rack Oven | Codes & Standards Forecast | Peak Demand (S) | 0 | 0 | 0 | 0 | 0 | 0 | 0 | 0 | 0 | 0 | 0 | 0 | 0 | 0 | 0 | 0 | 0 | 0 | 0 | 0 | 0 | 0 | 0 | 0 | 0 | 0 | 0 | 0 | 0 | 0 | 0
F4_Commercial_Restaurant_Existing_Food Preparation_Natural Gas_Double Rack Oven_Codes & Standards Forecast | F4 | Commercial | Restaurant | Existing | Food Preparation | Natural Gas | Double Rack Oven | Codes & Standards Forecast | Peak Demand (W) | 0 | 0 | 0 | 0 | 0 | 0 | 0 | 0 | 0 | 0 | 0 | 0 | 0 | 0 | 0 | 0 | 0 | 0 | 0 | 0 | 0 | 0 | 0 | 0 | 0 | 0 | 0 | 0 | 0 | 0 | 0
F5_Commercial_Restaurant_Existing_Food Preparation_Natural Gas_Double Rack Oven_Codes & Standards Forecast | F5 | Commercial | Restaurant | Existing | Food Preparation | Natural Gas | Double Rack Oven | Codes & Standards Forecast | Turnover | 0 | 8473.6722 | 11533.6093 | 14116.1126 | 16284.3788 | 18093.426 | 19591.1487 | 20819.2362 | 21813.9736 | 22606.9382 | 19693.1551 | 17154.9262 | 16300.8738 | 15928.7247 | 15882.7537 | 16047.7934 | 16339.5761 | 18305.0661 | 18951.0265 | 19453.6242 | 19832.5392 | 19539.1817 | 18794.862 | 17980.6019 | 17200.7914 | 16510.7728 | 15263.8867 | 14365.3495 | 14261.2747 | 14350.1467 | 14542.341
F6_Commercial_Restaurant_Existing_Food Preparation_Natural Gas_Double Rack Oven_Codes & Standards Forecast | F6 | Commercial | Restaurant | Existing | Food Preparation | Natural Gas | Double Rack Oven | Codes & Standards Forecast | Avg. Replacement Usage | 1.827 | 1.9004 | 1.8914 | 1.8719 | 1.8719 | 1.8719 | 1.8719 | 1.8719 | 1.8719 | 1.8719 | 1.8719 | 1.8719 | 1.8719 | 1.8719 | 1.8719 | 1.8719 | 1.8719 | 1.8719 | 1.8719 | 1.8719 | 1.8719 | 1.8719 | 1.8719 | 1.8719 | 1.8719 | 1.8719 | 1.8719 | 1.8719 | 1.8719 | 1.8719 | 1.8719
F7_Commercial_Restaurant_Existing_Food Preparation_Natural Gas_Double Rack Oven_Codes & Standards Forecast | F7 | Commercial | Restaurant | Existing | Food Preparation | Natural Gas | Double Rack Oven | Codes & Standards Forecast | Avg. Replacement Demand (S) | 0 | 0 | 0 | 0 | 0 | 0 | 0 | 0 | 0 | 0 | 0 | 0 | 0 | 0 | 0 | 0 | 0 | 0 | 0 | 0 | 0 | 0 | 0 | 0 | 0 | 0 | 0 | 0 | 0 | 0 | 0
F8_Commercial_Restaurant_Existing_Food Preparation_Natural Gas_Double Rack Oven_Codes & Standards Forecast | F8 | Commercial | Restaurant | Existing | Food Preparation | Natural Gas | Double Rack Oven | Codes & Standards Forecast | Avg. Replacement Demand (W) | 0 | 0 | 0 | 0 | 0 | 0 | 0 | 0 | 0 | 0 | 0 | 0 | 0 | 0 | 0 | 0 | 0 | 0 | 0 | 0 | 0 | 0 | 0 | 0 | 0 | 0 | 0 | 0 | 0 | 0 | 0
F1_Commercial_Restaurant_Existing_Food Preparation_Natural Gas_Fryer_Codes & Standards Forecast | F1 | Commercial | Restaurant | Existing | Food Preparation | Natural Gas | Fryer | Codes & Standards Forecast | Units | 3119479.1195 | 3057089.5371 | 2995947.7463 | 2936028.7914 | 2877308.2156 | 2819762.0513 | 2763366.8102 | 2708099.474 | 2653937.4845 | 2600858.7349 | 2548841.5602 | 2497864.729 | 2447907.4344 | 2398949.2857 | 2350970.3 | 2303950.894 | 2257871.8761 | 2212714.4386 | 2168460.1498 | 2125090.9468 | 2082589.1279 | 2040937.3453 | 2000118.5984 | 1960116.2264 | 1920913.9019 | 1882495.6239 | 1844845.7114 | 1807948.7972 | 1771789.8212 | 1736354.0248 | 1701626.9443
F2_Commercial_Restaurant_Existing_Food Preparation_Natural Gas_Fryer_Codes & Standards Forecast | F2 | Commercial | Restaurant | Existing | Food Preparation | Natural Gas | Fryer | Codes & Standards Forecast | Usage (MMtherm) | 2.5955 | 2.6533 | 2.596 | 2.4934 | 2.4179 | 2.3429 | 2.2685 | 2.1948 | 2.1221 | 2.0456 | 1.9661 | 1.89 | 1.8202 | 1.7558 | 1.6905 | 1.6302 | 1.5809 | 1.5344 | 1.4905 | 1.4489 | 1.4094 | 1.3718 | 1.336 | 1.3019 | 1.2692 | 1.2379 | 1.2079 | 1.1791 | 1.1513 | 1.1246 | 1.0988
F3_Commercial_Restaurant_Existing_Food Preparation_Natural Gas_Fryer_Codes & Standards Forecast | F3 | Commercial | Restaurant | Existing | Food Preparation | Natural Gas | Fryer | Codes & Standards Forecast | Peak Demand (S) | 0 | 0 | 0 | 0 | 0 | 0 | 0 | 0 | 0 | 0 | 0 | 0 | 0 | 0 | 0 | 0 | 0 | 0 | 0 | 0 | 0 | 0 | 0 | 0 | 0 | 0 | 0 | 0 | 0 | 0 | 0
F4_Commercial_Restaurant_Existing_Food Preparation_Natural Gas_Fryer_Codes & Standards Forecast | F4 | Commercial | Restaurant | Existing | Food Preparation | Natural Gas | Fryer | Codes & Standards Forecast | Peak Demand (W) | 0 | 0 | 0 | 0 | 0 | 0 | 0 | 0 | 0 | 0 | 0 | 0 | 0 | 0 | 0 | 0 | 0 | 0 | 0 | 0 | 0 | 0 | 0 | 0 | 0 | 0 | 0 | 0 | 0 | 0 | 0
F5_Commercial_Restaurant_Existing_Food Preparation_Natural Gas_Fryer_Codes & Standards Forecast | F5 | Commercial | Restaurant | Existing | Food Preparation | Natural Gas | Fryer | Codes & Standards Forecast | Turnover | 0 | 92639.0769 | 100690.2548 | 107499.9773 | 113210.9386 | 117950.1214 | 121830.5131 | 124952.6357 | 127405.9087 | 145032.6427 | 160105.9491 | 172916.9938 | 168889.1244 | 165003.9428 | 179927.3557 | 174262.2556 | 168935.8997 | 166598.9975 | 166297.9299 | 167320.7941 | 166616.9009 | 164673.0142 | 168214.7363 | 169100.6802 | 168063.2414 | 163125.7953 | 158874.4871 | 159187.1736 | 154951.0144 | 151102.9659 | 149054.6767
F6_Commercial_Restaurant_Existing_Food Preparation_Natural Gas_Fryer_Codes & Standards Forecast | F6 | Commercial | Restaurant | Existing | Food Preparation | Natural Gas | Fryer | Codes & Standards Forecast | Avg. Replacement Usage | 0.90959 | 0.94615 | 0.94166 | 0.62624 | 0.62624 | 0.62624 | 0.62624 | 0.62624 | 0.62624 | 0.62624 | 0.62624 | 0.62624 | 0.62624 | 0.62624 | 0.62624 | 0.62624 | 0.62624 | 0.62624 | 0.62624 | 0.62624 | 0.62624 | 0.62624 | 0.62624 | 0.62624 | 0.62624 | 0.62624 | 0.62624 | 0.62624 | 0.62624 | 0.62624 | 0.62624
F7_Commercial_Restaurant_Existing_Food Preparation_Natural Gas_Fryer_Codes & Standards Forecast | F7 | Commercial | Restaurant | Existing | Food Preparation | Natural Gas | Fryer | Codes & Standards Forecast | Avg. Replacement Demand (S) | 0 | 0 | 0 | 0 | 0 | 0 | 0 | 0 | 0 | 0 | 0 | 0 | 0 | 0 | 0 | 0 | 0 | 0 | 0 | 0 | 0 | 0 | 0 | 0 | 0 | 0 | 0 | 0 | 0 | 0 | 0
F8_Commercial_Restaurant_Existing_Food Preparation_Natural Gas_Fryer_Codes & Standards Forecast | F8 | Commercial | Restaurant | Existing | Food Preparation | Natural Gas | Fryer | Codes & Standards Forecast | Avg. Replacement Demand (W) | 0 | 0 | 0 | 0 | 0 | 0 | 0 | 0 | 0 | 0 | 0 | 0 | 0 | 0 | 0 | 0 | 0 | 0 | 0 | 0 | 0 | 0 | 0 | 0 | 0 | 0 | 0 | 0 | 0 | 0 | 0
F1_Commercial_Restaurant_Existing_Food Preparation_Natural Gas_Broiler_Codes & Standards Forecast | F1 | Commercial | Restaurant | Existing | Food Preparation | Natural Gas | Broiler | Codes & Standards Forecast | Units | 1235008.6609 | 1210308.4877 | 1186102.3179 | 1162380.2715 | 1139132.6661 | 1116350.0128 | 1094023.0125 | 1072142.5523 | 1050699.7012 | 1029685.7072 | 1009091.9931 | 988910.1532 | 969131.9501 | 949749.3111 | 930754.3249 | 912139.2384 | 893896.4537 | 876018.5246 | 858498.1541 | 841328.191 | 824501.6272 | 808011.5946 | 791851.3628 | 776014.3355 | 760494.0488 | 745284.1678 | 730378.4845 | 715770.9148 | 701455.4965 | 687426.3865 | 673677.8588
F2_Commercial_Restaurant_Existing_Food Preparation_Natural Gas_Broiler_Codes & Standards Forecast | F2 | Commercial | Restaurant | Existing | Food Preparation | Natural Gas | Broiler | Codes & Standards Forecast | Usage (MMtherm) | 1.0555 | 1.08 | 1.0579 | 1.0309 | 1.0155 | 1.0006 | 0.98627 | 0.97236 | 0.95885 | 0.9457 | 0.93203 | 0.91796 | 0.90359 | 0.88899 | 0.87423 | 0.85938 | 0.84448 | 0.82959 | 0.81474 | 0.79996 | 0.78528 | 0.77073 | 0.75632 | 0.74206 | 0.72798 | 0.71408 | 0.70038 | 0.68687 | 0.67357 | 0.66048 | 0.64761
F3_Commercial_Restaurant_Existing_Food Preparation_Natural Gas_Broiler_Codes & Standards Forecast | F3 | Commercial | Restaurant | Existing | Food Preparation | Natural Gas | Broiler | Codes & Standards Forecast | Peak Demand (S) | 0 | 0 | 0 | 0 | 0 | 0 | 0 | 0 | 0 | 0 | 0 | 0 | 0 | 0 | 0 | 0 | 0 | 0 | 0 | 0 | 0 | 0 | 0 | 0 | 0 | 0 | 0 | 0 | 0 | 0 | 0
F4_Commercial_Restaurant_Existing_Food Preparation_Natural Gas_Broiler_Codes & Standards Forecast | F4 | Commercial | Restaurant | Existing | Food Preparation | Natural Gas | Broiler | Codes & Standards Forecast | Peak Demand (W) | 0 | 0 | 0 | 0 | 0 | 0 | 0 | 0 | 0 | 0 | 0 | 0 | 0 | 0 | 0 | 0 | 0 | 0 | 0 | 0 | 0 | 0 | 0 | 0 | 0 | 0 | 0 | 0 | 0 | 0 | 0
F5_Commercial_Restaurant_Existing_Food Preparation_Natural Gas_Broiler_Codes & Standards Forecast | F5 | Commercial | Restaurant | Existing | Food Preparation | Natural Gas | Broiler | Codes & Standards Forecast | Turnover | 0 | 44826.2403 | 50031.0648 | 54345.3968 | 57888.4037 | 60763.8058 | 63061.8691 | 64861.1407 | 66229.9613 | 67227.7821 | 58562.868 | 51014.765 | 51618.2838 | 52352.1996 | 53119.5622 | 53853.9314 | 54511.54 | 63570.6061 | 63326.1183 | 62954.1611 | 62474.3436 | 60407.3659 | 57313.9802 | 54755.3786 | 52666.5798 | 50977.2907 | 47845.6144 | 45591.7273 | 46721.2029 | 47531.6155 | 48061.6852
F6_Commercial_Restaurant_Existing_Food Preparation_Natural Gas_Broiler_Codes & Standards Forecast | F6 | Commercial | Restaurant | Existing | Food Preparation | Natural Gas | Broiler | Codes & Standards Forecast | Avg. Replacement Usage | 0.94212 | 0.97999 | 0.97534 | 0.96525 | 0.96525 | 0.96525 | 0.96525 | 0.96525 | 0.96525 | 0.96525 | 0.96525 | 0.96525 | 0.96525 | 0.96525 | 0.96525 | 0.96525 | 0.96525 | 0.96525 | 0.96525 | 0.96525 | 0.96525 | 0.96525 | 0.96525 | 0.96525 | 0.96525 | 0.96525 | 0.96525 | 0.96525 | 0.96525 | 0.96525 | 0.96525
F7_Commercial_Restaurant_Existing_Food Preparation_Natural Gas_Broiler_Codes & Standards Forecast | F7 | Commercial | Restaurant | Existing | Food Preparation | Natural Gas | Broiler | Codes & Standards Forecast | Avg. Replacement Demand (S) | 0 | 0 | 0 | 0 | 0 | 0 | 0 | 0 | 0 | 0 | 0 | 0 | 0 | 0 | 0 | 0 | 0 | 0 | 0 | 0 | 0 | 0 | 0 | 0 | 0 | 0 | 0 | 0 | 0 | 0 | 0
F8_Commercial_Restaurant_Existing_Food Preparation_Natural Gas_Broiler_Codes & Standards Forecast | F8 | Commercial | Restaurant | Existing | Food Preparation | Natural Gas | Broiler | Codes & Standards Forecast | Avg. Replacement Demand (W) | 0 | 0 | 0 | 0 | 0 | 0 | 0 | 0 | 0 | 0 | 0 | 0 | 0 | 0 | 0 | 0 | 0 | 0 | 0 | 0 | 0 | 0 | 0 | 0 | 0 | 0 | 0 | 0 | 0 | 0 | 0
F1_Commercial_Restaurant_Existing_Food Preparation_Natural Gas_Griddle_Codes & Standards Forecast | F1 | Commercial | Restaurant | Existing | Food Preparation | Natural Gas | Griddle | Codes & Standards Forecast | Units | 1798322.2984 | 1762355.8524 | 1727108.7354 | 1692566.5607 | 1658715.2295 | 1625540.9249 | 1593030.1064 | 1561169.5043 | 1529946.1142 | 1499347.1919 | 1469360.2481 | 1439973.0431 | 1411173.5822 | 1382950.1106 | 1355291.1084 | 1328185.2862 | 1301621.5805 | 1275589.1489 | 1250077.3659 | 1225075.8186 | 1200574.3022 | 1176562.8162 | 1153031.5598 | 1129970.9286 | 1107371.5101 | 1085224.0799 | 1063519.5983 | 1042249.2063 | 1021404.2222 | 1000976.1377 | 980956.615
F2_Commercial_Restaurant_Existing_Food Preparation_Natural Gas_Griddle_Codes & Standards Forecast | F2 | Commercial | Restaurant | Existing | Food Preparation | Natural Gas | Griddle | Codes & Standards Forecast | Usage (MMtherm) | 1.0924 | 1.1153 | 1.0897 | 1.0589 | 1.0398 | 1.0213 | 1.0032 | 0.98559 | 0.96834 | 0.95149 | 0.93464 | 0.91785 | 0.90115 | 0.88457 | 0.86814 | 0.85187 | 0.83579 | 0.8199 | 0.80423 | 0.78878 | 0.77355 | 0.75856 | 0.74381 | 0.72929 | 0.71502 | 0.701 | 0.68722 | 0.67368 | 0.66039 | 0.64734 | 0.63453
F3_Commercial_Restaurant_Existing_Food Preparation_Natural Gas_Griddle_Codes & Standards Forecast | F3 | Commercial | Restaurant | Existing | Food Preparation | Natural Gas | Griddle | Codes & Standards Forecast | Peak Demand (S) | 0 | 0 | 0 | 0 | 0 | 0 | 0 | 0 | 0 | 0 | 0 | 0 | 0 | 0 | 0 | 0 | 0 | 0 | 0 | 0 | 0 | 0 | 0 | 0 | 0 | 0 | 0 | 0 | 0 | 0 | 0
F4_Commercial_Restaurant_Existing_Food Preparation_Natural Gas_Griddle_Codes & Standards Forecast | F4 | Commercial | Restaurant | Existing | Food Preparation | Natural Gas | Griddle | Codes & Standards Forecast | Peak Demand (W) | 0 | 0 | 0 | 0 | 0 | 0 | 0 | 0 | 0 | 0 | 0 | 0 | 0 | 0 | 0 | 0 | 0 | 0 | 0 | 0 | 0 | 0 | 0 | 0 | 0 | 0 | 0 | 0 | 0 | 0 | 0
F5_Commercial_Restaurant_Existing_Food Preparation_Natural Gas_Griddle_Codes & Standards Forecast | F5 | Commercial | Restaurant | Existing | Food Preparation | Natural Gas | Griddle | Codes & Standards Forecast | Turnover | 0 | 65272.439 | 72851.2944 | 79133.4846 | 84292.532 | 88479.4661 | 91825.7248 | 94445.6823 | 96438.851 | 97891.799 | 85274.6338 | 74283.681 | 75162.4776 | 76231.148 | 77348.5208 | 78417.8514 | 79375.4093 | 92566.5075 | 92210.5036 | 91668.8889 | 90970.2164 | 87960.4464 | 83456.1018 | 79730.4678 | 76688.9236 | 74229.1139 | 69669.0137 | 66387.0809 | 68031.7342 | 69211.7931 | 69983.6389
F6_Commercial_Restaurant_Existing_Food Preparation_Natural Gas_Griddle_Codes & Standards Forecast | F6 | Commercial | Restaurant | Existing | Food Preparation | Natural Gas | Griddle | Codes & Standards Forecast | Avg. Replacement Usage | 0.63245 | 0.65787 | 0.65475 | 0.64798 | 0.64798 | 0.64798 | 0.64798 | 0.64798 | 0.64798 | 0.64798 | 0.64798 | 0.64798 | 0.64798 | 0.64798 | 0.64798 | 0.64798 | 0.64798 | 0.64798 | 0.64798 | 0.64798 | 0.64798 | 0.64798 | 0.64798 | 0.64798 | 0.64798 | 0.64798 | 0.64798 | 0.64798 | 0.64798 | 0.64798 | 0.64798
F7_Commercial_Restaurant_Existing_Food Preparation_Natural Gas_Griddle_Codes & Standards Forecast | F7 | Commercial | Restaurant | Existing | Food Preparation | Natural Gas | Griddle | Codes & Standards Forecast | Avg. Replacement Demand (S) | 0 | 0 | 0 | 0 | 0 | 0 | 0 | 0 | 0 | 0 | 0 | 0 | 0 | 0 | 0 | 0 | 0 | 0 | 0 | 0 | 0 | 0 | 0 | 0 | 0 | 0 | 0 | 0 | 0 | 0 | 0
F8_Commercial_Restaurant_Existing_Food Preparation_Natural Gas_Griddle_Codes & Standards Forecast | F8 | Commercial | Restaurant | Existing | Food Preparation | Natural Gas | Griddle | Codes & Standards Forecast | Avg. Replacement Demand (W) | 0 | 0 | 0 | 0 | 0 | 0 | 0 | 0 | 0 | 0 | 0 | 0 | 0 | 0 | 0 | 0 | 0 | 0 | 0 | 0 | 0 | 0 | 0 | 0 | 0 | 0 | 0 | 0 | 0 | 0 | 0
F1_Commercial_Restaurant_Existing_Food Preparation_Natural Gas_Range_Codes & Standards Forecast | F1 | Commercial | Restaurant | Existing | Food Preparation | Natural Gas | Range | Codes & Standards Forecast | Units | 2754221.9073 | 2699137.4691 | 2645154.7198 | 2592251.6254 | 2540406.5929 | 2489598.461 | 2439806.4918 | 2391010.3619 | 2343190.1547 | 2296326.3516 | 2250399.8246 | 2205391.8281 | 2161283.9915 | 2118058.3117 | 2075697.1455 | 2034183.2025 | 1993499.5385 | 1953629.5477 | 1914556.9568 | 1876265.8176 | 1838740.5013 | 1801965.6913 | 1765926.3774 | 1730607.8499 | 1695995.6929 | 1662075.779 | 1628834.2634 | 1596257.5782 | 1564332.4266 | 1533045.7781 | 1502384.8625
F2_Commercial_Restaurant_Existing_Food Preparation_Natural Gas_Range_Codes & Standards Forecast | F2 | Commercial | Restaurant | Existing | Food Preparation | Natural Gas | Range | Codes & Standards Forecast | Usage (MMtherm) | 1.7355 | 1.7813 | 1.753 | 1.718 | 1.7033 | 1.6902 | 1.6783 | 1.6672 | 1.6567 | 1.6467 | 1.6318 | 1.6134 | 1.5922 | 1.5691 | 1.5445 | 1.519 | 1.4928 | 1.4663 | 1.4395 | 1.4128 | 1.3861 | 1.3596 | 1.3334 | 1.3075 | 1.2819 | 1.2568 | 1.232 | 1.2076 | 1.1837 | 1.1602 | 1.1372
F3_Commercial_Restaurant_Existing_Food Preparation_Natural Gas_Range_Codes & Standards Forecast | F3 | Commercial | Restaurant | Existing | Food Preparation | Natural Gas | Range | Codes & Standards Forecast | Peak Demand (S) | 0 | 0 | 0 | 0 | 0 | 0 | 0 | 0 | 0 | 0 | 0 | 0 | 0 | 0 | 0 | 0 | 0 | 0 | 0 | 0 | 0 | 0 | 0 | 0 | 0 | 0 | 0 | 0 | 0 | 0 | 0
F4_Commercial_Restaurant_Existing_Food Preparation_Natural Gas_Range_Codes & Standards Forecast | F4 | Commercial | Restaurant | Existing | Food Preparation | Natural Gas | Range | Codes & Standards Forecast | Peak Demand (W) | 0 | 0 | 0 | 0 | 0 | 0 | 0 | 0 | 0 | 0 | 0 | 0 | 0 | 0 | 0 | 0 | 0 | 0 | 0 | 0 | 0 | 0 | 0 | 0 | 0 | 0 | 0 | 0 | 0 | 0 | 0
F5_Commercial_Restaurant_Existing_Food Preparation_Natural Gas_Range_Codes & Standards Forecast | F5 | Commercial | Restaurant | Existing | Food Preparation | Natural Gas | Range | Codes & Standards Forecast | Turnover | 0 | 107965.4988 | 137548.0454 | 159682.7001 | 175999.3688 | 187775.4743 | 196012.1017 | 201493.695 | 204834.86 | 206517.0572 | 179912.5715 | 163987.531 | 155193.2431 | 151019.3186 | 149710.6221 | 171388.0148 | 174238.1944 | 175675.3353 | 176020.602 | 171022.4304 | 163795.6319 | 156151.6313 | 149061.5252 | 142970.109 | 136227.3873 | 133421.0987 | 132806.4579 | 133260.2157 | 133332.089 | 136719.3953 | 134466.5074
F6_Commercial_Restaurant_Existing_Food Preparation_Natural Gas_Range_Codes & Standards Forecast | F6 | Commercial | Restaurant | Existing | Food Preparation | Natural Gas | Range | Codes & Standards Forecast | Avg. Replacement Usage | 0.73913 | 0.76884 | 0.76519 | 0.75727 | 0.75727 | 0.75727 | 0.75727 | 0.75727 | 0.75727 | 0.75727 | 0.75727 | 0.75727 | 0.75727 | 0.75727 | 0.75727 | 0.75727 | 0.75727 | 0.75727 | 0.75727 | 0.75727 | 0.75727 | 0.75727 | 0.75727 | 0.75727 | 0.75727 | 0.75727 | 0.75727 | 0.75727 | 0.75727 | 0.75727 | 0.75727
F7_Commercial_Restaurant_Existing_Food Preparation_Natural Gas_Range_Codes & Standards Forecast | F7 | Commercial | Restaurant | Existing | Food Preparation | Natural Gas | Range | Codes & Standards Forecast | Avg. Replacement Demand (S) | 0 | 0 | 0 | 0 | 0 | 0 | 0 | 0 | 0 | 0 | 0 | 0 | 0 | 0 | 0 | 0 | 0 | 0 | 0 | 0 | 0 | 0 | 0 | 0 | 0 | 0 | 0 | 0 | 0 | 0 | 0
F8_Commercial_Restaurant_Existing_Food Preparation_Natural Gas_Range_Codes & Standards Forecast | F8 | Commercial | Restaurant | Existing | Food Preparation | Natural Gas | Range | Codes & Standards Forecast | Avg. Replacement Demand (W) | 0 | 0 | 0 | 0 | 0 | 0 | 0 | 0 | 0 | 0 | 0 | 0 | 0 | 0 | 0 | 0 | 0 | 0 | 0 | 0 | 0 | 0 | 0 | 0 | 0 | 0 | 0 | 0 | 0 | 0 | 0
F1_Commercial_Restaurant_Existing_Food Preparation_Natural Gas_Steamer_Codes & Standards Forecast | F1 | Commercial | Restaurant | Existing | Food Preparation | Natural Gas | Steamer | Codes & Standards Forecast | Units | 357985.499 | 350825.789 | 343809.2732 | 336933.0878 | 330194.426 | 323590.5375 | 317118.7267 | 310776.3522 | 304560.8252 | 298469.6087 | 292500.2165 | 286650.2121 | 280917.2079 | 275298.8637 | 269792.8865 | 264397.0287 | 259109.0882 | 253926.9064 | 248848.3683 | 243871.4009 | 238993.9729 | 234214.0934 | 229529.8116 | 224939.2153 | 220440.431 | 216031.6224 | 211710.99 | 207476.7702 | 203327.2348 | 199260.6901 | 195275.4763
F2_Commercial_Restaurant_Existing_Food Preparation_Natural Gas_Steamer_Codes & Standards Forecast | F2 | Commercial | Restaurant | Existing | Food Preparation | Natural Gas | Steamer | Codes & Standards Forecast | Usage (MMtherm) | 0.37674 | 0.39336 | 0.39401 | 0.37101 | 0.35174 | 0.33227 | 0.31272 | 0.29319 | 0.27378 | 0.25454 | 0.23577 | 0.21723 | 0.20085 | 0.18635 | 0.17349 | 0.16206 | 0.15189 | 0.14281 | 0.13469 | 0.12349 | 0.11307 | 0.10819 | 0.10373 | 0.099666 | 0.095936 | 0.092504 | 0.089337 | 0.086402 | 0.083674 | 0.08113 | 0.078748
F3_Commercial_Restaurant_Existing_Food Preparation_Natural Gas_Steamer_Codes & Standards Forecast | F3 | Commercial | Restaurant | Existing | Food Preparation | Natural Gas | Steamer | Codes & Standards Forecast | Peak Demand (S) | 0 | 0 | 0 | 0 | 0 | 0 | 0 | 0 | 0 | 0 | 0 | 0 | 0 | 0 | 0 | 0 | 0 | 0 | 0 | 0 | 0 | 0 | 0 | 0 | 0 | 0 | 0 | 0 | 0 | 0 | 0
F4_Commercial_Restaurant_Existing_Food Preparation_Natural Gas_Steamer_Codes & Standards Forecast | F4 | Commercial | Restaurant | Existing | Food Preparation | Natural Gas | Steamer | Codes & Standards Forecast | Peak Demand (W) | 0 | 0 | 0 | 0 | 0 | 0 | 0 | 0 | 0 | 0 | 0 | 0 | 0 | 0 | 0 | 0 | 0 | 0 | 0 | 0 | 0 | 0 | 0 | 0 | 0 | 0 | 0 | 0 | 0 | 0 | 0
F5_Commercial_Restaurant_Existing_Food Preparation_Natural Gas_Steamer_Codes & Standards Forecast | F5 | Commercial | Restaurant | Existing | Food Preparation | Natural Gas | Steamer | Codes & Standards Forecast | Turnover | 0 | 12993.5477 | 14502.243 | 15752.8158 | 16779.8087 | 17613.2865 | 18279.4141 | 18800.9595 | 19197.7324 | 19486.9655 | 18179.0167 | 17179.4115 | 16424.4957 | 15862.0194 | 15449.2522 | 15151.3953 | 14940.2442 | 14793.0645 | 14691.6488 | 17263.592 | 17008.5709 | 16667.6892 | 16276.1299 | 15859.7723 | 15437.2301 | 15021.4902 | 14621.2235 | 14241.8301 | 13808.9363 | 13468.6185 | 13188.6848
F6_Commercial_Restaurant_Existing_Food Preparation_Natural Gas_Steamer_Codes & Standards Forecast | F6 | Commercial | Restaurant | Existing | Food Preparation | Natural Gas | Steamer | Codes & Standards Forecast | Avg. Replacement Usage | 1.7415 | 1.8115 | 1.8029 | 0.37218 | 0.37218 | 0.37218 | 0.37218 | 0.37218 | 0.37218 | 0.37218 | 0.37218 | 0.37218 | 0.37218 | 0.37218 | 0.37218 | 0.37218 | 0.37218 | 0.37218 | 0.37218 | 0.37218 | 0.37218 | 0.37218 | 0.37218 | 0.37218 | 0.37218 | 0.37218 | 0.37218 | 0.37218 | 0.37218 | 0.37218 | 0.37218
F7_Commercial_Restaurant_Existing_Food Preparation_Natural Gas_Steamer_Codes & Standards Forecast | F7 | Commercial | Restaurant | Existing | Food Preparation | Natural Gas | Steamer | Codes & Standards Forecast | Avg. Replacement Demand (S) | 0 | 0 | 0 | 0 | 0 | 0 | 0 | 0 | 0 | 0 | 0 | 0 | 0 | 0 | 0 | 0 | 0 | 0 | 0 | 0 | 0 | 0 | 0 | 0 | 0 | 0 | 0 | 0 | 0 | 0 | 0
F8_Commercial_Restaurant_Existing_Food Preparation_Natural Gas_Steamer_Codes & Standards Forecast | F8 | Commercial | Restaurant | Existing | Food Preparation | Natural Gas | Steamer | Codes & Standards Forecast | Avg. Replacement Demand (W) | 0 | 0 | 0 | 0 | 0 | 0 | 0 | 0 | 0 | 0 | 0 | 0 | 0 | 0 | 0 | 0 | 0 | 0 | 0 | 0 | 0 | 0 | 0 | 0 | 0 | 0 | 0 | 0 | 0 | 0 | 0
F1_Commercial_Restaurant_Existing_Food Preparation_Natural Gas_Food Prep Other_Codes & Standards Forecast | F1 | Commercial | Restaurant | Existing | Food Preparation | Natural Gas | Food Prep Other | Codes & Standards Forecast | Units | 357985.499 | 350825.789 | 343809.2732 | 336933.0878 | 330194.426 | 323590.5375 | 317118.7267 | 310776.3522 | 304560.8252 | 298469.6087 | 292500.2165 | 286650.2121 | 280917.2079 | 275298.8637 | 269792.8865 | 264397.0287 | 259109.0882 | 253926.9064 | 248848.3683 | 243871.4009 | 238993.9729 | 234214.0934 | 229529.8116 | 224939.2153 | 220440.431 | 216031.6224 | 211710.99 | 207476.7702 | 203327.2348 | 199260.6901 | 195275.4763
F2_Commercial_Restaurant_Existing_Food Preparation_Natural Gas_Food Prep Other_Codes & Standards Forecast | F2 | Commercial | Restaurant | Existing | Food Preparation | Natural Gas | Food Prep Other | Codes & Standards Forecast | Usage (MMtherm) | 0.26795 | 0.27315 | 0.26641 | 0.25838 | 0.25322 | 0.24815 | 0.24319 | 0.23832 | 0.23356 | 0.22889 | 0.22431 | 0.21982 | 0.21543 | 0.21112 | 0.2069 | 0.20276 | 0.1987 | 0.19473 | 0.19083 | 0.18702 | 0.18328 | 0.17961 | 0.17602 | 0.1725 | 0.16905 | 0.16567 | 0.16235 | 0.15911 | 0.15593 | 0.15281 | 0.14975
F3_Commercial_Restaurant_Existing_Food Preparation_Natural Gas_Food Prep Other_Codes & Standards Forecast | F3 | Commercial | Restaurant | Existing | Food Preparation | Natural Gas | Food Prep Other | Codes & Standards Forecast | Peak Demand (S) | 0 | 0 | 0 | 0 | 0 | 0 | 0 | 0 | 0 | 0 | 0 | 0 | 0 | 0 | 0 | 0 | 0 | 0 | 0 | 0 | 0 | 0 | 0 | 0 | 0 | 0 | 0 | 0 | 0 | 0 | 0
F4_Commercial_Restaurant_Existing_Food Preparation_Natural Gas_Food Prep Other_Codes & Standards Forecast | F4 | Commercial | Restaurant | Existing | Food Preparation | Natural Gas | Food Prep Other | Codes & Standards Forecast | Peak Demand (W) | 0 | 0 | 0 | 0 | 0 | 0 | 0 | 0 | 0 | 0 | 0 | 0 | 0 | 0 | 0 | 0 | 0 | 0 | 0 | 0 | 0 | 0 | 0 | 0 | 0 | 0 | 0 | 0 | 0 | 0 | 0
F5_Commercial_Restaurant_Existing_Food Preparation_Natural Gas_Food Prep Other_Codes & Standards Forecast | F5 | Commercial | Restaurant | Existing | Food Preparation | Natural Gas | Food Prep Other | Codes & Standards Forecast | Turnover | 0 | 14033.0316 | 17878.0822 | 20755.0782 | 22875.8698 | 24406.4927 | 25477.0648 | 26189.5459 | 26623.8205 | 26842.4674 | 23384.4962 | 21314.6072 | 20171.5521 | 19629.0379 | 19458.9374 | 22276.4999 | 22646.9577 | 22833.7529 | 22878.6297 | 22228.9823 | 21289.6647 | 20296.1205 | 19374.5698 | 18582.8258 | 17706.427 | 17341.6741 | 17261.7849 | 17320.763 | 17330.1048 | 17770.3768 | 17477.5531
F6_Commercial_Restaurant_Existing_Food Preparation_Natural Gas_Food Prep Other_Codes & Standards Forecast | F6 | Commercial | Restaurant | Existing | Food Preparation | Natural Gas | Food Prep Other | Codes & Standards Forecast | Avg. Replacement Usage | 0.74849 | 0.77858 | 0.77488 | 0.76687 | 0.76687 | 0.76687 | 0.76687 | 0.76687 | 0.76687 | 0.76687 | 0.76687 | 0.76687 | 0.76687 | 0.76687 | 0.76687 | 0.76687 | 0.76687 | 0.76687 | 0.76687 | 0.76687 | 0.76687 | 0.76687 | 0.76687 | 0.76687 | 0.76687 | 0.76687 | 0.76687 | 0.76687 | 0.76687 | 0.76687 | 0.76687
F7_Commercial_Restaurant_Existing_Food Preparation_Natural Gas_Food Prep Other_Codes & Standards Forecast | F7 | Commercial | Restaurant | Existing | Food Preparation | Natural Gas | Food Prep Other | Codes & Standards Forecast | Avg. Replacement Demand (S) | 0 | 0 | 0 | 0 | 0 | 0 | 0 | 0 | 0 | 0 | 0 | 0 | 0 | 0 | 0 | 0 | 0 | 0 | 0 | 0 | 0 | 0 | 0 | 0 | 0 | 0 | 0 | 0 | 0 | 0 | 0
F8_Commercial_Restaurant_Existing_Food Preparation_Natural Gas_Food Prep Other_Codes & Standards Forecast | F8 | Commercial | Restaurant | Existing | Food Preparation | Natural Gas | Food Prep Other | Codes & Standards Forecast | Avg. Replacement Demand (W) | 0 | 0 | 0 | 0 | 0 | 0 | 0 | 0 | 0 | 0 | 0 | 0 | 0 | 0 | 0 | 0 | 0 | 0 | 0 | 0 | 0 | 0 | 0 | 0 | 0 | 0 | 0 | 0 | 0 | 0 | 0
F1_Commercial_Restaurant_Existing_Miscellaneous_Natural Gas_Pool Heater_Codes & Standards Forecast | F1 | Commercial | Restaurant | Existing | Miscellaneous | Natural Gas | Pool Heater | Codes & Standards Forecast | Units | 32758.2687 | 32103.1033 | 31461.0412 | 30831.8204 | 30215.184 | 29610.8803 | 29018.6627 | 28438.2895 | 27869.5237 | 27312.1332 | 26765.8905 | 26230.5727 | 25705.9613 | 25191.842 | 24688.0052 | 24194.2451 | 23710.3602 | 23236.153 | 22771.4299 | 22316.0013 | 21869.6813 | 21432.2877 | 21003.6419 | 20583.5691 | 20171.8977 | 19768.4597 | 19373.0906 | 18985.6287 | 18605.9162 | 18233.7978 | 17869.1219
F2_Commercial_Restaurant_Existing_Miscellaneous_Natural Gas_Pool Heater_Codes & Standards Forecast | F2 | Commercial | Restaurant | Existing | Miscellaneous | Natural Gas | Pool Heater | Codes & Standards Forecast | Usage (MMtherm) | 1.786e-05 | 1.824e-05 | 1.7822e-05 | 1.7314e-05 | 1.6996e-05 | 1.6683e-05 | 1.6371e-05 | 1.606e-05 | 1.5752e-05 | 1.5448e-05 | 1.5147e-05 | 1.485e-05 | 1.4558e-05 | 1.4271e-05 | 1.3988e-05 | 1.3711e-05 | 1.3439e-05 | 1.3171e-05 | 1.2909e-05 | 1.2652e-05 | 1.24e-05 | 1.2152e-05 | 1.1909e-05 | 1.1672e-05 | 1.1438e-05 | 1.121e-05 | 1.0986e-05 | 1.0766e-05 | 1.0551e-05 | 1.034e-05 | 1.0133e-05
F3_Commercial_Restaurant_Existing_Miscellaneous_Natural Gas_Pool Heater_Codes & Standards Forecast | F3 | Commercial | Restaurant | Existing | Miscellaneous | Natural Gas | Pool Heater | Codes & Standards Forecast | Peak Demand (S) | 0 | 0 | 0 | 0 | 0 | 0 | 0 | 0 | 0 | 0 | 0 | 0 | 0 | 0 | 0 | 0 | 0 | 0 | 0 | 0 | 0 | 0 | 0 | 0 | 0 | 0 | 0 | 0 | 0 | 0 | 0
F4_Commercial_Restaurant_Existing_Miscellaneous_Natural Gas_Pool Heater_Codes & Standards Forecast | F4 | Commercial | Restaurant | Existing | Miscellaneous | Natural Gas | Pool Heater | Codes & Standards Forecast | Peak Demand (W) | 0 | 0 | 0 | 0 | 0 | 0 | 0 | 0 | 0 | 0 | 0 | 0 | 0 | 0 | 0 | 0 | 0 | 0 | 0 | 0 | 0 | 0 | 0 | 0 | 0 | 0 | 0 | 0 | 0 | 0 | 0
F5_Commercial_Restaurant_Existing_Miscellaneous_Natural Gas_Pool Heater_Codes & Standards Forecast | F5 | Commercial | Restaurant | Existing | Miscellaneous | Natural Gas | Pool Heater | Codes & Standards Forecast | Turnover | 0 | 3852.3724 | 3649.4808 | 3477.8293 | 3330.9219 | 3203.6604 | 3208.1176 | 3174.9325 | 3117.8836 | 3046.5986 | 2967.7044 | 3731.7995 | 3472.7537 | 3265.1704 | 3094.1025 | 2949.3011 | 3001.5809 | 2987.6933 | 2934.0241 | 2857.7275 | 2769.7979 | 2890.5351 | 2766.8082 | 2670.017 | 2587.2714 | 2511.3958 | 2515.3294 | 2482.097 | 2429.9641 | 2369.0563 | 2304.769
F6_Commercial_Restaurant_Existing_Miscellaneous_Natural Gas_Pool Heater_Codes & Standards Forecast | F6 | Commercial | Restaurant | Existing | Miscellaneous | Natural Gas | Pool Heater | Codes & Standards Forecast | Avg. Replacement Usage | 0.00055351 | 0.00057576 | 0.00057303 | 0.0005671 | 0.0005671 | 0.0005671 | 0.0005671 | 0.0005671 | 0.0005671 | 0.0005671 | 0.0005671 | 0.0005671 | 0.0005671 | 0.0005671 | 0.0005671 | 0.0005671 | 0.0005671 | 0.0005671 | 0.0005671 | 0.0005671 | 0.0005671 | 0.0005671 | 0.0005671 | 0.0005671 | 0.0005671 | 0.0005671 | 0.0005671 | 0.0005671 | 0.0005671 | 0.0005671 | 0.0005671
F7_Commercial_Restaurant_Existing_Miscellaneous_Natural Gas_Pool Heater_Codes & Standards Forecast | F7 | Commercial | Restaurant | Existing | Miscellaneous | Natural Gas | Pool Heater | Codes & Standards Forecast | Avg. Replacement Demand (S) | 0 | 0 | 0 | 0 | 0 | 0 | 0 | 0 | 0 | 0 | 0 | 0 | 0 | 0 | 0 | 0 | 0 | 0 | 0 | 0 | 0 | 0 | 0 | 0 | 0 | 0 | 0 | 0 | 0 | 0 | 0
F8_Commercial_Restaurant_Existing_Miscellaneous_Natural Gas_Pool Heater_Codes & Standards Forecast | F8 | Commercial | Restaurant | Existing | Miscellaneous | Natural Gas | Pool Heater | Codes & Standards Forecast | Avg. Replacement Demand (W) | 0 | 0 | 0 | 0 | 0 | 0 | 0 | 0 | 0 | 0 | 0 | 0 | 0 | 0 | 0 | 0 | 0 | 0 | 0 | 0 | 0 | 0 | 0 | 0 | 0 | 0 | 0 | 0 | 0 | 0 | 0
F1_Commercial_Restaurant_Existing_Miscellaneous_Natural Gas_Miscellaneous_Codes & Standards Forecast | F1 | Commercial | Restaurant | Existing | Miscellaneous | Natural Gas | Miscellaneous | Codes & Standards Forecast | Units | 5343137.1922 | 5236274.4483 | 5131548.9594 | 5028917.9802 | 4928339.6206 | 4829772.8282 | 4733177.3716 | 4638513.8242 | 4545743.5477 | 4454828.6767 | 4365732.1032 | 4278417.4611 | 4192849.1119 | 4108992.1297 | 4026812.2871 | 3946276.0413 | 3867350.5205 | 3790003.5101 | 3714203.4399 | 3639919.3711 | 3567120.9837 | 3495778.564 | 3425862.9927 | 3357345.7329 | 3290198.8182 | 3224394.8418 | 3159906.945 | 3096708.8061 | 3034774.63 | 2974079.1374 | 2914597.5546
F2_Commercial_Restaurant_Existing_Miscellaneous_Natural Gas_Miscellaneous_Codes & Standards Forecast | F2 | Commercial | Restaurant | Existing | Miscellaneous | Natural Gas | Miscellaneous | Codes & Standards Forecast | Usage (MMtherm) | 0.0027418 | 0.0027949 | 0.002726 | 0.0026439 | 0.002591 | 0.0025392 | 0.0024884 | 0.0024386 | 0.0023898 | 0.002342 | 0.0022952 | 0.0022493 | 0.0022043 | 0.0021602 | 0.002117 | 0.0020747 | 0.0020332 | 0.0019925 | 0.0019527 | 0.0019136 | 0.0018754 | 0.0018378 | 0.0018011 | 0.0017651 | 0.0017298 | 0.0016952 | 0.0016613 | 0.001628 | 0.0015955 | 0.0015636 | 0.0015323
F3_Commercial_Restaurant_Existing_Miscellaneous_Natural Gas_Miscellaneous_Codes & Standards Forecast | F3 | Commercial | Restaurant | Existing | Miscellaneous | Natural Gas | Miscellaneous | Codes & Standards Forecast | Peak Demand (S) | 0 | 0 | 0 | 0 | 0 | 0 | 0 | 0 | 0 | 0 | 0 | 0 | 0 | 0 | 0 | 0 | 0 | 0 | 0 | 0 | 0 | 0 | 0 | 0 | 0 | 0 | 0 | 0 | 0 | 0 | 0
F4_Commercial_Restaurant_Existing_Miscellaneous_Natural Gas_Miscellaneous_Codes & Standards Forecast | F4 | Commercial | Restaurant | Existing | Miscellaneous | Natural Gas | Miscellaneous | Codes & Standards Forecast | Peak Demand (W) | 0 | 0 | 0 | 0 | 0 | 0 | 0 | 0 | 0 | 0 | 0 | 0 | 0 | 0 | 0 | 0 | 0 | 0 | 0 | 0 | 0 | 0 | 0 | 0 | 0 | 0 | 0 | 0 | 0 | 0 | 0
F5_Commercial_Restaurant_Existing_Miscellaneous_Natural Gas_Miscellaneous_Codes & Standards Forecast | F5 | Commercial | Restaurant | Existing | Miscellaneous | Natural Gas | Miscellaneous | Codes & Standards Forecast | Turnover | 0 | 448823.5241 | 523627.4448 | 583530.4245 | 550512.5724 | 532835.4125 | 526040.9133 | 515894.0856 | 504993.9501 | 494924.2751 | 485101.4463 | 582231.6122 | 575564.853 | 565452.8753 | 548183.024 | 536274.7637 | 527418.7708 | 516827.2964 | 506101.6773 | 496047.2175 | 486188.2045 | 501878.9718 | 489459.8935 | 476850.3537 | 466615.9096 | 457543.3121 | 448896.827 | 439802.3833 | 430860.8228 | 422296.0495 | 413877.4942
F6_Commercial_Restaurant_Existing_Miscellaneous_Natural Gas_Miscellaneous_Codes & Standards Forecast | F6 | Commercial | Restaurant | Existing | Miscellaneous | Natural Gas | Miscellaneous | Codes & Standards Forecast | Avg. Replacement Usage | 0.00051313 | 0.00053376 | 0.00053123 | 0.00052573 | 0.00052573 | 0.00052573 | 0.00052573 | 0.00052573 | 0.00052573 | 0.00052573 | 0.00052573 | 0.00052573 | 0.00052573 | 0.00052573 | 0.00052573 | 0.00052573 | 0.00052573 | 0.00052573 | 0.00052573 | 0.00052573 | 0.00052573 | 0.00052573 | 0.00052573 | 0.00052573 | 0.00052573 | 0.00052573 | 0.00052573 | 0.00052573 | 0.00052573 | 0.00052573 | 0.00052573
F7_Commercial_Restaurant_Existing_Miscellaneous_Natural Gas_Miscellaneous_Codes & Standards Forecast | F7 | Commercial | Restaurant | Existing | Miscellaneous | Natural Gas | Miscellaneous | Codes & Standards Forecast | Avg. Replacement Demand (S) | 0 | 0 | 0 | 0 | 0 | 0 | 0 | 0 | 0 | 0 | 0 | 0 | 0 | 0 | 0 | 0 | 0 | 0 | 0 | 0 | 0 | 0 | 0 | 0 | 0 | 0 | 0 | 0 | 0 | 0 | 0
F8_Commercial_Restaurant_Existing_Miscellaneous_Natural Gas_Miscellaneous_Codes & Standards Forecast | F8 | Commercial | Restaurant | Existing | Miscellaneous | Natural Gas | Miscellaneous | Codes & Standards Forecast | Avg. Replacement Demand (W) | 0 | 0 | 0 | 0 | 0 | 0 | 0 | 0 | 0 | 0 | 0 | 0 | 0 | 0 | 0 | 0 | 0 | 0 | 0 | 0 | 0 | 0 | 0 | 0 | 0 | 0 | 0 | 0 | 0 | 0 | 0
F1_Commercial_Restaurant_New_Space Heating_Natural Gas_Furnace_Codes & Standards Forecast | F1 | Commercial | Restaurant | New | Space Heating | Natural Gas | Furnace | Codes & Standards Forecast | Units | 0 | 0 | 0 | 0 | 0 | 0 | 0 | 0 | 0 | 0 | 0 | 0 | 0 | 0 | 0 | 0 | 0 | 0 | 0 | 0 | 0 | 0 | 0 | 0 | 0 | 0 | 0 | 0 | 0 | 0 | 0
F2_Commercial_Restaurant_New_Space Heating_Natural Gas_Furnace_Codes & Standards Forecast | F2 | Commercial | Restaurant | New | Space Heating | Natural Gas | Furnace | Codes & Standards Forecast | Usage (MMtherm) | 0 | 0 | 0 | 0 | 0 | 0 | 0 | 0 | 0 | 0 | 0 | 0 | 0 | 0 | 0 | 0 | 0 | 0 | 0 | 0 | 0 | 0 | 0 | 0 | 0 | 0 | 0 | 0 | 0 | 0 | 0
F3_Commercial_Restaurant_New_Space Heating_Natural Gas_Furnace_Codes & Standards Forecast | F3 | Commercial | Restaurant | New | Space Heating | Natural Gas | Furnace | Codes & Standards Forecast | Peak Demand (S) | 0 | 0 | 0 | 0 | 0 | 0 | 0 | 0 | 0 | 0 | 0 | 0 | 0 | 0 | 0 | 0 | 0 | 0 | 0 | 0 | 0 | 0 | 0 | 0 | 0 | 0 | 0 | 0 | 0 | 0 | 0
F4_Commercial_Restaurant_New_Space Heating_Natural Gas_Furnace_Codes & Standards Forecast | F4 | Commercial | Restaurant | New | Space Heating | Natural Gas | Furnace | Codes & Standards Forecast | Peak Demand (W) | 0 | 0 | 0 | 0 | 0 | 0 | 0 | 0 | 0 | 0 | 0 | 0 | 0 | 0 | 0 | 0 | 0 | 0 | 0 | 0 | 0 | 0 | 0 | 0 | 0 | 0 | 0 | 0 | 0 | 0 | 0
F5_Commercial_Restaurant_New_Space Heating_Natural Gas_Furnace_Codes & Standards Forecast | F5 | Commercial | Restaurant | New | Space Heating | Natural Gas | Furnace | Codes & Standards Forecast | Turnover | 0 | 0 | 0 | 0 | 0 | 0 | 0 | 0 | 0 | 0 | 0 | 0 | 0 | 0 | 0 | 0 | 0 | 0 | 0 | 0 | 0 | 0 | 0 | 0 | 0 | 0 | 0 | 0 | 0 | 0 | 0
F6_Commercial_Restaurant_New_Space Heating_Natural Gas_Furnace_Codes & Standards Forecast | F6 | Commercial | Restaurant | New | Space Heating | Natural Gas | Furnace | Codes & Standards Forecast | Avg. Replacement Usage | 0.36526 | 0.37994 | 0.37813 | 0.37422 | 0.37422 | 0.32899 | 0.32899 | 0.32899 | 0.32899 | 0.32899 | 0.32899 | 0.32899 | 0.32899 | 0.32899 | 0.32899 | 0.32899 | 0.32899 | 0.32899 | 0.32899 | 0.32899 | 0.32899 | 0.32899 | 0.32899 | 0.32899 | 0.32899 | 0.32899 | 0.32899 | 0.32899 | 0.32899 | 0.32899 | 0.32899
F7_Commercial_Restaurant_New_Space Heating_Natural Gas_Furnace_Codes & Standards Forecast | F7 | Commercial | Restaurant | New | Space Heating | Natural Gas | Furnace | Codes & Standards Forecast | Avg. Replacement Demand (S) | 0 | 0 | 0 | 0 | 0 | 0 | 0 | 0 | 0 | 0 | 0 | 0 | 0 | 0 | 0 | 0 | 0 | 0 | 0 | 0 | 0 | 0 | 0 | 0 | 0 | 0 | 0 | 0 | 0 | 0 | 0
F8_Commercial_Restaurant_New_Space Heating_Natural Gas_Furnace_Codes & Standards Forecast | F8 | Commercial | Restaurant | New | Space Heating | Natural Gas | Furnace | Codes & Standards Forecast | Avg. Replacement Demand (W) | 0 | 0 | 0 | 0 | 0 | 0 | 0 | 0 | 0 | 0 | 0 | 0 | 0 | 0 | 0 | 0 | 0 | 0 | 0 | 0 | 0 | 0 | 0 | 0 | 0 | 0 | 0 | 0 | 0 | 0 | 0
F1_Commercial_Restaurant_New_Space Heating_Natural Gas_Boiler_Codes & Standards Forecast | F1 | Commercial | Restaurant | New | Space Heating | Natural Gas | Boiler | Codes & Standards Forecast | Units | 0 | 0 | 0 | 0 | 0 | 0 | 0 | 0 | 0 | 0 | 0 | 0 | 0 | 0 | 0 | 0 | 0 | 0 | 0 | 0 | 0 | 0 | 0 | 0 | 0 | 0 | 0 | 0 | 0 | 0 | 0
F2_Commercial_Restaurant_New_Space Heating_Natural Gas_Boiler_Codes & Standards Forecast | F2 | Commercial | Restaurant | New | Space Heating | Natural Gas | Boiler | Codes & Standards Forecast | Usage (MMtherm) | 0 | 0 | 0 | 0 | 0 | 0 | 0 | 0 | 0 | 0 | 0 | 0 | 0 | 0 | 0 | 0 | 0 | 0 | 0 | 0 | 0 | 0 | 0 | 0 | 0 | 0 | 0 | 0 | 0 | 0 | 0
F3_Commercial_Restaurant_New_Space Heating_Natural Gas_Boiler_Codes & Standards Forecast | F3 | Commercial | Restaurant | New | Space Heating | Natural Gas | Boiler | Codes & Standards Forecast | Peak Demand (S) | 0 | 0 | 0 | 0 | 0 | 0 | 0 | 0 | 0 | 0 | 0 | 0 | 0 | 0 | 0 | 0 | 0 | 0 | 0 | 0 | 0 | 0 | 0 | 0 | 0 | 0 | 0 | 0 | 0 | 0 | 0
F4_Commercial_Restaurant_New_Space Heating_Natural Gas_Boiler_Codes & Standards Forecast | F4 | Commercial | Restaurant | New | Space Heating | Natural Gas | Boiler | Codes & Standards Forecast | Peak Demand (W) | 0 | 0 | 0 | 0 | 0 | 0 | 0 | 0 | 0 | 0 | 0 | 0 | 0 | 0 | 0 | 0 | 0 | 0 | 0 | 0 | 0 | 0 | 0 | 0 | 0 | 0 | 0 | 0 | 0 | 0 | 0
F5_Commercial_Restaurant_New_Space Heating_Natural Gas_Boiler_Codes & Standards Forecast | F5 | Commercial | Restaurant | New | Space Heating | Natural Gas | Boiler | Codes & Standards Forecast | Turnover | 0 | 0 | 0 | 0 | 0 | 0 | 0 | 0 | 0 | 0 | 0 | 0 | 0 | 0 | 0 | 0 | 0 | 0 | 0 | 0 | 0 | 0 | 0 | 0 | 0 | 0 | 0 | 0 | 0 | 0 | 0
F6_Commercial_Restaurant_New_Space Heating_Natural Gas_Boiler_Codes & Standards Forecast | F6 | Commercial | Restaurant | New | Space Heating | Natural Gas | Boiler | Codes & Standards Forecast | Avg. Replacement Usage | 1.2712 | 1.3223 | 1.316 | 1.3024 | 1.3024 | 1.1084 | 1.1084 | 1.1084 | 1.1084 | 1.1084 | 1.1084 | 1.1084 | 1.1084 | 1.1084 | 1.1084 | 1.1084 | 1.1084 | 1.1084 | 1.1084 | 1.1084 | 1.1084 | 1.1084 | 1.1084 | 1.1084 | 1.1084 | 1.1084 | 1.1084 | 1.1084 | 1.1084 | 1.1084 | 1.1084
F7_Commercial_Restaurant_New_Space Heating_Natural Gas_Boiler_Codes & Standards Forecast | F7 | Commercial | Restaurant | New | Space Heating | Natural Gas | Boiler | Codes & Standards Forecast | Avg. Replacement Demand (S) | 0 | 0 | 0 | 0 | 0 | 0 | 0 | 0 | 0 | 0 | 0 | 0 | 0 | 0 | 0 | 0 | 0 | 0 | 0 | 0 | 0 | 0 | 0 | 0 | 0 | 0 | 0 | 0 | 0 | 0 | 0
F8_Commercial_Restaurant_New_Space Heating_Natural Gas_Boiler_Codes & Standards Forecast | F8 | Commercial | Restaurant | New | Space Heating | Natural Gas | Boiler | Codes & Standards Forecast | Avg. Replacement Demand (W) | 0 | 0 | 0 | 0 | 0 | 0 | 0 | 0 | 0 | 0 | 0 | 0 | 0 | 0 | 0 | 0 | 0 | 0 | 0 | 0 | 0 | 0 | 0 | 0 | 0 | 0 | 0 | 0 | 0 | 0 | 0
F1_Commercial_Restaurant_New_Space Heating_Natural Gas_Unit Heater_Codes & Standards Forecast | F1 | Commercial | Restaurant | New | Space Heating | Natural Gas | Unit Heater | Codes & Standards Forecast | Units | 0 | 6589.3935 | 13239.2135 | 20289.1223 | 24158.5024 | 27310.9001 | 30417.2032 | 33478.4178 | 36495.5303 | 39469.5078 | 42401.2984 | 45291.8318 | 48142.0195 | 50952.7552 | 53724.9152 | 56459.3588 | 59156.9283 | 61818.4499 | 64444.7337 | 67036.5739 | 69594.7494 | 72120.0239 | 74613.1464 | 77074.8514 | 79505.8589 | 81906.8754 | 84278.5936 | 86621.6925 | 88936.8385 | 91224.6848 | 93485.8723
F2_Commercial_Restaurant_New_Space Heating_Natural Gas_Unit Heater_Codes & Standards Forecast | F2 | Commercial | Restaurant | New | Space Heating | Natural Gas | Unit Heater | Codes & Standards Forecast | Usage (MMtherm) | 0 | 0.0062004 | 0.012399 | 0.018804 | 0.022391 | 0.02502 | 0.027611 | 0.030164 | 0.03268 | 0.03516 | 0.037606 | 0.039929 | 0.042143 | 0.044254 | 0.046315 | 0.048381 | 0.050446 | 0.052508 | 0.054384 | 0.056275 | 0.058166 | 0.06015 | 0.06223 | 0.064283 | 0.06631 | 0.068313 | 0.070291 | 0.072245 | 0.074176 | 0.076084 | 0.07797
F3_Commercial_Restaurant_New_Space Heating_Natural Gas_Unit Heater_Codes & Standards Forecast | F3 | Commercial | Restaurant | New | Space Heating | Natural Gas | Unit Heater | Codes & Standards Forecast | Peak Demand (S) | 0 | 0 | 0 | 0 | 0 | 0 | 0 | 0 | 0 | 0 | 0 | 0 | 0 | 0 | 0 | 0 | 0 | 0 | 0 | 0 | 0 | 0 | 0 | 0 | 0 | 0 | 0 | 0 | 0 | 0 | 0
F4_Commercial_Restaurant_New_Space Heating_Natural Gas_Unit Heater_Codes & Standards Forecast | F4 | Commercial | Restaurant | New | Space Heating | Natural Gas | Unit Heater | Codes & Standards Forecast | Peak Demand (W) | 0 | 0 | 0 | 0 | 0 | 0 | 0 | 0 | 0 | 0 | 0 | 0 | 0 | 0 | 0 | 0 | 0 | 0 | 0 | 0 | 0 | 0 | 0 | 0 | 0 | 0 | 0 | 0 | 0 | 0 | 0
F5_Commercial_Restaurant_New_Space Heating_Natural Gas_Unit Heater_Codes & Standards Forecast | F5 | Commercial | Restaurant | New | Space Heating | Natural Gas | Unit Heater | Codes & Standards Forecast | Turnover | 0 | 6589.3935 | 6649.82 | 7049.9088 | 3869.3801 | 3152.3977 | 3106.3031 | 3061.2146 | 3017.1125 | 2973.9775 | 2931.7906 | 3831.8753 | 4607.0265 | 5323.7274 | 5478.9214 | 5504.8673 | 5515.9761 | 5514.615 | 7422.6754 | 7145.4926 | 6996.7021 | 5950.4669 | 5878.2504 | 6110.3456 | 6327.9801 | 6514.8388 | 6673.2804 | 6805.663 | 7462.8292 | 7946.7768 | 8320.044
F6_Commercial_Restaurant_New_Space Heating_Natural Gas_Unit Heater_Codes & Standards Forecast | F6 | Commercial | Restaurant | New | Space Heating | Natural Gas | Unit Heater | Codes & Standards Forecast | Avg. Replacement Usage | 0.90461 | 0.94097 | 0.9365 | 0.92682 | 0.92682 | 0.83403 | 0.83403 | 0.83403 | 0.83403 | 0.83403 | 0.83403 | 0.83403 | 0.83403 | 0.83403 | 0.83403 | 0.83403 | 0.83403 | 0.83403 | 0.83403 | 0.83403 | 0.83403 | 0.83403 | 0.83403 | 0.83403 | 0.83403 | 0.83403 | 0.83403 | 0.83403 | 0.83403 | 0.83403 | 0.83403
F7_Commercial_Restaurant_New_Space Heating_Natural Gas_Unit Heater_Codes & Standards Forecast | F7 | Commercial | Restaurant | New | Space Heating | Natural Gas | Unit Heater | Codes & Standards Forecast | Avg. Replacement Demand (S) | 0 | 0 | 0 | 0 | 0 | 0 | 0 | 0 | 0 | 0 | 0 | 0 | 0 | 0 | 0 | 0 | 0 | 0 | 0 | 0 | 0 | 0 | 0 | 0 | 0 | 0 | 0 | 0 | 0 | 0 | 0
F8_Commercial_Restaurant_New_Space Heating_Natural Gas_Unit Heater_Codes & Standards Forecast | F8 | Commercial | Restaurant | New | Space Heating | Natural Gas | Unit Heater | Codes & Standards Forecast | Avg. Replacement Demand (W) | 0 | 0 | 0 | 0 | 0 | 0 | 0 | 0 | 0 | 0 | 0 | 0 | 0 | 0 | 0 | 0 | 0 | 0 | 0 | 0 | 0 | 0 | 0 | 0 | 0 | 0 | 0 | 0 | 0 | 0 | 0
F1_Commercial_Restaurant_New_Water Heating_Natural Gas_Water Heater_Codes & Standards Forecast | F1 | Commercial | Restaurant | New | Water Heating | Natural Gas | Water Heater | Codes & Standards Forecast | Units | 0 | 37329.9573 | 75002.2408 | 114941.0903 | 136861.7413 | 154720.5732 | 172318.2723 | 189660.5379 | 206752.9581 | 223601.0114 | 240210.0694 | 256585.3988 | 272732.1634 | 288655.4262 | 304360.1516 | 319851.2072 | 335133.3658 | 350211.3073 | 365089.6207 | 379772.8058 | 394265.275 | 408571.355 | 422695.2888 | 436641.237 | 450413.2799 | 464015.4186 | 477451.5772 | 490725.6039 | 503841.2724 | 516802.2842 | 529612.2691
F2_Commercial_Restaurant_New_Water Heating_Natural Gas_Water Heater_Codes & Standards Forecast | F2 | Commercial | Restaurant | New | Water Heating | Natural Gas | Water Heater | Codes & Standards Forecast | Usage (MMtherm) | 0 | 0.032829 | 0.065647 | 0.099564 | 0.11855 | 0.13402 | 0.14926 | 0.16429 | 0.17909 | 0.19369 | 0.20807 | 0.22226 | 0.23624 | 0.25004 | 0.26364 | 0.27706 | 0.2903 | 0.30336 | 0.31625 | 0.32896 | 0.34152 | 0.35391 | 0.36614 | 0.37822 | 0.39015 | 0.40194 | 0.41358 | 0.42507 | 0.43643 | 0.44766 | 0.45876
F3_Commercial_Restaurant_New_Water Heating_Natural Gas_Water Heater_Codes & Standards Forecast | F3 | Commercial | Restaurant | New | Water Heating | Natural Gas | Water Heater | Codes & Standards Forecast | Peak Demand (S) | 0 | 0 | 0 | 0 | 0 | 0 | 0 | 0 | 0 | 0 | 0 | 0 | 0 | 0 | 0 | 0 | 0 | 0 | 0 | 0 | 0 | 0 | 0 | 0 | 0 | 0 | 0 | 0 | 0 | 0 | 0
F4_Commercial_Restaurant_New_Water Heating_Natural Gas_Water Heater_Codes & Standards Forecast | F4 | Commercial | Restaurant | New | Water Heating | Natural Gas | Water Heater | Codes & Standards Forecast | Peak Demand (W) | 0 | 0 | 0 | 0 | 0 | 0 | 0 | 0 | 0 | 0 | 0 | 0 | 0 | 0 | 0 | 0 | 0 | 0 | 0 | 0 | 0 | 0 | 0 | 0 | 0 | 0 | 0 | 0 | 0 | 0 | 0
F5_Commercial_Restaurant_New_Water Heating_Natural Gas_Water Heater_Codes & Standards Forecast | F5 | Commercial | Restaurant | New | Water Heating | Natural Gas | Water Heater | Codes & Standards Forecast | Turnover | 0 | 37329.9573 | 37672.2835 | 39938.8495 | 21920.651 | 17858.8319 | 17597.699 | 17342.2656 | 17092.4202 | 16848.0533 | 24075.0495 | 29882.5793 | 34940.3344 | 35342.2489 | 34811.6806 | 44081.9839 | 41713.0931 | 40235.3399 | 33650.4801 | 33451.1469 | 35414.9 | 37965.1312 | 40054.129 | 41588.3813 | 46596.8998 | 49727.052 | 51709.0173 | 50727.7691 | 49629.8066 | 51685.4566 | 50761.5765
F6_Commercial_Restaurant_New_Water Heating_Natural Gas_Water Heater_Codes & Standards Forecast | F6 | Commercial | Restaurant | New | Water Heating | Natural Gas | Water Heater | Codes & Standards Forecast | Avg. Replacement Usage | 0.84546 | 0.87944 | 0.87527 | 0.86621 | 0.86621 | 0.86621 | 0.86621 | 0.86621 | 0.86621 | 0.86621 | 0.86621 | 0.86621 | 0.86621 | 0.86621 | 0.86621 | 0.86621 | 0.86621 | 0.86621 | 0.86621 | 0.86621 | 0.86621 | 0.86621 | 0.86621 | 0.86621 | 0.86621 | 0.86621 | 0.86621 | 0.86621 | 0.86621 | 0.86621 | 0.86621
F7_Commercial_Restaurant_New_Water Heating_Natural Gas_Water Heater_Codes & Standards Forecast | F7 | Commercial | Restaurant | New | Water Heating | Natural Gas | Water Heater | Codes & Standards Forecast | Avg. Replacement Demand (S) | 0 | 0 | 0 | 0 | 0 | 0 | 0 | 0 | 0 | 0 | 0 | 0 | 0 | 0 | 0 | 0 | 0 | 0 | 0 | 0 | 0 | 0 | 0 | 0 | 0 | 0 | 0 | 0 | 0 | 0 | 0
F8_Commercial_Restaurant_New_Water Heating_Natural Gas_Water Heater_Codes & Standards Forecast | F8 | Commercial | Restaurant | New | Water Heating | Natural Gas | Water Heater | Codes & Standards Forecast | Avg. Replacement Demand (W) | 0 | 0 | 0 | 0 | 0 | 0 | 0 | 0 | 0 | 0 | 0 | 0 | 0 | 0 | 0 | 0 | 0 | 0 | 0 | 0 | 0 | 0 | 0 | 0 | 0 | 0 | 0 | 0 | 0 | 0 | 0
F1_Commercial_Restaurant_New_Food Preparation_Natural Gas_Oven_Codes & Standards Forecast | F1 | Commercial | Restaurant | New | Food Preparation | Natural Gas | Oven | Codes & Standards Forecast | Units | 0 | 19132.018 | 38439.4819 | 58908.5861 | 70143.1633 | 79296.0131 | 88315.0295 | 97203.1333 | 105963.1886 | 114598.0031 | 123110.33 | 131502.8683 | 139778.2645 | 147939.1137 | 155987.96 | 163927.2981 | 171759.5742 | 179487.1868 | 187112.4877 | 194637.7833 | 202065.3348 | 209397.3598 | 216636.0328 | 223783.4862 | 230841.8112 | 237813.0585 | 244699.2391 | 251502.3252 | 258224.2511 | 264866.9137 | 271432.1733
F2_Commercial_Restaurant_New_Food Preparation_Natural Gas_Oven_Codes & Standards Forecast | F2 | Commercial | Restaurant | New | Food Preparation | Natural Gas | Oven | Codes & Standards Forecast | Usage (MMtherm) | 0 | 0.013688 | 0.02737 | 0.041511 | 0.049428 | 0.055877 | 0.062233 | 0.068496 | 0.074669 | 0.080754 | 0.086752 | 0.092666 | 0.098497 | 0.10425 | 0.10992 | 0.11551 | 0.12103 | 0.12648 | 0.13185 | 0.13716 | 0.14239 | 0.14756 | 0.15266 | 0.15769 | 0.16267 | 0.16758 | 0.17243 | 0.17723 | 0.18196 | 0.18664 | 0.19127
F3_Commercial_Restaurant_New_Food Preparation_Natural Gas_Oven_Codes & Standards Forecast | F3 | Commercial | Restaurant | New | Food Preparation | Natural Gas | Oven | Codes & Standards Forecast | Peak Demand (S) | 0 | 0 | 0 | 0 | 0 | 0 | 0 | 0 | 0 | 0 | 0 | 0 | 0 | 0 | 0 | 0 | 0 | 0 | 0 | 0 | 0 | 0 | 0 | 0 | 0 | 0 | 0 | 0 | 0 | 0 | 0
F4_Commercial_Restaurant_New_Food Preparation_Natural Gas_Oven_Codes & Standards Forecast | F4 | Commercial | Restaurant | New | Food Preparation | Natural Gas | Oven | Codes & Standards Forecast | Peak Demand (W) | 0 | 0 | 0 | 0 | 0 | 0 | 0 | 0 | 0 | 0 | 0 | 0 | 0 | 0 | 0 | 0 | 0 | 0 | 0 | 0 | 0 | 0 | 0 | 0 | 0 | 0 | 0 | 0 | 0 | 0 | 0
F5_Commercial_Restaurant_New_Food Preparation_Natural Gas_Oven_Codes & Standards Forecast | F5 | Commercial | Restaurant | New | Food Preparation | Natural Gas | Oven | Codes & Standards Forecast | Turnover | 0 | 19132.018 | 19307.4639 | 20469.1042 | 11234.5772 | 9152.8498 | 9019.0163 | 8888.1039 | 8760.0553 | 8634.8146 | 11700.9965 | 14267.6737 | 16582.8598 | 16956.1649 | 16903.7511 | 16821.5948 | 22054.9024 | 21088.7742 | 20522.9305 | 17646.2992 | 17658.6949 | 18584.4374 | 19405.1755 | 20067.7614 | 20593.8951 | 22782.4211 | 24293.267 | 25375.6059 | 25244.2582 | 25006.4275 | 24942.875
F6_Commercial_Restaurant_New_Food Preparation_Natural Gas_Oven_Codes & Standards Forecast | F6 | Commercial | Restaurant | New | Food Preparation | Natural Gas | Oven | Codes & Standards Forecast | Avg. Replacement Usage | 0.68778 | 0.71543 | 0.71203 | 0.70467 | 0.70467 | 0.70467 | 0.70467 | 0.70467 | 0.70467 | 0.70467 | 0.70467 | 0.70467 | 0.70467 | 0.70467 | 0.70467 | 0.70467 | 0.70467 | 0.70467 | 0.70467 | 0.70467 | 0.70467 | 0.70467 | 0.70467 | 0.70467 | 0.70467 | 0.70467 | 0.70467 | 0.70467 | 0.70467 | 0.70467 | 0.70467
F7_Commercial_Restaurant_New_Food Preparation_Natural Gas_Oven_Codes & Standards Forecast | F7 | Commercial | Restaurant | New | Food Preparation | Natural Gas | Oven | Codes & Standards Forecast | Avg. Replacement Demand (S) | 0 | 0 | 0 | 0 | 0 | 0 | 0 | 0 | 0 | 0 | 0 | 0 | 0 | 0 | 0 | 0 | 0 | 0 | 0 | 0 | 0 | 0 | 0 | 0 | 0 | 0 | 0 | 0 | 0 | 0 | 0
F8_Commercial_Restaurant_New_Food Preparation_Natural Gas_Oven_Codes & Standards Forecast | F8 | Commercial | Restaurant | New | Food Preparation | Natural Gas | Oven | Codes & Standards Forecast | Avg. Replacement Demand (W) | 0 | 0 | 0 | 0 | 0 | 0 | 0 | 0 | 0 | 0 | 0 | 0 | 0 | 0 | 0 | 0 | 0 | 0 | 0 | 0 | 0 | 0 | 0 | 0 | 0 | 0 | 0 | 0 | 0 | 0 | 0
F1_Commercial_Restaurant_New_Food Preparation_Natural Gas_Conveyor Oven_Codes & Standards Forecast | F1 | Commercial | Restaurant | New | Food Preparation | Natural Gas | Conveyor Oven | Codes & Standards Forecast | Units | 0 | 9566.009 | 19219.7409 | 29454.293 | 35071.5817 | 39648.0066 | 44157.5147 | 48601.5667 | 52981.5943 | 57299.0016 | 61555.165 | 65751.4341 | 69889.1323 | 73969.5568 | 77993.98 | 81963.649 | 85879.7871 | 89743.5934 | 93556.2439 | 97318.8916 | 101032.6674 | 104698.6799 | 108318.0164 | 111891.7431 | 115420.9056 | 118906.5293 | 122349.6196 | 125751.1626 | 129112.1256 | 132433.4569 | 135716.0867
F2_Commercial_Restaurant_New_Food Preparation_Natural Gas_Conveyor Oven_Codes & Standards Forecast | F2 | Commercial | Restaurant | New | Food Preparation | Natural Gas | Conveyor Oven | Codes & Standards Forecast | Usage (MMtherm) | 0 | 0.010201 | 0.020398 | 0.030937 | 0.036837 | 0.041644 | 0.046381 | 0.051048 | 0.055649 | 0.060184 | 0.064654 | 0.069062 | 0.073408 | 0.077693 | 0.08192 | 0.08609 | 0.090203 | 0.094262 | 0.098266 | 0.10222 | 0.10612 | 0.10997 | 0.11377 | 0.11752 | 0.12123 | 0.12489 | 0.12851 | 0.13208 | 0.13561 | 0.1391 | 0.14255
F3_Commercial_Restaurant_New_Food Preparation_Natural Gas_Conveyor Oven_Codes & Standards Forecast | F3 | Commercial | Restaurant | New | Food Preparation | Natural Gas | Conveyor Oven | Codes & Standards Forecast | Peak Demand (S) | 0 | 0 | 0 | 0 | 0 | 0 | 0 | 0 | 0 | 0 | 0 | 0 | 0 | 0 | 0 | 0 | 0 | 0 | 0 | 0 | 0 | 0 | 0 | 0 | 0 | 0 | 0 | 0 | 0 | 0 | 0
F4_Commercial_Restaurant_New_Food Preparation_Natural Gas_Conveyor Oven_Codes & Standards Forecast | F4 | Commercial | Restaurant | New | Food Preparation | Natural Gas | Conveyor Oven | Codes & Standards Forecast | Peak Demand (W) | 0 | 0 | 0 | 0 | 0 | 0 | 0 | 0 | 0 | 0 | 0 | 0 | 0 | 0 | 0 | 0 | 0 | 0 | 0 | 0 | 0 | 0 | 0 | 0 | 0 | 0 | 0 | 0 | 0 | 0 | 0
F5_Commercial_Restaurant_New_Food Preparation_Natural Gas_Conveyor Oven_Codes & Standards Forecast | F5 | Commercial | Restaurant | New | Food Preparation | Natural Gas | Conveyor Oven | Codes & Standards Forecast | Turnover | 0 | 9566.009 | 9653.732 | 10234.5521 | 5617.2886 | 4576.4249 | 4509.5082 | 4444.0519 | 4380.0276 | 4317.4073 | 4256.1634 | 4196.2691 | 4137.6981 | 4080.4246 | 4024.4231 | 3969.6691 | 3916.138 | 5777.0081 | 7273.9583 | 8578.6044 | 8689.9988 | 8562.2759 | 10945.9207 | 10346.8006 | 9975.8856 | 8296.0957 | 7869.8444 | 7764.6584 | 7661.8359 | 7561.3309 | 7463.0986
F6_Commercial_Restaurant_New_Food Preparation_Natural Gas_Conveyor Oven_Codes & Standards Forecast | F6 | Commercial | Restaurant | New | Food Preparation | Natural Gas | Conveyor Oven | Codes & Standards Forecast | Avg. Replacement Usage | 1.0252 | 1.0664 | 1.0613 | 1.0503 | 1.0503 | 1.0503 | 1.0503 | 1.0503 | 1.0503 | 1.0503 | 1.0503 | 1.0503 | 1.0503 | 1.0503 | 1.0503 | 1.0503 | 1.0503 | 1.0503 | 1.0503 | 1.0503 | 1.0503 | 1.0503 | 1.0503 | 1.0503 | 1.0503 | 1.0503 | 1.0503 | 1.0503 | 1.0503 | 1.0503 | 1.0503
F7_Commercial_Restaurant_New_Food Preparation_Natural Gas_Conveyor Oven_Codes & Standards Forecast | F7 | Commercial | Restaurant | New | Food Preparation | Natural Gas | Conveyor Oven | Codes & Standards Forecast | Avg. Replacement Demand (S) | 0 | 0 | 0 | 0 | 0 | 0 | 0 | 0 | 0 | 0 | 0 | 0 | 0 | 0 | 0 | 0 | 0 | 0 | 0 | 0 | 0 | 0 | 0 | 0 | 0 | 0 | 0 | 0 | 0 | 0 | 0
F8_Commercial_Restaurant_New_Food Preparation_Natural Gas_Conveyor Oven_Codes & Standards Forecast | F8 | Commercial | Restaurant | New | Food Preparation | Natural Gas | Conveyor Oven | Codes & Standards Forecast | Avg. Replacement Demand (W) | 0 | 0 | 0 | 0 | 0 | 0 | 0 | 0 | 0 | 0 | 0 | 0 | 0 | 0 | 0 | 0 | 0 | 0 | 0 | 0 | 0 | 0 | 0 | 0 | 0 | 0 | 0 | 0 | 0 | 0 | 0
F1_Commercial_Restaurant_New_Food Preparation_Natural Gas_Double Rack Oven_Codes & Standards Forecast | F1 | Commercial | Restaurant | New | Food Preparation | Natural Gas | Double Rack Oven | Codes & Standards Forecast | Units | 0 | 9566.009 | 19219.7409 | 29454.293 | 35071.5817 | 39648.0066 | 44157.5147 | 48601.5667 | 52981.5943 | 57299.0016 | 61555.165 | 65751.4341 | 69889.1323 | 73969.5568 | 77993.98 | 81963.649 | 85879.7871 | 89743.5934 | 93556.2439 | 97318.8916 | 101032.6674 | 104698.6799 | 108318.0164 | 111891.7431 | 115420.9056 | 118906.5293 | 122349.6196 | 125751.1626 | 129112.1256 | 132433.4569 | 135716.0867
F2_Commercial_Restaurant_New_Food Preparation_Natural Gas_Double Rack Oven_Codes & Standards Forecast | F2 | Commercial | Restaurant | New | Food Preparation | Natural Gas | Double Rack Oven | Codes & Standards Forecast | Usage (MMtherm) | 0 | 0.01818 | 0.036353 | 0.055134 | 0.065649 | 0.074216 | 0.082657 | 0.090975 | 0.099174 | 0.10726 | 0.11522 | 0.12308 | 0.13082 | 0.13846 | 0.14599 | 0.15342 | 0.16076 | 0.16799 | 0.17512 | 0.18217 | 0.18912 | 0.19598 | 0.20276 | 0.20945 | 0.21605 | 0.22258 | 0.22902 | 0.23539 | 0.24168 | 0.2479 | 0.25404
F3_Commercial_Restaurant_New_Food Preparation_Natural Gas_Double Rack Oven_Codes & Standards Forecast | F3 | Commercial | Restaurant | New | Food Preparation | Natural Gas | Double Rack Oven | Codes & Standards Forecast | Peak Demand (S) | 0 | 0 | 0 | 0 | 0 | 0 | 0 | 0 | 0 | 0 | 0 | 0 | 0 | 0 | 0 | 0 | 0 | 0 | 0 | 0 | 0 | 0 | 0 | 0 | 0 | 0 | 0 | 0 | 0 | 0 | 0
F4_Commercial_Restaurant_New_Food Preparation_Natural Gas_Double Rack Oven_Codes & Standards Forecast | F4 | Commercial | Restaurant | New | Food Preparation | Natural Gas | Double Rack Oven | Codes & Standards Forecast | Peak Demand (W) | 0 | 0 | 0 | 0 | 0 | 0 | 0 | 0 | 0 | 0 | 0 | 0 | 0 | 0 | 0 | 0 | 0 | 0 | 0 | 0 | 0 | 0 | 0 | 0 | 0 | 0 | 0 | 0 | 0 | 0 | 0
F5_Commercial_Restaurant_New_Food Preparation_Natural Gas_Double Rack Oven_Codes & Standards Forecast | F5 | Commercial | Restaurant | New | Food Preparation | Natural Gas | Double Rack Oven | Codes & Standards Forecast | Turnover | 0 | 9566.009 | 9653.732 | 10234.5521 | 5617.2886 | 4576.4249 | 4509.5082 | 4444.0519 | 4380.0276 | 4317.4073 | 4256.1634 | 4196.2691 | 6050.8999 | 7541.7324 | 8840.3798 | 8945.8921 | 8812.4015 | 11190.3905 | 10585.7243 | 10209.3709 | 8524.2478 | 8092.7666 | 7982.4518 | 8257.24 | 8767.536 | 9427.9829 | 9970.1014 | 10369.9313 | 11659.932 | 12468.4642 | 12982.6429
F6_Commercial_Restaurant_New_Food Preparation_Natural Gas_Double Rack Oven_Codes & Standards Forecast | F6 | Commercial | Restaurant | New | Food Preparation | Natural Gas | Double Rack Oven | Codes & Standards Forecast | Avg. Replacement Usage | 1.827 | 1.9004 | 1.8914 | 1.8719 | 1.8719 | 1.8719 | 1.8719 | 1.8719 | 1.8719 | 1.8719 | 1.8719 | 1.8719 | 1.8719 | 1.8719 | 1.8719 | 1.8719 | 1.8719 | 1.8719 | 1.8719 | 1.8719 | 1.8719 | 1.8719 | 1.8719 | 1.8719 | 1.8719 | 1.8719 | 1.8719 | 1.8719 | 1.8719 | 1.8719 | 1.8719
F7_Commercial_Restaurant_New_Food Preparation_Natural Gas_Double Rack Oven_Codes & Standards Forecast | F7 | Commercial | Restaurant | New | Food Preparation | Natural Gas | Double Rack Oven | Codes & Standards Forecast | Avg. Replacement Demand (S) | 0 | 0 | 0 | 0 | 0 | 0 | 0 | 0 | 0 | 0 | 0 | 0 | 0 | 0 | 0 | 0 | 0 | 0 | 0 | 0 | 0 | 0 | 0 | 0 | 0 | 0 | 0 | 0 | 0 | 0 | 0
F8_Commercial_Restaurant_New_Food Preparation_Natural Gas_Double Rack Oven_Codes & Standards Forecast | F8 | Commercial | Restaurant | New | Food Preparation | Natural Gas | Double Rack Oven | Codes & Standards Forecast | Avg. Replacement Demand (W) | 0 | 0 | 0 | 0 | 0 | 0 | 0 | 0 | 0 | 0 | 0 | 0 | 0 | 0 | 0 | 0 | 0 | 0 | 0 | 0 | 0 | 0 | 0 | 0 | 0 | 0 | 0 | 0 | 0 | 0 | 0
F1_Commercial_Restaurant_New_Food Preparation_Natural Gas_Fryer_Codes & Standards Forecast | F1 | Commercial | Restaurant | New | Food Preparation | Natural Gas | Fryer | Codes & Standards Forecast | Units | 0 | 76692.8314 | 154088.9575 | 236141.6484 | 281176.7064 | 317866.9274 | 354020.6619 | 389649.6192 | 424765.2794 | 459378.8981 | 493501.5112 | 527143.9385 | 560316.789 | 593030.4645 | 625295.164 | 657120.8879 | 688517.4416 | 719494.44 | 750061.3108 | 780227.2986 | 810001.4686 | 839392.7099 | 868409.7393 | 897061.1049 | 925355.1893 | 953300.2128 | 980904.237 | 1008175.1678 | 1035120.7588 | 1061748.6138 | 1088066.1904
F2_Commercial_Restaurant_New_Food Preparation_Natural Gas_Fryer_Codes & Standards Forecast | F2 | Commercial | Restaurant | New | Food Preparation | Natural Gas | Fryer | Codes & Standards Forecast | Usage (MMtherm) | 0 | 0.072563 | 0.1451 | 0.19498 | 0.22319 | 0.24616 | 0.26881 | 0.29112 | 0.31311 | 0.3301 | 0.34298 | 0.35727 | 0.37261 | 0.38875 | 0.39934 | 0.41152 | 0.43118 | 0.45058 | 0.46972 | 0.48861 | 0.50726 | 0.52566 | 0.54384 | 0.56178 | 0.5795 | 0.597 | 0.61429 | 0.63136 | 0.64824 | 0.66491 | 0.6814
F3_Commercial_Restaurant_New_Food Preparation_Natural Gas_Fryer_Codes & Standards Forecast | F3 | Commercial | Restaurant | New | Food Preparation | Natural Gas | Fryer | Codes & Standards Forecast | Peak Demand (S) | 0 | 0 | 0 | 0 | 0 | 0 | 0 | 0 | 0 | 0 | 0 | 0 | 0 | 0 | 0 | 0 | 0 | 0 | 0 | 0 | 0 | 0 | 0 | 0 | 0 | 0 | 0 | 0 | 0 | 0 | 0
F4_Commercial_Restaurant_New_Food Preparation_Natural Gas_Fryer_Codes & Standards Forecast | F4 | Commercial | Restaurant | New | Food Preparation | Natural Gas | Fryer | Codes & Standards Forecast | Peak Demand (W) | 0 | 0 | 0 | 0 | 0 | 0 | 0 | 0 | 0 | 0 | 0 | 0 | 0 | 0 | 0 | 0 | 0 | 0 | 0 | 0 | 0 | 0 | 0 | 0 | 0 | 0 | 0 | 0 | 0 | 0 | 0
F5_Commercial_Restaurant_New_Food Preparation_Natural Gas_Fryer_Codes & Standards Forecast | F5 | Commercial | Restaurant | New | Food Preparation | Natural Gas | Fryer | Codes & Standards Forecast | Turnover | 0 | 76692.8314 | 77396.1261 | 82052.6909 | 45035.058 | 36690.221 | 36153.7345 | 35628.9573 | 35115.6602 | 49952.1851 | 61872.6913 | 72253.0281 | 73068.3427 | 71968.1135 | 91003.5624 | 86126.9701 | 83081.3733 | 72611.3407 | 74061.334 | 79271.5273 | 83534.7028 | 86658.7325 | 96921.0409 | 103324.858 | 107370.2959 | 105941.9907 | 104525.4463 | 109652.4027 | 108279.3395 | 108228.2155 | 108237.417
F6_Commercial_Restaurant_New_Food Preparation_Natural Gas_Fryer_Codes & Standards Forecast | F6 | Commercial | Restaurant | New | Food Preparation | Natural Gas | Fryer | Codes & Standards Forecast | Avg. Replacement Usage | 0.90959 | 0.94615 | 0.94166 | 0.62624 | 0.62624 | 0.62624 | 0.62624 | 0.62624 | 0.62624 | 0.62624 | 0.62624 | 0.62624 | 0.62624 | 0.62624 | 0.62624 | 0.62624 | 0.62624 | 0.62624 | 0.62624 | 0.62624 | 0.62624 | 0.62624 | 0.62624 | 0.62624 | 0.62624 | 0.62624 | 0.62624 | 0.62624 | 0.62624 | 0.62624 | 0.62624
F7_Commercial_Restaurant_New_Food Preparation_Natural Gas_Fryer_Codes & Standards Forecast | F7 | Commercial | Restaurant | New | Food Preparation | Natural Gas | Fryer | Codes & Standards Forecast | Avg. Replacement Demand (S) | 0 | 0 | 0 | 0 | 0 | 0 | 0 | 0 | 0 | 0 | 0 | 0 | 0 | 0 | 0 | 0 | 0 | 0 | 0 | 0 | 0 | 0 | 0 | 0 | 0 | 0 | 0 | 0 | 0 | 0 | 0
F8_Commercial_Restaurant_New_Food Preparation_Natural Gas_Fryer_Codes & Standards Forecast | F8 | Commercial | Restaurant | New | Food Preparation | Natural Gas | Fryer | Codes & Standards Forecast | Avg. Replacement Demand (W) | 0 | 0 | 0 | 0 | 0 | 0 | 0 | 0 | 0 | 0 | 0 | 0 | 0 | 0 | 0 | 0 | 0 | 0 | 0 | 0 | 0 | 0 | 0 | 0 | 0 | 0 | 0 | 0 | 0 | 0 | 0
F1_Commercial_Restaurant_New_Food Preparation_Natural Gas_Broiler_Codes & Standards Forecast | F1 | Commercial | Restaurant | New | Food Preparation | Natural Gas | Broiler | Codes & Standards Forecast | Units | 0 | 30362.861 | 61004.158 | 93488.9992 | 111318.478 | 125844.2174 | 140157.5605 | 154263.1433 | 168165.5106 | 181869.1186 | 195378.3363 | 208697.4475 | 221830.6521 | 234782.0683 | 247555.734 | 260155.6083 | 272585.5731 | 284849.435 | 296950.9266 | 308893.7077 | 320681.3672 | 332317.4244 | 343805.3304 | 355148.4692 | 366350.1596 | 377413.656 | 388342.15 | 399138.7717 | 409806.5905 | 420348.617 | 430767.8036
F2_Commercial_Restaurant_New_Food Preparation_Natural Gas_Broiler_Codes & Standards Forecast | F2 | Commercial | Restaurant | New | Food Preparation | Natural Gas | Broiler | Codes & Standards Forecast | Usage (MMtherm) | 0 | 0.029755 | 0.0595 | 0.09024 | 0.10745 | 0.12147 | 0.13529 | 0.1489 | 0.16232 | 0.17555 | 0.18859 | 0.20144 | 0.21412 | 0.22662 | 0.23895 | 0.25111 | 0.26311 | 0.27495 | 0.28663 | 0.29816 | 0.30954 | 0.32077 | 0.33186 | 0.34281 | 0.35362 | 0.3643 | 0.37485 | 0.38527 | 0.39556 | 0.40574 | 0.4158
F3_Commercial_Restaurant_New_Food Preparation_Natural Gas_Broiler_Codes & Standards Forecast | F3 | Commercial | Restaurant | New | Food Preparation | Natural Gas | Broiler | Codes & Standards Forecast | Peak Demand (S) | 0 | 0 | 0 | 0 | 0 | 0 | 0 | 0 | 0 | 0 | 0 | 0 | 0 | 0 | 0 | 0 | 0 | 0 | 0 | 0 | 0 | 0 | 0 | 0 | 0 | 0 | 0 | 0 | 0 | 0 | 0
F4_Commercial_Restaurant_New_Food Preparation_Natural Gas_Broiler_Codes & Standards Forecast | F4 | Commercial | Restaurant | New | Food Preparation | Natural Gas | Broiler | Codes & Standards Forecast | Peak Demand (W) | 0 | 0 | 0 | 0 | 0 | 0 | 0 | 0 | 0 | 0 | 0 | 0 | 0 | 0 | 0 | 0 | 0 | 0 | 0 | 0 | 0 | 0 | 0 | 0 | 0 | 0 | 0 | 0 | 0 | 0 | 0
F5_Commercial_Restaurant_New_Food Preparation_Natural Gas_Broiler_Codes & Standards Forecast | F5 | Commercial | Restaurant | New | Food Preparation | Natural Gas | Broiler | Codes & Standards Forecast | Turnover | 0 | 30362.861 | 30641.297 | 32484.8412 | 17829.4787 | 14525.7394 | 14313.3432 | 14105.5827 | 13902.3673 | 13703.608 | 13509.2177 | 13319.1112 | 19205.7769 | 23937.7334 | 28059.6876 | 28394.5876 | 27970.8834 | 35518.7073 | 33599.4747 | 32404.9151 | 27056.273 | 25686.7361 | 25336.5929 | 26208.7806 | 27828.4788 | 29924.7611 | 31645.4651 | 32914.5398 | 37009.0489 | 39575.3595 | 41207.3816
F6_Commercial_Restaurant_New_Food Preparation_Natural Gas_Broiler_Codes & Standards Forecast | F6 | Commercial | Restaurant | New | Food Preparation | Natural Gas | Broiler | Codes & Standards Forecast | Avg. Replacement Usage | 0.94212 | 0.97999 | 0.97534 | 0.96525 | 0.96525 | 0.96525 | 0.96525 | 0.96525 | 0.96525 | 0.96525 | 0.96525 | 0.96525 | 0.96525 | 0.96525 | 0.96525 | 0.96525 | 0.96525 | 0.96525 | 0.96525 | 0.96525 | 0.96525 | 0.96525 | 0.96525 | 0.96525 | 0.96525 | 0.96525 | 0.96525 | 0.96525 | 0.96525 | 0.96525 | 0.96525
F7_Commercial_Restaurant_New_Food Preparation_Natural Gas_Broiler_Codes & Standards Forecast | F7 | Commercial | Restaurant | New | Food Preparation | Natural Gas | Broiler | Codes & Standards Forecast | Avg. Replacement Demand (S) | 0 | 0 | 0 | 0 | 0 | 0 | 0 | 0 | 0 | 0 | 0 | 0 | 0 | 0 | 0 | 0 | 0 | 0 | 0 | 0 | 0 | 0 | 0 | 0 | 0 | 0 | 0 | 0 | 0 | 0 | 0
F8_Commercial_Restaurant_New_Food Preparation_Natural Gas_Broiler_Codes & Standards Forecast | F8 | Commercial | Restaurant | New | Food Preparation | Natural Gas | Broiler | Codes & Standards Forecast | Avg. Replacement Demand (W) | 0 | 0 | 0 | 0 | 0 | 0 | 0 | 0 | 0 | 0 | 0 | 0 | 0 | 0 | 0 | 0 | 0 | 0 | 0 | 0 | 0 | 0 | 0 | 0 | 0 | 0 | 0 | 0 | 0 | 0 | 0
F1_Commercial_Restaurant_New_Food Preparation_Natural Gas_Griddle_Codes & Standards Forecast | F1 | Commercial | Restaurant | New | Food Preparation | Natural Gas | Griddle | Codes & Standards Forecast | Units | 0 | 44212.0058 | 88829.448 | 136131.3141 | 162093.1962 | 183244.4333 | 204086.3958 | 224625.8339 | 244869.3658 | 264823.4799 | 284494.5383 | 303888.7785 | 323012.3163 | 341871.1481 | 360471.1535 | 378818.0976 | 396917.6329 | 414775.3024 | 432396.5408 | 449786.6776 | 466950.9386 | 483894.4482 | 500622.2317 | 517139.2166 | 533450.2355 | 549560.0272 | 565473.2391 | 581194.4288 | 596728.0661 | 612078.5344 | 627250.133
F2_Commercial_Restaurant_New_Food Preparation_Natural Gas_Griddle_Codes & Standards Forecast | F2 | Commercial | Restaurant | New | Food Preparation | Natural Gas | Griddle | Codes & Standards Forecast | Usage (MMtherm) | 0 | 0.029086 | 0.058161 | 0.08821 | 0.10503 | 0.11874 | 0.13224 | 0.14555 | 0.15867 | 0.1716 | 0.18435 | 0.19691 | 0.20931 | 0.22153 | 0.23358 | 0.24547 | 0.2572 | 0.26877 | 0.28018 | 0.29145 | 0.30258 | 0.31355 | 0.32439 | 0.3351 | 0.34567 | 0.3561 | 0.36642 | 0.3766 | 0.38667 | 0.39662 | 0.40645
F3_Commercial_Restaurant_New_Food Preparation_Natural Gas_Griddle_Codes & Standards Forecast | F3 | Commercial | Restaurant | New | Food Preparation | Natural Gas | Griddle | Codes & Standards Forecast | Peak Demand (S) | 0 | 0 | 0 | 0 | 0 | 0 | 0 | 0 | 0 | 0 | 0 | 0 | 0 | 0 | 0 | 0 | 0 | 0 | 0 | 0 | 0 | 0 | 0 | 0 | 0 | 0 | 0 | 0 | 0 | 0 | 0
F4_Commercial_Restaurant_New_Food Preparation_Natural Gas_Griddle_Codes & Standards Forecast | F4 | Commercial | Restaurant | New | Food Preparation | Natural Gas | Griddle | Codes & Standards Forecast | Peak Demand (W) | 0 | 0 | 0 | 0 | 0 | 0 | 0 | 0 | 0 | 0 | 0 | 0 | 0 | 0 | 0 | 0 | 0 | 0 | 0 | 0 | 0 | 0 | 0 | 0 | 0 | 0 | 0 | 0 | 0 | 0 | 0
F5_Commercial_Restaurant_New_Food Preparation_Natural Gas_Griddle_Codes & Standards Forecast | F5 | Commercial | Restaurant | New | Food Preparation | Natural Gas | Griddle | Codes & Standards Forecast | Turnover | 0 | 44212.0058 | 44617.4422 | 47301.8661 | 25961.8821 | 21151.2371 | 20841.9625 | 20539.4381 | 20243.5318 | 19954.1142 | 19671.0584 | 19394.2402 | 27965.9389 | 34856.2412 | 40858.3062 | 41345.961 | 40728.9964 | 51719.5428 | 48924.9075 | 47185.484 | 39397.2128 | 37403.0011 | 36893.1501 | 38163.1611 | 40521.638 | 43574.0791 | 46079.6327 | 47927.5594 | 53889.6609 | 57626.5202 | 60002.9422
F6_Commercial_Restaurant_New_Food Preparation_Natural Gas_Griddle_Codes & Standards Forecast | F6 | Commercial | Restaurant | New | Food Preparation | Natural Gas | Griddle | Codes & Standards Forecast | Avg. Replacement Usage | 0.63245 | 0.65787 | 0.65475 | 0.64798 | 0.64798 | 0.64798 | 0.64798 | 0.64798 | 0.64798 | 0.64798 | 0.64798 | 0.64798 | 0.64798 | 0.64798 | 0.64798 | 0.64798 | 0.64798 | 0.64798 | 0.64798 | 0.64798 | 0.64798 | 0.64798 | 0.64798 | 0.64798 | 0.64798 | 0.64798 | 0.64798 | 0.64798 | 0.64798 | 0.64798 | 0.64798
F7_Commercial_Restaurant_New_Food Preparation_Natural Gas_Griddle_Codes & Standards Forecast | F7 | Commercial | Restaurant | New | Food Preparation | Natural Gas | Griddle | Codes & Standards Forecast | Avg. Replacement Demand (S) | 0 | 0 | 0 | 0 | 0 | 0 | 0 | 0 | 0 | 0 | 0 | 0 | 0 | 0 | 0 | 0 | 0 | 0 | 0 | 0 | 0 | 0 | 0 | 0 | 0 | 0 | 0 | 0 | 0 | 0 | 0
F8_Commercial_Restaurant_New_Food Preparation_Natural Gas_Griddle_Codes & Standards Forecast | F8 | Commercial | Restaurant | New | Food Preparation | Natural Gas | Griddle | Codes & Standards Forecast | Avg. Replacement Demand (W) | 0 | 0 | 0 | 0 | 0 | 0 | 0 | 0 | 0 | 0 | 0 | 0 | 0 | 0 | 0 | 0 | 0 | 0 | 0 | 0 | 0 | 0 | 0 | 0 | 0 | 0 | 0 | 0 | 0 | 0 | 0
F1_Commercial_Restaurant_New_Food Preparation_Natural Gas_Range_Codes & Standards Forecast | F1 | Commercial | Restaurant | New | Food Preparation | Natural Gas | Range | Codes & Standards Forecast | Units | 0 | 67712.9316 | 136046.8098 | 208492.0194 | 248253.96 | 280648.1536 | 312568.6774 | 344025.8697 | 375029.8665 | 405590.6055 | 435717.8302 | 465421.0938 | 494709.7628 | 523593.0213 | 552079.874 | 580179.1504 | 607899.5078 | 635249.4352 | 662237.2566 | 688871.134 | 715159.0712 | 741108.9165 | 766728.3662 | 792024.9673 | 817006.1208 | 841679.0848 | 866050.9768 | 890128.7771 | 913919.3312 | 937429.3528 | 960665.4264
F2_Commercial_Restaurant_New_Food Preparation_Natural Gas_Range_Codes & Standards Forecast | F2 | Commercial | Restaurant | New | Food Preparation | Natural Gas | Range | Codes & Standards Forecast | Usage (MMtherm) | 0 | 0.05206 | 0.1041 | 0.15789 | 0.188 | 0.21253 | 0.2367 | 0.26052 | 0.284 | 0.30714 | 0.32996 | 0.35245 | 0.37463 | 0.3965 | 0.41808 | 0.43935 | 0.46035 | 0.48106 | 0.50149 | 0.52166 | 0.54157 | 0.56122 | 0.58062 | 0.59978 | 0.6187 | 0.63738 | 0.65584 | 0.67407 | 0.69209 | 0.70989 | 0.72749
F3_Commercial_Restaurant_New_Food Preparation_Natural Gas_Range_Codes & Standards Forecast | F3 | Commercial | Restaurant | New | Food Preparation | Natural Gas | Range | Codes & Standards Forecast | Peak Demand (S) | 0 | 0 | 0 | 0 | 0 | 0 | 0 | 0 | 0 | 0 | 0 | 0 | 0 | 0 | 0 | 0 | 0 | 0 | 0 | 0 | 0 | 0 | 0 | 0 | 0 | 0 | 0 | 0 | 0 | 0 | 0
F4_Commercial_Restaurant_New_Food Preparation_Natural Gas_Range_Codes & Standards Forecast | F4 | Commercial | Restaurant | New | Food Preparation | Natural Gas | Range | Codes & Standards Forecast | Peak Demand (W) | 0 | 0 | 0 | 0 | 0 | 0 | 0 | 0 | 0 | 0 | 0 | 0 | 0 | 0 | 0 | 0 | 0 | 0 | 0 | 0 | 0 | 0 | 0 | 0 | 0 | 0 | 0 | 0 | 0 | 0 | 0
F5_Commercial_Restaurant_New_Food Preparation_Natural Gas_Range_Codes & Standards Forecast | F5 | Commercial | Restaurant | New | Food Preparation | Natural Gas | Range | Codes & Standards Forecast | Turnover | 0 | 67712.9316 | 68333.8782 | 72445.2096 | 39761.9406 | 32394.1936 | 31920.5238 | 31457.1923 | 31003.9968 | 30560.739 | 43669.811 | 54204.1082 | 63378.3867 | 64107.4207 | 63145.0212 | 79960.4547 | 75663.5159 | 72983.0145 | 61038.7159 | 60677.1446 | 64239.2029 | 68865.0757 | 72654.3156 | 75437.3007 | 84522.2688 | 90200.0621 | 93795.1555 | 92015.2661 | 90023.6685 | 93752.4187 | 92076.5896
F6_Commercial_Restaurant_New_Food Preparation_Natural Gas_Range_Codes & Standards Forecast | F6 | Commercial | Restaurant | New | Food Preparation | Natural Gas | Range | Codes & Standards Forecast | Avg. Replacement Usage | 0.73913 | 0.76884 | 0.76519 | 0.75727 | 0.75727 | 0.75727 | 0.75727 | 0.75727 | 0.75727 | 0.75727 | 0.75727 | 0.75727 | 0.75727 | 0.75727 | 0.75727 | 0.75727 | 0.75727 | 0.75727 | 0.75727 | 0.75727 | 0.75727 | 0.75727 | 0.75727 | 0.75727 | 0.75727 | 0.75727 | 0.75727 | 0.75727 | 0.75727 | 0.75727 | 0.75727
F7_Commercial_Restaurant_New_Food Preparation_Natural Gas_Range_Codes & Standards Forecast | F7 | Commercial | Restaurant | New | Food Preparation | Natural Gas | Range | Codes & Standards Forecast | Avg. Replacement Demand (S) | 0 | 0 | 0 | 0 | 0 | 0 | 0 | 0 | 0 | 0 | 0 | 0 | 0 | 0 | 0 | 0 | 0 | 0 | 0 | 0 | 0 | 0 | 0 | 0 | 0 | 0 | 0 | 0 | 0 | 0 | 0
F8_Commercial_Restaurant_New_Food Preparation_Natural Gas_Range_Codes & Standards Forecast | F8 | Commercial | Restaurant | New | Food Preparation | Natural Gas | Range | Codes & Standards Forecast | Avg. Replacement Demand (W) | 0 | 0 | 0 | 0 | 0 | 0 | 0 | 0 | 0 | 0 | 0 | 0 | 0 | 0 | 0 | 0 | 0 | 0 | 0 | 0 | 0 | 0 | 0 | 0 | 0 | 0 | 0 | 0 | 0 | 0 | 0
F1_Commercial_Restaurant_New_Food Preparation_Natural Gas_Steamer_Codes & Standards Forecast | F1 | Commercial | Restaurant | New | Food Preparation | Natural Gas | Steamer | Codes & Standards Forecast | Units | 0 | 8801.1237 | 17682.9561 | 27099.1671 | 32267.3048 | 36477.8049 | 40626.7388 | 44715.4502 | 48745.2567 | 52717.4499 | 56633.2961 | 60494.0372 | 64300.8905 | 68055.0498 | 71757.6854 | 75409.945 | 79012.9539 | 82567.8154 | 86075.6114 | 89537.4029 | 92954.2301 | 96327.1131 | 99657.0523 | 102945.0286 | 106192.004 | 109398.9218 | 112566.7072 | 115696.2675 | 118788.4923 | 121844.2544 | 124864.4095
F2_Commercial_Restaurant_New_Food Preparation_Natural Gas_Steamer_Codes & Standards Forecast | F2 | Commercial | Restaurant | New | Food Preparation | Natural Gas | Steamer | Codes & Standards Forecast | Usage (MMtherm) | 0 | 0.015943 | 0.031881 | 0.035056 | 0.036979 | 0.038546 | 0.04009 | 0.041612 | 0.043112 | 0.04459 | 0.044667 | 0.043483 | 0.04257 | 0.041896 | 0.041433 | 0.041156 | 0.041043 | 0.041073 | 0.041229 | 0.037669 | 0.034596 | 0.035851 | 0.03709 | 0.038314 | 0.039523 | 0.040716 | 0.041895 | 0.04306 | 0.044211 | 0.045348 | 0.046472
F3_Commercial_Restaurant_New_Food Preparation_Natural Gas_Steamer_Codes & Standards Forecast | F3 | Commercial | Restaurant | New | Food Preparation | Natural Gas | Steamer | Codes & Standards Forecast | Peak Demand (S) | 0 | 0 | 0 | 0 | 0 | 0 | 0 | 0 | 0 | 0 | 0 | 0 | 0 | 0 | 0 | 0 | 0 | 0 | 0 | 0 | 0 | 0 | 0 | 0 | 0 | 0 | 0 | 0 | 0 | 0 | 0
F4_Commercial_Restaurant_New_Food Preparation_Natural Gas_Steamer_Codes & Standards Forecast | F4 | Commercial | Restaurant | New | Food Preparation | Natural Gas | Steamer | Codes & Standards Forecast | Peak Demand (W) | 0 | 0 | 0 | 0 | 0 | 0 | 0 | 0 | 0 | 0 | 0 | 0 | 0 | 0 | 0 | 0 | 0 | 0 | 0 | 0 | 0 | 0 | 0 | 0 | 0 | 0 | 0 | 0 | 0 | 0 | 0
F5_Commercial_Restaurant_New_Food Preparation_Natural Gas_Steamer_Codes & Standards Forecast | F5 | Commercial | Restaurant | New | Food Preparation | Natural Gas | Steamer | Codes & Standards Forecast | Turnover | 0 | 8801.1237 | 8881.8324 | 9416.211 | 5168.1377 | 4210.5001 | 4148.9339 | 4088.7115 | 4029.8065 | 3972.1932 | 4893.7489 | 5716.8581 | 6502.9808 | 6724.9546 | 6811.1759 | 6876.3992 | 6923.212 | 6953.9094 | 6970.5268 | 9793.7963 | 9705.3364 | 9849.7822 | 8526.2223 | 8368.7911 | 8508.3405 | 8634.3873 | 8746.7198 | 8845.3742 | 9544.9375 | 10123.3507 | 10638.9598
F6_Commercial_Restaurant_New_Food Preparation_Natural Gas_Steamer_Codes & Standards Forecast | F6 | Commercial | Restaurant | New | Food Preparation | Natural Gas | Steamer | Codes & Standards Forecast | Avg. Replacement Usage | 1.7415 | 1.8115 | 1.8029 | 0.37218 | 0.37218 | 0.37218 | 0.37218 | 0.37218 | 0.37218 | 0.37218 | 0.37218 | 0.37218 | 0.37218 | 0.37218 | 0.37218 | 0.37218 | 0.37218 | 0.37218 | 0.37218 | 0.37218 | 0.37218 | 0.37218 | 0.37218 | 0.37218 | 0.37218 | 0.37218 | 0.37218 | 0.37218 | 0.37218 | 0.37218 | 0.37218
F7_Commercial_Restaurant_New_Food Preparation_Natural Gas_Steamer_Codes & Standards Forecast | F7 | Commercial | Restaurant | New | Food Preparation | Natural Gas | Steamer | Codes & Standards Forecast | Avg. Replacement Demand (S) | 0 | 0 | 0 | 0 | 0 | 0 | 0 | 0 | 0 | 0 | 0 | 0 | 0 | 0 | 0 | 0 | 0 | 0 | 0 | 0 | 0 | 0 | 0 | 0 | 0 | 0 | 0 | 0 | 0 | 0 | 0
F8_Commercial_Restaurant_New_Food Preparation_Natural Gas_Steamer_Codes & Standards Forecast | F8 | Commercial | Restaurant | New | Food Preparation | Natural Gas | Steamer | Codes & Standards Forecast | Avg. Replacement Demand (W) | 0 | 0 | 0 | 0 | 0 | 0 | 0 | 0 | 0 | 0 | 0 | 0 | 0 | 0 | 0 | 0 | 0 | 0 | 0 | 0 | 0 | 0 | 0 | 0 | 0 | 0 | 0 | 0 | 0 | 0 | 0
F1_Commercial_Restaurant_New_Food Preparation_Natural Gas_Food Prep Other_Codes & Standards Forecast | F1 | Commercial | Restaurant | New | Food Preparation | Natural Gas | Food Prep Other | Codes & Standards Forecast | Units | 0 | 8801.1237 | 17682.9561 | 27099.1671 | 32267.3048 | 36477.8049 | 40626.7388 | 44715.4502 | 48745.2567 | 52717.4499 | 56633.2961 | 60494.0372 | 64300.8905 | 68055.0498 | 71757.6854 | 75409.945 | 79012.9539 | 82567.8154 | 86075.6114 | 89537.4029 | 92954.2301 | 96327.1131 | 99657.0523 | 102945.0286 | 106192.004 | 109398.9218 | 112566.7072 | 115696.2675 | 118788.4923 | 121844.2544 | 124864.4095
F2_Commercial_Restaurant_New_Food Preparation_Natural Gas_Food Prep Other_Codes & Standards Forecast | F2 | Commercial | Restaurant | New | Food Preparation | Natural Gas | Food Prep Other | Codes & Standards Forecast | Usage (MMtherm) | 0 | 0.0068524 | 0.013702 | 0.020782 | 0.024745 | 0.027974 | 0.031155 | 0.034291 | 0.037381 | 0.040427 | 0.04343 | 0.046391 | 0.04931 | 0.052189 | 0.055029 | 0.05783 | 0.060593 | 0.063319 | 0.066009 | 0.068664 | 0.071284 | 0.07387 | 0.076424 | 0.078945 | 0.081435 | 0.083895 | 0.086324 | 0.088724 | 0.091095 | 0.093439 | 0.095755
F3_Commercial_Restaurant_New_Food Preparation_Natural Gas_Food Prep Other_Codes & Standards Forecast | F3 | Commercial | Restaurant | New | Food Preparation | Natural Gas | Food Prep Other | Codes & Standards Forecast | Peak Demand (S) | 0 | 0 | 0 | 0 | 0 | 0 | 0 | 0 | 0 | 0 | 0 | 0 | 0 | 0 | 0 | 0 | 0 | 0 | 0 | 0 | 0 | 0 | 0 | 0 | 0 | 0 | 0 | 0 | 0 | 0 | 0
F4_Commercial_Restaurant_New_Food Preparation_Natural Gas_Food Prep Other_Codes & Standards Forecast | F4 | Commercial | Restaurant | New | Food Preparation | Natural Gas | Food Prep Other | Codes & Standards Forecast | Peak Demand (W) | 0 | 0 | 0 | 0 | 0 | 0 | 0 | 0 | 0 | 0 | 0 | 0 | 0 | 0 | 0 | 0 | 0 | 0 | 0 | 0 | 0 | 0 | 0 | 0 | 0 | 0 | 0 | 0 | 0 | 0 | 0
F5_Commercial_Restaurant_New_Food Preparation_Natural Gas_Food Prep Other_Codes & Standards Forecast | F5 | Commercial | Restaurant | New | Food Preparation | Natural Gas | Food Prep Other | Codes & Standards Forecast | Turnover | 0 | 8801.1237 | 8881.8324 | 9416.211 | 5168.1377 | 4210.5001 | 4148.9339 | 4088.7115 | 4029.8065 | 3972.1932 | 5676.071 | 7045.2873 | 8237.7325 | 8332.4902 | 8207.4004 | 10393.02 | 9834.5168 | 9486.1132 | 7933.6291 | 7886.6332 | 8349.6188 | 8950.8759 | 9443.3899 | 9805.114 | 10985.9509 | 11723.9334 | 12191.2129 | 11959.8682 | 11701.0063 | 12185.6581 | 11967.8388
F6_Commercial_Restaurant_New_Food Preparation_Natural Gas_Food Prep Other_Codes & Standards Forecast | F6 | Commercial | Restaurant | New | Food Preparation | Natural Gas | Food Prep Other | Codes & Standards Forecast | Avg. Replacement Usage | 0.74849 | 0.77858 | 0.77488 | 0.76687 | 0.76687 | 0.76687 | 0.76687 | 0.76687 | 0.76687 | 0.76687 | 0.76687 | 0.76687 | 0.76687 | 0.76687 | 0.76687 | 0.76687 | 0.76687 | 0.76687 | 0.76687 | 0.76687 | 0.76687 | 0.76687 | 0.76687 | 0.76687 | 0.76687 | 0.76687 | 0.76687 | 0.76687 | 0.76687 | 0.76687 | 0.76687
F7_Commercial_Restaurant_New_Food Preparation_Natural Gas_Food Prep Other_Codes & Standards Forecast | F7 | Commercial | Restaurant | New | Food Preparation | Natural Gas | Food Prep Other | Codes & Standards Forecast | Avg. Replacement Demand (S) | 0 | 0 | 0 | 0 | 0 | 0 | 0 | 0 | 0 | 0 | 0 | 0 | 0 | 0 | 0 | 0 | 0 | 0 | 0 | 0 | 0 | 0 | 0 | 0 | 0 | 0 | 0 | 0 | 0 | 0 | 0
F8_Commercial_Restaurant_New_Food Preparation_Natural Gas_Food Prep Other_Codes & Standards Forecast | F8 | Commercial | Restaurant | New | Food Preparation | Natural Gas | Food Prep Other | Codes & Standards Forecast | Avg. Replacement Demand (W) | 0 | 0 | 0 | 0 | 0 | 0 | 0 | 0 | 0 | 0 | 0 | 0 | 0 | 0 | 0 | 0 | 0 | 0 | 0 | 0 | 0 | 0 | 0 | 0 | 0 | 0 | 0 | 0 | 0 | 0 | 0
F1_Commercial_Restaurant_New_Miscellaneous_Natural Gas_Pool Heater_Codes & Standards Forecast | F1 | Commercial | Restaurant | New | Miscellaneous | Natural Gas | Pool Heater | Codes & Standards Forecast | Units | 0 | 805.3666 | 1618.1187 | 2479.7703 | 2952.6923 | 3337.9836 | 3717.6412 | 4091.7879 | 4460.5444 | 4824.0289 | 5182.3572 | 5535.643 | 5883.9977 | 6227.5305 | 6566.3485 | 6900.5567 | 7230.2582 | 7555.5538 | 7876.5425 | 8193.3215 | 8505.986 | 8814.6293 | 9119.3428 | 9420.2165 | 9717.3383 | 10010.7945 | 10300.6699 | 10587.0473 | 10870.0083 | 11149.6327 | 11425.9988
F2_Commercial_Restaurant_New_Miscellaneous_Natural Gas_Pool Heater_Codes & Standards Forecast | F2 | Commercial | Restaurant | New | Miscellaneous | Natural Gas | Pool Heater | Codes & Standards Forecast | Usage (MMtherm) | 0 | 4.637e-07 | 9.2723e-07 | 1.4063e-06 | 1.6745e-06 | 1.893e-06 | 2.1083e-06 | 2.3205e-06 | 2.5296e-06 | 2.7357e-06 | 2.9389e-06 | 3.1393e-06 | 3.3368e-06 | 3.5317e-06 | 3.7238e-06 | 3.9133e-06 | 4.1003e-06 | 4.2848e-06 | 4.4668e-06 | 4.6465e-06 | 4.8238e-06 | 4.9988e-06 | 5.1716e-06 | 5.3422e-06 | 5.5107e-06 | 5.6772e-06 | 5.8415e-06 | 6.0039e-06 | 6.1644e-06 | 6.323e-06 | 6.4797e-06
F3_Commercial_Restaurant_New_Miscellaneous_Natural Gas_Pool Heater_Codes & Standards Forecast | F3 | Commercial | Restaurant | New | Miscellaneous | Natural Gas | Pool Heater | Codes & Standards Forecast | Peak Demand (S) | 0 | 0 | 0 | 0 | 0 | 0 | 0 | 0 | 0 | 0 | 0 | 0 | 0 | 0 | 0 | 0 | 0 | 0 | 0 | 0 | 0 | 0 | 0 | 0 | 0 | 0 | 0 | 0 | 0 | 0 | 0
F4_Commercial_Restaurant_New_Miscellaneous_Natural Gas_Pool Heater_Codes & Standards Forecast | F4 | Commercial | Restaurant | New | Miscellaneous | Natural Gas | Pool Heater | Codes & Standards Forecast | Peak Demand (W) | 0 | 0 | 0 | 0 | 0 | 0 | 0 | 0 | 0 | 0 | 0 | 0 | 0 | 0 | 0 | 0 | 0 | 0 | 0 | 0 | 0 | 0 | 0 | 0 | 0 | 0 | 0 | 0 | 0 | 0 | 0
F5_Commercial_Restaurant_New_Miscellaneous_Natural Gas_Pool Heater_Codes & Standards Forecast | F5 | Commercial | Restaurant | New | Miscellaneous | Natural Gas | Pool Heater | Codes & Standards Forecast | Turnover | 0 | 805.3666 | 812.7521 | 861.6516 | 472.9221 | 385.2913 | 540.7309 | 665.5558 | 774.2141 | 782.4349 | 770.547 | 1002.3289 | 1002.6364 | 1034.6197 | 946.2714 | 951.3085 | 1064.5949 | 1146.4598 | 1213.3282 | 1222.0599 | 1224.0345 | 1311.4185 | 1336.3063 | 1377.1977 | 1379.433 | 1405.4326 | 1471.4375 | 1520.3488 | 1563.1068 | 1581.9166 | 1599.804
F6_Commercial_Restaurant_New_Miscellaneous_Natural Gas_Pool Heater_Codes & Standards Forecast | F6 | Commercial | Restaurant | New | Miscellaneous | Natural Gas | Pool Heater | Codes & Standards Forecast | Avg. Replacement Usage | 0.00055351 | 0.00057576 | 0.00057303 | 0.0005671 | 0.0005671 | 0.0005671 | 0.0005671 | 0.0005671 | 0.0005671 | 0.0005671 | 0.0005671 | 0.0005671 | 0.0005671 | 0.0005671 | 0.0005671 | 0.0005671 | 0.0005671 | 0.0005671 | 0.0005671 | 0.0005671 | 0.0005671 | 0.0005671 | 0.0005671 | 0.0005671 | 0.0005671 | 0.0005671 | 0.0005671 | 0.0005671 | 0.0005671 | 0.0005671 | 0.0005671
F7_Commercial_Restaurant_New_Miscellaneous_Natural Gas_Pool Heater_Codes & Standards Forecast | F7 | Commercial | Restaurant | New | Miscellaneous | Natural Gas | Pool Heater | Codes & Standards Forecast | Avg. Replacement Demand (S) | 0 | 0 | 0 | 0 | 0 | 0 | 0 | 0 | 0 | 0 | 0 | 0 | 0 | 0 | 0 | 0 | 0 | 0 | 0 | 0 | 0 | 0 | 0 | 0 | 0 | 0 | 0 | 0 | 0 | 0 | 0
F8_Commercial_Restaurant_New_Miscellaneous_Natural Gas_Pool Heater_Codes & Standards Forecast | F8 | Commercial | Restaurant | New | Miscellaneous | Natural Gas | Pool Heater | Codes & Standards Forecast | Avg. Replacement Demand (W) | 0 | 0 | 0 | 0 | 0 | 0 | 0 | 0 | 0 | 0 | 0 | 0 | 0 | 0 | 0 | 0 | 0 | 0 | 0 | 0 | 0 | 0 | 0 | 0 | 0 | 0 | 0 | 0 | 0 | 0 | 0
F1_Commercial_Restaurant_New_Miscellaneous_Natural Gas_Miscellaneous_Codes & Standards Forecast | F1 | Commercial | Restaurant | New | Miscellaneous | Natural Gas | Miscellaneous | Codes & Standards Forecast | Units | 0 | 262723.5535 | 527856.3556 | 808940.9646 | 963215.7548 | 1088903.972 | 1212754.3689 | 1334807.0574 | 1455101.3648 | 1573675.8491 | 1690568.3147 | 1805815.8274 | 1919454.7296 | 2031520.6544 | 2142048.5402 | 2251072.6447 | 2358626.5583 | 2464743.2181 | 2569454.9203 | 2672793.3337 | 2774789.5124 | 2875473.9077 | 2974876.3806 | 3073026.2137 | 3169952.1225 | 3265682.2676 | 3360244.2652 | 3453665.1981 | 3545971.6272 | 3637189.601 | 3727344.6669
F2_Commercial_Restaurant_New_Miscellaneous_Natural Gas_Miscellaneous_Codes & Standards Forecast | F2 | Commercial | Restaurant | New | Miscellaneous | Natural Gas | Miscellaneous | Codes & Standards Forecast | Usage (MMtherm) | 0 | 0.00014023 | 0.00028041 | 0.00042529 | 0.00050639 | 0.00057247 | 0.00063758 | 0.00070175 | 0.00076499 | 0.00082733 | 0.00088879 | 0.00094938 | 0.0010091 | 0.001068 | 0.0011261 | 0.0011835 | 0.00124 | 0.0012958 | 0.0013508 | 0.0014052 | 0.0014588 | 0.0015117 | 0.001564 | 0.0016156 | 0.0016665 | 0.0017169 | 0.0017666 | 0.0018157 | 0.0018642 | 0.0019122 | 0.0019596
F3_Commercial_Restaurant_New_Miscellaneous_Natural Gas_Miscellaneous_Codes & Standards Forecast | F3 | Commercial | Restaurant | New | Miscellaneous | Natural Gas | Miscellaneous | Codes & Standards Forecast | Peak Demand (S) | 0 | 0 | 0 | 0 | 0 | 0 | 0 | 0 | 0 | 0 | 0 | 0 | 0 | 0 | 0 | 0 | 0 | 0 | 0 | 0 | 0 | 0 | 0 | 0 | 0 | 0 | 0 | 0 | 0 | 0 | 0
F4_Commercial_Restaurant_New_Miscellaneous_Natural Gas_Miscellaneous_Codes & Standards Forecast | F4 | Commercial | Restaurant | New | Miscellaneous | Natural Gas | Miscellaneous | Codes & Standards Forecast | Peak Demand (W) | 0 | 0 | 0 | 0 | 0 | 0 | 0 | 0 | 0 | 0 | 0 | 0 | 0 | 0 | 0 | 0 | 0 | 0 | 0 | 0 | 0 | 0 | 0 | 0 | 0 | 0 | 0 | 0 | 0 | 0 | 0
F5_Commercial_Restaurant_New_Miscellaneous_Natural Gas_Miscellaneous_Codes & Standards Forecast | F5 | Commercial | Restaurant | New | Miscellaneous | Natural Gas | Miscellaneous | Codes & Standards Forecast | Turnover | 0 | 262723.5535 | 265132.8021 | 281084.609 | 191806.7264 | 195734.5628 | 224045.0658 | 235334.7943 | 245355.3356 | 257776.0893 | 269827.3833 | 357931.7336 | 359181.056 | 365725.0702 | 353071.3656 | 369374.4984 | 391206.3003 | 402975.3865 | 414849.3813 | 428676.1996 | 441936.2813 | 476995.6559 | 483558.4381 | 492466.7745 | 499367.3479 | 514509.7612 | 530229.2021 | 541617.1655 | 553435.5961 | 566247.1169 | 578560.2032
F6_Commercial_Restaurant_New_Miscellaneous_Natural Gas_Miscellaneous_Codes & Standards Forecast | F6 | Commercial | Restaurant | New | Miscellaneous | Natural Gas | Miscellaneous | Codes & Standards Forecast | Avg. Replacement Usage | 0.00051313 | 0.00053376 | 0.00053123 | 0.00052573 | 0.00052573 | 0.00052573 | 0.00052573 | 0.00052573 | 0.00052573 | 0.00052573 | 0.00052573 | 0.00052573 | 0.00052573 | 0.00052573 | 0.00052573 | 0.00052573 | 0.00052573 | 0.00052573 | 0.00052573 | 0.00052573 | 0.00052573 | 0.00052573 | 0.00052573 | 0.00052573 | 0.00052573 | 0.00052573 | 0.00052573 | 0.00052573 | 0.00052573 | 0.00052573 | 0.00052573
F7_Commercial_Restaurant_New_Miscellaneous_Natural Gas_Miscellaneous_Codes & Standards Forecast | F7 | Commercial | Restaurant | New | Miscellaneous | Natural Gas | Miscellaneous | Codes & Standards Forecast | Avg. Replacement Demand (S) | 0 | 0 | 0 | 0 | 0 | 0 | 0 | 0 | 0 | 0 | 0 | 0 | 0 | 0 | 0 | 0 | 0 | 0 | 0 | 0 | 0 | 0 | 0 | 0 | 0 | 0 | 0 | 0 | 0 | 0 | 0
F8_Commercial_Restaurant_New_Miscellaneous_Natural Gas_Miscellaneous_Codes & Standards Forecast | F8 | Commercial | Restaurant | New | Miscellaneous | Natural Gas | Miscellaneous | Codes & Standards Forecast | Avg. Replacement Demand (W) | 0 | 0 | 0 | 0 | 0 | 0 | 0 | 0 | 0 | 0 | 0 | 0 | 0 | 0 | 0 | 0 | 0 | 0 | 0 | 0 | 0 | 0 | 0 | 0 | 0 | 0 | 0 | 0 | 0 | 0 | 0
F1_Commercial_Grocery_Existing_Space Heating_Natural Gas_Furnace_Codes & Standards Forecast | F1 | Commercial | Grocery | Existing | Space Heating | Natural Gas | Furnace | Codes & Standards Forecast | Units | 2452694.9017 | 2403641.0037 | 2355568.1836 | 2308456.8199 | 2262287.6835 | 2217041.9299 | 2172701.0913 | 2129247.0694 | 2086662.128 | 2044928.8855 | 2004030.3078 | 1963949.7016 | 1924670.7076 | 1886177.2934 | 1848453.7476 | 1811484.6726 | 1775254.9792 | 1739749.8796 | 1704954.882 | 1670855.7844 | 1637438.6687 | 1604689.8953 | 1572596.0974 | 1541144.1754 | 1510321.2919 | 1480114.8661 | 1450512.5688 | 1421502.3174 | 1393072.271 | 1365210.8256 | 1337906.6091
F2_Commercial_Grocery_Existing_Space Heating_Natural Gas_Furnace_Codes & Standards Forecast | F2 | Commercial | Grocery | Existing | Space Heating | Natural Gas | Furnace | Codes & Standards Forecast | Usage (MMtherm) | 1.1792 | 1.1957 | 1.1598 | 1.1187 | 1.0902 | 1.0587 | 1.028 | 0.99816 | 0.9691 | 0.94089 | 0.91355 | 0.88708 | 0.86178 | 0.83757 | 0.81438 | 0.79216 | 0.77084 | 0.75038 | 0.73072 | 0.71163 | 0.6931 | 0.67508 | 0.65756 | 0.64072 | 0.62451 | 0.6089 | 0.59385 | 0.57933 | 0.56531 | 0.55177 | 0.53868
F3_Commercial_Grocery_Existing_Space Heating_Natural Gas_Furnace_Codes & Standards Forecast | F3 | Commercial | Grocery | Existing | Space Heating | Natural Gas | Furnace | Codes & Standards Forecast | Peak Demand (S) | 0 | 0 | 0 | 0 | 0 | 0 | 0 | 0 | 0 | 0 | 0 | 0 | 0 | 0 | 0 | 0 | 0 | 0 | 0 | 0 | 0 | 0 | 0 | 0 | 0 | 0 | 0 | 0 | 0 | 0 | 0
F4_Commercial_Grocery_Existing_Space Heating_Natural Gas_Furnace_Codes & Standards Forecast | F4 | Commercial | Grocery | Existing | Space Heating | Natural Gas | Furnace | Codes & Standards Forecast | Peak Demand (W) | 0 | 0 | 0 | 0 | 0 | 0 | 0 | 0 | 0 | 0 | 0 | 0 | 0 | 0 | 0 | 0 | 0 | 0 | 0 | 0 | 0 | 0 | 0 | 0 | 0 | 0 | 0 | 0 | 0 | 0 | 0
F5_Commercial_Grocery_Existing_Space Heating_Natural Gas_Furnace_Codes & Standards Forecast | F5 | Commercial | Grocery | Existing | Space Heating | Natural Gas | Furnace | Codes & Standards Forecast | Turnover | 0 | 62840.2877 | 65658.8594 | 68104.6186 | 70209.5923 | 72003.259 | 73512.7481 | 74763.0232 | 75777.0516 | 76575.9606 | 77179.1811 | 77604.581 | 71578.8135 | 66020.9292 | 60894.5982 | 56166.3117 | 51805.1628 | 47782.6443 | 44072.4625 | 44010.558 | 44044.5732 | 44150.1369 | 44306.5491 | 44496.3232 | 44704.7797 | 44919.6872 | 45130.9438 | 45330.2971 | 45511.0953 | 45668.0685 | 45460.8099
F6_Commercial_Grocery_Existing_Space Heating_Natural Gas_Furnace_Codes & Standards Forecast | F6 | Commercial | Grocery | Existing | Space Heating | Natural Gas | Furnace | Codes & Standards Forecast | Avg. Replacement Usage | 0.42069 | 0.4376 | 0.43553 | 0.43102 | 0.43102 | 0.37892 | 0.37892 | 0.37892 | 0.37892 | 0.37892 | 0.37892 | 0.37892 | 0.37892 | 0.37892 | 0.37892 | 0.37892 | 0.37892 | 0.37892 | 0.37892 | 0.37892 | 0.37892 | 0.37892 | 0.37892 | 0.37892 | 0.37892 | 0.37892 | 0.37892 | 0.37892 | 0.37892 | 0.37892 | 0.37892
F7_Commercial_Grocery_Existing_Space Heating_Natural Gas_Furnace_Codes & Standards Forecast | F7 | Commercial | Grocery | Existing | Space Heating | Natural Gas | Furnace | Codes & Standards Forecast | Avg. Replacement Demand (S) | 0 | 0 | 0 | 0 | 0 | 0 | 0 | 0 | 0 | 0 | 0 | 0 | 0 | 0 | 0 | 0 | 0 | 0 | 0 | 0 | 0 | 0 | 0 | 0 | 0 | 0 | 0 | 0 | 0 | 0 | 0