F8_Commercial_Grocery_Existing_Space Heating_Natural Gas_Furnace_Codes & Standards Forecast | F8 | Commercial | Grocery | Existing | Space Heating | Natural Gas | Furnace | Codes & Standards Forecast | Avg. Replacement Demand (W) | 0 | 0 | 0 | 0 | 0 | 0 | 0 | 0 | 0 | 0 | 0 | 0 | 0 | 0 | 0 | 0 | 0 | 0 | 0 | 0 | 0 | 0 | 0 | 0 | 0 | 0 | 0 | 0 | 0 | 0 | 0
F1_Commercial_Grocery_Existing_Space Heating_Natural Gas_Boiler_Codes & Standards Forecast | F1 | Commercial | Grocery | Existing | Space Heating | Natural Gas | Boiler | Codes & Standards Forecast | Units | 251667.5915 | 246634.2397 | 241701.5549 | 236867.5238 | 232130.1733 | 227487.5699 | 222937.8185 | 218479.0621 | 214109.4808 | 209827.2912 | 205630.7454 | 201518.1305 | 197487.7679 | 193538.0125 | 189667.2523 | 185873.9072 | 182156.4291 | 178513.3005 | 174943.0345 | 171444.1738 | 168015.2903 | 164654.9845 | 161361.8848 | 158134.6471 | 154971.9542 | 151872.5151 | 148835.0648 | 145858.3635 | 142941.1962 | 140082.3723 | 137280.7249
F2_Commercial_Grocery_Existing_Space Heating_Natural Gas_Boiler_Codes & Standards Forecast | F2 | Commercial | Grocery | Existing | Space Heating | Natural Gas | Boiler | Codes & Standards Forecast | Usage (MMtherm) | 0.47981 | 0.48654 | 0.47209 | 0.45555 | 0.44426 | 0.43139 | 0.41893 | 0.40688 | 0.39523 | 0.38396 | 0.37309 | 0.36258 | 0.35244 | 0.34265 | 0.33322 | 0.32412 | 0.31534 | 0.30689 | 0.29874 | 0.2909 | 0.28334 | 0.27596 | 0.26882 | 0.26188 | 0.25516 | 0.24872 | 0.24256 | 0.23664 | 0.23096 | 0.22549 | 0.22021
F3_Commercial_Grocery_Existing_Space Heating_Natural Gas_Boiler_Codes & Standards Forecast | F3 | Commercial | Grocery | Existing | Space Heating | Natural Gas | Boiler | Codes & Standards Forecast | Peak Demand (S) | 0 | 0 | 0 | 0 | 0 | 0 | 0 | 0 | 0 | 0 | 0 | 0 | 0 | 0 | 0 | 0 | 0 | 0 | 0 | 0 | 0 | 0 | 0 | 0 | 0 | 0 | 0 | 0 | 0 | 0 | 0
F4_Commercial_Grocery_Existing_Space Heating_Natural Gas_Boiler_Codes & Standards Forecast | F4 | Commercial | Grocery | Existing | Space Heating | Natural Gas | Boiler | Codes & Standards Forecast | Peak Demand (W) | 0 | 0 | 0 | 0 | 0 | 0 | 0 | 0 | 0 | 0 | 0 | 0 | 0 | 0 | 0 | 0 | 0 | 0 | 0 | 0 | 0 | 0 | 0 | 0 | 0 | 0 | 0 | 0 | 0 | 0 | 0
F5_Commercial_Grocery_Existing_Space Heating_Natural Gas_Boiler_Codes & Standards Forecast | F5 | Commercial | Grocery | Existing | Space Heating | Natural Gas | Boiler | Codes & Standards Forecast | Turnover | 0 | 7473.7648 | 7390.874 | 7302.3772 | 7209.179 | 7112.0794 | 7011.7853 | 6908.9211 | 6804.0372 | 6697.6189 | 6590.093 | 6481.8348 | 6373.1733 | 6264.3969 | 6155.7574 | 6047.4745 | 5939.7391 | 5832.717 | 5726.551 | 5621.3642 | 5517.2617 | 5798.1442 | 5550.4344 | 5329.9032 | 5132.8337 | 4956.0008 | 4796.6092 | 4652.2387 | 4520.7966 | 4400.475 | 4289.7149
F6_Commercial_Grocery_Existing_Space Heating_Natural Gas_Boiler_Codes & Standards Forecast | F6 | Commercial | Grocery | Existing | Space Heating | Natural Gas | Boiler | Codes & Standards Forecast | Avg. Replacement Usage | 1.7728 | 1.8441 | 1.8353 | 1.8163 | 1.8163 | 1.5458 | 1.5458 | 1.5458 | 1.5458 | 1.5458 | 1.5458 | 1.5458 | 1.5458 | 1.5458 | 1.5458 | 1.5458 | 1.5458 | 1.5458 | 1.5458 | 1.5458 | 1.5458 | 1.5458 | 1.5458 | 1.5458 | 1.5458 | 1.5458 | 1.5458 | 1.5458 | 1.5458 | 1.5458 | 1.5458
F7_Commercial_Grocery_Existing_Space Heating_Natural Gas_Boiler_Codes & Standards Forecast | F7 | Commercial | Grocery | Existing | Space Heating | Natural Gas | Boiler | Codes & Standards Forecast | Avg. Replacement Demand (S) | 0 | 0 | 0 | 0 | 0 | 0 | 0 | 0 | 0 | 0 | 0 | 0 | 0 | 0 | 0 | 0 | 0 | 0 | 0 | 0 | 0 | 0 | 0 | 0 | 0 | 0 | 0 | 0 | 0 | 0 | 0
F8_Commercial_Grocery_Existing_Space Heating_Natural Gas_Boiler_Codes & Standards Forecast | F8 | Commercial | Grocery | Existing | Space Heating | Natural Gas | Boiler | Codes & Standards Forecast | Avg. Replacement Demand (W) | 0 | 0 | 0 | 0 | 0 | 0 | 0 | 0 | 0 | 0 | 0 | 0 | 0 | 0 | 0 | 0 | 0 | 0 | 0 | 0 | 0 | 0 | 0 | 0 | 0 | 0 | 0 | 0 | 0 | 0 | 0
F1_Commercial_Grocery_Existing_Space Heating_Natural Gas_Unit Heater_Codes & Standards Forecast | F1 | Commercial | Grocery | Existing | Space Heating | Natural Gas | Unit Heater | Codes & Standards Forecast | Units | 1285390.4932 | 1259682.6834 | 1234489.0297 | 1209799.2491 | 1185603.2641 | 1161891.1989 | 1138653.3749 | 1115880.3074 | 1093562.7012 | 1071691.4472 | 1050257.6183 | 1029252.4659 | 1008667.4166 | 988494.0682 | 968724.1869 | 949349.7031 | 930362.7091 | 911755.4549 | 893520.3458 | 875649.9389 | 858136.9401 | 840974.2013 | 824154.7173 | 807671.6229 | 791518.1905 | 775687.8267 | 760174.0701 | 744970.5887 | 730071.177 | 715469.7534 | 701160.3583
F2_Commercial_Grocery_Existing_Space Heating_Natural Gas_Unit Heater_Codes & Standards Forecast | F2 | Commercial | Grocery | Existing | Space Heating | Natural Gas | Unit Heater | Codes & Standards Forecast | Usage (MMtherm) | 1.6465 | 1.6785 | 1.6371 | 1.5878 | 1.556 | 1.5232 | 1.4904 | 1.4577 | 1.425 | 1.3923 | 1.3596 | 1.3271 | 1.2948 | 1.2627 | 1.2308 | 1.1993 | 1.1683 | 1.1387 | 1.1103 | 1.0831 | 1.0569 | 1.0316 | 1.0076 | 0.98436 | 0.96196 | 0.9403 | 0.91934 | 0.89903 | 0.87934 | 0.86023 | 0.84167
F3_Commercial_Grocery_Existing_Space Heating_Natural Gas_Unit Heater_Codes & Standards Forecast | F3 | Commercial | Grocery | Existing | Space Heating | Natural Gas | Unit Heater | Codes & Standards Forecast | Peak Demand (S) | 0 | 0 | 0 | 0 | 0 | 0 | 0 | 0 | 0 | 0 | 0 | 0 | 0 | 0 | 0 | 0 | 0 | 0 | 0 | 0 | 0 | 0 | 0 | 0 | 0 | 0 | 0 | 0 | 0 | 0 | 0
F4_Commercial_Grocery_Existing_Space Heating_Natural Gas_Unit Heater_Codes & Standards Forecast | F4 | Commercial | Grocery | Existing | Space Heating | Natural Gas | Unit Heater | Codes & Standards Forecast | Peak Demand (W) | 0 | 0 | 0 | 0 | 0 | 0 | 0 | 0 | 0 | 0 | 0 | 0 | 0 | 0 | 0 | 0 | 0 | 0 | 0 | 0 | 0 | 0 | 0 | 0 | 0 | 0 | 0 | 0 | 0 | 0 | 0
F5_Commercial_Grocery_Existing_Space Heating_Natural Gas_Unit Heater_Codes & Standards Forecast | F5 | Commercial | Grocery | Existing | Space Heating | Natural Gas | Unit Heater | Codes & Standards Forecast | Turnover | 0 | 1060.339 | 3022.93 | 5748.2044 | 9113.0577 | 13009.0205 | 17340.6292 | 22023.9765 | 26985.4195 | 32160.4302 | 36608.5167 | 40535.9952 | 44101.8561 | 47427.0373 | 50602.0242 | 53693.0654 | 56747.2436 | 52889.3631 | 50157.8093 | 48400.5583 | 47379.8636 | 46919.8599 | 46891.1623 | 47199.0099 | 47774.191 | 48566.1431 | 49537.7483 | 49672.4903 | 49286.5265 | 48617.5394 | 47829.1401
F6_Commercial_Grocery_Existing_Space Heating_Natural Gas_Unit Heater_Codes & Standards Forecast | F6 | Commercial | Grocery | Existing | Space Heating | Natural Gas | Unit Heater | Codes & Standards Forecast | Avg. Replacement Usage | 1.281 | 1.3325 | 1.3261 | 1.3124 | 1.3124 | 1.181 | 1.181 | 1.181 | 1.181 | 1.181 | 1.181 | 1.181 | 1.181 | 1.181 | 1.181 | 1.181 | 1.181 | 1.181 | 1.181 | 1.181 | 1.181 | 1.181 | 1.181 | 1.181 | 1.181 | 1.181 | 1.181 | 1.181 | 1.181 | 1.181 | 1.181
F7_Commercial_Grocery_Existing_Space Heating_Natural Gas_Unit Heater_Codes & Standards Forecast | F7 | Commercial | Grocery | Existing | Space Heating | Natural Gas | Unit Heater | Codes & Standards Forecast | Avg. Replacement Demand (S) | 0 | 0 | 0 | 0 | 0 | 0 | 0 | 0 | 0 | 0 | 0 | 0 | 0 | 0 | 0 | 0 | 0 | 0 | 0 | 0 | 0 | 0 | 0 | 0 | 0 | 0 | 0 | 0 | 0 | 0 | 0
F8_Commercial_Grocery_Existing_Space Heating_Natural Gas_Unit Heater_Codes & Standards Forecast | F8 | Commercial | Grocery | Existing | Space Heating | Natural Gas | Unit Heater | Codes & Standards Forecast | Avg. Replacement Demand (W) | 0 | 0 | 0 | 0 | 0 | 0 | 0 | 0 | 0 | 0 | 0 | 0 | 0 | 0 | 0 | 0 | 0 | 0 | 0 | 0 | 0 | 0 | 0 | 0 | 0 | 0 | 0 | 0 | 0 | 0 | 0
F1_Commercial_Grocery_Existing_Water Heating_Natural Gas_Water Heater_Codes & Standards Forecast | F1 | Commercial | Grocery | Existing | Water Heating | Natural Gas | Water Heater | Codes & Standards Forecast | Units | 2073973.9756 | 2032494.4961 | 1991844.6062 | 1952007.7141 | 1912967.5598 | 1874708.2086 | 1837214.0444 | 1800469.7635 | 1764460.3683 | 1729171.1609 | 1694587.7377 | 1660695.9829 | 1627482.0633 | 1594932.422 | 1563033.7736 | 1531773.0981 | 1501137.6361 | 1471114.8834 | 1441692.5857 | 1412858.734 | 1384601.5594 | 1356909.5282 | 1329771.3376 | 1303175.9108 | 1277112.3926 | 1251570.1448 | 1226538.7419 | 1202007.967 | 1177967.8077 | 1154408.4516 | 1131320.2825
F2_Commercial_Grocery_Existing_Water Heating_Natural Gas_Water Heater_Codes & Standards Forecast | F2 | Commercial | Grocery | Existing | Water Heating | Natural Gas | Water Heater | Codes & Standards Forecast | Usage (MMtherm) | 0.4397 | 0.44411 | 0.42903 | 0.41208 | 0.39996 | 0.3883 | 0.37714 | 0.36652 | 0.35647 | 0.347 | 0.33814 | 0.32988 | 0.32196 | 0.31433 | 0.30699 | 0.29991 | 0.29308 | 0.28647 | 0.28007 | 0.27388 | 0.26787 | 0.26205 | 0.25639 | 0.25089 | 0.24554 | 0.24033 | 0.23526 | 0.23032 | 0.2255 | 0.22081 | 0.21622
F3_Commercial_Grocery_Existing_Water Heating_Natural Gas_Water Heater_Codes & Standards Forecast | F3 | Commercial | Grocery | Existing | Water Heating | Natural Gas | Water Heater | Codes & Standards Forecast | Peak Demand (S) | 0 | 0 | 0 | 0 | 0 | 0 | 0 | 0 | 0 | 0 | 0 | 0 | 0 | 0 | 0 | 0 | 0 | 0 | 0 | 0 | 0 | 0 | 0 | 0 | 0 | 0 | 0 | 0 | 0 | 0 | 0
F4_Commercial_Grocery_Existing_Water Heating_Natural Gas_Water Heater_Codes & Standards Forecast | F4 | Commercial | Grocery | Existing | Water Heating | Natural Gas | Water Heater | Codes & Standards Forecast | Peak Demand (W) | 0 | 0 | 0 | 0 | 0 | 0 | 0 | 0 | 0 | 0 | 0 | 0 | 0 | 0 | 0 | 0 | 0 | 0 | 0 | 0 | 0 | 0 | 0 | 0 | 0 | 0 | 0 | 0 | 0 | 0 | 0
F5_Commercial_Grocery_Existing_Water Heating_Natural Gas_Water Heater_Codes & Standards Forecast | F5 | Commercial | Grocery | Existing | Water Heating | Natural Gas | Water Heater | Codes & Standards Forecast | Turnover | 0 | 61590.7423 | 66943.5377 | 71470.9561 | 75267.8673 | 78418.6952 | 80998.559 | 83074.2905 | 84705.3399 | 85944.5825 | 97109.2673 | 106645.1774 | 104874.6857 | 103100.068 | 101325.7198 | 111723.5124 | 108633.2967 | 105698.2394 | 102905.0532 | 101954.3836 | 102244.5607 | 101682.7266 | 100506.1301 | 98895.6268 | 101046.4371 | 101684.7526 | 99272.5844 | 96705.507 | 94347.1478 | 94783.711 | 92265.5496
F6_Commercial_Grocery_Existing_Water Heating_Natural Gas_Water Heater_Codes & Standards Forecast | F6 | Commercial | Grocery | Existing | Water Heating | Natural Gas | Water Heater | Codes & Standards Forecast | Avg. Replacement Usage | 0.18511 | 0.19255 | 0.19164 | 0.18966 | 0.18966 | 0.18966 | 0.18966 | 0.18966 | 0.18966 | 0.18966 | 0.18966 | 0.18966 | 0.18966 | 0.18966 | 0.18966 | 0.18966 | 0.18966 | 0.18966 | 0.18966 | 0.18966 | 0.18966 | 0.18966 | 0.18966 | 0.18966 | 0.18966 | 0.18966 | 0.18966 | 0.18966 | 0.18966 | 0.18966 | 0.18966
F7_Commercial_Grocery_Existing_Water Heating_Natural Gas_Water Heater_Codes & Standards Forecast | F7 | Commercial | Grocery | Existing | Water Heating | Natural Gas | Water Heater | Codes & Standards Forecast | Avg. Replacement Demand (S) | 0 | 0 | 0 | 0 | 0 | 0 | 0 | 0 | 0 | 0 | 0 | 0 | 0 | 0 | 0 | 0 | 0 | 0 | 0 | 0 | 0 | 0 | 0 | 0 | 0 | 0 | 0 | 0 | 0 | 0 | 0
F8_Commercial_Grocery_Existing_Water Heating_Natural Gas_Water Heater_Codes & Standards Forecast | F8 | Commercial | Grocery | Existing | Water Heating | Natural Gas | Water Heater | Codes & Standards Forecast | Avg. Replacement Demand (W) | 0 | 0 | 0 | 0 | 0 | 0 | 0 | 0 | 0 | 0 | 0 | 0 | 0 | 0 | 0 | 0 | 0 | 0 | 0 | 0 | 0 | 0 | 0 | 0 | 0 | 0 | 0 | 0 | 0 | 0 | 0
F1_Commercial_Grocery_Existing_Food Preparation_Natural Gas_Oven_Codes & Standards Forecast | F1 | Commercial | Grocery | Existing | Food Preparation | Natural Gas | Oven | Codes & Standards Forecast | Units | 712806.7891 | 698550.6533 | 684579.6402 | 670888.0474 | 657470.2865 | 644320.8808 | 631434.4631 | 618805.7739 | 606429.6584 | 594301.0652 | 582415.0439 | 570766.743 | 559351.4082 | 548164.38 | 537201.0924 | 526457.0706 | 515927.9292 | 505609.3706 | 495497.1832 | 485587.2395 | 475875.4947 | 466357.9848 | 457030.8251 | 447890.2086 | 438932.4044 | 430153.7564 | 421550.6812 | 413119.6676 | 404857.2743 | 396760.1288 | 388824.9262
F2_Commercial_Grocery_Existing_Food Preparation_Natural Gas_Oven_Codes & Standards Forecast | F2 | Commercial | Grocery | Existing | Food Preparation | Natural Gas | Oven | Codes & Standards Forecast | Usage (MMtherm) | 0.18718 | 0.19338 | 0.19188 | 0.18984 | 0.19018 | 0.19078 | 0.19157 | 0.19247 | 0.19343 | 0.19441 | 0.19432 | 0.19341 | 0.19188 | 0.18988 | 0.18752 | 0.18489 | 0.18208 | 0.17913 | 0.17609 | 0.17299 | 0.16986 | 0.16673 | 0.1636 | 0.16049 | 0.1574 | 0.15435 | 0.15134 | 0.14838 | 0.14546 | 0.14259 | 0.13976
F3_Commercial_Grocery_Existing_Food Preparation_Natural Gas_Oven_Codes & Standards Forecast | F3 | Commercial | Grocery | Existing | Food Preparation | Natural Gas | Oven | Codes & Standards Forecast | Peak Demand (S) | 0 | 0 | 0 | 0 | 0 | 0 | 0 | 0 | 0 | 0 | 0 | 0 | 0 | 0 | 0 | 0 | 0 | 0 | 0 | 0 | 0 | 0 | 0 | 0 | 0 | 0 | 0 | 0 | 0 | 0 | 0
F4_Commercial_Grocery_Existing_Food Preparation_Natural Gas_Oven_Codes & Standards Forecast | F4 | Commercial | Grocery | Existing | Food Preparation | Natural Gas | Oven | Codes & Standards Forecast | Peak Demand (W) | 0 | 0 | 0 | 0 | 0 | 0 | 0 | 0 | 0 | 0 | 0 | 0 | 0 | 0 | 0 | 0 | 0 | 0 | 0 | 0 | 0 | 0 | 0 | 0 | 0 | 0 | 0 | 0 | 0 | 0 | 0
F5_Commercial_Grocery_Existing_Food Preparation_Natural Gas_Oven_Codes & Standards Forecast | F5 | Commercial | Grocery | Existing | Food Preparation | Natural Gas | Oven | Codes & Standards Forecast | Turnover | 0 | 27942.0261 | 35598.1413 | 41326.7037 | 45549.5414 | 48597.2581 | 50728.9396 | 52147.6041 | 53012.3148 | 53447.6761 | 45785.745 | 40969.5063 | 38127.9414 | 36625.9302 | 36004.526 | 35935.7393 | 41947.8426 | 42999.296 | 43621.3917 | 42831.8331 | 41335.1652 | 39574.8645 | 37816.3287 | 36205.8454 | 34812.0697 | 32854.5213 | 31966.7361 | 31723.0073 | 31684.6664 | 31625.4231 | 31447.4801
F6_Commercial_Grocery_Existing_Food Preparation_Natural Gas_Oven_Codes & Standards Forecast | F6 | Commercial | Grocery | Existing | Food Preparation | Natural Gas | Oven | Codes & Standards Forecast | Avg. Replacement Usage | 0.35113 | 0.36525 | 0.36351 | 0.35975 | 0.35975 | 0.35975 | 0.35975 | 0.35975 | 0.35975 | 0.35975 | 0.35975 | 0.35975 | 0.35975 | 0.35975 | 0.35975 | 0.35975 | 0.35975 | 0.35975 | 0.35975 | 0.35975 | 0.35975 | 0.35975 | 0.35975 | 0.35975 | 0.35975 | 0.35975 | 0.35975 | 0.35975 | 0.35975 | 0.35975 | 0.35975
F7_Commercial_Grocery_Existing_Food Preparation_Natural Gas_Oven_Codes & Standards Forecast | F7 | Commercial | Grocery | Existing | Food Preparation | Natural Gas | Oven | Codes & Standards Forecast | Avg. Replacement Demand (S) | 0 | 0 | 0 | 0 | 0 | 0 | 0 | 0 | 0 | 0 | 0 | 0 | 0 | 0 | 0 | 0 | 0 | 0 | 0 | 0 | 0 | 0 | 0 | 0 | 0 | 0 | 0 | 0 | 0 | 0 | 0
F8_Commercial_Grocery_Existing_Food Preparation_Natural Gas_Oven_Codes & Standards Forecast | F8 | Commercial | Grocery | Existing | Food Preparation | Natural Gas | Oven | Codes & Standards Forecast | Avg. Replacement Demand (W) | 0 | 0 | 0 | 0 | 0 | 0 | 0 | 0 | 0 | 0 | 0 | 0 | 0 | 0 | 0 | 0 | 0 | 0 | 0 | 0 | 0 | 0 | 0 | 0 | 0 | 0 | 0 | 0 | 0 | 0 | 0
F1_Commercial_Grocery_Existing_Food Preparation_Natural Gas_Conveyor Oven_Codes & Standards Forecast | F1 | Commercial | Grocery | Existing | Food Preparation | Natural Gas | Conveyor Oven | Codes & Standards Forecast | Units | 356403.3945 | 349275.3267 | 342289.8201 | 335444.0237 | 328735.1432 | 322160.4404 | 315717.2316 | 309402.8869 | 303214.8292 | 297150.5326 | 291207.522 | 285383.3715 | 279675.7041 | 274082.19 | 268600.5462 | 263228.5353 | 257963.9646 | 252804.6853 | 247748.5916 | 242793.6198 | 237937.7474 | 233178.9924 | 228515.4126 | 223945.1043 | 219466.2022 | 215076.8782 | 210775.3406 | 206559.8338 | 202428.6371 | 198380.0644 | 194412.4631
F2_Commercial_Grocery_Existing_Food Preparation_Natural Gas_Conveyor Oven_Codes & Standards Forecast | F2 | Commercial | Grocery | Existing | Food Preparation | Natural Gas | Conveyor Oven | Codes & Standards Forecast | Usage (MMtherm) | 0.16014 | 0.16324 | 0.15922 | 0.15442 | 0.15133 | 0.1484 | 0.1457 | 0.14328 | 0.14117 | 0.13939 | 0.13786 | 0.13652 | 0.13533 | 0.13425 | 0.13324 | 0.13229 | 0.13138 | 0.13011 | 0.12858 | 0.12685 | 0.12496 | 0.12298 | 0.12092 | 0.11882 | 0.11669 | 0.11455 | 0.11241 | 0.11029 | 0.10817 | 0.10608 | 0.10402
F3_Commercial_Grocery_Existing_Food Preparation_Natural Gas_Conveyor Oven_Codes & Standards Forecast | F3 | Commercial | Grocery | Existing | Food Preparation | Natural Gas | Conveyor Oven | Codes & Standards Forecast | Peak Demand (S) | 0 | 0 | 0 | 0 | 0 | 0 | 0 | 0 | 0 | 0 | 0 | 0 | 0 | 0 | 0 | 0 | 0 | 0 | 0 | 0 | 0 | 0 | 0 | 0 | 0 | 0 | 0 | 0 | 0 | 0 | 0
F4_Commercial_Grocery_Existing_Food Preparation_Natural Gas_Conveyor Oven_Codes & Standards Forecast | F4 | Commercial | Grocery | Existing | Food Preparation | Natural Gas | Conveyor Oven | Codes & Standards Forecast | Peak Demand (W) | 0 | 0 | 0 | 0 | 0 | 0 | 0 | 0 | 0 | 0 | 0 | 0 | 0 | 0 | 0 | 0 | 0 | 0 | 0 | 0 | 0 | 0 | 0 | 0 | 0 | 0 | 0 | 0 | 0 | 0 | 0
F5_Commercial_Grocery_Existing_Food Preparation_Natural Gas_Conveyor Oven_Codes & Standards Forecast | F5 | Commercial | Grocery | Existing | Food Preparation | Natural Gas | Conveyor Oven | Codes & Standards Forecast | Turnover | 0 | 0 | 0 | 0 | 0 | 1288.6418 | 3536.033 | 6485.0845 | 9935.7435 | 13732.6336 | 16590.5352 | 18714.647 | 20265.7973 | 21370.0289 | 22126.1136 | 22611.4438 | 22886.6512 | 17943.1345 | 14067.4175 | 11028.8553 | 8646.6226 | 6965.4953 | 5972.8228 | 5621.471 | 5845.5269 | 6570.8229 | 7774.1774 | 9193.9475 | 10659.6412 | 12064.7393 | 13347.0049
F6_Commercial_Grocery_Existing_Food Preparation_Natural Gas_Conveyor Oven_Codes & Standards Forecast | F6 | Commercial | Grocery | Existing | Food Preparation | Natural Gas | Conveyor Oven | Codes & Standards Forecast | Avg. Replacement Usage | 0.52338 | 0.54442 | 0.54183 | 0.53623 | 0.53623 | 0.53623 | 0.53623 | 0.53623 | 0.53623 | 0.53623 | 0.53623 | 0.53623 | 0.53623 | 0.53623 | 0.53623 | 0.53623 | 0.53623 | 0.53623 | 0.53623 | 0.53623 | 0.53623 | 0.53623 | 0.53623 | 0.53623 | 0.53623 | 0.53623 | 0.53623 | 0.53623 | 0.53623 | 0.53623 | 0.53623
F7_Commercial_Grocery_Existing_Food Preparation_Natural Gas_Conveyor Oven_Codes & Standards Forecast | F7 | Commercial | Grocery | Existing | Food Preparation | Natural Gas | Conveyor Oven | Codes & Standards Forecast | Avg. Replacement Demand (S) | 0 | 0 | 0 | 0 | 0 | 0 | 0 | 0 | 0 | 0 | 0 | 0 | 0 | 0 | 0 | 0 | 0 | 0 | 0 | 0 | 0 | 0 | 0 | 0 | 0 | 0 | 0 | 0 | 0 | 0 | 0
F8_Commercial_Grocery_Existing_Food Preparation_Natural Gas_Conveyor Oven_Codes & Standards Forecast | F8 | Commercial | Grocery | Existing | Food Preparation | Natural Gas | Conveyor Oven | Codes & Standards Forecast | Avg. Replacement Demand (W) | 0 | 0 | 0 | 0 | 0 | 0 | 0 | 0 | 0 | 0 | 0 | 0 | 0 | 0 | 0 | 0 | 0 | 0 | 0 | 0 | 0 | 0 | 0 | 0 | 0 | 0 | 0 | 0 | 0 | 0 | 0
F1_Commercial_Grocery_Existing_Food Preparation_Natural Gas_Double Rack Oven_Codes & Standards Forecast | F1 | Commercial | Grocery | Existing | Food Preparation | Natural Gas | Double Rack Oven | Codes & Standards Forecast | Units | 356403.3945 | 349275.3267 | 342289.8201 | 335444.0237 | 328735.1432 | 322160.4404 | 315717.2316 | 309402.8869 | 303214.8292 | 297150.5326 | 291207.522 | 285383.3715 | 279675.7041 | 274082.19 | 268600.5462 | 263228.5353 | 257963.9646 | 252804.6853 | 247748.5916 | 242793.6198 | 237937.7474 | 233178.9924 | 228515.4126 | 223945.1043 | 219466.2022 | 215076.8782 | 210775.3406 | 206559.8338 | 202428.6371 | 198380.0644 | 194412.4631
F2_Commercial_Grocery_Existing_Food Preparation_Natural Gas_Double Rack Oven_Codes & Standards Forecast | F2 | Commercial | Grocery | Existing | Food Preparation | Natural Gas | Double Rack Oven | Codes & Standards Forecast | Usage (MMtherm) | 0.24328 | 0.25002 | 0.24659 | 0.24247 | 0.24144 | 0.24086 | 0.24064 | 0.24072 | 0.24103 | 0.24151 | 0.2413 | 0.24051 | 0.2392 | 0.23748 | 0.23539 | 0.233 | 0.23036 | 0.22751 | 0.22449 | 0.22134 | 0.21808 | 0.21473 | 0.21132 | 0.20786 | 0.20437 | 0.20087 | 0.19736 | 0.19385 | 0.19036 | 0.18689 | 0.18345
F3_Commercial_Grocery_Existing_Food Preparation_Natural Gas_Double Rack Oven_Codes & Standards Forecast | F3 | Commercial | Grocery | Existing | Food Preparation | Natural Gas | Double Rack Oven | Codes & Standards Forecast | Peak Demand (S) | 0 | 0 | 0 | 0 | 0 | 0 | 0 | 0 | 0 | 0 | 0 | 0 | 0 | 0 | 0 | 0 | 0 | 0 | 0 | 0 | 0 | 0 | 0 | 0 | 0 | 0 | 0 | 0 | 0 | 0 | 0
F4_Commercial_Grocery_Existing_Food Preparation_Natural Gas_Double Rack Oven_Codes & Standards Forecast | F4 | Commercial | Grocery | Existing | Food Preparation | Natural Gas | Double Rack Oven | Codes & Standards Forecast | Peak Demand (W) | 0 | 0 | 0 | 0 | 0 | 0 | 0 | 0 | 0 | 0 | 0 | 0 | 0 | 0 | 0 | 0 | 0 | 0 | 0 | 0 | 0 | 0 | 0 | 0 | 0 | 0 | 0 | 0 | 0 | 0 | 0
F5_Commercial_Grocery_Existing_Food Preparation_Natural Gas_Double Rack Oven_Codes & Standards Forecast | F5 | Commercial | Grocery | Existing | Food Preparation | Natural Gas | Double Rack Oven | Codes & Standards Forecast | Turnover | 0 | 7761.6739 | 10564.5006 | 12930.0097 | 14916.0878 | 16573.1303 | 17945.0072 | 19069.905 | 19981.0598 | 20707.3958 | 18038.4425 | 15713.4877 | 14931.1969 | 14590.3175 | 14548.2092 | 14699.3814 | 14966.6472 | 16766.9874 | 17358.6711 | 17819.0382 | 18166.1149 | 17897.4067 | 17215.6283 | 16469.7862 | 15755.4991 | 15123.4592 | 13981.3424 | 13158.3045 | 13062.9746 | 13144.3791 | 13320.4243
F6_Commercial_Grocery_Existing_Food Preparation_Natural Gas_Double Rack Oven_Codes & Standards Forecast | F6 | Commercial | Grocery | Existing | Food Preparation | Natural Gas | Double Rack Oven | Codes & Standards Forecast | Avg. Replacement Usage | 0.93274 | 0.97023 | 0.96562 | 0.95564 | 0.95564 | 0.95564 | 0.95564 | 0.95564 | 0.95564 | 0.95564 | 0.95564 | 0.95564 | 0.95564 | 0.95564 | 0.95564 | 0.95564 | 0.95564 | 0.95564 | 0.95564 | 0.95564 | 0.95564 | 0.95564 | 0.95564 | 0.95564 | 0.95564 | 0.95564 | 0.95564 | 0.95564 | 0.95564 | 0.95564 | 0.95564
F7_Commercial_Grocery_Existing_Food Preparation_Natural Gas_Double Rack Oven_Codes & Standards Forecast | F7 | Commercial | Grocery | Existing | Food Preparation | Natural Gas | Double Rack Oven | Codes & Standards Forecast | Avg. Replacement Demand (S) | 0 | 0 | 0 | 0 | 0 | 0 | 0 | 0 | 0 | 0 | 0 | 0 | 0 | 0 | 0 | 0 | 0 | 0 | 0 | 0 | 0 | 0 | 0 | 0 | 0 | 0 | 0 | 0 | 0 | 0 | 0
F8_Commercial_Grocery_Existing_Food Preparation_Natural Gas_Double Rack Oven_Codes & Standards Forecast | F8 | Commercial | Grocery | Existing | Food Preparation | Natural Gas | Double Rack Oven | Codes & Standards Forecast | Avg. Replacement Demand (W) | 0 | 0 | 0 | 0 | 0 | 0 | 0 | 0 | 0 | 0 | 0 | 0 | 0 | 0 | 0 | 0 | 0 | 0 | 0 | 0 | 0 | 0 | 0 | 0 | 0 | 0 | 0 | 0 | 0 | 0 | 0
F1_Commercial_Grocery_Existing_Food Preparation_Natural Gas_Fryer_Codes & Standards Forecast | F1 | Commercial | Grocery | Existing | Food Preparation | Natural Gas | Fryer | Codes & Standards Forecast | Units | 1517412.3162 | 1487064.0699 | 1457322.7885 | 1428176.3327 | 1399612.8061 | 1371620.5499 | 1344188.1389 | 1317304.3762 | 1290958.2886 | 1265139.1229 | 1239836.3404 | 1215039.6136 | 1190738.8213 | 1166924.0449 | 1143585.564 | 1120713.8527 | 1098299.5757 | 1076333.5842 | 1054806.9125 | 1033710.7742 | 1013036.5587 | 992775.8276 | 972920.311 | 953461.9048 | 934392.6667 | 915704.8134 | 897390.7171 | 879442.9028 | 861854.0447 | 844616.9638 | 827724.6245
F2_Commercial_Grocery_Existing_Food Preparation_Natural Gas_Fryer_Codes & Standards Forecast | F2 | Commercial | Grocery | Existing | Food Preparation | Natural Gas | Fryer | Codes & Standards Forecast | Usage (MMtherm) | 0.64455 | 0.6589 | 0.64467 | 0.6192 | 0.60046 | 0.58182 | 0.56334 | 0.54506 | 0.527 | 0.508 | 0.48827 | 0.46936 | 0.45201 | 0.43603 | 0.41982 | 0.40485 | 0.3926 | 0.38106 | 0.37015 | 0.35981 | 0.35 | 0.34068 | 0.33179 | 0.32331 | 0.31519 | 0.30742 | 0.29997 | 0.29281 | 0.28591 | 0.27927 | 0.27286
F3_Commercial_Grocery_Existing_Food Preparation_Natural Gas_Fryer_Codes & Standards Forecast | F3 | Commercial | Grocery | Existing | Food Preparation | Natural Gas | Fryer | Codes & Standards Forecast | Peak Demand (S) | 0 | 0 | 0 | 0 | 0 | 0 | 0 | 0 | 0 | 0 | 0 | 0 | 0 | 0 | 0 | 0 | 0 | 0 | 0 | 0 | 0 | 0 | 0 | 0 | 0 | 0 | 0 | 0 | 0 | 0 | 0
F4_Commercial_Grocery_Existing_Food Preparation_Natural Gas_Fryer_Codes & Standards Forecast | F4 | Commercial | Grocery | Existing | Food Preparation | Natural Gas | Fryer | Codes & Standards Forecast | Peak Demand (W) | 0 | 0 | 0 | 0 | 0 | 0 | 0 | 0 | 0 | 0 | 0 | 0 | 0 | 0 | 0 | 0 | 0 | 0 | 0 | 0 | 0 | 0 | 0 | 0 | 0 | 0 | 0 | 0 | 0 | 0 | 0
F5_Commercial_Grocery_Existing_Food Preparation_Natural Gas_Fryer_Codes & Standards Forecast | F5 | Commercial | Grocery | Existing | Food Preparation | Natural Gas | Fryer | Codes & Standards Forecast | Turnover | 0 | 45062.5476 | 48978.8926 | 52291.3548 | 55069.3453 | 57374.6321 | 59262.1761 | 60780.8744 | 61974.2231 | 70548.4185 | 77880.5466 | 84112.2399 | 82152.9581 | 80263.0842 | 87522.2994 | 84766.6174 | 82175.7111 | 81038.9687 | 80892.52 | 81390.0731 | 81047.6775 | 80102.1101 | 81824.9146 | 82255.8655 | 81751.2228 | 79349.4944 | 77281.525 | 77433.6255 | 75373.025 | 73501.2137 | 72504.8617
F6_Commercial_Grocery_Existing_Food Preparation_Natural Gas_Fryer_Codes & Standards Forecast | F6 | Commercial | Grocery | Existing | Food Preparation | Natural Gas | Fryer | Codes & Standards Forecast | Avg. Replacement Usage | 0.46437 | 0.48304 | 0.48074 | 0.31971 | 0.31971 | 0.31971 | 0.31971 | 0.31971 | 0.31971 | 0.31971 | 0.31971 | 0.31971 | 0.31971 | 0.31971 | 0.31971 | 0.31971 | 0.31971 | 0.31971 | 0.31971 | 0.31971 | 0.31971 | 0.31971 | 0.31971 | 0.31971 | 0.31971 | 0.31971 | 0.31971 | 0.31971 | 0.31971 | 0.31971 | 0.31971
F7_Commercial_Grocery_Existing_Food Preparation_Natural Gas_Fryer_Codes & Standards Forecast | F7 | Commercial | Grocery | Existing | Food Preparation | Natural Gas | Fryer | Codes & Standards Forecast | Avg. Replacement Demand (S) | 0 | 0 | 0 | 0 | 0 | 0 | 0 | 0 | 0 | 0 | 0 | 0 | 0 | 0 | 0 | 0 | 0 | 0 | 0 | 0 | 0 | 0 | 0 | 0 | 0 | 0 | 0 | 0 | 0 | 0 | 0
F8_Commercial_Grocery_Existing_Food Preparation_Natural Gas_Fryer_Codes & Standards Forecast | F8 | Commercial | Grocery | Existing | Food Preparation | Natural Gas | Fryer | Codes & Standards Forecast | Avg. Replacement Demand (W) | 0 | 0 | 0 | 0 | 0 | 0 | 0 | 0 | 0 | 0 | 0 | 0 | 0 | 0 | 0 | 0 | 0 | 0 | 0 | 0 | 0 | 0 | 0 | 0 | 0 | 0 | 0 | 0 | 0 | 0 | 0
F1_Commercial_Grocery_Existing_Food Preparation_Natural Gas_Broiler_Codes & Standards Forecast | F1 | Commercial | Grocery | Existing | Food Preparation | Natural Gas | Broiler | Codes & Standards Forecast | Units | 84383.3824 | 82695.7148 | 81041.8005 | 79420.9645 | 77832.5452 | 76275.8943 | 74750.3764 | 73255.3689 | 71790.2615 | 70354.4563 | 68947.3671 | 67568.4198 | 66217.0514 | 64892.7104 | 63594.8562 | 62322.959 | 61076.4999 | 59854.9699 | 58657.8705 | 57484.713 | 56335.0188 | 55208.3184 | 54104.152 | 53022.069 | 51961.6276 | 50922.3951 | 49903.9472 | 48905.8682 | 47927.7509 | 46969.1958 | 46029.8119
F2_Commercial_Grocery_Existing_Food Preparation_Natural Gas_Broiler_Codes & Standards Forecast | F2 | Commercial | Grocery | Existing | Food Preparation | Natural Gas | Broiler | Codes & Standards Forecast | Usage (MMtherm) | 0.036818 | 0.037674 | 0.036903 | 0.035961 | 0.035423 | 0.034904 | 0.034403 | 0.033918 | 0.033447 | 0.032988 | 0.032511 | 0.032021 | 0.031519 | 0.03101 | 0.030495 | 0.029977 | 0.029458 | 0.028938 | 0.02842 | 0.027905 | 0.027392 | 0.026885 | 0.026382 | 0.025885 | 0.025394 | 0.024909 | 0.024431 | 0.02396 | 0.023496 | 0.023039 | 0.02259
F3_Commercial_Grocery_Existing_Food Preparation_Natural Gas_Broiler_Codes & Standards Forecast | F3 | Commercial | Grocery | Existing | Food Preparation | Natural Gas | Broiler | Codes & Standards Forecast | Peak Demand (S) | 0 | 0 | 0 | 0 | 0 | 0 | 0 | 0 | 0 | 0 | 0 | 0 | 0 | 0 | 0 | 0 | 0 | 0 | 0 | 0 | 0 | 0 | 0 | 0 | 0 | 0 | 0 | 0 | 0 | 0 | 0
F4_Commercial_Grocery_Existing_Food Preparation_Natural Gas_Broiler_Codes & Standards Forecast | F4 | Commercial | Grocery | Existing | Food Preparation | Natural Gas | Broiler | Codes & Standards Forecast | Peak Demand (W) | 0 | 0 | 0 | 0 | 0 | 0 | 0 | 0 | 0 | 0 | 0 | 0 | 0 | 0 | 0 | 0 | 0 | 0 | 0 | 0 | 0 | 0 | 0 | 0 | 0 | 0 | 0 | 0 | 0 | 0 | 0
F5_Commercial_Grocery_Existing_Food Preparation_Natural Gas_Broiler_Codes & Standards Forecast | F5 | Commercial | Grocery | Existing | Food Preparation | Natural Gas | Broiler | Codes & Standards Forecast | Turnover | 0 | 3062.8043 | 3418.4299 | 3713.2115 | 3955.2915 | 4151.7567 | 4308.7745 | 4431.7118 | 4525.238 | 4593.4153 | 4001.3751 | 3485.6423 | 3526.8784 | 3577.0241 | 3629.455 | 3679.6316 | 3724.5635 | 4343.5345 | 4326.8296 | 4301.4152 | 4268.6311 | 4127.4025 | 3916.0434 | 3741.224 | 3598.5044 | 3483.0818 | 3269.1065 | 3115.107 | 3192.2797 | 3247.6521 | 3283.8697
F6_Commercial_Grocery_Existing_Food Preparation_Natural Gas_Broiler_Codes & Standards Forecast | F6 | Commercial | Grocery | Existing | Food Preparation | Natural Gas | Broiler | Codes & Standards Forecast | Avg. Replacement Usage | 0.48098 | 0.50031 | 0.49793 | 0.49278 | 0.49278 | 0.49278 | 0.49278 | 0.49278 | 0.49278 | 0.49278 | 0.49278 | 0.49278 | 0.49278 | 0.49278 | 0.49278 | 0.49278 | 0.49278 | 0.49278 | 0.49278 | 0.49278 | 0.49278 | 0.49278 | 0.49278 | 0.49278 | 0.49278 | 0.49278 | 0.49278 | 0.49278 | 0.49278 | 0.49278 | 0.49278
F7_Commercial_Grocery_Existing_Food Preparation_Natural Gas_Broiler_Codes & Standards Forecast | F7 | Commercial | Grocery | Existing | Food Preparation | Natural Gas | Broiler | Codes & Standards Forecast | Avg. Replacement Demand (S) | 0 | 0 | 0 | 0 | 0 | 0 | 0 | 0 | 0 | 0 | 0 | 0 | 0 | 0 | 0 | 0 | 0 | 0 | 0 | 0 | 0 | 0 | 0 | 0 | 0 | 0 | 0 | 0 | 0 | 0 | 0
F8_Commercial_Grocery_Existing_Food Preparation_Natural Gas_Broiler_Codes & Standards Forecast | F8 | Commercial | Grocery | Existing | Food Preparation | Natural Gas | Broiler | Codes & Standards Forecast | Avg. Replacement Demand (W) | 0 | 0 | 0 | 0 | 0 | 0 | 0 | 0 | 0 | 0 | 0 | 0 | 0 | 0 | 0 | 0 | 0 | 0 | 0 | 0 | 0 | 0 | 0 | 0 | 0 | 0 | 0 | 0 | 0 | 0 | 0
F1_Commercial_Grocery_Existing_Food Preparation_Natural Gas_Griddle_Codes & Standards Forecast | F1 | Commercial | Grocery | Existing | Food Preparation | Natural Gas | Griddle | Codes & Standards Forecast | Units | 188083.8697 | 184322.1923 | 180635.7485 | 177023.0335 | 173482.5729 | 170012.9214 | 166612.663 | 163280.4097 | 160014.8015 | 156814.5055 | 153678.2154 | 150604.6511 | 147592.558 | 144640.7069 | 141747.8927 | 138912.9349 | 136134.6762 | 133411.9827 | 130743.743 | 128128.8682 | 125566.2908 | 123054.965 | 120593.8657 | 118181.9884 | 115818.3486 | 113501.9816 | 111231.942 | 109007.3032 | 106827.1571 | 104690.6139 | 102596.8017
F2_Commercial_Grocery_Existing_Food Preparation_Natural Gas_Griddle_Codes & Standards Forecast | F2 | Commercial | Grocery | Existing | Food Preparation | Natural Gas | Griddle | Codes & Standards Forecast | Usage (MMtherm) | 0.058328 | 0.05955 | 0.058183 | 0.056538 | 0.055522 | 0.054533 | 0.053568 | 0.052626 | 0.051705 | 0.050805 | 0.049905 | 0.049009 | 0.048117 | 0.047232 | 0.046354 | 0.045486 | 0.044627 | 0.043779 | 0.042942 | 0.042117 | 0.041304 | 0.040503 | 0.039716 | 0.038941 | 0.038179 | 0.03743 | 0.036694 | 0.035972 | 0.035262 | 0.034565 | 0.033881
F3_Commercial_Grocery_Existing_Food Preparation_Natural Gas_Griddle_Codes & Standards Forecast | F3 | Commercial | Grocery | Existing | Food Preparation | Natural Gas | Griddle | Codes & Standards Forecast | Peak Demand (S) | 0 | 0 | 0 | 0 | 0 | 0 | 0 | 0 | 0 | 0 | 0 | 0 | 0 | 0 | 0 | 0 | 0 | 0 | 0 | 0 | 0 | 0 | 0 | 0 | 0 | 0 | 0 | 0 | 0 | 0 | 0
F4_Commercial_Grocery_Existing_Food Preparation_Natural Gas_Griddle_Codes & Standards Forecast | F4 | Commercial | Grocery | Existing | Food Preparation | Natural Gas | Griddle | Codes & Standards Forecast | Peak Demand (W) | 0 | 0 | 0 | 0 | 0 | 0 | 0 | 0 | 0 | 0 | 0 | 0 | 0 | 0 | 0 | 0 | 0 | 0 | 0 | 0 | 0 | 0 | 0 | 0 | 0 | 0 | 0 | 0 | 0 | 0 | 0
F5_Commercial_Grocery_Existing_Food Preparation_Natural Gas_Griddle_Codes & Standards Forecast | F5 | Commercial | Grocery | Existing | Food Preparation | Natural Gas | Griddle | Codes & Standards Forecast | Turnover | 0 | 6826.7479 | 7619.4091 | 8276.4541 | 8816.0313 | 9253.9365 | 9603.9168 | 9877.9342 | 10086.3968 | 10238.3585 | 8918.7478 | 7769.2203 | 7861.1324 | 7972.903 | 8089.7674 | 8201.6071 | 8301.7567 | 9681.3941 | 9644.1602 | 9587.5135 | 9514.4404 | 9199.653 | 8728.5503 | 8338.8917 | 8020.7811 | 7763.5132 | 7286.5791 | 6943.3266 | 7115.3385 | 7238.7591 | 7319.4853
F6_Commercial_Grocery_Existing_Food Preparation_Natural Gas_Griddle_Codes & Standards Forecast | F6 | Commercial | Grocery | Existing | Food Preparation | Natural Gas | Griddle | Codes & Standards Forecast | Avg. Replacement Usage | 0.32288 | 0.33586 | 0.33427 | 0.33081 | 0.33081 | 0.33081 | 0.33081 | 0.33081 | 0.33081 | 0.33081 | 0.33081 | 0.33081 | 0.33081 | 0.33081 | 0.33081 | 0.33081 | 0.33081 | 0.33081 | 0.33081 | 0.33081 | 0.33081 | 0.33081 | 0.33081 | 0.33081 | 0.33081 | 0.33081 | 0.33081 | 0.33081 | 0.33081 | 0.33081 | 0.33081
F7_Commercial_Grocery_Existing_Food Preparation_Natural Gas_Griddle_Codes & Standards Forecast | F7 | Commercial | Grocery | Existing | Food Preparation | Natural Gas | Griddle | Codes & Standards Forecast | Avg. Replacement Demand (S) | 0 | 0 | 0 | 0 | 0 | 0 | 0 | 0 | 0 | 0 | 0 | 0 | 0 | 0 | 0 | 0 | 0 | 0 | 0 | 0 | 0 | 0 | 0 | 0 | 0 | 0 | 0 | 0 | 0 | 0 | 0
F8_Commercial_Grocery_Existing_Food Preparation_Natural Gas_Griddle_Codes & Standards Forecast | F8 | Commercial | Grocery | Existing | Food Preparation | Natural Gas | Griddle | Codes & Standards Forecast | Avg. Replacement Demand (W) | 0 | 0 | 0 | 0 | 0 | 0 | 0 | 0 | 0 | 0 | 0 | 0 | 0 | 0 | 0 | 0 | 0 | 0 | 0 | 0 | 0 | 0 | 0 | 0 | 0 | 0 | 0 | 0 | 0 | 0 | 0
F1_Commercial_Grocery_Existing_Food Preparation_Natural Gas_Range_Codes & Standards Forecast | F1 | Commercial | Grocery | Existing | Food Preparation | Natural Gas | Range | Codes & Standards Forecast | Units | 786759.3712 | 771024.1838 | 755603.7001 | 740491.6261 | 725681.7936 | 711168.1577 | 696944.7946 | 683005.8987 | 669345.7807 | 655958.8651 | 642839.6878 | 629982.894 | 617383.2362 | 605035.5714 | 592934.86 | 581076.1628 | 569454.6396 | 558065.5468 | 546904.2358 | 535966.1511 | 525246.8281 | 514741.8915 | 504447.0537 | 494358.1126 | 484470.9504 | 474781.5314 | 465285.9007 | 455980.1827 | 446860.5791 | 437923.3675 | 429164.9001
F2_Commercial_Grocery_Existing_Food Preparation_Natural Gas_Range_Codes & Standards Forecast | F2 | Commercial | Grocery | Existing | Food Preparation | Natural Gas | Range | Codes & Standards Forecast | Usage (MMtherm) | 0.25309 | 0.25978 | 0.25564 | 0.25054 | 0.2484 | 0.24649 | 0.24475 | 0.24314 | 0.24161 | 0.24014 | 0.23798 | 0.23529 | 0.2322 | 0.22883 | 0.22525 | 0.22152 | 0.21771 | 0.21383 | 0.20993 | 0.20603 | 0.20214 | 0.19828 | 0.19445 | 0.19068 | 0.18695 | 0.18328 | 0.17967 | 0.17612 | 0.17263 | 0.1692 | 0.16584
F3_Commercial_Grocery_Existing_Food Preparation_Natural Gas_Range_Codes & Standards Forecast | F3 | Commercial | Grocery | Existing | Food Preparation | Natural Gas | Range | Codes & Standards Forecast | Peak Demand (S) | 0 | 0 | 0 | 0 | 0 | 0 | 0 | 0 | 0 | 0 | 0 | 0 | 0 | 0 | 0 | 0 | 0 | 0 | 0 | 0 | 0 | 0 | 0 | 0 | 0 | 0 | 0 | 0 | 0 | 0 | 0
F4_Commercial_Grocery_Existing_Food Preparation_Natural Gas_Range_Codes & Standards Forecast | F4 | Commercial | Grocery | Existing | Food Preparation | Natural Gas | Range | Codes & Standards Forecast | Peak Demand (W) | 0 | 0 | 0 | 0 | 0 | 0 | 0 | 0 | 0 | 0 | 0 | 0 | 0 | 0 | 0 | 0 | 0 | 0 | 0 | 0 | 0 | 0 | 0 | 0 | 0 | 0 | 0 | 0 | 0 | 0 | 0
F5_Commercial_Grocery_Existing_Food Preparation_Natural Gas_Range_Codes & Standards Forecast | F5 | Commercial | Grocery | Existing | Food Preparation | Natural Gas | Range | Codes & Standards Forecast | Turnover | 0 | 30840.9674 | 39291.3924 | 45614.2842 | 50275.2347 | 53639.1471 | 55991.9872 | 57557.836 | 58512.259 | 58992.7884 | 51393.0636 | 46843.9839 | 44331.8449 | 43139.5393 | 42765.7026 | 48957.9748 | 49772.145 | 50182.6726 | 50281.3001 | 48853.5435 | 46789.1669 | 44605.614 | 42580.2843 | 40840.2361 | 38914.1388 | 38112.5063 | 37936.9306 | 38066.5491 | 38087.0801 | 39054.6837 | 38411.1333
F6_Commercial_Grocery_Existing_Food Preparation_Natural Gas_Range_Codes & Standards Forecast | F6 | Commercial | Grocery | Existing | Food Preparation | Natural Gas | Range | Codes & Standards Forecast | Avg. Replacement Usage | 0.37734 | 0.39251 | 0.39065 | 0.38661 | 0.38661 | 0.38661 | 0.38661 | 0.38661 | 0.38661 | 0.38661 | 0.38661 | 0.38661 | 0.38661 | 0.38661 | 0.38661 | 0.38661 | 0.38661 | 0.38661 | 0.38661 | 0.38661 | 0.38661 | 0.38661 | 0.38661 | 0.38661 | 0.38661 | 0.38661 | 0.38661 | 0.38661 | 0.38661 | 0.38661 | 0.38661
F7_Commercial_Grocery_Existing_Food Preparation_Natural Gas_Range_Codes & Standards Forecast | F7 | Commercial | Grocery | Existing | Food Preparation | Natural Gas | Range | Codes & Standards Forecast | Avg. Replacement Demand (S) | 0 | 0 | 0 | 0 | 0 | 0 | 0 | 0 | 0 | 0 | 0 | 0 | 0 | 0 | 0 | 0 | 0 | 0 | 0 | 0 | 0 | 0 | 0 | 0 | 0 | 0 | 0 | 0 | 0 | 0 | 0
F8_Commercial_Grocery_Existing_Food Preparation_Natural Gas_Range_Codes & Standards Forecast | F8 | Commercial | Grocery | Existing | Food Preparation | Natural Gas | Range | Codes & Standards Forecast | Avg. Replacement Demand (W) | 0 | 0 | 0 | 0 | 0 | 0 | 0 | 0 | 0 | 0 | 0 | 0 | 0 | 0 | 0 | 0 | 0 | 0 | 0 | 0 | 0 | 0 | 0 | 0 | 0 | 0 | 0 | 0 | 0 | 0 | 0
F1_Commercial_Grocery_Existing_Food Preparation_Natural Gas_Steamer_Codes & Standards Forecast | F1 | Commercial | Grocery | Existing | Food Preparation | Natural Gas | Steamer | Codes & Standards Forecast | Units | 57701.0429 | 56547.022 | 55416.0816 | 54307.76 | 53221.6048 | 52157.1727 | 51114.0292 | 50091.7486 | 49089.9137 | 48108.1154 | 47145.9531 | 46203.034 | 45278.9733 | 44373.3939 | 43485.926 | 42616.2075 | 41763.8833 | 40928.6057 | 40110.0335 | 39307.8329 | 38521.6762 | 37751.2427 | 36996.2178 | 36256.2935 | 35531.1676 | 34820.5443 | 34124.1334 | 33441.6507 | 32772.8177 | 32117.3613 | 31475.0141
F2_Commercial_Grocery_Existing_Food Preparation_Natural Gas_Steamer_Codes & Standards Forecast | F2 | Commercial | Grocery | Existing | Food Preparation | Natural Gas | Steamer | Codes & Standards Forecast | Usage (MMtherm) | 0.031001 | 0.032369 | 0.032422 | 0.03053 | 0.028944 | 0.027342 | 0.025733 | 0.024126 | 0.022528 | 0.020946 | 0.019401 | 0.017876 | 0.016528 | 0.015334 | 0.014276 | 0.013336 | 0.012498 | 0.011752 | 0.011084 | 0.010162 | 0.0093047 | 0.0089024 | 0.0085361 | 0.0082013 | 0.0078944 | 0.007612 | 0.0073513 | 0.0071099 | 0.0068854 | 0.006676 | 0.00648
F3_Commercial_Grocery_Existing_Food Preparation_Natural Gas_Steamer_Codes & Standards Forecast | F3 | Commercial | Grocery | Existing | Food Preparation | Natural Gas | Steamer | Codes & Standards Forecast | Peak Demand (S) | 0 | 0 | 0 | 0 | 0 | 0 | 0 | 0 | 0 | 0 | 0 | 0 | 0 | 0 | 0 | 0 | 0 | 0 | 0 | 0 | 0 | 0 | 0 | 0 | 0 | 0 | 0 | 0 | 0 | 0 | 0
F4_Commercial_Grocery_Existing_Food Preparation_Natural Gas_Steamer_Codes & Standards Forecast | F4 | Commercial | Grocery | Existing | Food Preparation | Natural Gas | Steamer | Codes & Standards Forecast | Peak Demand (W) | 0 | 0 | 0 | 0 | 0 | 0 | 0 | 0 | 0 | 0 | 0 | 0 | 0 | 0 | 0 | 0 | 0 | 0 | 0 | 0 | 0 | 0 | 0 | 0 | 0 | 0 | 0 | 0 | 0 | 0 | 0
F5_Commercial_Grocery_Existing_Food Preparation_Natural Gas_Steamer_Codes & Standards Forecast | F5 | Commercial | Grocery | Existing | Food Preparation | Natural Gas | Steamer | Codes & Standards Forecast | Turnover | 0 | 2094.3341 | 2337.5096 | 2539.0802 | 2704.6136 | 2838.9558 | 2946.324 | 3030.388 | 3094.3409 | 3140.9603 | 2930.1417 | 2769.0227 | 2647.3434 | 2556.6819 | 2490.151 | 2442.1417 | 2408.1078 | 2384.385 | 2368.0385 | 2782.5911 | 2741.4861 | 2686.5419 | 2623.4294 | 2556.3197 | 2488.2133 | 2421.2032 | 2356.6872 | 2295.5356 | 2225.7606 | 2170.9073 | 2125.7869
F6_Commercial_Grocery_Existing_Food Preparation_Natural Gas_Steamer_Codes & Standards Forecast | F6 | Commercial | Grocery | Existing | Food Preparation | Natural Gas | Steamer | Codes & Standards Forecast | Avg. Replacement Usage | 0.88909 | 0.92482 | 0.92043 | 0.19001 | 0.19001 | 0.19001 | 0.19001 | 0.19001 | 0.19001 | 0.19001 | 0.19001 | 0.19001 | 0.19001 | 0.19001 | 0.19001 | 0.19001 | 0.19001 | 0.19001 | 0.19001 | 0.19001 | 0.19001 | 0.19001 | 0.19001 | 0.19001 | 0.19001 | 0.19001 | 0.19001 | 0.19001 | 0.19001 | 0.19001 | 0.19001
F7_Commercial_Grocery_Existing_Food Preparation_Natural Gas_Steamer_Codes & Standards Forecast | F7 | Commercial | Grocery | Existing | Food Preparation | Natural Gas | Steamer | Codes & Standards Forecast | Avg. Replacement Demand (S) | 0 | 0 | 0 | 0 | 0 | 0 | 0 | 0 | 0 | 0 | 0 | 0 | 0 | 0 | 0 | 0 | 0 | 0 | 0 | 0 | 0 | 0 | 0 | 0 | 0 | 0 | 0 | 0 | 0 | 0 | 0
F8_Commercial_Grocery_Existing_Food Preparation_Natural Gas_Steamer_Codes & Standards Forecast | F8 | Commercial | Grocery | Existing | Food Preparation | Natural Gas | Steamer | Codes & Standards Forecast | Avg. Replacement Demand (W) | 0 | 0 | 0 | 0 | 0 | 0 | 0 | 0 | 0 | 0 | 0 | 0 | 0 | 0 | 0 | 0 | 0 | 0 | 0 | 0 | 0 | 0 | 0 | 0 | 0 | 0 | 0 | 0 | 0 | 0 | 0
F1_Commercial_Grocery_Existing_Food Preparation_Natural Gas_Food Prep Other_Codes & Standards Forecast | F1 | Commercial | Grocery | Existing | Food Preparation | Natural Gas | Food Prep Other | Codes & Standards Forecast | Units | 57701.0429 | 56547.022 | 55416.0816 | 54307.76 | 53221.6048 | 52157.1727 | 51114.0292 | 50091.7486 | 49089.9137 | 48108.1154 | 47145.9531 | 46203.034 | 45278.9733 | 44373.3939 | 43485.926 | 42616.2075 | 41763.8833 | 40928.6057 | 40110.0335 | 39307.8329 | 38521.6762 | 37751.2427 | 36996.2178 | 36256.2935 | 35531.1676 | 34820.5443 | 34124.1334 | 33441.6507 | 32772.8177 | 32117.3613 | 31475.0141
F2_Commercial_Grocery_Existing_Food Preparation_Natural Gas_Food Prep Other_Codes & Standards Forecast | F2 | Commercial | Grocery | Existing | Food Preparation | Natural Gas | Food Prep Other | Codes & Standards Forecast | Usage (MMtherm) | 0.022049 | 0.022477 | 0.021923 | 0.021262 | 0.020837 | 0.02042 | 0.020012 | 0.019611 | 0.019219 | 0.018835 | 0.018458 | 0.018089 | 0.017727 | 0.017373 | 0.017025 | 0.016685 | 0.016351 | 0.016024 | 0.015703 | 0.015389 | 0.015082 | 0.01478 | 0.014484 | 0.014195 | 0.013911 | 0.013633 | 0.01336 | 0.013093 | 0.012831 | 0.012574 | 0.012323
F3_Commercial_Grocery_Existing_Food Preparation_Natural Gas_Food Prep Other_Codes & Standards Forecast | F3 | Commercial | Grocery | Existing | Food Preparation | Natural Gas | Food Prep Other | Codes & Standards Forecast | Peak Demand (S) | 0 | 0 | 0 | 0 | 0 | 0 | 0 | 0 | 0 | 0 | 0 | 0 | 0 | 0 | 0 | 0 | 0 | 0 | 0 | 0 | 0 | 0 | 0 | 0 | 0 | 0 | 0 | 0 | 0 | 0 | 0
F4_Commercial_Grocery_Existing_Food Preparation_Natural Gas_Food Prep Other_Codes & Standards Forecast | F4 | Commercial | Grocery | Existing | Food Preparation | Natural Gas | Food Prep Other | Codes & Standards Forecast | Peak Demand (W) | 0 | 0 | 0 | 0 | 0 | 0 | 0 | 0 | 0 | 0 | 0 | 0 | 0 | 0 | 0 | 0 | 0 | 0 | 0 | 0 | 0 | 0 | 0 | 0 | 0 | 0 | 0 | 0 | 0 | 0 | 0
F5_Commercial_Grocery_Existing_Food Preparation_Natural Gas_Food Prep Other_Codes & Standards Forecast | F5 | Commercial | Grocery | Existing | Food Preparation | Natural Gas | Food Prep Other | Codes & Standards Forecast | Turnover | 0 | 2261.8809 | 2881.6362 | 3345.358 | 3687.1928 | 3933.9026 | 4106.4602 | 4221.2998 | 4291.2973 | 4326.5394 | 3769.1745 | 3435.5444 | 3251.3037 | 3163.8599 | 3136.4426 | 3590.5848 | 3650.2961 | 3680.4043 | 3687.6376 | 3582.9257 | 3431.5241 | 3271.382 | 3122.844 | 2995.2287 | 2853.9684 | 2795.1766 | 2782.2998 | 2791.8061 | 2793.3118 | 2864.276 | 2817.0779
F6_Commercial_Grocery_Existing_Food Preparation_Natural Gas_Food Prep Other_Codes & Standards Forecast | F6 | Commercial | Grocery | Existing | Food Preparation | Natural Gas | Food Prep Other | Codes & Standards Forecast | Avg. Replacement Usage | 0.38213 | 0.39749 | 0.3956 | 0.39151 | 0.39151 | 0.39151 | 0.39151 | 0.39151 | 0.39151 | 0.39151 | 0.39151 | 0.39151 | 0.39151 | 0.39151 | 0.39151 | 0.39151 | 0.39151 | 0.39151 | 0.39151 | 0.39151 | 0.39151 | 0.39151 | 0.39151 | 0.39151 | 0.39151 | 0.39151 | 0.39151 | 0.39151 | 0.39151 | 0.39151 | 0.39151
F7_Commercial_Grocery_Existing_Food Preparation_Natural Gas_Food Prep Other_Codes & Standards Forecast | F7 | Commercial | Grocery | Existing | Food Preparation | Natural Gas | Food Prep Other | Codes & Standards Forecast | Avg. Replacement Demand (S) | 0 | 0 | 0 | 0 | 0 | 0 | 0 | 0 | 0 | 0 | 0 | 0 | 0 | 0 | 0 | 0 | 0 | 0 | 0 | 0 | 0 | 0 | 0 | 0 | 0 | 0 | 0 | 0 | 0 | 0 | 0
F8_Commercial_Grocery_Existing_Food Preparation_Natural Gas_Food Prep Other_Codes & Standards Forecast | F8 | Commercial | Grocery | Existing | Food Preparation | Natural Gas | Food Prep Other | Codes & Standards Forecast | Avg. Replacement Demand (W) | 0 | 0 | 0 | 0 | 0 | 0 | 0 | 0 | 0 | 0 | 0 | 0 | 0 | 0 | 0 | 0 | 0 | 0 | 0 | 0 | 0 | 0 | 0 | 0 | 0 | 0 | 0 | 0 | 0 | 0 | 0
F1_Commercial_Grocery_Existing_Miscellaneous_Natural Gas_Pool Heater_Codes & Standards Forecast | F1 | Commercial | Grocery | Existing | Miscellaneous | Natural Gas | Pool Heater | Codes & Standards Forecast | Units | 5555.9698 | 5444.8504 | 5335.9534 | 5229.2343 | 5124.6497 | 5022.1567 | 4921.7135 | 4823.2793 | 4726.8137 | 4632.2774 | 4539.6319 | 4448.8392 | 4359.8624 | 4272.6652 | 4187.2119 | 4103.4676 | 4021.3983 | 3940.9703 | 3862.1509 | 3784.9079 | 3709.2097 | 3635.0255 | 3562.325 | 3491.0785 | 3421.257 | 3352.8318 | 3285.7752 | 3220.0597 | 3155.6585 | 3092.5453 | 3030.6944
F2_Commercial_Grocery_Existing_Miscellaneous_Natural Gas_Pool Heater_Codes & Standards Forecast | F2 | Commercial | Grocery | Existing | Miscellaneous | Natural Gas | Pool Heater | Codes & Standards Forecast | Usage (MMtherm) | 2.1983e-06 | 2.245e-06 | 2.1935e-06 | 2.1311e-06 | 2.0919e-06 | 2.0534e-06 | 2.015e-06 | 1.9768e-06 | 1.9388e-06 | 1.9013e-06 | 1.8643e-06 | 1.8278e-06 | 1.7918e-06 | 1.7565e-06 | 1.7217e-06 | 1.6876e-06 | 1.6541e-06 | 1.6212e-06 | 1.5889e-06 | 1.5572e-06 | 1.5262e-06 | 1.4957e-06 | 1.4659e-06 | 1.4366e-06 | 1.4079e-06 | 1.3797e-06 | 1.3522e-06 | 1.3251e-06 | 1.2987e-06 | 1.2727e-06 | 1.2472e-06
F3_Commercial_Grocery_Existing_Miscellaneous_Natural Gas_Pool Heater_Codes & Standards Forecast | F3 | Commercial | Grocery | Existing | Miscellaneous | Natural Gas | Pool Heater | Codes & Standards Forecast | Peak Demand (S) | 0 | 0 | 0 | 0 | 0 | 0 | 0 | 0 | 0 | 0 | 0 | 0 | 0 | 0 | 0 | 0 | 0 | 0 | 0 | 0 | 0 | 0 | 0 | 0 | 0 | 0 | 0 | 0 | 0 | 0 | 0
F4_Commercial_Grocery_Existing_Miscellaneous_Natural Gas_Pool Heater_Codes & Standards Forecast | F4 | Commercial | Grocery | Existing | Miscellaneous | Natural Gas | Pool Heater | Codes & Standards Forecast | Peak Demand (W) | 0 | 0 | 0 | 0 | 0 | 0 | 0 | 0 | 0 | 0 | 0 | 0 | 0 | 0 | 0 | 0 | 0 | 0 | 0 | 0 | 0 | 0 | 0 | 0 | 0 | 0 | 0 | 0 | 0 | 0 | 0
F5_Commercial_Grocery_Existing_Miscellaneous_Natural Gas_Pool Heater_Codes & Standards Forecast | F5 | Commercial | Grocery | Existing | Miscellaneous | Natural Gas | Pool Heater | Codes & Standards Forecast | Turnover | 0 | 653.3821 | 618.9706 | 589.8576 | 564.9414 | 543.3572 | 544.1131 | 538.4848 | 528.809 | 516.7187 | 503.3378 | 632.9323 | 588.9968 | 553.7896 | 524.7756 | 500.2165 | 509.0835 | 506.7281 | 497.6255 | 484.6852 | 469.7719 | 490.2495 | 469.2648 | 452.8485 | 438.8145 | 425.9456 | 426.6127 | 420.9763 | 412.1343 | 401.8041 | 390.9006
F6_Commercial_Grocery_Existing_Miscellaneous_Natural Gas_Pool Heater_Codes & Standards Forecast | F6 | Commercial | Grocery | Existing | Miscellaneous | Natural Gas | Pool Heater | Codes & Standards Forecast | Avg. Replacement Usage | 0.00040169 | 0.00041783 | 0.00041585 | 0.00041155 | 0.00041155 | 0.00041155 | 0.00041155 | 0.00041155 | 0.00041155 | 0.00041155 | 0.00041155 | 0.00041155 | 0.00041155 | 0.00041155 | 0.00041155 | 0.00041155 | 0.00041155 | 0.00041155 | 0.00041155 | 0.00041155 | 0.00041155 | 0.00041155 | 0.00041155 | 0.00041155 | 0.00041155 | 0.00041155 | 0.00041155 | 0.00041155 | 0.00041155 | 0.00041155 | 0.00041155
F7_Commercial_Grocery_Existing_Miscellaneous_Natural Gas_Pool Heater_Codes & Standards Forecast | F7 | Commercial | Grocery | Existing | Miscellaneous | Natural Gas | Pool Heater | Codes & Standards Forecast | Avg. Replacement Demand (S) | 0 | 0 | 0 | 0 | 0 | 0 | 0 | 0 | 0 | 0 | 0 | 0 | 0 | 0 | 0 | 0 | 0 | 0 | 0 | 0 | 0 | 0 | 0 | 0 | 0 | 0 | 0 | 0 | 0 | 0 | 0
F8_Commercial_Grocery_Existing_Miscellaneous_Natural Gas_Pool Heater_Codes & Standards Forecast | F8 | Commercial | Grocery | Existing | Miscellaneous | Natural Gas | Pool Heater | Codes & Standards Forecast | Avg. Replacement Demand (W) | 0 | 0 | 0 | 0 | 0 | 0 | 0 | 0 | 0 | 0 | 0 | 0 | 0 | 0 | 0 | 0 | 0 | 0 | 0 | 0 | 0 | 0 | 0 | 0 | 0 | 0 | 0 | 0 | 0 | 0 | 0
F1_Commercial_Grocery_Existing_Miscellaneous_Natural Gas_Miscellaneous_Codes & Standards Forecast | F1 | Commercial | Grocery | Existing | Miscellaneous | Natural Gas | Miscellaneous | Codes & Standards Forecast | Units | 2934877.3195 | 2876179.7731 | 2818656.1777 | 2762283.0541 | 2707037.393 | 2652896.6452 | 2599838.7123 | 2547841.938 | 2496885.0993 | 2446947.3973 | 2398008.4493 | 2350048.2803 | 2303047.3147 | 2256986.3684 | 2211846.6411 | 2167609.7083 | 2124257.5141 | 2081772.3638 | 2040136.9165 | 1999334.1782 | 1959347.4946 | 1920160.5447 | 1881757.3338 | 1844122.1872 | 1807239.7434 | 1771094.9486 | 1735673.0496 | 1700959.5886 | 1666940.3968 | 1633601.5889 | 1600929.5571
F2_Commercial_Grocery_Existing_Miscellaneous_Natural Gas_Miscellaneous_Codes & Standards Forecast | F2 | Commercial | Grocery | Existing | Miscellaneous | Natural Gas | Miscellaneous | Codes & Standards Forecast | Usage (MMtherm) | 0.0015035 | 0.0015327 | 0.0014949 | 0.0014498 | 0.0014208 | 0.0013924 | 0.0013646 | 0.0013373 | 0.0013105 | 0.0012843 | 0.0012586 | 0.0012335 | 0.0012088 | 0.0011846 | 0.0011609 | 0.0011377 | 0.001115 | 0.0010927 | 0.0010708 | 0.0010494 | 0.0010284 | 0.0010078 | 0.00098768 | 0.00096793 | 0.00094857 | 0.0009296 | 0.00091101 | 0.00089279 | 0.00087493 | 0.00085743 | 0.00084028
F3_Commercial_Grocery_Existing_Miscellaneous_Natural Gas_Miscellaneous_Codes & Standards Forecast | F3 | Commercial | Grocery | Existing | Miscellaneous | Natural Gas | Miscellaneous | Codes & Standards Forecast | Peak Demand (S) | 0 | 0 | 0 | 0 | 0 | 0 | 0 | 0 | 0 | 0 | 0 | 0 | 0 | 0 | 0 | 0 | 0 | 0 | 0 | 0 | 0 | 0 | 0 | 0 | 0 | 0 | 0 | 0 | 0 | 0 | 0
F4_Commercial_Grocery_Existing_Miscellaneous_Natural Gas_Miscellaneous_Codes & Standards Forecast | F4 | Commercial | Grocery | Existing | Miscellaneous | Natural Gas | Miscellaneous | Codes & Standards Forecast | Peak Demand (W) | 0 | 0 | 0 | 0 | 0 | 0 | 0 | 0 | 0 | 0 | 0 | 0 | 0 | 0 | 0 | 0 | 0 | 0 | 0 | 0 | 0 | 0 | 0 | 0 | 0 | 0 | 0 | 0 | 0 | 0 | 0
F5_Commercial_Grocery_Existing_Miscellaneous_Natural Gas_Miscellaneous_Codes & Standards Forecast | F5 | Commercial | Grocery | Existing | Miscellaneous | Natural Gas | Miscellaneous | Codes & Standards Forecast | Turnover | 0 | 246529.6948 | 287617.9773 | 320521.4739 | 302385.4347 | 292675.7279 | 288943.6468 | 283370.1993 | 277382.9751 | 271851.906 | 266456.4246 | 319808.0625 | 316146.1464 | 310591.8413 | 301105.8609 | 294564.8941 | 289700.4761 | 283882.7931 | 277991.4272 | 272468.7156 | 267053.3589 | 275671.9804 | 268850.4316 | 261924.2662 | 256302.6927 | 251319.2982 | 246569.9586 | 241574.5644 | 236663.1458 | 231958.6889 | 227334.5466
F6_Commercial_Grocery_Existing_Miscellaneous_Natural Gas_Miscellaneous_Codes & Standards Forecast | F6 | Commercial | Grocery | Existing | Miscellaneous | Natural Gas | Miscellaneous | Codes & Standards Forecast | Avg. Replacement Usage | 0.0005123 | 0.00053289 | 0.00053036 | 0.00052487 | 0.00052487 | 0.00052487 | 0.00052487 | 0.00052487 | 0.00052487 | 0.00052487 | 0.00052487 | 0.00052487 | 0.00052487 | 0.00052487 | 0.00052487 | 0.00052487 | 0.00052487 | 0.00052487 | 0.00052487 | 0.00052487 | 0.00052487 | 0.00052487 | 0.00052487 | 0.00052487 | 0.00052487 | 0.00052487 | 0.00052487 | 0.00052487 | 0.00052487 | 0.00052487 | 0.00052487
F7_Commercial_Grocery_Existing_Miscellaneous_Natural Gas_Miscellaneous_Codes & Standards Forecast | F7 | Commercial | Grocery | Existing | Miscellaneous | Natural Gas | Miscellaneous | Codes & Standards Forecast | Avg. Replacement Demand (S) | 0 | 0 | 0 | 0 | 0 | 0 | 0 | 0 | 0 | 0 | 0 | 0 | 0 | 0 | 0 | 0 | 0 | 0 | 0 | 0 | 0 | 0 | 0 | 0 | 0 | 0 | 0 | 0 | 0 | 0 | 0
F8_Commercial_Grocery_Existing_Miscellaneous_Natural Gas_Miscellaneous_Codes & Standards Forecast | F8 | Commercial | Grocery | Existing | Miscellaneous | Natural Gas | Miscellaneous | Codes & Standards Forecast | Avg. Replacement Demand (W) | 0 | 0 | 0 | 0 | 0 | 0 | 0 | 0 | 0 | 0 | 0 | 0 | 0 | 0 | 0 | 0 | 0 | 0 | 0 | 0 | 0 | 0 | 0 | 0 | 0 | 0 | 0 | 0 | 0 | 0 | 0
F1_Commercial_Grocery_New_Space Heating_Natural Gas_Furnace_Codes & Standards Forecast | F1 | Commercial | Grocery | New | Space Heating | Natural Gas | Furnace | Codes & Standards Forecast | Units | 0 | 0 | 0 | 0 | 0 | 0 | 0 | 0 | 0 | 0 | 0 | 0 | 0 | 0 | 0 | 0 | 0 | 0 | 0 | 0 | 0 | 0 | 0 | 0 | 0 | 0 | 0 | 0 | 0 | 0 | 0
F2_Commercial_Grocery_New_Space Heating_Natural Gas_Furnace_Codes & Standards Forecast | F2 | Commercial | Grocery | New | Space Heating | Natural Gas | Furnace | Codes & Standards Forecast | Usage (MMtherm) | 0 | 0 | 0 | 0 | 0 | 0 | 0 | 0 | 0 | 0 | 0 | 0 | 0 | 0 | 0 | 0 | 0 | 0 | 0 | 0 | 0 | 0 | 0 | 0 | 0 | 0 | 0 | 0 | 0 | 0 | 0
F3_Commercial_Grocery_New_Space Heating_Natural Gas_Furnace_Codes & Standards Forecast | F3 | Commercial | Grocery | New | Space Heating | Natural Gas | Furnace | Codes & Standards Forecast | Peak Demand (S) | 0 | 0 | 0 | 0 | 0 | 0 | 0 | 0 | 0 | 0 | 0 | 0 | 0 | 0 | 0 | 0 | 0 | 0 | 0 | 0 | 0 | 0 | 0 | 0 | 0 | 0 | 0 | 0 | 0 | 0 | 0
F4_Commercial_Grocery_New_Space Heating_Natural Gas_Furnace_Codes & Standards Forecast | F4 | Commercial | Grocery | New | Space Heating | Natural Gas | Furnace | Codes & Standards Forecast | Peak Demand (W) | 0 | 0 | 0 | 0 | 0 | 0 | 0 | 0 | 0 | 0 | 0 | 0 | 0 | 0 | 0 | 0 | 0 | 0 | 0 | 0 | 0 | 0 | 0 | 0 | 0 | 0 | 0 | 0 | 0 | 0 | 0
F5_Commercial_Grocery_New_Space Heating_Natural Gas_Furnace_Codes & Standards Forecast | F5 | Commercial | Grocery | New | Space Heating | Natural Gas | Furnace | Codes & Standards Forecast | Turnover | 0 | 0 | 0 | 0 | 0 | 0 | 0 | 0 | 0 | 0 | 0 | 0 | 0 | 0 | 0 | 0 | 0 | 0 | 0 | 0 | 0 | 0 | 0 | 0 | 0 | 0 | 0 | 0 | 0 | 0 | 0
F6_Commercial_Grocery_New_Space Heating_Natural Gas_Furnace_Codes & Standards Forecast | F6 | Commercial | Grocery | New | Space Heating | Natural Gas | Furnace | Codes & Standards Forecast | Avg. Replacement Usage | 0.4207 | 0.4376 | 0.43553 | 0.43102 | 0.43102 | 0.37892 | 0.37892 | 0.37892 | 0.37892 | 0.37892 | 0.37892 | 0.37892 | 0.37892 | 0.37892 | 0.37892 | 0.37892 | 0.37892 | 0.37892 | 0.37892 | 0.37892 | 0.37892 | 0.37892 | 0.37892 | 0.37892 | 0.37892 | 0.37892 | 0.37892 | 0.37892 | 0.37892 | 0.37892 | 0.37892
F7_Commercial_Grocery_New_Space Heating_Natural Gas_Furnace_Codes & Standards Forecast | F7 | Commercial | Grocery | New | Space Heating | Natural Gas | Furnace | Codes & Standards Forecast | Avg. Replacement Demand (S) | 0 | 0 | 0 | 0 | 0 | 0 | 0 | 0 | 0 | 0 | 0 | 0 | 0 | 0 | 0 | 0 | 0 | 0 | 0 | 0 | 0 | 0 | 0 | 0 | 0 | 0 | 0 | 0 | 0 | 0 | 0
F8_Commercial_Grocery_New_Space Heating_Natural Gas_Furnace_Codes & Standards Forecast | F8 | Commercial | Grocery | New | Space Heating | Natural Gas | Furnace | Codes & Standards Forecast | Avg. Replacement Demand (W) | 0 | 0 | 0 | 0 | 0 | 0 | 0 | 0 | 0 | 0 | 0 | 0 | 0 | 0 | 0 | 0 | 0 | 0 | 0 | 0 | 0 | 0 | 0 | 0 | 0 | 0 | 0 | 0 | 0 | 0 | 0
F1_Commercial_Grocery_New_Space Heating_Natural Gas_Boiler_Codes & Standards Forecast | F1 | Commercial | Grocery | New | Space Heating | Natural Gas | Boiler | Codes & Standards Forecast | Units | 0 | 0 | 0 | 0 | 0 | 0 | 0 | 0 | 0 | 0 | 0 | 0 | 0 | 0 | 0 | 0 | 0 | 0 | 0 | 0 | 0 | 0 | 0 | 0 | 0 | 0 | 0 | 0 | 0 | 0 | 0
F2_Commercial_Grocery_New_Space Heating_Natural Gas_Boiler_Codes & Standards Forecast | F2 | Commercial | Grocery | New | Space Heating | Natural Gas | Boiler | Codes & Standards Forecast | Usage (MMtherm) | 0 | 0 | 0 | 0 | 0 | 0 | 0 | 0 | 0 | 0 | 0 | 0 | 0 | 0 | 0 | 0 | 0 | 0 | 0 | 0 | 0 | 0 | 0 | 0 | 0 | 0 | 0 | 0 | 0 | 0 | 0
F3_Commercial_Grocery_New_Space Heating_Natural Gas_Boiler_Codes & Standards Forecast | F3 | Commercial | Grocery | New | Space Heating | Natural Gas | Boiler | Codes & Standards Forecast | Peak Demand (S) | 0 | 0 | 0 | 0 | 0 | 0 | 0 | 0 | 0 | 0 | 0 | 0 | 0 | 0 | 0 | 0 | 0 | 0 | 0 | 0 | 0 | 0 | 0 | 0 | 0 | 0 | 0 | 0 | 0 | 0 | 0
F4_Commercial_Grocery_New_Space Heating_Natural Gas_Boiler_Codes & Standards Forecast | F4 | Commercial | Grocery | New | Space Heating | Natural Gas | Boiler | Codes & Standards Forecast | Peak Demand (W) | 0 | 0 | 0 | 0 | 0 | 0 | 0 | 0 | 0 | 0 | 0 | 0 | 0 | 0 | 0 | 0 | 0 | 0 | 0 | 0 | 0 | 0 | 0 | 0 | 0 | 0 | 0 | 0 | 0 | 0 | 0
F5_Commercial_Grocery_New_Space Heating_Natural Gas_Boiler_Codes & Standards Forecast | F5 | Commercial | Grocery | New | Space Heating | Natural Gas | Boiler | Codes & Standards Forecast | Turnover | 0 | 0 | 0 | 0 | 0 | 0 | 0 | 0 | 0 | 0 | 0 | 0 | 0 | 0 | 0 | 0 | 0 | 0 | 0 | 0 | 0 | 0 | 0 | 0 | 0 | 0 | 0 | 0 | 0 | 0 | 0
F6_Commercial_Grocery_New_Space Heating_Natural Gas_Boiler_Codes & Standards Forecast | F6 | Commercial | Grocery | New | Space Heating | Natural Gas | Boiler | Codes & Standards Forecast | Avg. Replacement Usage | 1.7728 | 1.8441 | 1.8353 | 1.8163 | 1.8163 | 1.5458 | 1.5458 | 1.5458 | 1.5458 | 1.5458 | 1.5458 | 1.5458 | 1.5458 | 1.5458 | 1.5458 | 1.5458 | 1.5458 | 1.5458 | 1.5458 | 1.5458 | 1.5458 | 1.5458 | 1.5458 | 1.5458 | 1.5458 | 1.5458 | 1.5458 | 1.5458 | 1.5458 | 1.5458 | 1.5458
F7_Commercial_Grocery_New_Space Heating_Natural Gas_Boiler_Codes & Standards Forecast | F7 | Commercial | Grocery | New | Space Heating | Natural Gas | Boiler | Codes & Standards Forecast | Avg. Replacement Demand (S) | 0 | 0 | 0 | 0 | 0 | 0 | 0 | 0 | 0 | 0 | 0 | 0 | 0 | 0 | 0 | 0 | 0 | 0 | 0 | 0 | 0 | 0 | 0 | 0 | 0 | 0 | 0 | 0 | 0 | 0 | 0
F8_Commercial_Grocery_New_Space Heating_Natural Gas_Boiler_Codes & Standards Forecast | F8 | Commercial | Grocery | New | Space Heating | Natural Gas | Boiler | Codes & Standards Forecast | Avg. Replacement Demand (W) | 0 | 0 | 0 | 0 | 0 | 0 | 0 | 0 | 0 | 0 | 0 | 0 | 0 | 0 | 0 | 0 | 0 | 0 | 0 | 0 | 0 | 0 | 0 | 0 | 0 | 0 | 0 | 0 | 0 | 0 | 0
F1_Commercial_Grocery_New_Space Heating_Natural Gas_Unit Heater_Codes & Standards Forecast | F1 | Commercial | Grocery | New | Space Heating | Natural Gas | Unit Heater | Codes & Standards Forecast | Units | 0 | 12640.6022 | 25397.1222 | 38921.1427 | 46343.8736 | 52391.1988 | 58350.0996 | 64222.506 | 70010.3102 | 75715.3673 | 81339.4963 | 86884.4805 | 92352.0686 | 97743.9748 | 103061.8803 | 108307.4334 | 113482.2501 | 118587.9152 | 123625.9826 | 128597.976 | 133505.3895 | 138349.6883 | 143132.309 | 147854.6606 | 152518.1247 | 157124.0561 | 161673.7837 | 166168.6104 | 170609.8142 | 174998.6484 | 179336.3422
F2_Commercial_Grocery_New_Space Heating_Natural Gas_Unit Heater_Codes & Standards Forecast | F2 | Commercial | Grocery | New | Space Heating | Natural Gas | Unit Heater | Codes & Standards Forecast | Usage (MMtherm) | 0 | 0.016843 | 0.03368 | 0.051081 | 0.060822 | 0.067965 | 0.075002 | 0.081938 | 0.088773 | 0.095511 | 0.10215 | 0.10846 | 0.11448 | 0.12021 | 0.12581 | 0.13142 | 0.13703 | 0.14263 | 0.14773 | 0.15287 | 0.15801 | 0.16339 | 0.16904 | 0.17462 | 0.18013 | 0.18557 | 0.19094 | 0.19625 | 0.20149 | 0.20668 | 0.2118
F3_Commercial_Grocery_New_Space Heating_Natural Gas_Unit Heater_Codes & Standards Forecast | F3 | Commercial | Grocery | New | Space Heating | Natural Gas | Unit Heater | Codes & Standards Forecast | Peak Demand (S) | 0 | 0 | 0 | 0 | 0 | 0 | 0 | 0 | 0 | 0 | 0 | 0 | 0 | 0 | 0 | 0 | 0 | 0 | 0 | 0 | 0 | 0 | 0 | 0 | 0 | 0 | 0 | 0 | 0 | 0 | 0
F4_Commercial_Grocery_New_Space Heating_Natural Gas_Unit Heater_Codes & Standards Forecast | F4 | Commercial | Grocery | New | Space Heating | Natural Gas | Unit Heater | Codes & Standards Forecast | Peak Demand (W) | 0 | 0 | 0 | 0 | 0 | 0 | 0 | 0 | 0 | 0 | 0 | 0 | 0 | 0 | 0 | 0 | 0 | 0 | 0 | 0 | 0 | 0 | 0 | 0 | 0 | 0 | 0 | 0 | 0 | 0 | 0
F5_Commercial_Grocery_New_Space Heating_Natural Gas_Unit Heater_Codes & Standards Forecast | F5 | Commercial | Grocery | New | Space Heating | Natural Gas | Unit Heater | Codes & Standards Forecast | Turnover | 0 | 12640.6022 | 12756.52 | 13524.0205 | 7422.7309 | 6047.3251 | 5958.9008 | 5872.4064 | 5787.8042 | 5705.0571 | 5624.129 | 7350.7845 | 8837.7769 | 10212.6425 | 10510.3553 | 10560.1278 | 10581.4381 | 10578.8272 | 14239.1082 | 13707.3815 | 13421.9528 | 11414.933 | 11276.3982 | 11721.6324 | 12139.1262 | 12497.5821 | 12801.5246 | 13055.4776 | 14316.1363 | 15244.5053 | 15960.5535
F6_Commercial_Grocery_New_Space Heating_Natural Gas_Unit Heater_Codes & Standards Forecast | F6 | Commercial | Grocery | New | Space Heating | Natural Gas | Unit Heater | Codes & Standards Forecast | Avg. Replacement Usage | 1.281 | 1.3325 | 1.3261 | 1.3124 | 1.3124 | 1.181 | 1.181 | 1.181 | 1.181 | 1.181 | 1.181 | 1.181 | 1.181 | 1.181 | 1.181 | 1.181 | 1.181 | 1.181 | 1.181 | 1.181 | 1.181 | 1.181 | 1.181 | 1.181 | 1.181 | 1.181 | 1.181 | 1.181 | 1.181 | 1.181 | 1.181
F7_Commercial_Grocery_New_Space Heating_Natural Gas_Unit Heater_Codes & Standards Forecast | F7 | Commercial | Grocery | New | Space Heating | Natural Gas | Unit Heater | Codes & Standards Forecast | Avg. Replacement Demand (S) | 0 | 0 | 0 | 0 | 0 | 0 | 0 | 0 | 0 | 0 | 0 | 0 | 0 | 0 | 0 | 0 | 0 | 0 | 0 | 0 | 0 | 0 | 0 | 0 | 0 | 0 | 0 | 0 | 0 | 0 | 0
F8_Commercial_Grocery_New_Space Heating_Natural Gas_Unit Heater_Codes & Standards Forecast | F8 | Commercial | Grocery | New | Space Heating | Natural Gas | Unit Heater | Codes & Standards Forecast | Avg. Replacement Demand (W) | 0 | 0 | 0 | 0 | 0 | 0 | 0 | 0 | 0 | 0 | 0 | 0 | 0 | 0 | 0 | 0 | 0 | 0 | 0 | 0 | 0 | 0 | 0 | 0 | 0 | 0 | 0 | 0 | 0 | 0 | 0
F1_Commercial_Grocery_New_Water Heating_Natural Gas_Water Heater_Codes & Standards Forecast | F1 | Commercial | Grocery | New | Water Heating | Natural Gas | Water Heater | Codes & Standards Forecast | Units | 0 | 0 | 0 | 0 | 0 | 0 | 0 | 0 | 0 | 0 | 0 | 0 | 0 | 0 | 0 | 0 | 0 | 0 | 0 | 0 | 0 | 0 | 0 | 0 | 0 | 0 | 0 | 0 | 0 | 0 | 0
F2_Commercial_Grocery_New_Water Heating_Natural Gas_Water Heater_Codes & Standards Forecast | F2 | Commercial | Grocery | New | Water Heating | Natural Gas | Water Heater | Codes & Standards Forecast | Usage (MMtherm) | 0 | 0 | 0 | 0 | 0 | 0 | 0 | 0 | 0 | 0 | 0 | 0 | 0 | 0 | 0 | 0 | 0 | 0 | 0 | 0 | 0 | 0 | 0 | 0 | 0 | 0 | 0 | 0 | 0 | 0 | 0
F3_Commercial_Grocery_New_Water Heating_Natural Gas_Water Heater_Codes & Standards Forecast | F3 | Commercial | Grocery | New | Water Heating | Natural Gas | Water Heater | Codes & Standards Forecast | Peak Demand (S) | 0 | 0 | 0 | 0 | 0 | 0 | 0 | 0 | 0 | 0 | 0 | 0 | 0 | 0 | 0 | 0 | 0 | 0 | 0 | 0 | 0 | 0 | 0 | 0 | 0 | 0 | 0 | 0 | 0 | 0 | 0
F4_Commercial_Grocery_New_Water Heating_Natural Gas_Water Heater_Codes & Standards Forecast | F4 | Commercial | Grocery | New | Water Heating | Natural Gas | Water Heater | Codes & Standards Forecast | Peak Demand (W) | 0 | 0 | 0 | 0 | 0 | 0 | 0 | 0 | 0 | 0 | 0 | 0 | 0 | 0 | 0 | 0 | 0 | 0 | 0 | 0 | 0 | 0 | 0 | 0 | 0 | 0 | 0 | 0 | 0 | 0 | 0
F5_Commercial_Grocery_New_Water Heating_Natural Gas_Water Heater_Codes & Standards Forecast | F5 | Commercial | Grocery | New | Water Heating | Natural Gas | Water Heater | Codes & Standards Forecast | Turnover | 0 | 0 | 0 | 0 | 0 | 0 | 0 | 0 | 0 | 0 | 0 | 0 | 0 | 0 | 0 | 0 | 0 | 0 | 0 | 0 | 0 | 0 | 0 | 0 | 0 | 0 | 0 | 0 | 0 | 0 | 0
F6_Commercial_Grocery_New_Water Heating_Natural Gas_Water Heater_Codes & Standards Forecast | F6 | Commercial | Grocery | New | Water Heating | Natural Gas | Water Heater | Codes & Standards Forecast | Avg. Replacement Usage | 0.18514 | 0.19259 | 0.19167 | 0.18969 | 0.18969 | 0.18969 | 0.18969 | 0.18969 | 0.18969 | 0.18969 | 0.18969 | 0.18969 | 0.18969 | 0.18969 | 0.18969 | 0.18969 | 0.18969 | 0.18969 | 0.18969 | 0.18969 | 0.18969 | 0.18969 | 0.18969 | 0.18969 | 0.18969 | 0.18969 | 0.18969 | 0.18969 | 0.18969 | 0.18969 | 0.18969
F7_Commercial_Grocery_New_Water Heating_Natural Gas_Water Heater_Codes & Standards Forecast | F7 | Commercial | Grocery | New | Water Heating | Natural Gas | Water Heater | Codes & Standards Forecast | Avg. Replacement Demand (S) | 0 | 0 | 0 | 0 | 0 | 0 | 0 | 0 | 0 | 0 | 0 | 0 | 0 | 0 | 0 | 0 | 0 | 0 | 0 | 0 | 0 | 0 | 0 | 0 | 0 | 0 | 0 | 0 | 0 | 0 | 0
F8_Commercial_Grocery_New_Water Heating_Natural Gas_Water Heater_Codes & Standards Forecast | F8 | Commercial | Grocery | New | Water Heating | Natural Gas | Water Heater | Codes & Standards Forecast | Avg. Replacement Demand (W) | 0 | 0 | 0 | 0 | 0 | 0 | 0 | 0 | 0 | 0 | 0 | 0 | 0 | 0 | 0 | 0 | 0 | 0 | 0 | 0 | 0 | 0 | 0 | 0 | 0 | 0 | 0 | 0 | 0 | 0 | 0
F1_Commercial_Grocery_New_Food Preparation_Natural Gas_Oven_Codes & Standards Forecast | F1 | Commercial | Grocery | New | Food Preparation | Natural Gas | Oven | Codes & Standards Forecast | Units | 0 | 17524.4548 | 35209.6138 | 53958.8065 | 64249.4011 | 72633.185 | 80894.3806 | 89035.6637 | 97059.6575 | 104968.9339 | 112766.0145 | 120453.3718 | 128033.4299 | 135508.5657 | 142881.1096 | 150153.3468 | 157327.5178 | 164405.8197 | 171390.4066 | 178283.391 | 185086.8443 | 191802.7976 | 198433.2429 | 204980.1333 | 211445.3843 | 217830.8742 | 224138.4452 | 230369.9037 | 236527.0214 | 242611.5358 | 248625.1511
F2_Commercial_Grocery_New_Food Preparation_Natural Gas_Oven_Codes & Standards Forecast | F2 | Commercial | Grocery | New | Food Preparation | Natural Gas | Oven | Codes & Standards Forecast | Usage (MMtherm) | 0 | 0.0064007 | 0.012799 | 0.019412 | 0.023114 | 0.02613 | 0.029102 | 0.032031 | 0.034917 | 0.037763 | 0.040568 | 0.043333 | 0.04606 | 0.04875 | 0.051402 | 0.054018 | 0.056599 | 0.059145 | 0.061658 | 0.064138 | 0.066585 | 0.069002 | 0.071387 | 0.073742 | 0.076068 | 0.078365 | 0.080634 | 0.082876 | 0.085091 | 0.08728 | 0.089444
F3_Commercial_Grocery_New_Food Preparation_Natural Gas_Oven_Codes & Standards Forecast | F3 | Commercial | Grocery | New | Food Preparation | Natural Gas | Oven | Codes & Standards Forecast | Peak Demand (S) | 0 | 0 | 0 | 0 | 0 | 0 | 0 | 0 | 0 | 0 | 0 | 0 | 0 | 0 | 0 | 0 | 0 | 0 | 0 | 0 | 0 | 0 | 0 | 0 | 0 | 0 | 0 | 0 | 0 | 0 | 0
F4_Commercial_Grocery_New_Food Preparation_Natural Gas_Oven_Codes & Standards Forecast | F4 | Commercial | Grocery | New | Food Preparation | Natural Gas | Oven | Codes & Standards Forecast | Peak Demand (W) | 0 | 0 | 0 | 0 | 0 | 0 | 0 | 0 | 0 | 0 | 0 | 0 | 0 | 0 | 0 | 0 | 0 | 0 | 0 | 0 | 0 | 0 | 0 | 0 | 0 | 0 | 0 | 0 | 0 | 0 | 0
F5_Commercial_Grocery_New_Food Preparation_Natural Gas_Oven_Codes & Standards Forecast | F5 | Commercial | Grocery | New | Food Preparation | Natural Gas | Oven | Codes & Standards Forecast | Turnover | 0 | 17524.4548 | 17685.159 | 18749.1927 | 10290.5946 | 8383.7838 | 8261.1957 | 8141.2831 | 8023.9938 | 7909.2764 | 10717.8231 | 13068.8359 | 15189.489 | 15531.4273 | 15483.4175 | 15408.1644 | 20201.7446 | 19316.7951 | 18798.4963 | 16163.5732 | 16174.9274 | 17022.8845 | 17774.6604 | 18381.5726 | 18863.498 | 20868.1338 | 22252.0312 | 23243.4268 | 23123.1155 | 22905.2686 | 22847.056
F6_Commercial_Grocery_New_Food Preparation_Natural Gas_Oven_Codes & Standards Forecast | F6 | Commercial | Grocery | New | Food Preparation | Natural Gas | Oven | Codes & Standards Forecast | Avg. Replacement Usage | 0.35113 | 0.36525 | 0.36351 | 0.35975 | 0.35975 | 0.35975 | 0.35975 | 0.35975 | 0.35975 | 0.35975 | 0.35975 | 0.35975 | 0.35975 | 0.35975 | 0.35975 | 0.35975 | 0.35975 | 0.35975 | 0.35975 | 0.35975 | 0.35975 | 0.35975 | 0.35975 | 0.35975 | 0.35975 | 0.35975 | 0.35975 | 0.35975 | 0.35975 | 0.35975 | 0.35975
F7_Commercial_Grocery_New_Food Preparation_Natural Gas_Oven_Codes & Standards Forecast | F7 | Commercial | Grocery | New | Food Preparation | Natural Gas | Oven | Codes & Standards Forecast | Avg. Replacement Demand (S) | 0 | 0 | 0 | 0 | 0 | 0 | 0 | 0 | 0 | 0 | 0 | 0 | 0 | 0 | 0 | 0 | 0 | 0 | 0 | 0 | 0 | 0 | 0 | 0 | 0 | 0 | 0 | 0 | 0 | 0 | 0
F8_Commercial_Grocery_New_Food Preparation_Natural Gas_Oven_Codes & Standards Forecast | F8 | Commercial | Grocery | New | Food Preparation | Natural Gas | Oven | Codes & Standards Forecast | Avg. Replacement Demand (W) | 0 | 0 | 0 | 0 | 0 | 0 | 0 | 0 | 0 | 0 | 0 | 0 | 0 | 0 | 0 | 0 | 0 | 0 | 0 | 0 | 0 | 0 | 0 | 0 | 0 | 0 | 0 | 0 | 0 | 0 | 0
F1_Commercial_Grocery_New_Food Preparation_Natural Gas_Conveyor Oven_Codes & Standards Forecast | F1 | Commercial | Grocery | New | Food Preparation | Natural Gas | Conveyor Oven | Codes & Standards Forecast | Units | 0 | 8762.2274 | 17604.8069 | 26979.4032 | 32124.7006 | 36316.5925 | 40447.1903 | 44517.8319 | 48529.8287 | 52484.4669 | 56383.0072 | 60226.6859 | 64016.715 | 67754.2829 | 71440.5548 | 75076.6734 | 78663.7589 | 82202.9098 | 85695.2033 | 89141.6955 | 92543.4221 | 95901.3988 | 99216.6215 | 102490.0667 | 105722.6922 | 108915.4371 | 112069.2226 | 115184.9518 | 118263.5107 | 121305.7679 | 124312.5756
F2_Commercial_Grocery_New_Food Preparation_Natural Gas_Conveyor Oven_Codes & Standards Forecast | F2 | Commercial | Grocery | New | Food Preparation | Natural Gas | Conveyor Oven | Codes & Standards Forecast | Usage (MMtherm) | 0 | 0.0047703 | 0.0095389 | 0.014467 | 0.017226 | 0.019474 | 0.021689 | 0.023872 | 0.026023 | 0.028144 | 0.030234 | 0.032295 | 0.034328 | 0.036332 | 0.038308 | 0.040258 | 0.042182 | 0.04408 | 0.045952 | 0.0478 | 0.049624 | 0.051425 | 0.053203 | 0.054958 | 0.056692 | 0.058404 | 0.060095 | 0.061765 | 0.063416 | 0.065048 | 0.06666
F3_Commercial_Grocery_New_Food Preparation_Natural Gas_Conveyor Oven_Codes & Standards Forecast | F3 | Commercial | Grocery | New | Food Preparation | Natural Gas | Conveyor Oven | Codes & Standards Forecast | Peak Demand (S) | 0 | 0 | 0 | 0 | 0 | 0 | 0 | 0 | 0 | 0 | 0 | 0 | 0 | 0 | 0 | 0 | 0 | 0 | 0 | 0 | 0 | 0 | 0 | 0 | 0 | 0 | 0 | 0 | 0 | 0 | 0
F4_Commercial_Grocery_New_Food Preparation_Natural Gas_Conveyor Oven_Codes & Standards Forecast | F4 | Commercial | Grocery | New | Food Preparation | Natural Gas | Conveyor Oven | Codes & Standards Forecast | Peak Demand (W) | 0 | 0 | 0 | 0 | 0 | 0 | 0 | 0 | 0 | 0 | 0 | 0 | 0 | 0 | 0 | 0 | 0 | 0 | 0 | 0 | 0 | 0 | 0 | 0 | 0 | 0 | 0 | 0 | 0 | 0 | 0
F5_Commercial_Grocery_New_Food Preparation_Natural Gas_Conveyor Oven_Codes & Standards Forecast | F5 | Commercial | Grocery | New | Food Preparation | Natural Gas | Conveyor Oven | Codes & Standards Forecast | Turnover | 0 | 8762.2274 | 8842.5795 | 9374.5963 | 5145.2973 | 4191.8919 | 4130.5978 | 4070.6415 | 4011.9969 | 3954.6382 | 3898.5403 | 3843.6787 | 3790.0291 | 3737.5679 | 3686.272 | 3636.1186 | 3587.0855 | 5291.5964 | 6662.7657 | 7857.7893 | 7959.8238 | 7842.8328 | 10026.1924 | 9477.4132 | 9137.6643 | 7599.0182 | 7208.5827 | 7112.2349 | 7018.052 | 6925.992 | 6836.0136
F6_Commercial_Grocery_New_Food Preparation_Natural Gas_Conveyor Oven_Codes & Standards Forecast | F6 | Commercial | Grocery | New | Food Preparation | Natural Gas | Conveyor Oven | Codes & Standards Forecast | Avg. Replacement Usage | 0.52338 | 0.54442 | 0.54183 | 0.53623 | 0.53623 | 0.53623 | 0.53623 | 0.53623 | 0.53623 | 0.53623 | 0.53623 | 0.53623 | 0.53623 | 0.53623 | 0.53623 | 0.53623 | 0.53623 | 0.53623 | 0.53623 | 0.53623 | 0.53623 | 0.53623 | 0.53623 | 0.53623 | 0.53623 | 0.53623 | 0.53623 | 0.53623 | 0.53623 | 0.53623 | 0.53623
F7_Commercial_Grocery_New_Food Preparation_Natural Gas_Conveyor Oven_Codes & Standards Forecast | F7 | Commercial | Grocery | New | Food Preparation | Natural Gas | Conveyor Oven | Codes & Standards Forecast | Avg. Replacement Demand (S) | 0 | 0 | 0 | 0 | 0 | 0 | 0 | 0 | 0 | 0 | 0 | 0 | 0 | 0 | 0 | 0 | 0 | 0 | 0 | 0 | 0 | 0 | 0 | 0 | 0 | 0 | 0 | 0 | 0 | 0 | 0
F8_Commercial_Grocery_New_Food Preparation_Natural Gas_Conveyor Oven_Codes & Standards Forecast | F8 | Commercial | Grocery | New | Food Preparation | Natural Gas | Conveyor Oven | Codes & Standards Forecast | Avg. Replacement Demand (W) | 0 | 0 | 0 | 0 | 0 | 0 | 0 | 0 | 0 | 0 | 0 | 0 | 0 | 0 | 0 | 0 | 0 | 0 | 0 | 0 | 0 | 0 | 0 | 0 | 0 | 0 | 0 | 0 | 0 | 0 | 0
F1_Commercial_Grocery_New_Food Preparation_Natural Gas_Double Rack Oven_Codes & Standards Forecast | F1 | Commercial | Grocery | New | Food Preparation | Natural Gas | Double Rack Oven | Codes & Standards Forecast | Units | 0 | 8762.2274 | 17604.8069 | 26979.4032 | 32124.7006 | 36316.5925 | 40447.1903 | 44517.8319 | 48529.8287 | 52484.4669 | 56383.0072 | 60226.6859 | 64016.715 | 67754.2829 | 71440.5548 | 75076.6734 | 78663.7589 | 82202.9098 | 85695.2033 | 89141.6955 | 92543.4221 | 95901.3988 | 99216.6215 | 102490.0667 | 105722.6922 | 108915.4371 | 112069.2226 | 115184.9518 | 118263.5107 | 121305.7679 | 124312.5756
F2_Commercial_Grocery_New_Food Preparation_Natural Gas_Double Rack Oven_Codes & Standards Forecast | F2 | Commercial | Grocery | New | Food Preparation | Natural Gas | Double Rack Oven | Codes & Standards Forecast | Usage (MMtherm) | 0 | 0.0085014 | 0.017 | 0.025782 | 0.0307 | 0.034705 | 0.038653 | 0.042543 | 0.046377 | 0.050156 | 0.053882 | 0.057555 | 0.061177 | 0.064748 | 0.068271 | 0.071746 | 0.075174 | 0.078556 | 0.081893 | 0.085187 | 0.088438 | 0.091647 | 0.094815 | 0.097943 | 0.10103 | 0.10408 | 0.1071 | 0.11007 | 0.11302 | 0.11592 | 0.1188
F3_Commercial_Grocery_New_Food Preparation_Natural Gas_Double Rack Oven_Codes & Standards Forecast | F3 | Commercial | Grocery | New | Food Preparation | Natural Gas | Double Rack Oven | Codes & Standards Forecast | Peak Demand (S) | 0 | 0 | 0 | 0 | 0 | 0 | 0 | 0 | 0 | 0 | 0 | 0 | 0 | 0 | 0 | 0 | 0 | 0 | 0 | 0 | 0 | 0 | 0 | 0 | 0 | 0 | 0 | 0 | 0 | 0 | 0
F4_Commercial_Grocery_New_Food Preparation_Natural Gas_Double Rack Oven_Codes & Standards Forecast | F4 | Commercial | Grocery | New | Food Preparation | Natural Gas | Double Rack Oven | Codes & Standards Forecast | Peak Demand (W) | 0 | 0 | 0 | 0 | 0 | 0 | 0 | 0 | 0 | 0 | 0 | 0 | 0 | 0 | 0 | 0 | 0 | 0 | 0 | 0 | 0 | 0 | 0 | 0 | 0 | 0 | 0 | 0 | 0 | 0 | 0
F5_Commercial_Grocery_New_Food Preparation_Natural Gas_Double Rack Oven_Codes & Standards Forecast | F5 | Commercial | Grocery | New | Food Preparation | Natural Gas | Double Rack Oven | Codes & Standards Forecast | Turnover | 0 | 8762.2274 | 8842.5795 | 9374.5963 | 5145.2973 | 4191.8919 | 4130.5978 | 4070.6415 | 4011.9969 | 3954.6382 | 3898.5403 | 3843.6787 | 5542.4745 | 6908.0402 | 8097.5691 | 8194.2157 | 8071.9416 | 10250.1207 | 9696.2614 | 9351.531 | 7807.9999 | 7412.7739 | 7311.7282 | 7563.4274 | 8030.8459 | 8635.7989 | 9132.3661 | 9498.6004 | 10680.209 | 11420.8045 | 11891.7795
F6_Commercial_Grocery_New_Food Preparation_Natural Gas_Double Rack Oven_Codes & Standards Forecast | F6 | Commercial | Grocery | New | Food Preparation | Natural Gas | Double Rack Oven | Codes & Standards Forecast | Avg. Replacement Usage | 0.93274 | 0.97023 | 0.96562 | 0.95564 | 0.95564 | 0.95564 | 0.95564 | 0.95564 | 0.95564 | 0.95564 | 0.95564 | 0.95564 | 0.95564 | 0.95564 | 0.95564 | 0.95564 | 0.95564 | 0.95564 | 0.95564 | 0.95564 | 0.95564 | 0.95564 | 0.95564 | 0.95564 | 0.95564 | 0.95564 | 0.95564 | 0.95564 | 0.95564 | 0.95564 | 0.95564
F7_Commercial_Grocery_New_Food Preparation_Natural Gas_Double Rack Oven_Codes & Standards Forecast | F7 | Commercial | Grocery | New | Food Preparation | Natural Gas | Double Rack Oven | Codes & Standards Forecast | Avg. Replacement Demand (S) | 0 | 0 | 0 | 0 | 0 | 0 | 0 | 0 | 0 | 0 | 0 | 0 | 0 | 0 | 0 | 0 | 0 | 0 | 0 | 0 | 0 | 0 | 0 | 0 | 0 | 0 | 0 | 0 | 0 | 0 | 0
F8_Commercial_Grocery_New_Food Preparation_Natural Gas_Double Rack Oven_Codes & Standards Forecast | F8 | Commercial | Grocery | New | Food Preparation | Natural Gas | Double Rack Oven | Codes & Standards Forecast | Avg. Replacement Demand (W) | 0 | 0 | 0 | 0 | 0 | 0 | 0 | 0 | 0 | 0 | 0 | 0 | 0 | 0 | 0 | 0 | 0 | 0 | 0 | 0 | 0 | 0 | 0 | 0 | 0 | 0 | 0 | 0 | 0 | 0 | 0
F1_Commercial_Grocery_New_Food Preparation_Natural Gas_Fryer_Codes & Standards Forecast | F1 | Commercial | Grocery | New | Food Preparation | Natural Gas | Fryer | Codes & Standards Forecast | Units | 0 | 37305.7945 | 74953.6935 | 114866.6915 | 136773.1538 | 154620.4261 | 172206.7345 | 189537.7749 | 206619.1315 | 223456.2795 | 240054.5868 | 256419.3169 | 272555.63 | 288468.586 | 304163.1461 | 319644.1747 | 334916.4414 | 349984.6233 | 364853.3064 | 379526.9874 | 394010.0759 | 408306.8959 | 422421.6876 | 436358.6089 | 450121.7374 | 463715.0718 | 477142.5335 | 490407.9681 | 503515.1472 | 516467.7696 | 529269.463
F2_Commercial_Grocery_New_Food Preparation_Natural Gas_Fryer_Codes & Standards Forecast | F2 | Commercial | Grocery | New | Food Preparation | Natural Gas | Fryer | Codes & Standards Forecast | Usage (MMtherm) | 0 | 0.01802 | 0.036034 | 0.048422 | 0.055425 | 0.061131 | 0.066754 | 0.072295 | 0.077756 | 0.081975 | 0.085175 | 0.088722 | 0.092533 | 0.096542 | 0.099171 | 0.10219 | 0.10708 | 0.1119 | 0.11665 | 0.12134 | 0.12597 | 0.13054 | 0.13505 | 0.13951 | 0.14391 | 0.14826 | 0.15255 | 0.15679 | 0.16098 | 0.16512 | 0.16922
F3_Commercial_Grocery_New_Food Preparation_Natural Gas_Fryer_Codes & Standards Forecast | F3 | Commercial | Grocery | New | Food Preparation | Natural Gas | Fryer | Codes & Standards Forecast | Peak Demand (S) | 0 | 0 | 0 | 0 | 0 | 0 | 0 | 0 | 0 | 0 | 0 | 0 | 0 | 0 | 0 | 0 | 0 | 0 | 0 | 0 | 0 | 0 | 0 | 0 | 0 | 0 | 0 | 0 | 0 | 0 | 0
F4_Commercial_Grocery_New_Food Preparation_Natural Gas_Fryer_Codes & Standards Forecast | F4 | Commercial | Grocery | New | Food Preparation | Natural Gas | Fryer | Codes & Standards Forecast | Peak Demand (W) | 0 | 0 | 0 | 0 | 0 | 0 | 0 | 0 | 0 | 0 | 0 | 0 | 0 | 0 | 0 | 0 | 0 | 0 | 0 | 0 | 0 | 0 | 0 | 0 | 0 | 0 | 0 | 0 | 0 | 0 | 0
F5_Commercial_Grocery_New_Food Preparation_Natural Gas_Fryer_Codes & Standards Forecast | F5 | Commercial | Grocery | New | Food Preparation | Natural Gas | Fryer | Codes & Standards Forecast | Turnover | 0 | 37305.7945 | 37647.8991 | 39912.998 | 21906.4623 | 17847.2723 | 17586.3085 | 17331.0404 | 17081.3566 | 24298.3068 | 30096.8143 | 35146.1352 | 35542.7297 | 35007.5437 | 44266.9821 | 41894.8549 | 40413.3813 | 35320.4296 | 36025.7517 | 38560.1529 | 40633.895 | 42153.5208 | 47145.4289 | 50260.4461 | 52228.2738 | 51533.5014 | 50844.4498 | 53338.3619 | 52670.461 | 52645.5927 | 52650.0686
F6_Commercial_Grocery_New_Food Preparation_Natural Gas_Fryer_Codes & Standards Forecast | F6 | Commercial | Grocery | New | Food Preparation | Natural Gas | Fryer | Codes & Standards Forecast | Avg. Replacement Usage | 0.46437 | 0.48304 | 0.48074 | 0.31971 | 0.31971 | 0.31971 | 0.31971 | 0.31971 | 0.31971 | 0.31971 | 0.31971 | 0.31971 | 0.31971 | 0.31971 | 0.31971 | 0.31971 | 0.31971 | 0.31971 | 0.31971 | 0.31971 | 0.31971 | 0.31971 | 0.31971 | 0.31971 | 0.31971 | 0.31971 | 0.31971 | 0.31971 | 0.31971 | 0.31971 | 0.31971
F7_Commercial_Grocery_New_Food Preparation_Natural Gas_Fryer_Codes & Standards Forecast | F7 | Commercial | Grocery | New | Food Preparation | Natural Gas | Fryer | Codes & Standards Forecast | Avg. Replacement Demand (S) | 0 | 0 | 0 | 0 | 0 | 0 | 0 | 0 | 0 | 0 | 0 | 0 | 0 | 0 | 0 | 0 | 0 | 0 | 0 | 0 | 0 | 0 | 0 | 0 | 0 | 0 | 0 | 0 | 0 | 0 | 0
F8_Commercial_Grocery_New_Food Preparation_Natural Gas_Fryer_Codes & Standards Forecast | F8 | Commercial | Grocery | New | Food Preparation | Natural Gas | Fryer | Codes & Standards Forecast | Avg. Replacement Demand (W) | 0 | 0 | 0 | 0 | 0 | 0 | 0 | 0 | 0 | 0 | 0 | 0 | 0 | 0 | 0 | 0 | 0 | 0 | 0 | 0 | 0 | 0 | 0 | 0 | 0 | 0 | 0 | 0 | 0 | 0 | 0
F1_Commercial_Grocery_New_Food Preparation_Natural Gas_Broiler_Codes & Standards Forecast | F1 | Commercial | Grocery | New | Food Preparation | Natural Gas | Broiler | Codes & Standards Forecast | Units | 0 | 2074.5773 | 4168.179 | 6387.743 | 7605.9626 | 8598.4504 | 9576.426 | 10540.2061 | 11490.1013 | 12426.416 | 13349.4488 | 14259.4923 | 15156.8336 | 16041.7539 | 16914.5293 | 17775.4301 | 18624.7217 | 19462.6642 | 20289.5124 | 21105.5167 | 21910.922 | 22705.969 | 23490.8933 | 24265.9263 | 25031.2946 | 25787.2207 | 26533.9225 | 27271.6141 | 28000.5051 | 28720.8011 | 29432.704
F2_Commercial_Grocery_New_Food Preparation_Natural Gas_Broiler_Codes & Standards Forecast | F2 | Commercial | Grocery | New | Food Preparation | Natural Gas | Broiler | Codes & Standards Forecast | Usage (MMtherm) | 0 | 0.0010379 | 0.0020755 | 0.0031478 | 0.0037481 | 0.0042372 | 0.0047191 | 0.0051941 | 0.0056621 | 0.0061235 | 0.0065784 | 0.0070269 | 0.0074691 | 0.0079051 | 0.0083352 | 0.0087595 | 0.009178 | 0.0095909 | 0.0099984 | 0.0104 | 0.010797 | 0.011189 | 0.011576 | 0.011958 | 0.012335 | 0.012708 | 0.013076 | 0.013439 | 0.013798 | 0.014153 | 0.014504
F3_Commercial_Grocery_New_Food Preparation_Natural Gas_Broiler_Codes & Standards Forecast | F3 | Commercial | Grocery | New | Food Preparation | Natural Gas | Broiler | Codes & Standards Forecast | Peak Demand (S) | 0 | 0 | 0 | 0 | 0 | 0 | 0 | 0 | 0 | 0 | 0 | 0 | 0 | 0 | 0 | 0 | 0 | 0 | 0 | 0 | 0 | 0 | 0 | 0 | 0 | 0 | 0 | 0 | 0 | 0 | 0
F4_Commercial_Grocery_New_Food Preparation_Natural Gas_Broiler_Codes & Standards Forecast | F4 | Commercial | Grocery | New | Food Preparation | Natural Gas | Broiler | Codes & Standards Forecast | Peak Demand (W) | 0 | 0 | 0 | 0 | 0 | 0 | 0 | 0 | 0 | 0 | 0 | 0 | 0 | 0 | 0 | 0 | 0 | 0 | 0 | 0 | 0 | 0 | 0 | 0 | 0 | 0 | 0 | 0 | 0 | 0 | 0
F5_Commercial_Grocery_New_Food Preparation_Natural Gas_Broiler_Codes & Standards Forecast | F5 | Commercial | Grocery | New | Food Preparation | Natural Gas | Broiler | Codes & Standards Forecast | Turnover | 0 | 2074.5773 | 2093.6017 | 2219.564 | 1218.2196 | 992.4878 | 977.9756 | 963.7801 | 949.8952 | 936.3147 | 923.0328 | 910.0435 | 1312.2567 | 1635.5731 | 1917.2103 | 1940.0927 | 1911.1427 | 2426.8564 | 2295.7226 | 2214.103 | 1848.6509 | 1755.0757 | 1731.1518 | 1790.745 | 1901.4127 | 2044.6436 | 2162.2127 | 2248.9237 | 2528.6857 | 2704.0318 | 2815.5416
F6_Commercial_Grocery_New_Food Preparation_Natural Gas_Broiler_Codes & Standards Forecast | F6 | Commercial | Grocery | New | Food Preparation | Natural Gas | Broiler | Codes & Standards Forecast | Avg. Replacement Usage | 0.48098 | 0.50031 | 0.49793 | 0.49278 | 0.49278 | 0.49278 | 0.49278 | 0.49278 | 0.49278 | 0.49278 | 0.49278 | 0.49278 | 0.49278 | 0.49278 | 0.49278 | 0.49278 | 0.49278 | 0.49278 | 0.49278 | 0.49278 | 0.49278 | 0.49278 | 0.49278 | 0.49278 | 0.49278 | 0.49278 | 0.49278 | 0.49278 | 0.49278 | 0.49278 | 0.49278
F7_Commercial_Grocery_New_Food Preparation_Natural Gas_Broiler_Codes & Standards Forecast | F7 | Commercial | Grocery | New | Food Preparation | Natural Gas | Broiler | Codes & Standards Forecast | Avg. Replacement Demand (S) | 0 | 0 | 0 | 0 | 0 | 0 | 0 | 0 | 0 | 0 | 0 | 0 | 0 | 0 | 0 | 0 | 0 | 0 | 0 | 0 | 0 | 0 | 0 | 0 | 0 | 0 | 0 | 0 | 0 | 0 | 0
F8_Commercial_Grocery_New_Food Preparation_Natural Gas_Broiler_Codes & Standards Forecast | F8 | Commercial | Grocery | New | Food Preparation | Natural Gas | Broiler | Codes & Standards Forecast | Avg. Replacement Demand (W) | 0 | 0 | 0 | 0 | 0 | 0 | 0 | 0 | 0 | 0 | 0 | 0 | 0 | 0 | 0 | 0 | 0 | 0 | 0 | 0 | 0 | 0 | 0 | 0 | 0 | 0 | 0 | 0 | 0 | 0 | 0
F1_Commercial_Grocery_New_Food Preparation_Natural Gas_Griddle_Codes & Standards Forecast | F1 | Commercial | Grocery | New | Food Preparation | Natural Gas | Griddle | Codes & Standards Forecast | Units | 0 | 4624.0683 | 9290.5406 | 14237.7728 | 16953.0877 | 19165.2643 | 21345.0943 | 23493.2838 | 25610.5248 | 27697.4961 | 29754.863 | 31783.2779 | 33783.3805 | 35755.7978 | 37701.1449 | 39620.0246 | 41513.0282 | 43380.7355 | 45223.7148 | 47042.5234 | 48837.7081 | 50609.8047 | 52359.3389 | 54086.8259 | 55792.7712 | 57477.6705 | 59142.0098 | 60786.2658 | 62410.906 | 64016.3887 | 65603.1638
F2_Commercial_Grocery_New_Food Preparation_Natural Gas_Griddle_Codes & Standards Forecast | F2 | Commercial | Grocery | New | Food Preparation | Natural Gas | Griddle | Codes & Standards Forecast | Usage (MMtherm) | 0 | 0.0015531 | 0.0031055 | 0.00471 | 0.0056083 | 0.0063401 | 0.0070612 | 0.0077719 | 0.0084723 | 0.0091627 | 0.0098433 | 0.010514 | 0.011176 | 0.011828 | 0.012472 | 0.013107 | 0.013733 | 0.014351 | 0.014961 | 0.015562 | 0.016156 | 0.016742 | 0.017321 | 0.017893 | 0.018457 | 0.019014 | 0.019565 | 0.020109 | 0.020646 | 0.021177 | 0.021702
F3_Commercial_Grocery_New_Food Preparation_Natural Gas_Griddle_Codes & Standards Forecast | F3 | Commercial | Grocery | New | Food Preparation | Natural Gas | Griddle | Codes & Standards Forecast | Peak Demand (S) | 0 | 0 | 0 | 0 | 0 | 0 | 0 | 0 | 0 | 0 | 0 | 0 | 0 | 0 | 0 | 0 | 0 | 0 | 0 | 0 | 0 | 0 | 0 | 0 | 0 | 0 | 0 | 0 | 0 | 0 | 0
F4_Commercial_Grocery_New_Food Preparation_Natural Gas_Griddle_Codes & Standards Forecast | F4 | Commercial | Grocery | New | Food Preparation | Natural Gas | Griddle | Codes & Standards Forecast | Peak Demand (W) | 0 | 0 | 0 | 0 | 0 | 0 | 0 | 0 | 0 | 0 | 0 | 0 | 0 | 0 | 0 | 0 | 0 | 0 | 0 | 0 | 0 | 0 | 0 | 0 | 0 | 0 | 0 | 0 | 0 | 0 | 0
F5_Commercial_Grocery_New_Food Preparation_Natural Gas_Griddle_Codes & Standards Forecast | F5 | Commercial | Grocery | New | Food Preparation | Natural Gas | Griddle | Codes & Standards Forecast | Turnover | 0 | 4624.0683 | 4666.4723 | 4947.2322 | 2715.3149 | 2212.1766 | 2179.83 | 2148.1895 | 2117.2411 | 2086.9713 | 2057.3669 | 2028.4149 | 2924.9162 | 3645.5627 | 4273.3098 | 4324.3129 | 4259.7855 | 5409.2705 | 5116.9837 | 4935.06 | 4120.4962 | 3911.9246 | 3858.6 | 3991.4286 | 4238.0982 | 4557.3485 | 4819.4006 | 5012.6726 | 5636.2399 | 6027.0725 | 6275.619
F6_Commercial_Grocery_New_Food Preparation_Natural Gas_Griddle_Codes & Standards Forecast | F6 | Commercial | Grocery | New | Food Preparation | Natural Gas | Griddle | Codes & Standards Forecast | Avg. Replacement Usage | 0.32288 | 0.33586 | 0.33427 | 0.33081 | 0.33081 | 0.33081 | 0.33081 | 0.33081 | 0.33081 | 0.33081 | 0.33081 | 0.33081 | 0.33081 | 0.33081 | 0.33081 | 0.33081 | 0.33081 | 0.33081 | 0.33081 | 0.33081 | 0.33081 | 0.33081 | 0.33081 | 0.33081 | 0.33081 | 0.33081 | 0.33081 | 0.33081 | 0.33081 | 0.33081 | 0.33081
F7_Commercial_Grocery_New_Food Preparation_Natural Gas_Griddle_Codes & Standards Forecast | F7 | Commercial | Grocery | New | Food Preparation | Natural Gas | Griddle | Codes & Standards Forecast | Avg. Replacement Demand (S) | 0 | 0 | 0 | 0 | 0 | 0 | 0 | 0 | 0 | 0 | 0 | 0 | 0 | 0 | 0 | 0 | 0 | 0 | 0 | 0 | 0 | 0 | 0 | 0 | 0 | 0 | 0 | 0 | 0 | 0 | 0
F8_Commercial_Grocery_New_Food Preparation_Natural Gas_Griddle_Codes & Standards Forecast | F8 | Commercial | Grocery | New | Food Preparation | Natural Gas | Griddle | Codes & Standards Forecast | Avg. Replacement Demand (W) | 0 | 0 | 0 | 0 | 0 | 0 | 0 | 0 | 0 | 0 | 0 | 0 | 0 | 0 | 0 | 0 | 0 | 0 | 0 | 0 | 0 | 0 | 0 | 0 | 0 | 0 | 0 | 0 | 0 | 0 | 0
F1_Commercial_Grocery_New_Food Preparation_Natural Gas_Range_Codes & Standards Forecast | F1 | Commercial | Grocery | New | Food Preparation | Natural Gas | Range | Codes & Standards Forecast | Units | 0 | 19342.5894 | 38862.5558 | 59556.9477 | 70915.1753 | 80168.7636 | 89287.0453 | 98272.9737 | 107129.4442 | 115859.2955 | 124465.311 | 132950.2195 | 141316.6967 | 149567.3661 | 157704.7998 | 165731.5202 | 173650.0001 | 181462.6646 | 189171.8914 | 196780.0121 | 204289.313 | 211702.0359 | 219020.3795 | 226246.4995 | 233382.51 | 240430.4845 | 247392.456 | 254270.4185 | 261066.3275 | 267782.1007 | 274419.6191
F2_Commercial_Grocery_New_Food Preparation_Natural Gas_Range_Codes & Standards Forecast | F2 | Commercial | Grocery | New | Food Preparation | Natural Gas | Range | Codes & Standards Forecast | Usage (MMtherm) | 0 | 0.0075922 | 0.015182 | 0.023025 | 0.027416 | 0.030994 | 0.034519 | 0.037993 | 0.041417 | 0.044792 | 0.048119 | 0.0514 | 0.054634 | 0.057824 | 0.06097 | 0.064073 | 0.067135 | 0.070155 | 0.073135 | 0.076077 | 0.07898 | 0.081846 | 0.084675 | 0.087469 | 0.090228 | 0.092952 | 0.095644 | 0.098303 | 0.10093 | 0.10353 | 0.10609
F3_Commercial_Grocery_New_Food Preparation_Natural Gas_Range_Codes & Standards Forecast | F3 | Commercial | Grocery | New | Food Preparation | Natural Gas | Range | Codes & Standards Forecast | Peak Demand (S) | 0 | 0 | 0 | 0 | 0 | 0 | 0 | 0 | 0 | 0 | 0 | 0 | 0 | 0 | 0 | 0 | 0 | 0 | 0 | 0 | 0 | 0 | 0 | 0 | 0 | 0 | 0 | 0 | 0 | 0 | 0
F4_Commercial_Grocery_New_Food Preparation_Natural Gas_Range_Codes & Standards Forecast | F4 | Commercial | Grocery | New | Food Preparation | Natural Gas | Range | Codes & Standards Forecast | Peak Demand (W) | 0 | 0 | 0 | 0 | 0 | 0 | 0 | 0 | 0 | 0 | 0 | 0 | 0 | 0 | 0 | 0 | 0 | 0 | 0 | 0 | 0 | 0 | 0 | 0 | 0 | 0 | 0 | 0 | 0 | 0 | 0
F5_Commercial_Grocery_New_Food Preparation_Natural Gas_Range_Codes & Standards Forecast | F5 | Commercial | Grocery | New | Food Preparation | Natural Gas | Range | Codes & Standards Forecast | Turnover | 0 | 19342.5894 | 19519.9664 | 20694.3919 | 11358.2276 | 9253.5882 | 9118.2817 | 8985.9284 | 8856.4705 | 8729.8513 | 12474.5334 | 15483.7161 | 18104.4017 | 18312.6544 | 18037.7395 | 22841.165 | 21613.7197 | 20848.019 | 17436.0612 | 17332.7763 | 18350.2988 | 19671.706 | 20754.1242 | 21549.1 | 24144.2735 | 25766.1679 | 26793.1271 | 26284.6914 | 25715.7801 | 26780.9191 | 26302.2088
F6_Commercial_Grocery_New_Food Preparation_Natural Gas_Range_Codes & Standards Forecast | F6 | Commercial | Grocery | New | Food Preparation | Natural Gas | Range | Codes & Standards Forecast | Avg. Replacement Usage | 0.37734 | 0.39251 | 0.39065 | 0.38661 | 0.38661 | 0.38661 | 0.38661 | 0.38661 | 0.38661 | 0.38661 | 0.38661 | 0.38661 | 0.38661 | 0.38661 | 0.38661 | 0.38661 | 0.38661 | 0.38661 | 0.38661 | 0.38661 | 0.38661 | 0.38661 | 0.38661 | 0.38661 | 0.38661 | 0.38661 | 0.38661 | 0.38661 | 0.38661 | 0.38661 | 0.38661
F7_Commercial_Grocery_New_Food Preparation_Natural Gas_Range_Codes & Standards Forecast | F7 | Commercial | Grocery | New | Food Preparation | Natural Gas | Range | Codes & Standards Forecast | Avg. Replacement Demand (S) | 0 | 0 | 0 | 0 | 0 | 0 | 0 | 0 | 0 | 0 | 0 | 0 | 0 | 0 | 0 | 0 | 0 | 0 | 0 | 0 | 0 | 0 | 0 | 0 | 0 | 0 | 0 | 0 | 0 | 0 | 0
F8_Commercial_Grocery_New_Food Preparation_Natural Gas_Range_Codes & Standards Forecast | F8 | Commercial | Grocery | New | Food Preparation | Natural Gas | Range | Codes & Standards Forecast | Avg. Replacement Demand (W) | 0 | 0 | 0 | 0 | 0 | 0 | 0 | 0 | 0 | 0 | 0 | 0 | 0 | 0 | 0 | 0 | 0 | 0 | 0 | 0 | 0 | 0 | 0 | 0 | 0 | 0 | 0 | 0 | 0 | 0 | 0
F1_Commercial_Grocery_New_Food Preparation_Natural Gas_Steamer_Codes & Standards Forecast | F1 | Commercial | Grocery | New | Food Preparation | Natural Gas | Steamer | Codes & Standards Forecast | Units | 0 | 1418.5882 | 2850.1853 | 4367.9149 | 5200.9289 | 5879.5884 | 6548.3245 | 7207.3537 | 7856.8885 | 8497.137 | 9128.3034 | 9750.5878 | 10364.1864 | 10969.2917 | 11566.0922 | 12154.773 | 12735.5154 | 13308.4973 | 13873.8931 | 14431.8738 | 14982.6069 | 15526.2571 | 16062.9854 | 16592.9501 | 17116.3061 | 17633.2055 | 18143.7975 | 18648.2282 | 19146.6412 | 19639.1769 | 20125.9734
F2_Commercial_Grocery_New_Food Preparation_Natural Gas_Steamer_Codes & Standards Forecast | F2 | Commercial | Grocery | New | Food Preparation | Natural Gas | Steamer | Codes & Standards Forecast | Usage (MMtherm) | 0 | 0.0013119 | 0.0026234 | 0.0028847 | 0.0030429 | 0.0031719 | 0.003299 | 0.0034242 | 0.0035476 | 0.0036692 | 0.0036755 | 0.0035781 | 0.003503 | 0.0034475 | 0.0034095 | 0.0033867 | 0.0033773 | 0.0033798 | 0.0033927 | 0.0030997 | 0.0028468 | 0.0029501 | 0.0030521 | 0.0031528 | 0.0032522 | 0.0033505 | 0.0034475 | 0.0035433 | 0.003638 | 0.0037316 | 0.0038241
F3_Commercial_Grocery_New_Food Preparation_Natural Gas_Steamer_Codes & Standards Forecast | F3 | Commercial | Grocery | New | Food Preparation | Natural Gas | Steamer | Codes & Standards Forecast | Peak Demand (S) | 0 | 0 | 0 | 0 | 0 | 0 | 0 | 0 | 0 | 0 | 0 | 0 | 0 | 0 | 0 | 0 | 0 | 0 | 0 | 0 | 0 | 0 | 0 | 0 | 0 | 0 | 0 | 0 | 0 | 0 | 0
F4_Commercial_Grocery_New_Food Preparation_Natural Gas_Steamer_Codes & Standards Forecast | F4 | Commercial | Grocery | New | Food Preparation | Natural Gas | Steamer | Codes & Standards Forecast | Peak Demand (W) | 0 | 0 | 0 | 0 | 0 | 0 | 0 | 0 | 0 | 0 | 0 | 0 | 0 | 0 | 0 | 0 | 0 | 0 | 0 | 0 | 0 | 0 | 0 | 0 | 0 | 0 | 0 | 0 | 0 | 0 | 0
F5_Commercial_Grocery_New_Food Preparation_Natural Gas_Steamer_Codes & Standards Forecast | F5 | Commercial | Grocery | New | Food Preparation | Natural Gas | Steamer | Codes & Standards Forecast | Turnover | 0 | 1418.5882 | 1431.5971 | 1517.7296 | 833.014 | 678.6595 | 668.7361 | 659.0293 | 649.5348 | 640.2485 | 788.7873 | 921.4582 | 1048.1675 | 1083.9458 | 1097.8432 | 1108.3561 | 1115.9015 | 1120.8494 | 1123.5278 | 1578.5898 | 1564.3316 | 1587.6138 | 1374.2789 | 1348.9037 | 1371.3967 | 1391.7132 | 1409.8193 | 1425.7206 | 1538.4781 | 1631.7082 | 1714.8155
F6_Commercial_Grocery_New_Food Preparation_Natural Gas_Steamer_Codes & Standards Forecast | F6 | Commercial | Grocery | New | Food Preparation | Natural Gas | Steamer | Codes & Standards Forecast | Avg. Replacement Usage | 0.88909 | 0.92482 | 0.92043 | 0.19001 | 0.19001 | 0.19001 | 0.19001 | 0.19001 | 0.19001 | 0.19001 | 0.19001 | 0.19001 | 0.19001 | 0.19001 | 0.19001 | 0.19001 | 0.19001 | 0.19001 | 0.19001 | 0.19001 | 0.19001 | 0.19001 | 0.19001 | 0.19001 | 0.19001 | 0.19001 | 0.19001 | 0.19001 | 0.19001 | 0.19001 | 0.19001
F7_Commercial_Grocery_New_Food Preparation_Natural Gas_Steamer_Codes & Standards Forecast | F7 | Commercial | Grocery | New | Food Preparation | Natural Gas | Steamer | Codes & Standards Forecast | Avg. Replacement Demand (S) | 0 | 0 | 0 | 0 | 0 | 0 | 0 | 0 | 0 | 0 | 0 | 0 | 0 | 0 | 0 | 0 | 0 | 0 | 0 | 0 | 0 | 0 | 0 | 0 | 0 | 0 | 0 | 0 | 0 | 0 | 0
F8_Commercial_Grocery_New_Food Preparation_Natural Gas_Steamer_Codes & Standards Forecast | F8 | Commercial | Grocery | New | Food Preparation | Natural Gas | Steamer | Codes & Standards Forecast | Avg. Replacement Demand (W) | 0 | 0 | 0 | 0 | 0 | 0 | 0 | 0 | 0 | 0 | 0 | 0 | 0 | 0 | 0 | 0 | 0 | 0 | 0 | 0 | 0 | 0 | 0 | 0 | 0 | 0 | 0 | 0 | 0 | 0 | 0
F1_Commercial_Grocery_New_Food Preparation_Natural Gas_Food Prep Other_Codes & Standards Forecast | F1 | Commercial | Grocery | New | Food Preparation | Natural Gas | Food Prep Other | Codes & Standards Forecast | Units | 0 | 1418.5882 | 2850.1853 | 4367.9149 | 5200.9289 | 5879.5884 | 6548.3245 | 7207.3537 | 7856.8885 | 8497.137 | 9128.3034 | 9750.5878 | 10364.1864 | 10969.2917 | 11566.0922 | 12154.773 | 12735.5154 | 13308.4973 | 13873.8931 | 14431.8738 | 14982.6069 | 15526.2571 | 16062.9854 | 16592.9501 | 17116.3061 | 17633.2055 | 18143.7975 | 18648.2282 | 19146.6412 | 19639.1769 | 20125.9734
F2_Commercial_Grocery_New_Food Preparation_Natural Gas_Food Prep Other_Codes & Standards Forecast | F2 | Commercial | Grocery | New | Food Preparation | Natural Gas | Food Prep Other | Codes & Standards Forecast | Usage (MMtherm) | 0 | 0.00056387 | 0.0011275 | 0.0017101 | 0.0020362 | 0.0023019 | 0.0025637 | 0.0028217 | 0.003076 | 0.0033267 | 0.0035738 | 0.0038174 | 0.0040577 | 0.0042946 | 0.0045282 | 0.0047587 | 0.0049861 | 0.0052104 | 0.0054317 | 0.0056502 | 0.0058658 | 0.0060786 | 0.0062888 | 0.0064963 | 0.0067012 | 0.0069035 | 0.0071034 | 0.0073009 | 0.0074961 | 0.0076889 | 0.0078795
F3_Commercial_Grocery_New_Food Preparation_Natural Gas_Food Prep Other_Codes & Standards Forecast | F3 | Commercial | Grocery | New | Food Preparation | Natural Gas | Food Prep Other | Codes & Standards Forecast | Peak Demand (S) | 0 | 0 | 0 | 0 | 0 | 0 | 0 | 0 | 0 | 0 | 0 | 0 | 0 | 0 | 0 | 0 | 0 | 0 | 0 | 0 | 0 | 0 | 0 | 0 | 0 | 0 | 0 | 0 | 0 | 0 | 0
F4_Commercial_Grocery_New_Food Preparation_Natural Gas_Food Prep Other_Codes & Standards Forecast | F4 | Commercial | Grocery | New | Food Preparation | Natural Gas | Food Prep Other | Codes & Standards Forecast | Peak Demand (W) | 0 | 0 | 0 | 0 | 0 | 0 | 0 | 0 | 0 | 0 | 0 | 0 | 0 | 0 | 0 | 0 | 0 | 0 | 0 | 0 | 0 | 0 | 0 | 0 | 0 | 0 | 0 | 0 | 0 | 0 | 0
F5_Commercial_Grocery_New_Food Preparation_Natural Gas_Food Prep Other_Codes & Standards Forecast | F5 | Commercial | Grocery | New | Food Preparation | Natural Gas | Food Prep Other | Codes & Standards Forecast | Turnover | 0 | 1418.5882 | 1431.5971 | 1517.7296 | 833.014 | 678.6595 | 668.7361 | 659.0293 | 649.5348 | 640.2485 | 914.884 | 1135.5779 | 1327.7794 | 1343.0527 | 1322.8903 | 1675.1743 | 1585.1532 | 1528.9966 | 1278.7632 | 1271.1882 | 1345.8135 | 1442.7257 | 1522.1104 | 1580.414 | 1770.7444 | 1889.6944 | 1965.0117 | 1927.723 | 1885.9989 | 1964.1164 | 1929.0077
F6_Commercial_Grocery_New_Food Preparation_Natural Gas_Food Prep Other_Codes & Standards Forecast | F6 | Commercial | Grocery | New | Food Preparation | Natural Gas | Food Prep Other | Codes & Standards Forecast | Avg. Replacement Usage | 0.38213 | 0.39749 | 0.3956 | 0.39151 | 0.39151 | 0.39151 | 0.39151 | 0.39151 | 0.39151 | 0.39151 | 0.39151 | 0.39151 | 0.39151 | 0.39151 | 0.39151 | 0.39151 | 0.39151 | 0.39151 | 0.39151 | 0.39151 | 0.39151 | 0.39151 | 0.39151 | 0.39151 | 0.39151 | 0.39151 | 0.39151 | 0.39151 | 0.39151 | 0.39151 | 0.39151
F7_Commercial_Grocery_New_Food Preparation_Natural Gas_Food Prep Other_Codes & Standards Forecast | F7 | Commercial | Grocery | New | Food Preparation | Natural Gas | Food Prep Other | Codes & Standards Forecast | Avg. Replacement Demand (S) | 0 | 0 | 0 | 0 | 0 | 0 | 0 | 0 | 0 | 0 | 0 | 0 | 0 | 0 | 0 | 0 | 0 | 0 | 0 | 0 | 0 | 0 | 0 | 0 | 0 | 0 | 0 | 0 | 0 | 0 | 0
F8_Commercial_Grocery_New_Food Preparation_Natural Gas_Food Prep Other_Codes & Standards Forecast | F8 | Commercial | Grocery | New | Food Preparation | Natural Gas | Food Prep Other | Codes & Standards Forecast | Avg. Replacement Demand (W) | 0 | 0 | 0 | 0 | 0 | 0 | 0 | 0 | 0 | 0 | 0 | 0 | 0 | 0 | 0 | 0 | 0 | 0 | 0 | 0 | 0 | 0 | 0 | 0 | 0 | 0 | 0 | 0 | 0 | 0 | 0
F1_Commercial_Grocery_New_Miscellaneous_Natural Gas_Pool Heater_Codes & Standards Forecast | F1 | Commercial | Grocery | New | Miscellaneous | Natural Gas | Pool Heater | Codes & Standards Forecast | Units | 0 | 136.5943 | 274.4412 | 420.5817 | 500.7917 | 566.1391 | 630.5309 | 693.9881 | 756.5311 | 818.18 | 878.9543 | 938.8733 | 997.9561 | 1056.221 | 1113.6863 | 1170.3697 | 1226.2887 | 1281.4605 | 1335.9019 | 1389.6292 | 1442.6587 | 1495.0062 | 1546.6872 | 1597.7169 | 1648.1102 | 1697.8819 | 1747.0463 | 1795.6173 | 1843.609 | 1891.0347 | 1937.9078
F2_Commercial_Grocery_New_Miscellaneous_Natural Gas_Pool Heater_Codes & Standards Forecast | F2 | Commercial | Grocery | New | Miscellaneous | Natural Gas | Pool Heater | Codes & Standards Forecast | Usage (MMtherm) | 0 | 5.7073e-08 | 1.1413e-07 | 1.7309e-07 | 2.061e-07 | 2.3299e-07 | 2.5949e-07 | 2.8561e-07 | 3.1135e-07 | 3.3672e-07 | 3.6173e-07 | 3.8639e-07 | 4.1071e-07 | 4.3469e-07 | 4.5833e-07 | 4.8166e-07 | 5.0468e-07 | 5.2738e-07 | 5.4979e-07 | 5.719e-07 | 5.9372e-07 | 6.1527e-07 | 6.3654e-07 | 6.5754e-07 | 6.7828e-07 | 6.9876e-07 | 7.1899e-07 | 7.3898e-07 | 7.5873e-07 | 7.7825e-07 | 7.9754e-07
F3_Commercial_Grocery_New_Miscellaneous_Natural Gas_Pool Heater_Codes & Standards Forecast | F3 | Commercial | Grocery | New | Miscellaneous | Natural Gas | Pool Heater | Codes & Standards Forecast | Peak Demand (S) | 0 | 0 | 0 | 0 | 0 | 0 | 0 | 0 | 0 | 0 | 0 | 0 | 0 | 0 | 0 | 0 | 0 | 0 | 0 | 0 | 0 | 0 | 0 | 0 | 0 | 0 | 0 | 0 | 0 | 0 | 0
F4_Commercial_Grocery_New_Miscellaneous_Natural Gas_Pool Heater_Codes & Standards Forecast | F4 | Commercial | Grocery | New | Miscellaneous | Natural Gas | Pool Heater | Codes & Standards Forecast | Peak Demand (W) | 0 | 0 | 0 | 0 | 0 | 0 | 0 | 0 | 0 | 0 | 0 | 0 | 0 | 0 | 0 | 0 | 0 | 0 | 0 | 0 | 0 | 0 | 0 | 0 | 0 | 0 | 0 | 0 | 0 | 0 | 0
F5_Commercial_Grocery_New_Miscellaneous_Natural Gas_Pool Heater_Codes & Standards Forecast | F5 | Commercial | Grocery | New | Miscellaneous | Natural Gas | Pool Heater | Codes & Standards Forecast | Turnover | 0 | 136.5943 | 137.8469 | 146.1405 | 80.21 | 65.3474 | 91.7107 | 112.8817 | 131.3107 | 132.705 | 130.6887 | 170.0001 | 170.0523 | 175.4768 | 160.4925 | 161.3468 | 180.5607 | 194.4454 | 205.7867 | 207.2676 | 207.6025 | 222.4233 | 226.6444 | 233.5798 | 233.9589 | 238.3685 | 249.5633 | 257.8589 | 265.1109 | 268.3011 | 271.3349
F6_Commercial_Grocery_New_Miscellaneous_Natural Gas_Pool Heater_Codes & Standards Forecast | F6 | Commercial | Grocery | New | Miscellaneous | Natural Gas | Pool Heater | Codes & Standards Forecast | Avg. Replacement Usage | 0.00040169 | 0.00041783 | 0.00041585 | 0.00041155 | 0.00041155 | 0.00041155 | 0.00041155 | 0.00041155 | 0.00041155 | 0.00041155 | 0.00041155 | 0.00041155 | 0.00041155 | 0.00041155 | 0.00041155 | 0.00041155 | 0.00041155 | 0.00041155 | 0.00041155 | 0.00041155 | 0.00041155 | 0.00041155 | 0.00041155 | 0.00041155 | 0.00041155 | 0.00041155 | 0.00041155 | 0.00041155 | 0.00041155 | 0.00041155 | 0.00041155
F7_Commercial_Grocery_New_Miscellaneous_Natural Gas_Pool Heater_Codes & Standards Forecast | F7 | Commercial | Grocery | New | Miscellaneous | Natural Gas | Pool Heater | Codes & Standards Forecast | Avg. Replacement Demand (S) | 0 | 0 | 0 | 0 | 0 | 0 | 0 | 0 | 0 | 0 | 0 | 0 | 0 | 0 | 0 | 0 | 0 | 0 | 0 | 0 | 0 | 0 | 0 | 0 | 0 | 0 | 0 | 0 | 0 | 0 | 0
F8_Commercial_Grocery_New_Miscellaneous_Natural Gas_Pool Heater_Codes & Standards Forecast | F8 | Commercial | Grocery | New | Miscellaneous | Natural Gas | Pool Heater | Codes & Standards Forecast | Avg. Replacement Demand (W) | 0 | 0 | 0 | 0 | 0 | 0 | 0 | 0 | 0 | 0 | 0 | 0 | 0 | 0 | 0 | 0 | 0 | 0 | 0 | 0 | 0 | 0 | 0 | 0 | 0 | 0 | 0 | 0 | 0 | 0 | 0
F1_Commercial_Grocery_New_Miscellaneous_Natural Gas_Miscellaneous_Codes & Standards Forecast | F1 | Commercial | Grocery | New | Miscellaneous | Natural Gas | Miscellaneous | Codes & Standards Forecast | Units | 0 | 144308.7405 | 289940.8326 | 444334.9299 | 529074.9556 | 598112.9542 | 666141.4752 | 733182.5513 | 799257.7842 | 864388.3531 | 928595.023 | 991898.1536 | 1054317.7068 | 1115873.2554 | 1176583.9902 | 1236468.7284 | 1295545.9204 | 1353833.6578 | 1411349.6805 | 1468111.3834 | 1524135.8239 | 1579439.7282 | 1634039.4985 | 1687951.219 | 1741190.6627 | 1793773.2975 | 1845714.2924 | 1897028.5236 | 1947730.5803 | 1997834.7706 | 2047355.1271
F2_Commercial_Grocery_New_Miscellaneous_Natural Gas_Miscellaneous_Codes & Standards Forecast | F2 | Commercial | Grocery | New | Miscellaneous | Natural Gas | Miscellaneous | Codes & Standards Forecast | Usage (MMtherm) | 0 | 7.69e-05 | 0.00015377 | 0.00023322 | 0.0002777 | 0.00031393 | 0.00034964 | 0.00038483 | 0.00041951 | 0.00045369 | 0.00048739 | 0.00052062 | 0.00055338 | 0.00058569 | 0.00061756 | 0.00064899 | 0.00068 | 0.00071059 | 0.00074078 | 0.00077057 | 0.00079998 | 0.000829 | 0.00085766 | 0.00088596 | 0.0009139 | 0.0009415 | 0.00096876 | 0.0009957 | 0.0010223 | 0.0010486 | 0.0010746
F3_Commercial_Grocery_New_Miscellaneous_Natural Gas_Miscellaneous_Codes & Standards Forecast | F3 | Commercial | Grocery | New | Miscellaneous | Natural Gas | Miscellaneous | Codes & Standards Forecast | Peak Demand (S) | 0 | 0 | 0 | 0 | 0 | 0 | 0 | 0 | 0 | 0 | 0 | 0 | 0 | 0 | 0 | 0 | 0 | 0 | 0 | 0 | 0 | 0 | 0 | 0 | 0 | 0 | 0 | 0 | 0 | 0 | 0
F4_Commercial_Grocery_New_Miscellaneous_Natural Gas_Miscellaneous_Codes & Standards Forecast | F4 | Commercial | Grocery | New | Miscellaneous | Natural Gas | Miscellaneous | Codes & Standards Forecast | Peak Demand (W) | 0 | 0 | 0 | 0 | 0 | 0 | 0 | 0 | 0 | 0 | 0 | 0 | 0 | 0 | 0 | 0 | 0 | 0 | 0 | 0 | 0 | 0 | 0 | 0 | 0 | 0 | 0 | 0 | 0 | 0 | 0
F5_Commercial_Grocery_New_Miscellaneous_Natural Gas_Miscellaneous_Codes & Standards Forecast | F5 | Commercial | Grocery | New | Miscellaneous | Natural Gas | Miscellaneous | Codes & Standards Forecast | Turnover | 0 | 144308.7405 | 145632.0921 | 154394.0974 | 105355.56 | 107513.0412 | 123063.4286 | 129264.6483 | 134768.7293 | 141591.1983 | 148210.7307 | 196604.6704 | 197290.898 | 200885.3928 | 193934.9685 | 202889.95 | 214881.7177 | 221346.239 | 227868.3845 | 235463.1765 | 242746.6715 | 262004.0777 | 265608.8814 | 270502.0506 | 274292.3962 | 282609.8179 | 291244.1892 | 297499.3675 | 303990.9926 | 311028.1022 | 317791.4318
F6_Commercial_Grocery_New_Miscellaneous_Natural Gas_Miscellaneous_Codes & Standards Forecast | F6 | Commercial | Grocery | New | Miscellaneous | Natural Gas | Miscellaneous | Codes & Standards Forecast | Avg. Replacement Usage | 0.0005123 | 0.00053289 | 0.00053036 | 0.00052487 | 0.00052487 | 0.00052487 | 0.00052487 | 0.00052487 | 0.00052487 | 0.00052487 | 0.00052487 | 0.00052487 | 0.00052487 | 0.00052487 | 0.00052487 | 0.00052487 | 0.00052487 | 0.00052487 | 0.00052487 | 0.00052487 | 0.00052487 | 0.00052487 | 0.00052487 | 0.00052487 | 0.00052487 | 0.00052487 | 0.00052487 | 0.00052487 | 0.00052487 | 0.00052487 | 0.00052487
F7_Commercial_Grocery_New_Miscellaneous_Natural Gas_Miscellaneous_Codes & Standards Forecast | F7 | Commercial | Grocery | New | Miscellaneous | Natural Gas | Miscellaneous | Codes & Standards Forecast | Avg. Replacement Demand (S) | 0 | 0 | 0 | 0 | 0 | 0 | 0 | 0 | 0 | 0 | 0 | 0 | 0 | 0 | 0 | 0 | 0 | 0 | 0 | 0 | 0 | 0 | 0 | 0 | 0 | 0 | 0 | 0 | 0 | 0 | 0
F8_Commercial_Grocery_New_Miscellaneous_Natural Gas_Miscellaneous_Codes & Standards Forecast | F8 | Commercial | Grocery | New | Miscellaneous | Natural Gas | Miscellaneous | Codes & Standards Forecast | Avg. Replacement Demand (W) | 0 | 0 | 0 | 0 | 0 | 0 | 0 | 0 | 0 | 0 | 0 | 0 | 0 | 0 | 0 | 0 | 0 | 0 | 0 | 0 | 0 | 0 | 0 | 0 | 0 | 0 | 0 | 0 | 0 | 0 | 0
F1_Commercial_Education_Existing_Space Heating_Natural Gas_Furnace_Codes & Standards Forecast | F1 | Commercial | Education | Existing | Space Heating | Natural Gas | Furnace | Codes & Standards Forecast | Units | 24618781.69 | 24126406.0562 | 23643877.9351 | 23171000.3764 | 22707580.3689 | 22253428.7615 | 21808360.1862 | 21372192.9825 | 20944749.1229 | 20525854.1404 | 20115337.0576 | 19713030.3165 | 19318769.7101 | 18932394.3159 | 18553746.4296 | 18182671.501 | 17819018.071 | 17462637.7096 | 17113384.9554 | 16771117.2563 | 16435694.9111 | 16106981.0129 | 15784841.3927 | 15469144.5648 | 15159761.6735 | 14856566.44 | 14559435.1112 | 14268246.409 | 13982881.4808 | 13703223.8512 | 13429159.3742
F2_Commercial_Education_Existing_Space Heating_Natural Gas_Furnace_Codes & Standards Forecast | F2 | Commercial | Education | Existing | Space Heating | Natural Gas | Furnace | Codes & Standards Forecast | Usage (MMtherm) | 4.2188 | 4.2776 | 4.1494 | 4.0021 | 3.9002 | 3.7877 | 3.6779 | 3.571 | 3.467 | 3.3661 | 3.2683 | 3.1736 | 3.083 | 2.9964 | 2.9135 | 2.834 | 2.7577 | 2.6845 | 2.6142 | 2.5459 | 2.4796 | 2.4151 | 2.3524 | 2.2922 | 2.2342 | 2.1783 | 2.1245 | 2.0726 | 2.0224 | 1.974 | 1.9271
F3_Commercial_Education_Existing_Space Heating_Natural Gas_Furnace_Codes & Standards Forecast | F3 | Commercial | Education | Existing | Space Heating | Natural Gas | Furnace | Codes & Standards Forecast | Peak Demand (S) | 0 | 0 | 0 | 0 | 0 | 0 | 0 | 0 | 0 | 0 | 0 | 0 | 0 | 0 | 0 | 0 | 0 | 0 | 0 | 0 | 0 | 0 | 0 | 0 | 0 | 0 | 0 | 0 | 0 | 0 | 0
F4_Commercial_Education_Existing_Space Heating_Natural Gas_Furnace_Codes & Standards Forecast | F4 | Commercial | Education | Existing | Space Heating | Natural Gas | Furnace | Codes & Standards Forecast | Peak Demand (W) | 0 | 0 | 0 | 0 | 0 | 0 | 0 | 0 | 0 | 0 | 0 | 0 | 0 | 0 | 0 | 0 | 0 | 0 | 0 | 0 | 0 | 0 | 0 | 0 | 0 | 0 | 0 | 0 | 0 | 0 | 0
F5_Commercial_Education_Existing_Space Heating_Natural Gas_Furnace_Codes & Standards Forecast | F5 | Commercial | Education | Existing | Space Heating | Natural Gas | Furnace | Codes & Standards Forecast | Turnover | 0 | 630755.7139 | 659046.9628 | 683596.128 | 704724.6782 | 722728.5031 | 737879.9114 | 750429.4744 | 760607.7255 | 768626.7274 | 774681.5183 | 778951.4445 | 718468.1559 | 662681.2167 | 611225.9693 | 563766.0705 | 519991.2933 | 479615.4988 | 442374.7659 | 441753.4035 | 442094.8286 | 443154.4176 | 444724.3963 | 446629.2428 | 448721.6132 | 450878.7338 | 452999.2104 | 455000.2075 | 456814.958 | 458390.5674 | 456310.222
F6_Commercial_Education_Existing_Space Heating_Natural Gas_Furnace_Codes & Standards Forecast | F6 | Commercial | Education | Existing | Space Heating | Natural Gas | Furnace | Codes & Standards Forecast | Avg. Replacement Usage | 0.14994 | 0.15597 | 0.15523 | 0.15362 | 0.15362 | 0.13505 | 0.13505 | 0.13505 | 0.13505 | 0.13505 | 0.13505 | 0.13505 | 0.13505 | 0.13505 | 0.13505 | 0.13505 | 0.13505 | 0.13505 | 0.13505 | 0.13505 | 0.13505 | 0.13505 | 0.13505 | 0.13505 | 0.13505 | 0.13505 | 0.13505 | 0.13505 | 0.13505 | 0.13505 | 0.13505
F7_Commercial_Education_Existing_Space Heating_Natural Gas_Furnace_Codes & Standards Forecast | F7 | Commercial | Education | Existing | Space Heating | Natural Gas | Furnace | Codes & Standards Forecast | Avg. Replacement Demand (S) | 0 | 0 | 0 | 0 | 0 | 0 | 0 | 0 | 0 | 0 | 0 | 0 | 0 | 0 | 0 | 0 | 0 | 0 | 0 | 0 | 0 | 0 | 0 | 0 | 0 | 0 | 0 | 0 | 0 | 0 | 0
F8_Commercial_Education_Existing_Space Heating_Natural Gas_Furnace_Codes & Standards Forecast | F8 | Commercial | Education | Existing | Space Heating | Natural Gas | Furnace | Codes & Standards Forecast | Avg. Replacement Demand (W) | 0 | 0 | 0 | 0 | 0 | 0 | 0 | 0 | 0 | 0 | 0 | 0 | 0 | 0 | 0 | 0 | 0 | 0 | 0 | 0 | 0 | 0 | 0 | 0 | 0 | 0 | 0 | 0 | 0 | 0 | 0
F1_Commercial_Education_Existing_Space Heating_Natural Gas_Boiler_Codes & Standards Forecast | F1 | Commercial | Education | Existing | Space Heating | Natural Gas | Boiler | Codes & Standards Forecast | Units | 23540315.6733 | 23069509.3599 | 22608119.1727 | 22155956.7892 | 21712837.6534 | 21278580.9004 | 20853009.2824 | 20435949.0967 | 20027230.1148 | 19626685.5125 | 19234151.8022 | 18849468.7662 | 18472479.3909 | 18103029.803 | 17740969.207 | 17386149.8228 | 17038426.8264 | 16697658.2899 | 16363705.1241 | 16036431.0216 | 15715702.4012 | 15401388.3531 | 15093360.5861 | 14791493.3743 | 14495663.5069 | 14205750.2367 | 13921635.232 | 13643202.5273 | 13370338.4768 | 13102931.7073 | 12840873.0731
F2_Commercial_Education_Existing_Space Heating_Natural Gas_Boiler_Codes & Standards Forecast | F2 | Commercial | Education | Existing | Space Heating | Natural Gas | Boiler | Codes & Standards Forecast | Usage (MMtherm) | 7.3238 | 7.4342 | 7.2208 | 6.9748 | 6.8083 | 6.6169 | 6.4313 | 6.2514 | 6.0769 | 5.9079 | 5.7443 | 5.5858 | 5.4324 | 5.284 | 5.1404 | 5.0016 | 4.8673 | 4.7375 | 4.612 | 4.4908 | 4.3736 | 4.2588 | 4.1477 | 4.04 | 3.9356 | 3.8357 | 3.7401 | 3.6484 | 3.5604 | 3.4757 | 3.3941
F3_Commercial_Education_Existing_Space Heating_Natural Gas_Boiler_Codes & Standards Forecast | F3 | Commercial | Education | Existing | Space Heating | Natural Gas | Boiler | Codes & Standards Forecast | Peak Demand (S) | 0 | 0 | 0 | 0 | 0 | 0 | 0 | 0 | 0 | 0 | 0 | 0 | 0 | 0 | 0 | 0 | 0 | 0 | 0 | 0 | 0 | 0 | 0 | 0 | 0 | 0 | 0 | 0 | 0 | 0 | 0
F4_Commercial_Education_Existing_Space Heating_Natural Gas_Boiler_Codes & Standards Forecast | F4 | Commercial | Education | Existing | Space Heating | Natural Gas | Boiler | Codes & Standards Forecast | Peak Demand (W) | 0 | 0 | 0 | 0 | 0 | 0 | 0 | 0 | 0 | 0 | 0 | 0 | 0 | 0 | 0 | 0 | 0 | 0 | 0 | 0 | 0 | 0 | 0 | 0 | 0 | 0 | 0 | 0 | 0 | 0 | 0
F5_Commercial_Education_Existing_Space Heating_Natural Gas_Boiler_Codes & Standards Forecast | F5 | Commercial | Education | Existing | Space Heating | Natural Gas | Boiler | Codes & Standards Forecast | Turnover | 0 | 699076.0412 | 691322.6524 | 683044.8988 | 674327.3875 | 665244.948 | 655863.7091 | 646242.0593 | 636431.5016 | 626477.4151 | 616419.7329 | 606293.5462 | 596129.6423 | 585954.9838 | 575793.1347 | 565664.6406 | 555587.3672 | 545576.8007 | 535646.3168 | 525807.4187 | 516069.95 | 542342.9559 | 519172.836 | 498544.9383 | 480111.5813 | 463571.102 | 448662.0359 | 435158.0097 | 422863.2602 | 411608.7047 | 401248.4973
F6_Commercial_Education_Existing_Space Heating_Natural Gas_Boiler_Codes & Standards Forecast | F6 | Commercial | Education | Existing | Space Heating | Natural Gas | Boiler | Codes & Standards Forecast | Avg. Replacement Usage | 0.29182 | 0.30355 | 0.30211 | 0.29898 | 0.29898 | 0.25445 | 0.25445 | 0.25445 | 0.25445 | 0.25445 | 0.25445 | 0.25445 | 0.25445 | 0.25445 | 0.25445 | 0.25445 | 0.25445 | 0.25445 | 0.25445 | 0.25445 | 0.25445 | 0.25445 | 0.25445 | 0.25445 | 0.25445 | 0.25445 | 0.25445 | 0.25445 | 0.25445 | 0.25445 | 0.25445
F7_Commercial_Education_Existing_Space Heating_Natural Gas_Boiler_Codes & Standards Forecast | F7 | Commercial | Education | Existing | Space Heating | Natural Gas | Boiler | Codes & Standards Forecast | Avg. Replacement Demand (S) | 0 | 0 | 0 | 0 | 0 | 0 | 0 | 0 | 0 | 0 | 0 | 0 | 0 | 0 | 0 | 0 | 0 | 0 | 0 | 0 | 0 | 0 | 0 | 0 | 0 | 0 | 0 | 0 | 0 | 0 | 0
F8_Commercial_Education_Existing_Space Heating_Natural Gas_Boiler_Codes & Standards Forecast | F8 | Commercial | Education | Existing | Space Heating | Natural Gas | Boiler | Codes & Standards Forecast | Avg. Replacement Demand (W) | 0 | 0 | 0 | 0 | 0 | 0 | 0 | 0 | 0 | 0 | 0 | 0 | 0 | 0 | 0 | 0 | 0 | 0 | 0 | 0 | 0 | 0 | 0 | 0 | 0 | 0 | 0 | 0 | 0 | 0 | 0
F1_Commercial_Education_Existing_Space Heating_Natural Gas_Unit Heater_Codes & Standards Forecast | F1 | Commercial | Education | Existing | Space Heating | Natural Gas | Unit Heater | Codes & Standards Forecast | Units | 6584495.4506 | 6452805.5416 | 6323749.4308 | 6197274.4421 | 6073328.9533 | 5951862.3742 | 5832825.1268 | 5716168.6242 | 5601845.2517 | 5489808.3467 | 5380012.1798 | 5272411.9362 | 5166963.6974 | 5063624.4235 | 4962351.935 | 4863104.8963 | 4765842.7984 | 4670525.9424 | 4577115.4236 | 4485573.1151 | 4395861.6528 | 4307944.4198 | 4221785.5314 | 4137349.8207 | 4054602.8243 | 3973510.7678 | 3894040.5525 | 3816159.7414 | 3739836.5466 | 3665039.8157 | 3591739.0193
F2_Commercial_Education_Existing_Space Heating_Natural Gas_Unit Heater_Codes & Standards Forecast | F2 | Commercial | Education | Existing | Space Heating | Natural Gas | Unit Heater | Codes & Standards Forecast | Usage (MMtherm) | 1.3764 | 1.4031 | 1.3685 | 1.3273 | 1.3007 | 1.2733 | 1.2459 | 1.2186 | 1.1912 | 1.1639 | 1.1366 | 1.1094 | 1.0824 | 1.0555 | 1.0288 | 1.0025 | 0.9766 | 0.95185 | 0.92814 | 0.90538 | 0.88348 | 0.86235 | 0.84225 | 0.82286 | 0.80413 | 0.78602 | 0.7685 | 0.75153 | 0.73507 | 0.71909 | 0.70357
F3_Commercial_Education_Existing_Space Heating_Natural Gas_Unit Heater_Codes & Standards Forecast | F3 | Commercial | Education | Existing | Space Heating | Natural Gas | Unit Heater | Codes & Standards Forecast | Peak Demand (S) | 0 | 0 | 0 | 0 | 0 | 0 | 0 | 0 | 0 | 0 | 0 | 0 | 0 | 0 | 0 | 0 | 0 | 0 | 0 | 0 | 0 | 0 | 0 | 0 | 0 | 0 | 0 | 0 | 0 | 0 | 0
F4_Commercial_Education_Existing_Space Heating_Natural Gas_Unit Heater_Codes & Standards Forecast | F4 | Commercial | Education | Existing | Space Heating | Natural Gas | Unit Heater | Codes & Standards Forecast | Peak Demand (W) | 0 | 0 | 0 | 0 | 0 | 0 | 0 | 0 | 0 | 0 | 0 | 0 | 0 | 0 | 0 | 0 | 0 | 0 | 0 | 0 | 0 | 0 | 0 | 0 | 0 | 0 | 0 | 0 | 0 | 0 | 0
F5_Commercial_Education_Existing_Space Heating_Natural Gas_Unit Heater_Codes & Standards Forecast | F5 | Commercial | Education | Existing | Space Heating | Natural Gas | Unit Heater | Codes & Standards Forecast | Turnover | 0 | 5431.6545 | 15485.1532 | 29445.5467 | 46682.2243 | 66639.5438 | 88828.4881 | 112819.2359 | 138234.5465 | 164743.8713 | 187529.4807 | 207648.242 | 225914.5937 | 242948.048 | 259212.1224 | 275046.1798 | 290691.404 | 270929.1632 | 256936.603 | 247934.9719 | 242706.398 | 240349.9993 | 240202.994 | 241779.9632 | 244726.365 | 248783.1909 | 253760.3008 | 254450.5255 | 252473.4013 | 249046.4716 | 245007.8454
F6_Commercial_Education_Existing_Space Heating_Natural Gas_Unit Heater_Codes & Standards Forecast | F6 | Commercial | Education | Existing | Space Heating | Natural Gas | Unit Heater | Codes & Standards Forecast | Avg. Replacement Usage | 0.20904 | 0.21744 | 0.21641 | 0.21417 | 0.21417 | 0.19273 | 0.19273 | 0.19273 | 0.19273 | 0.19273 | 0.19273 | 0.19273 | 0.19273 | 0.19273 | 0.19273 | 0.19273 | 0.19273 | 0.19273 | 0.19273 | 0.19273 | 0.19273 | 0.19273 | 0.19273 | 0.19273 | 0.19273 | 0.19273 | 0.19273 | 0.19273 | 0.19273 | 0.19273 | 0.19273
F7_Commercial_Education_Existing_Space Heating_Natural Gas_Unit Heater_Codes & Standards Forecast | F7 | Commercial | Education | Existing | Space Heating | Natural Gas | Unit Heater | Codes & Standards Forecast | Avg. Replacement Demand (S) | 0 | 0 | 0 | 0 | 0 | 0 | 0 | 0 | 0 | 0 | 0 | 0 | 0 | 0 | 0 | 0 | 0 | 0 | 0 | 0 | 0 | 0 | 0 | 0 | 0 | 0 | 0 | 0 | 0 | 0 | 0
F8_Commercial_Education_Existing_Space Heating_Natural Gas_Unit Heater_Codes & Standards Forecast | F8 | Commercial | Education | Existing | Space Heating | Natural Gas | Unit Heater | Codes & Standards Forecast | Avg. Replacement Demand (W) | 0 | 0 | 0 | 0 | 0 | 0 | 0 | 0 | 0 | 0 | 0 | 0 | 0 | 0 | 0 | 0 | 0 | 0 | 0 | 0 | 0 | 0 | 0 | 0 | 0 | 0 | 0 | 0 | 0 | 0 | 0
F1_Commercial_Education_Existing_Water Heating_Natural Gas_Water Heater_Codes & Standards Forecast | F1 | Commercial | Education | Existing | Water Heating | Natural Gas | Water Heater | Codes & Standards Forecast | Units | 31893032.4921 | 31255171.8423 | 30630068.4054 | 30017467.0373 | 29417117.6966 | 28828775.3426 | 28252199.8358 | 27687155.8391 | 27133412.7223 | 26590744.4678 | 26058929.5785 | 25537750.9869 | 25026995.9672 | 24526456.0478 | 24035926.9269 | 23555208.3883 | 23084104.2206 | 22622422.1362 | 22169973.6934 | 21726574.2196 | 21292042.7352 | 20866201.8805 | 20448877.8429 | 20039900.286 | 19639102.2803 | 19246320.2347 | 18861393.83 | 18484165.9534 | 18114482.6343 | 17752192.9816 | 17397149.122
F2_Commercial_Education_Existing_Water Heating_Natural Gas_Water Heater_Codes & Standards Forecast | F2 | Commercial | Education | Existing | Water Heating | Natural Gas | Water Heater | Codes & Standards Forecast | Usage (MMtherm) | 2.2067 | 2.2288 | 2.1531 | 2.0681 | 2.0072 | 1.9487 | 1.8927 | 1.8394 | 1.7889 | 1.7414 | 1.6969 | 1.6554 | 1.6156 | 1.5773 | 1.5405 | 1.5049 | 1.4706 | 1.4374 | 1.4053 | 1.3743 | 1.3441 | 1.3149 | 1.2865 | 1.2588 | 1.232 | 1.2059 | 1.1804 | 1.1556 | 1.1315 | 1.1079 | 1.0849
F3_Commercial_Education_Existing_Water Heating_Natural Gas_Water Heater_Codes & Standards Forecast | F3 | Commercial | Education | Existing | Water Heating | Natural Gas | Water Heater | Codes & Standards Forecast | Peak Demand (S) | 0 | 0 | 0 | 0 | 0 | 0 | 0 | 0 | 0 | 0 | 0 | 0 | 0 | 0 | 0 | 0 | 0 | 0 | 0 | 0 | 0 | 0 | 0 | 0 | 0 | 0 | 0 | 0 | 0 | 0 | 0
F4_Commercial_Education_Existing_Water Heating_Natural Gas_Water Heater_Codes & Standards Forecast | F4 | Commercial | Education | Existing | Water Heating | Natural Gas | Water Heater | Codes & Standards Forecast | Peak Demand (W) | 0 | 0 | 0 | 0 | 0 | 0 | 0 | 0 | 0 | 0 | 0 | 0 | 0 | 0 | 0 | 0 | 0 | 0 | 0 | 0 | 0 | 0 | 0 | 0 | 0 | 0 | 0 | 0 | 0 | 0 | 0
F5_Commercial_Education_Existing_Water Heating_Natural Gas_Water Heater_Codes & Standards Forecast | F5 | Commercial | Education | Existing | Water Heating | Natural Gas | Water Heater | Codes & Standards Forecast | Turnover | 0 | 947126.4195 | 1029440.3156 | 1099061.7783 | 1157449.6916 | 1205902.3031 | 1245574.7781 | 1277494.8377 | 1302576.6901 | 1321633.4419 | 1493321.0613 | 1639961.806 | 1612735.6451 | 1585446.0356 | 1558160.5707 | 1718055.1213 | 1670534.5882 | 1625400.04 | 1582447.149 | 1567827.9998 | 1572290.2672 | 1563650.5291 | 1545557.1338 | 1520791.2325 | 1553865.8339 | 1563681.6844 | 1526587.9892 | 1487112.1401 | 1450845.9049 | 1457559.26 | 1418835.6299
F6_Commercial_Education_Existing_Water Heating_Natural Gas_Water Heater_Codes & Standards Forecast | F6 | Commercial | Education | Existing | Water Heating | Natural Gas | Water Heater | Codes & Standards Forecast | Avg. Replacement Usage | 0.060397 | 0.062824 | 0.062526 | 0.061879 | 0.061879 | 0.061879 | 0.061879 | 0.061879 | 0.061879 | 0.061879 | 0.061879 | 0.061879 | 0.061879 | 0.061879 | 0.061879 | 0.061879 | 0.061879 | 0.061879 | 0.061879 | 0.061879 | 0.061879 | 0.061879 | 0.061879 | 0.061879 | 0.061879 | 0.061879 | 0.061879 | 0.061879 | 0.061879 | 0.061879 | 0.061879
F7_Commercial_Education_Existing_Water Heating_Natural Gas_Water Heater_Codes & Standards Forecast | F7 | Commercial | Education | Existing | Water Heating | Natural Gas | Water Heater | Codes & Standards Forecast | Avg. Replacement Demand (S) | 0 | 0 | 0 | 0 | 0 | 0 | 0 | 0 | 0 | 0 | 0 | 0 | 0 | 0 | 0 | 0 | 0 | 0 | 0 | 0 | 0 | 0 | 0 | 0 | 0 | 0 | 0 | 0 | 0 | 0 | 0
F8_Commercial_Education_Existing_Water Heating_Natural Gas_Water Heater_Codes & Standards Forecast | F8 | Commercial | Education | Existing | Water Heating | Natural Gas | Water Heater | Codes & Standards Forecast | Avg. Replacement Demand (W) | 0 | 0 | 0 | 0 | 0 | 0 | 0 | 0 | 0 | 0 | 0 | 0 | 0 | 0 | 0 | 0 | 0 | 0 | 0 | 0 | 0 | 0 | 0 | 0 | 0 | 0 | 0 | 0 | 0 | 0 | 0
F1_Commercial_Education_Existing_Food Preparation_Natural Gas_Oven_Codes & Standards Forecast | F1 | Commercial | Education | Existing | Food Preparation | Natural Gas | Oven | Codes & Standards Forecast | Units | 2666750.5145 | 2613415.5042 | 2561147.1941 | 2509924.2502 | 2459725.7652 | 2410531.2499 | 2362320.6249 | 2315074.2124 | 2268772.7282 | 2223397.2736 | 2178929.3281 | 2135350.7416 | 2092643.7267 | 2050790.8522 | 2009775.0351 | 1969579.5344 | 1930187.9438 | 1891584.1849 | 1853752.5012 | 1816677.4512 | 1780343.9021 | 1744737.0241 | 1709842.2836 | 1675645.4379 | 1642132.5292 | 1609289.8786 | 1577104.081 | 1545561.9994 | 1514650.7594 | 1484357.7442 | 1454670.5893
F2_Commercial_Education_Existing_Food Preparation_Natural Gas_Oven_Codes & Standards Forecast | F2 | Commercial | Education | Existing | Food Preparation | Natural Gas | Oven | Codes & Standards Forecast | Usage (MMtherm) | 0.0021115 | 0.0021814 | 0.0021645 | 0.0021415 | 0.0021453 | 0.0021521 | 0.002161 | 0.0021711 | 0.002182 | 0.002193 | 0.002192 | 0.0021818 | 0.0021645 | 0.0021419 | 0.0021153 | 0.0020857 | 0.0020539 | 0.0020206 | 0.0019863 | 0.0019514 | 0.0019161 | 0.0018808 | 0.0018455 | 0.0018104 | 0.0017756 | 0.0017412 | 0.0017072 | 0.0016738 | 0.0016408 | 0.0016084 | 0.0015766
F3_Commercial_Education_Existing_Food Preparation_Natural Gas_Oven_Codes & Standards Forecast | F3 | Commercial | Education | Existing | Food Preparation | Natural Gas | Oven | Codes & Standards Forecast | Peak Demand (S) | 0 | 0 | 0 | 0 | 0 | 0 | 0 | 0 | 0 | 0 | 0 | 0 | 0 | 0 | 0 | 0 | 0 | 0 | 0 | 0 | 0 | 0 | 0 | 0 | 0 | 0 | 0 | 0 | 0 | 0 | 0
F4_Commercial_Education_Existing_Food Preparation_Natural Gas_Oven_Codes & Standards Forecast | F4 | Commercial | Education | Existing | Food Preparation | Natural Gas | Oven | Codes & Standards Forecast | Peak Demand (W) | 0 | 0 | 0 | 0 | 0 | 0 | 0 | 0 | 0 | 0 | 0 | 0 | 0 | 0 | 0 | 0 | 0 | 0 | 0 | 0 | 0 | 0 | 0 | 0 | 0 | 0 | 0 | 0 | 0 | 0 | 0
F5_Commercial_Education_Existing_Food Preparation_Natural Gas_Oven_Codes & Standards Forecast | F5 | Commercial | Education | Existing | Food Preparation | Natural Gas | Oven | Codes & Standards Forecast | Turnover | 0 | 104536.6202 | 133179.6541 | 154611.3338 | 170409.801 | 181811.909 | 189786.9491 | 195094.4524 | 198329.5052 | 199958.2776 | 171293.4851 | 153274.9878 | 142644.1342 | 137024.8148 | 134700.0193 | 134442.6746 | 156935.1365 | 160868.8307 | 163196.2133 | 160242.3192 | 154642.99 | 148057.3584 | 141478.3297 | 135453.195 | 130238.8057 | 122915.2317 | 119593.8525 | 118682.015 | 118538.5742 | 118316.9332 | 117651.2136
F6_Commercial_Education_Existing_Food Preparation_Natural Gas_Oven_Codes & Standards Forecast | F6 | Commercial | Education | Existing | Food Preparation | Natural Gas | Oven | Codes & Standards Forecast | Avg. Replacement Usage | 0.0010587 | 0.0011013 | 0.0010961 | 0.0010847 | 0.0010847 | 0.0010847 | 0.0010847 | 0.0010847 | 0.0010847 | 0.0010847 | 0.0010847 | 0.0010847 | 0.0010847 | 0.0010847 | 0.0010847 | 0.0010847 | 0.0010847 | 0.0010847 | 0.0010847 | 0.0010847 | 0.0010847 | 0.0010847 | 0.0010847 | 0.0010847 | 0.0010847 | 0.0010847 | 0.0010847 | 0.0010847 | 0.0010847 | 0.0010847 | 0.0010847
F7_Commercial_Education_Existing_Food Preparation_Natural Gas_Oven_Codes & Standards Forecast | F7 | Commercial | Education | Existing | Food Preparation | Natural Gas | Oven | Codes & Standards Forecast | Avg. Replacement Demand (S) | 0 | 0 | 0 | 0 | 0 | 0 | 0 | 0 | 0 | 0 | 0 | 0 | 0 | 0 | 0 | 0 | 0 | 0 | 0 | 0 | 0 | 0 | 0 | 0 | 0 | 0 | 0 | 0 | 0 | 0 | 0
F8_Commercial_Education_Existing_Food Preparation_Natural Gas_Oven_Codes & Standards Forecast | F8 | Commercial | Education | Existing | Food Preparation | Natural Gas | Oven | Codes & Standards Forecast | Avg. Replacement Demand (W) | 0 | 0 | 0 | 0 | 0 | 0 | 0 | 0 | 0 | 0 | 0 | 0 | 0 | 0 | 0 | 0 | 0 | 0 | 0 | 0 | 0 | 0 | 0 | 0 | 0 | 0 | 0 | 0 | 0 | 0 | 0
F1_Commercial_Education_Existing_Food Preparation_Natural Gas_Conveyor Oven_Codes & Standards Forecast | F1 | Commercial | Education | Existing | Food Preparation | Natural Gas | Conveyor Oven | Codes & Standards Forecast | Units | 1333375.2572 | 1306707.7521 | 1280573.597 | 1254962.1251 | 1229862.8826 | 1205265.6249 | 1181160.3125 | 1157537.1062 | 1134386.3641 | 1111698.6368 | 1089464.6641 | 1067675.3708 | 1046321.8634 | 1025395.4261 | 1004887.5176 | 984789.7672 | 965093.9719 | 945792.0924 | 926876.2506 | 908338.7256 | 890171.9511 | 872368.512 | 854921.1418 | 837822.719 | 821066.2646 | 804644.9393 | 788552.0405 | 772780.9997 | 757325.3797 | 742178.8721 | 727335.2947
F2_Commercial_Education_Existing_Food Preparation_Natural Gas_Conveyor Oven_Codes & Standards Forecast | F2 | Commercial | Education | Existing | Food Preparation | Natural Gas | Conveyor Oven | Codes & Standards Forecast | Usage (MMtherm) | 0.0018064 | 0.0018415 | 0.0017961 | 0.0017419 | 0.0017071 | 0.0016741 | 0.0016436 | 0.0016163 | 0.0015925 | 0.0015724 | 0.0015551 | 0.00154 | 0.0015266 | 0.0015144 | 0.001503 | 0.0014923 | 0.001482 | 0.0014678 | 0.0014504 | 0.0014309 | 0.0014097 | 0.0013873 | 0.0013641 | 0.0013404 | 0.0013163 | 0.0012922 | 0.0012681 | 0.0012441 | 0.0012202 | 0.0011967 | 0.0011734
F3_Commercial_Education_Existing_Food Preparation_Natural Gas_Conveyor Oven_Codes & Standards Forecast | F3 | Commercial | Education | Existing | Food Preparation | Natural Gas | Conveyor Oven | Codes & Standards Forecast | Peak Demand (S) | 0 | 0 | 0 | 0 | 0 | 0 | 0 | 0 | 0 | 0 | 0 | 0 | 0 | 0 | 0 | 0 | 0 | 0 | 0 | 0 | 0 | 0 | 0 | 0 | 0 | 0 | 0 | 0 | 0 | 0 | 0
F4_Commercial_Education_Existing_Food Preparation_Natural Gas_Conveyor Oven_Codes & Standards Forecast | F4 | Commercial | Education | Existing | Food Preparation | Natural Gas | Conveyor Oven | Codes & Standards Forecast | Peak Demand (W) | 0 | 0 | 0 | 0 | 0 | 0 | 0 | 0 | 0 | 0 | 0 | 0 | 0 | 0 | 0 | 0 | 0 | 0 | 0 | 0 | 0 | 0 | 0 | 0 | 0 | 0 | 0 | 0 | 0 | 0 | 0
F5_Commercial_Education_Existing_Food Preparation_Natural Gas_Conveyor Oven_Codes & Standards Forecast | F5 | Commercial | Education | Existing | Food Preparation | Natural Gas | Conveyor Oven | Codes & Standards Forecast | Turnover | 0 | 0 | 0 | 0 | 0 | 4821.0625 | 13228.9955 | 24261.9777 | 37171.5724 | 51376.4855 | 62068.4579 | 70015.1784 | 75818.3371 | 79949.4848 | 82778.1465 | 84593.8622 | 85623.4674 | 67128.7984 | 52628.978 | 41261.1187 | 32348.7171 | 26059.289 | 22345.5059 | 21031.0295 | 21869.267 | 24582.7419 | 29084.7281 | 34396.3674 | 39879.8162 | 45136.5647 | 49933.7726
F6_Commercial_Education_Existing_Food Preparation_Natural Gas_Conveyor Oven_Codes & Standards Forecast | F6 | Commercial | Education | Existing | Food Preparation | Natural Gas | Conveyor Oven | Codes & Standards Forecast | Avg. Replacement Usage | 0.0015781 | 0.0016415 | 0.0016337 | 0.0016168 | 0.0016168 | 0.0016168 | 0.0016168 | 0.0016168 | 0.0016168 | 0.0016168 | 0.0016168 | 0.0016168 | 0.0016168 | 0.0016168 | 0.0016168 | 0.0016168 | 0.0016168 | 0.0016168 | 0.0016168 | 0.0016168 | 0.0016168 | 0.0016168 | 0.0016168 | 0.0016168 | 0.0016168 | 0.0016168 | 0.0016168 | 0.0016168 | 0.0016168 | 0.0016168 | 0.0016168
F7_Commercial_Education_Existing_Food Preparation_Natural Gas_Conveyor Oven_Codes & Standards Forecast | F7 | Commercial | Education | Existing | Food Preparation | Natural Gas | Conveyor Oven | Codes & Standards Forecast | Avg. Replacement Demand (S) | 0 | 0 | 0 | 0 | 0 | 0 | 0 | 0 | 0 | 0 | 0 | 0 | 0 | 0 | 0 | 0 | 0 | 0 | 0 | 0 | 0 | 0 | 0 | 0 | 0 | 0 | 0 | 0 | 0 | 0 | 0
F8_Commercial_Education_Existing_Food Preparation_Natural Gas_Conveyor Oven_Codes & Standards Forecast | F8 | Commercial | Education | Existing | Food Preparation | Natural Gas | Conveyor Oven | Codes & Standards Forecast | Avg. Replacement Demand (W) | 0 | 0 | 0 | 0 | 0 | 0 | 0 | 0 | 0 | 0 | 0 | 0 | 0 | 0 | 0 | 0 | 0 | 0 | 0 | 0 | 0 | 0 | 0 | 0 | 0 | 0 | 0 | 0 | 0 | 0 | 0
F1_Commercial_Education_Existing_Food Preparation_Natural Gas_Double Rack Oven_Codes & Standards Forecast | F1 | Commercial | Education | Existing | Food Preparation | Natural Gas | Double Rack Oven | Codes & Standards Forecast | Units | 1333375.2572 | 1306707.7521 | 1280573.597 | 1254962.1251 | 1229862.8826 | 1205265.6249 | 1181160.3125 | 1157537.1062 | 1134386.3641 | 1111698.6368 | 1089464.6641 | 1067675.3708 | 1046321.8634 | 1025395.4261 | 1004887.5176 | 984789.7672 | 965093.9719 | 945792.0924 | 926876.2506 | 908338.7256 | 890171.9511 | 872368.512 | 854921.1418 | 837822.719 | 821066.2646 | 804644.9393 | 788552.0405 | 772780.9997 | 757325.3797 | 742178.8721 | 727335.2947
F2_Commercial_Education_Existing_Food Preparation_Natural Gas_Double Rack Oven_Codes & Standards Forecast | F2 | Commercial | Education | Existing | Food Preparation | Natural Gas | Double Rack Oven | Codes & Standards Forecast | Usage (MMtherm) | 0.0027443 | 0.0028203 | 0.0027816 | 0.0027352 | 0.0027236 | 0.0027171 | 0.0027146 | 0.0027154 | 0.0027189 | 0.0027244 | 0.002722 | 0.002713 | 0.0026983 | 0.0026788 | 0.0026553 | 0.0026283 | 0.0025986 | 0.0025664 | 0.0025324 | 0.0024968 | 0.00246 | 0.0024222 | 0.0023838 | 0.0023448 | 0.0023054 | 0.0022659 | 0.0022263 | 0.0021868 | 0.0021474 | 0.0021082 | 0.0020694
F3_Commercial_Education_Existing_Food Preparation_Natural Gas_Double Rack Oven_Codes & Standards Forecast | F3 | Commercial | Education | Existing | Food Preparation | Natural Gas | Double Rack Oven | Codes & Standards Forecast | Peak Demand (S) | 0 | 0 | 0 | 0 | 0 | 0 | 0 | 0 | 0 | 0 | 0 | 0 | 0 | 0 | 0 | 0 | 0 | 0 | 0 | 0 | 0 | 0 | 0 | 0 | 0 | 0 | 0 | 0 | 0 | 0 | 0
F4_Commercial_Education_Existing_Food Preparation_Natural Gas_Double Rack Oven_Codes & Standards Forecast | F4 | Commercial | Education | Existing | Food Preparation | Natural Gas | Double Rack Oven | Codes & Standards Forecast | Peak Demand (W) | 0 | 0 | 0 | 0 | 0 | 0 | 0 | 0 | 0 | 0 | 0 | 0 | 0 | 0 | 0 | 0 | 0 | 0 | 0 | 0 | 0 | 0 | 0 | 0 | 0 | 0 | 0 | 0 | 0 | 0 | 0
F5_Commercial_Education_Existing_Food Preparation_Natural Gas_Double Rack Oven_Codes & Standards Forecast | F5 | Commercial | Education | Existing | Food Preparation | Natural Gas | Double Rack Oven | Codes & Standards Forecast | Turnover | 0 | 29037.95 | 39523.8765 | 48373.7115 | 55804.0208 | 62003.3428 | 67135.8043 | 71344.2685 | 74753.0779 | 77470.4438 | 67485.3644 | 58787.2508 | 55860.5467 | 54585.2498 | 54427.7144 | 54993.2796 | 55993.1733 | 62728.6003 | 64942.2058 | 66664.5295 | 67963.0118 | 66957.7215 | 64407.0544 | 61616.7124 | 58944.4236 | 56579.8378 | 52306.954 | 49227.8073 | 48871.1593 | 49175.7098 | 49834.3295
F6_Commercial_Education_Existing_Food Preparation_Natural Gas_Double Rack Oven_Codes & Standards Forecast | F6 | Commercial | Education | Existing | Food Preparation | Natural Gas | Double Rack Oven | Codes & Standards Forecast | Avg. Replacement Usage | 0.0028124 | 0.0029254 | 0.0029116 | 0.0028814 | 0.0028814 | 0.0028814 | 0.0028814 | 0.0028814 | 0.0028814 | 0.0028814 | 0.0028814 | 0.0028814 | 0.0028814 | 0.0028814 | 0.0028814 | 0.0028814 | 0.0028814 | 0.0028814 | 0.0028814 | 0.0028814 | 0.0028814 | 0.0028814 | 0.0028814 | 0.0028814 | 0.0028814 | 0.0028814 | 0.0028814 | 0.0028814 | 0.0028814 | 0.0028814 | 0.0028814
F7_Commercial_Education_Existing_Food Preparation_Natural Gas_Double Rack Oven_Codes & Standards Forecast | F7 | Commercial | Education | Existing | Food Preparation | Natural Gas | Double Rack Oven | Codes & Standards Forecast | Avg. Replacement Demand (S) | 0 | 0 | 0 | 0 | 0 | 0 | 0 | 0 | 0 | 0 | 0 | 0 | 0 | 0 | 0 | 0 | 0 | 0 | 0 | 0 | 0 | 0 | 0 | 0 | 0 | 0 | 0 | 0 | 0 | 0 | 0
F8_Commercial_Education_Existing_Food Preparation_Natural Gas_Double Rack Oven_Codes & Standards Forecast | F8 | Commercial | Education | Existing | Food Preparation | Natural Gas | Double Rack Oven | Codes & Standards Forecast | Avg. Replacement Demand (W) | 0 | 0 | 0 | 0 | 0 | 0 | 0 | 0 | 0 | 0 | 0 | 0 | 0 | 0 | 0 | 0 | 0 | 0 | 0 | 0 | 0 | 0 | 0 | 0 | 0 | 0 | 0 | 0 | 0 | 0 | 0
F1_Commercial_Education_Existing_Food Preparation_Natural Gas_Fryer_Codes & Standards Forecast | F1 | Commercial | Education | Existing | Food Preparation | Natural Gas | Fryer | Codes & Standards Forecast | Units | 2973315.1683 | 2913848.8649 | 2855571.8876 | 2798460.4498 | 2742491.2408 | 2687641.416 | 2633888.5877 | 2581210.816 | 2529586.5996 | 2478994.8676 | 2429414.9703 | 2380826.6709 | 2333210.1375 | 2286545.9347 | 2240815.016 | 2195998.7157 | 2152078.7414 | 2109037.1666 | 2066856.4232 | 2025519.2948 | 1985008.9089 | 1945308.7307 | 1906402.5561 | 1868274.505 | 1830909.0149 | 1794290.8346 | 1758405.0179 | 1723236.9175 | 1688772.1792 | 1654996.7356 | 1621896.8009
F2_Commercial_Education_Existing_Food Preparation_Natural Gas_Fryer_Codes & Standards Forecast | F2 | Commercial | Education | Existing | Food Preparation | Natural Gas | Fryer | Codes & Standards Forecast | Usage (MMtherm) | 0.0038081 | 0.0038929 | 0.0038088 | 0.0036584 | 0.0035476 | 0.0034375 | 0.0033284 | 0.0032203 | 0.0031136 | 0.0030014 | 0.0028848 | 0.0027731 | 0.0026706 | 0.0025762 | 0.0024804 | 0.0023919 | 0.0023196 | 0.0022514 | 0.0021869 | 0.0021258 | 0.0020679 | 0.0020128 | 0.0019603 | 0.0019102 | 0.0018622 | 0.0018163 | 0.0017723 | 0.00173 | 0.0016892 | 0.00165 | 0.0016121
F3_Commercial_Education_Existing_Food Preparation_Natural Gas_Fryer_Codes & Standards Forecast | F3 | Commercial | Education | Existing | Food Preparation | Natural Gas | Fryer | Codes & Standards Forecast | Peak Demand (S) | 0 | 0 | 0 | 0 | 0 | 0 | 0 | 0 | 0 | 0 | 0 | 0 | 0 | 0 | 0 | 0 | 0 | 0 | 0 | 0 | 0 | 0 | 0 | 0 | 0 | 0 | 0 | 0 | 0 | 0 | 0
F4_Commercial_Education_Existing_Food Preparation_Natural Gas_Fryer_Codes & Standards Forecast | F4 | Commercial | Education | Existing | Food Preparation | Natural Gas | Fryer | Codes & Standards Forecast | Peak Demand (W) | 0 | 0 | 0 | 0 | 0 | 0 | 0 | 0 | 0 | 0 | 0 | 0 | 0 | 0 | 0 | 0 | 0 | 0 | 0 | 0 | 0 | 0 | 0 | 0 | 0 | 0 | 0 | 0 | 0 | 0 | 0
F5_Commercial_Education_Existing_Food Preparation_Natural Gas_Fryer_Codes & Standards Forecast | F5 | Commercial | Education | Existing | Food Preparation | Natural Gas | Fryer | Codes & Standards Forecast | Turnover | 0 | 88298.4505 | 95972.3885 | 102463.0398 | 107906.4126 | 112423.5398 | 116122.1148 | 119097.9497 | 121436.2739 | 138237.1031 | 152604.146 | 164814.9261 | 160975.7835 | 157272.6431 | 171496.8158 | 166097.1554 | 161020.3671 | 158792.961 | 158506 | 159480.9377 | 158810.0256 | 156957.2201 | 160332.994 | 161177.4268 | 160188.5975 | 155482.4966 | 151430.3845 | 151728.4199 | 147690.747 | 144022.9997 | 142070.6836
F6_Commercial_Education_Existing_Food Preparation_Natural Gas_Fryer_Codes & Standards Forecast | F6 | Commercial | Education | Existing | Food Preparation | Natural Gas | Fryer | Codes & Standards Forecast | Avg. Replacement Usage | 0.0014002 | 0.0014565 | 0.0014495 | 0.00096401 | 0.00096401 | 0.00096401 | 0.00096401 | 0.00096401 | 0.00096401 | 0.00096401 | 0.00096401 | 0.00096401 | 0.00096401 | 0.00096401 | 0.00096401 | 0.00096401 | 0.00096401 | 0.00096401 | 0.00096401 | 0.00096401 | 0.00096401 | 0.00096401 | 0.00096401 | 0.00096401 | 0.00096401 | 0.00096401 | 0.00096401 | 0.00096401 | 0.00096401 | 0.00096401 | 0.00096401
F7_Commercial_Education_Existing_Food Preparation_Natural Gas_Fryer_Codes & Standards Forecast | F7 | Commercial | Education | Existing | Food Preparation | Natural Gas | Fryer | Codes & Standards Forecast | Avg. Replacement Demand (S) | 0 | 0 | 0 | 0 | 0 | 0 | 0 | 0 | 0 | 0 | 0 | 0 | 0 | 0 | 0 | 0 | 0 | 0 | 0 | 0 | 0 | 0 | 0 | 0 | 0 | 0 | 0 | 0 | 0 | 0 | 0
F8_Commercial_Education_Existing_Food Preparation_Natural Gas_Fryer_Codes & Standards Forecast | F8 | Commercial | Education | Existing | Food Preparation | Natural Gas | Fryer | Codes & Standards Forecast | Avg. Replacement Demand (W) | 0 | 0 | 0 | 0 | 0 | 0 | 0 | 0 | 0 | 0 | 0 | 0 | 0 | 0 | 0 | 0 | 0 | 0 | 0 | 0 | 0 | 0 | 0 | 0 | 0 | 0 | 0 | 0 | 0 | 0 | 0
F1_Commercial_Education_Existing_Food Preparation_Natural Gas_Broiler_Codes & Standards Forecast | F1 | Commercial | Education | Existing | Food Preparation | Natural Gas | Broiler | Codes & Standards Forecast | Units | 1139815.0297 | 1117018.7291 | 1094678.3545 | 1072784.7874 | 1051329.0917 | 1030302.5099 | 1009696.4597 | 989502.5305 | 969712.4799 | 950318.2303 | 931311.8657 | 912685.6283 | 894431.9158 | 876543.2775 | 859012.4119 | 841832.1637 | 824995.5204 | 808495.61 | 792325.6978 | 776479.1838 | 760949.6002 | 745730.6082 | 730815.996 | 716199.6761 | 701875.6825 | 687838.1689 | 674081.4055 | 660599.7774 | 647387.7819 | 634440.0262 | 621751.2257
F2_Commercial_Education_Existing_Food Preparation_Natural Gas_Broiler_Codes & Standards Forecast | F2 | Commercial | Education | Existing | Food Preparation | Natural Gas | Broiler | Codes & Standards Forecast | Usage (MMtherm) | 0.0014995 | 0.0015344 | 0.001503 | 0.0014646 | 0.0014427 | 0.0014216 | 0.0014012 | 0.0013814 | 0.0013622 | 0.0013435 | 0.0013241 | 0.0013041 | 0.0012837 | 0.001263 | 0.001242 | 0.0012209 | 0.0011998 | 0.0011786 | 0.0011575 | 0.0011365 | 0.0011156 | 0.001095 | 0.0010745 | 0.0010542 | 0.0010342 | 0.0010145 | 0.00099502 | 0.00097584 | 0.00095694 | 0.00093835 | 0.00092005
F3_Commercial_Education_Existing_Food Preparation_Natural Gas_Broiler_Codes & Standards Forecast | F3 | Commercial | Education | Existing | Food Preparation | Natural Gas | Broiler | Codes & Standards Forecast | Peak Demand (S) | 0 | 0 | 0 | 0 | 0 | 0 | 0 | 0 | 0 | 0 | 0 | 0 | 0 | 0 | 0 | 0 | 0 | 0 | 0 | 0 | 0 | 0 | 0 | 0 | 0 | 0 | 0 | 0 | 0 | 0 | 0
F4_Commercial_Education_Existing_Food Preparation_Natural Gas_Broiler_Codes & Standards Forecast | F4 | Commercial | Education | Existing | Food Preparation | Natural Gas | Broiler | Codes & Standards Forecast | Peak Demand (W) | 0 | 0 | 0 | 0 | 0 | 0 | 0 | 0 | 0 | 0 | 0 | 0 | 0 | 0 | 0 | 0 | 0 | 0 | 0 | 0 | 0 | 0 | 0 | 0 | 0 | 0 | 0 | 0 | 0 | 0 | 0
F5_Commercial_Education_Existing_Food Preparation_Natural Gas_Broiler_Codes & Standards Forecast | F5 | Commercial | Education | Existing | Food Preparation | Natural Gas | Broiler | Codes & Standards Forecast | Turnover | 0 | 41371.064 | 46174.7043 | 50156.4904 | 53426.4047 | 56080.1728 | 58201.103 | 59861.6879 | 61125.0007 | 62045.9102 | 54048.8818 | 47082.5814 | 47639.5814 | 48316.9275 | 49025.1423 | 49702.9068 | 50309.8274 | 58670.6268 | 58444.984 | 58101.697 | 57658.8635 | 55751.2071 | 52896.2574 | 50534.8711 | 48607.0755 | 47047.9956 | 44157.7069 | 42077.5479 | 43119.9642 | 43867.9107 | 44357.123
F6_Commercial_Education_Existing_Food Preparation_Natural Gas_Broiler_Codes & Standards Forecast | F6 | Commercial | Education | Existing | Food Preparation | Natural Gas | Broiler | Codes & Standards Forecast | Avg. Replacement Usage | 0.0014502 | 0.0015085 | 0.0015014 | 0.0014859 | 0.0014859 | 0.0014859 | 0.0014859 | 0.0014859 | 0.0014859 | 0.0014859 | 0.0014859 | 0.0014859 | 0.0014859 | 0.0014859 | 0.0014859 | 0.0014859 | 0.0014859 | 0.0014859 | 0.0014859 | 0.0014859 | 0.0014859 | 0.0014859 | 0.0014859 | 0.0014859 | 0.0014859 | 0.0014859 | 0.0014859 | 0.0014859 | 0.0014859 | 0.0014859 | 0.0014859
F7_Commercial_Education_Existing_Food Preparation_Natural Gas_Broiler_Codes & Standards Forecast | F7 | Commercial | Education | Existing | Food Preparation | Natural Gas | Broiler | Codes & Standards Forecast | Avg. Replacement Demand (S) | 0 | 0 | 0 | 0 | 0 | 0 | 0 | 0 | 0 | 0 | 0 | 0 | 0 | 0 | 0 | 0 | 0 | 0 | 0 | 0 | 0 | 0 | 0 | 0 | 0 | 0 | 0 | 0 | 0 | 0 | 0
F8_Commercial_Education_Existing_Food Preparation_Natural Gas_Broiler_Codes & Standards Forecast | F8 | Commercial | Education | Existing | Food Preparation | Natural Gas | Broiler | Codes & Standards Forecast | Avg. Replacement Demand (W) | 0 | 0 | 0 | 0 | 0 | 0 | 0 | 0 | 0 | 0 | 0 | 0 | 0 | 0 | 0 | 0 | 0 | 0 | 0 | 0 | 0 | 0 | 0 | 0 | 0 | 0 | 0 | 0 | 0 | 0 | 0
F1_Commercial_Education_Existing_Food Preparation_Natural Gas_Griddle_Codes & Standards Forecast | F1 | Commercial | Education | Existing | Food Preparation | Natural Gas | Griddle | Codes & Standards Forecast | Units | 1359422.4703 | 1332234.0209 | 1305589.3405 | 1279477.5536 | 1253888.0026 | 1228810.2425 | 1204234.0377 | 1180149.3569 | 1156546.3698 | 1133415.4424 | 1110747.1335 | 1088532.1909 | 1066761.5471 | 1045426.3161 | 1024517.7898 | 1004027.434 | 983946.8853 | 964267.9476 | 944982.5887 | 926082.9369 | 907561.2781 | 889410.0526 | 871621.8515 | 854189.4145 | 837105.6262 | 820363.5137 | 803956.2434 | 787877.1185 | 772119.5762 | 756677.1846 | 741543.641
F2_Commercial_Education_Existing_Food Preparation_Natural Gas_Griddle_Codes & Standards Forecast | F2 | Commercial | Education | Existing | Food Preparation | Natural Gas | Griddle | Codes & Standards Forecast | Usage (MMtherm) | 0.0012712 | 0.0012978 | 0.001268 | 0.0012321 | 0.00121 | 0.0011884 | 0.0011674 | 0.0011469 | 0.0011268 | 0.0011072 | 0.0010876 | 0.0010681 | 0.0010486 | 0.0010293 | 0.0010102 | 0.00099128 | 0.00097257 | 0.00095408 | 0.00093585 | 0.00091786 | 0.00090015 | 0.0008827 | 0.00086553 | 0.00084864 | 0.00083204 | 0.00081572 | 0.00079968 | 0.00078393 | 0.00076847 | 0.00075328 | 0.00073838
F3_Commercial_Education_Existing_Food Preparation_Natural Gas_Griddle_Codes & Standards Forecast | F3 | Commercial | Education | Existing | Food Preparation | Natural Gas | Griddle | Codes & Standards Forecast | Peak Demand (S) | 0 | 0 | 0 | 0 | 0 | 0 | 0 | 0 | 0 | 0 | 0 | 0 | 0 | 0 | 0 | 0 | 0 | 0 | 0 | 0 | 0 | 0 | 0 | 0 | 0 | 0 | 0 | 0 | 0 | 0 | 0
F4_Commercial_Education_Existing_Food Preparation_Natural Gas_Griddle_Codes & Standards Forecast | F4 | Commercial | Education | Existing | Food Preparation | Natural Gas | Griddle | Codes & Standards Forecast | Peak Demand (W) | 0 | 0 | 0 | 0 | 0 | 0 | 0 | 0 | 0 | 0 | 0 | 0 | 0 | 0 | 0 | 0 | 0 | 0 | 0 | 0 | 0 | 0 | 0 | 0 | 0 | 0 | 0 | 0 | 0 | 0 | 0
F5_Commercial_Education_Existing_Food Preparation_Natural Gas_Griddle_Codes & Standards Forecast | F5 | Commercial | Education | Existing | Food Preparation | Natural Gas | Griddle | Codes & Standards Forecast | Turnover | 0 | 49342.0008 | 55071.1553 | 59820.1097 | 63720.0363 | 66885.1042 | 69414.6726 | 71395.2015 | 72901.916 | 74000.2564 | 64462.4456 | 56153.9526 | 56818.2694 | 57626.1194 | 58470.7854 | 59279.1344 | 60002.99 | 69974.6594 | 69705.5421 | 69296.1142 | 68767.9602 | 66492.7568 | 63087.7458 | 60271.3927 | 57972.17 | 56112.7032 | 52665.5443 | 50184.6024 | 51427.8604 | 52319.9133 | 52903.3818
F6_Commercial_Education_Existing_Food Preparation_Natural Gas_Griddle_Codes & Standards Forecast | F6 | Commercial | Education | Existing | Food Preparation | Natural Gas | Griddle | Codes & Standards Forecast | Avg. Replacement Usage | 0.00097356 | 0.0010127 | 0.0010079 | 0.00099747 | 0.00099747 | 0.00099747 | 0.00099747 | 0.00099747 | 0.00099747 | 0.00099747 | 0.00099747 | 0.00099747 | 0.00099747 | 0.00099747 | 0.00099747 | 0.00099747 | 0.00099747 | 0.00099747 | 0.00099747 | 0.00099747 | 0.00099747 | 0.00099747 | 0.00099747 | 0.00099747 | 0.00099747 | 0.00099747 | 0.00099747 | 0.00099747 | 0.00099747 | 0.00099747 | 0.00099747
F7_Commercial_Education_Existing_Food Preparation_Natural Gas_Griddle_Codes & Standards Forecast | F7 | Commercial | Education | Existing | Food Preparation | Natural Gas | Griddle | Codes & Standards Forecast | Avg. Replacement Demand (S) | 0 | 0 | 0 | 0 | 0 | 0 | 0 | 0 | 0 | 0 | 0 | 0 | 0 | 0 | 0 | 0 | 0 | 0 | 0 | 0 | 0 | 0 | 0 | 0 | 0 | 0 | 0 | 0 | 0 | 0 | 0
F8_Commercial_Education_Existing_Food Preparation_Natural Gas_Griddle_Codes & Standards Forecast | F8 | Commercial | Education | Existing | Food Preparation | Natural Gas | Griddle | Codes & Standards Forecast | Avg. Replacement Demand (W) | 0 | 0 | 0 | 0 | 0 | 0 | 0 | 0 | 0 | 0 | 0 | 0 | 0 | 0 | 0 | 0 | 0 | 0 | 0 | 0 | 0 | 0 | 0 | 0 | 0 | 0 | 0 | 0 | 0 | 0 | 0
F1_Commercial_Education_Existing_Food Preparation_Natural Gas_Range_Codes & Standards Forecast | F1 | Commercial | Education | Existing | Food Preparation | Natural Gas | Range | Codes & Standards Forecast | Units | 7010423.0422 | 6870214.5813 | 6732810.2897 | 6598154.0839 | 6466191.0022 | 6336867.1822 | 6210129.8386 | 6085927.2418 | 5964208.697 | 5844924.523 | 5728026.0326 | 5613465.5119 | 5501196.2017 | 5391172.2776 | 5283348.8321 | 5177681.8554 | 5074128.2183 | 4972645.654 | 4873192.7409 | 4775728.8861 | 4680214.3083 | 4586610.0222 | 4494877.8217 | 4404980.2653 | 4316880.66 | 4230543.0468 | 4145932.1859 | 4063013.5421 | 3981753.2713 | 3902118.2059 | 3824075.8418
F2_Commercial_Education_Existing_Food Preparation_Natural Gas_Range_Codes & Standards Forecast | F2 | Commercial | Education | Existing | Food Preparation | Natural Gas | Range | Codes & Standards Forecast | Usage (MMtherm) | 0.0067998 | 0.0069796 | 0.0068684 | 0.0067313 | 0.0066737 | 0.0066224 | 0.0065757 | 0.0065324 | 0.0064914 | 0.0064519 | 0.0063938 | 0.0063214 | 0.0062386 | 0.0061479 | 0.0060517 | 0.0059517 | 0.0058491 | 0.005745 | 0.0056403 | 0.0055354 | 0.0054309 | 0.0053271 | 0.0052244 | 0.0051229 | 0.0050228 | 0.0049242 | 0.0048272 | 0.0047317 | 0.004638 | 0.0045459 | 0.0044556
F3_Commercial_Education_Existing_Food Preparation_Natural Gas_Range_Codes & Standards Forecast | F3 | Commercial | Education | Existing | Food Preparation | Natural Gas | Range | Codes & Standards Forecast | Peak Demand (S) | 0 | 0 | 0 | 0 | 0 | 0 | 0 | 0 | 0 | 0 | 0 | 0 | 0 | 0 | 0 | 0 | 0 | 0 | 0 | 0 | 0 | 0 | 0 | 0 | 0 | 0 | 0 | 0 | 0 | 0 | 0
F4_Commercial_Education_Existing_Food Preparation_Natural Gas_Range_Codes & Standards Forecast | F4 | Commercial | Education | Existing | Food Preparation | Natural Gas | Range | Codes & Standards Forecast | Peak Demand (W) | 0 | 0 | 0 | 0 | 0 | 0 | 0 | 0 | 0 | 0 | 0 | 0 | 0 | 0 | 0 | 0 | 0 | 0 | 0 | 0 | 0 | 0 | 0 | 0 | 0 | 0 | 0 | 0 | 0 | 0 | 0
F5_Commercial_Education_Existing_Food Preparation_Natural Gas_Range_Codes & Standards Forecast | F5 | Commercial | Education | Existing | Food Preparation | Natural Gas | Range | Codes & Standards Forecast | Turnover | 0 | 274808.5833 | 350106.1351 | 406446.2916 | 447977.7126 | 477951.8704 | 498916.8631 | 512869.3655 | 521373.7565 | 525655.5156 | 457938.1325 | 417403.5372 | 395019.1104 | 384395.0656 | 381063.9919 | 436240.2626 | 443494.9302 | 447152.9384 | 448031.7585 | 435309.7271 | 416915.0892 | 397458.5314 | 379411.8216 | 363907.1144 | 346744.6149 | 339601.6646 | 338037.1968 | 339192.1633 | 339375.1049 | 347996.9412 | 342262.5822
F6_Commercial_Education_Existing_Food Preparation_Natural Gas_Range_Codes & Standards Forecast | F6 | Commercial | Education | Existing | Food Preparation | Natural Gas | Range | Codes & Standards Forecast | Avg. Replacement Usage | 0.0011378 | 0.0011835 | 0.0011779 | 0.0011657 | 0.0011657 | 0.0011657 | 0.0011657 | 0.0011657 | 0.0011657 | 0.0011657 | 0.0011657 | 0.0011657 | 0.0011657 | 0.0011657 | 0.0011657 | 0.0011657 | 0.0011657 | 0.0011657 | 0.0011657 | 0.0011657 | 0.0011657 | 0.0011657 | 0.0011657 | 0.0011657 | 0.0011657 | 0.0011657 | 0.0011657 | 0.0011657 | 0.0011657 | 0.0011657 | 0.0011657
F7_Commercial_Education_Existing_Food Preparation_Natural Gas_Range_Codes & Standards Forecast | F7 | Commercial | Education | Existing | Food Preparation | Natural Gas | Range | Codes & Standards Forecast | Avg. Replacement Demand (S) | 0 | 0 | 0 | 0 | 0 | 0 | 0 | 0 | 0 | 0 | 0 | 0 | 0 | 0 | 0 | 0 | 0 | 0 | 0 | 0 | 0 | 0 | 0 | 0 | 0 | 0 | 0 | 0 | 0 | 0 | 0
F8_Commercial_Education_Existing_Food Preparation_Natural Gas_Range_Codes & Standards Forecast | F8 | Commercial | Education | Existing | Food Preparation | Natural Gas | Range | Codes & Standards Forecast | Avg. Replacement Demand (W) | 0 | 0 | 0 | 0 | 0 | 0 | 0 | 0 | 0 | 0 | 0 | 0 | 0 | 0 | 0 | 0 | 0 | 0 | 0 | 0 | 0 | 0 | 0 | 0 | 0 | 0 | 0 | 0 | 0 | 0 | 0
F1_Commercial_Education_Existing_Food Preparation_Natural Gas_Steamer_Codes & Standards Forecast | F1 | Commercial | Education | Existing | Food Preparation | Natural Gas | Steamer | Codes & Standards Forecast | Units | 2095265.4499 | 2053360.1409 | 2012292.9381 | 1972047.0794 | 1932606.1378 | 1893954.015 | 1856074.9347 | 1818953.436 | 1782574.3673 | 1746922.8799 | 1711984.4224 | 1677744.7339 | 1644189.8392 | 1611306.0424 | 1579079.9216 | 1547498.3232 | 1516548.3567 | 1486217.3896 | 1456493.0418 | 1427363.1809 | 1398815.9173 | 1370839.599 | 1343422.807 | 1316554.3509 | 1290223.2638 | 1264418.7986 | 1239130.4226 | 1214347.8141 | 1190060.8579 | 1166259.6407 | 1142934.4479
F2_Commercial_Education_Existing_Food Preparation_Natural Gas_Steamer_Codes & Standards Forecast | F2 | Commercial | Education | Existing | Food Preparation | Natural Gas | Steamer | Codes & Standards Forecast | Usage (MMtherm) | 0.0033943 | 0.003544 | 0.0035499 | 0.0033427 | 0.0031691 | 0.0029937 | 0.0028175 | 0.0026416 | 0.0024666 | 0.0022933 | 0.0021242 | 0.0019572 | 0.0018096 | 0.0016789 | 0.0015631 | 0.0014601 | 0.0013685 | 0.0012867 | 0.0012136 | 0.0011126 | 0.0010188 | 0.00097472 | 0.00093461 | 0.00089796 | 0.00086435 | 0.00083344 | 0.0008049 | 0.00077846 | 0.00075388 | 0.00073095 | 0.0007095
F3_Commercial_Education_Existing_Food Preparation_Natural Gas_Steamer_Codes & Standards Forecast | F3 | Commercial | Education | Existing | Food Preparation | Natural Gas | Steamer | Codes & Standards Forecast | Peak Demand (S) | 0 | 0 | 0 | 0 | 0 | 0 | 0 | 0 | 0 | 0 | 0 | 0 | 0 | 0 | 0 | 0 | 0 | 0 | 0 | 0 | 0 | 0 | 0 | 0 | 0 | 0 | 0 | 0 | 0 | 0 | 0
F4_Commercial_Education_Existing_Food Preparation_Natural Gas_Steamer_Codes & Standards Forecast | F4 | Commercial | Education | Existing | Food Preparation | Natural Gas | Steamer | Codes & Standards Forecast | Peak Demand (W) | 0 | 0 | 0 | 0 | 0 | 0 | 0 | 0 | 0 | 0 | 0 | 0 | 0 | 0 | 0 | 0 | 0 | 0 | 0 | 0 | 0 | 0 | 0 | 0 | 0 | 0 | 0 | 0 | 0 | 0 | 0
F5_Commercial_Education_Existing_Food Preparation_Natural Gas_Steamer_Codes & Standards Forecast | F5 | Commercial | Education | Existing | Food Preparation | Natural Gas | Steamer | Codes & Standards Forecast | Turnover | 0 | 76050.3756 | 84880.6692 | 92200.1892 | 98211.1106 | 103089.4009 | 106988.2016 | 110040.7726 | 112363.0579 | 114055.9201 | 106400.5826 | 100549.9595 | 96131.4871 | 92839.3503 | 90423.4515 | 88680.1149 | 87444.2609 | 86582.8282 | 85989.249 | 101042.662 | 99550.0405 | 97554.8826 | 95263.1119 | 92826.1982 | 90353.0868 | 87919.7886 | 85577.0544 | 83356.4895 | 80822.7909 | 78830.9335 | 77192.4998
F6_Commercial_Education_Existing_Food Preparation_Natural Gas_Steamer_Codes & Standards Forecast | F6 | Commercial | Education | Existing | Food Preparation | Natural Gas | Steamer | Codes & Standards Forecast | Avg. Replacement Usage | 0.0026808 | 0.0027885 | 0.0027753 | 0.00057292 | 0.00057292 | 0.00057292 | 0.00057292 | 0.00057292 | 0.00057292 | 0.00057292 | 0.00057292 | 0.00057292 | 0.00057292 | 0.00057292 | 0.00057292 | 0.00057292 | 0.00057292 | 0.00057292 | 0.00057292 | 0.00057292 | 0.00057292 | 0.00057292 | 0.00057292 | 0.00057292 | 0.00057292 | 0.00057292 | 0.00057292 | 0.00057292 | 0.00057292 | 0.00057292 | 0.00057292
F7_Commercial_Education_Existing_Food Preparation_Natural Gas_Steamer_Codes & Standards Forecast | F7 | Commercial | Education | Existing | Food Preparation | Natural Gas | Steamer | Codes & Standards Forecast | Avg. Replacement Demand (S) | 0 | 0 | 0 | 0 | 0 | 0 | 0 | 0 | 0 | 0 | 0 | 0 | 0 | 0 | 0 | 0 | 0 | 0 | 0 | 0 | 0 | 0 | 0 | 0 | 0 | 0 | 0 | 0 | 0 | 0 | 0
F8_Commercial_Education_Existing_Food Preparation_Natural Gas_Steamer_Codes & Standards Forecast | F8 | Commercial | Education | Existing | Food Preparation | Natural Gas | Steamer | Codes & Standards Forecast | Avg. Replacement Demand (W) | 0 | 0 | 0 | 0 | 0 | 0 | 0 | 0 | 0 | 0 | 0 | 0 | 0 | 0 | 0 | 0 | 0 | 0 | 0 | 0 | 0 | 0 | 0 | 0 | 0 | 0 | 0 | 0 | 0 | 0 | 0
F1_Commercial_Education_Existing_Food Preparation_Natural Gas_Food Prep Other_Codes & Standards Forecast | F1 | Commercial | Education | Existing | Food Preparation | Natural Gas | Food Prep Other | Codes & Standards Forecast | Units | 2095265.4499 | 2053360.1409 | 2012292.9381 | 1972047.0794 | 1932606.1378 | 1893954.015 | 1856074.9347 | 1818953.436 | 1782574.3673 | 1746922.8799 | 1711984.4224 | 1677744.7339 | 1644189.8392 | 1611306.0424 | 1579079.9216 | 1547498.3232 | 1516548.3567 | 1486217.3896 | 1456493.0418 | 1427363.1809 | 1398815.9173 | 1370839.599 | 1343422.807 | 1316554.3509 | 1290223.2638 | 1264418.7986 | 1239130.4226 | 1214347.8141 | 1190060.8579 | 1166259.6407 | 1142934.4479
F2_Commercial_Education_Existing_Food Preparation_Natural Gas_Food Prep Other_Codes & Standards Forecast | F2 | Commercial | Education | Existing | Food Preparation | Natural Gas | Food Prep Other | Codes & Standards Forecast | Usage (MMtherm) | 0.0024141 | 0.002461 | 0.0024003 | 0.002328 | 0.0022814 | 0.0022358 | 0.0021911 | 0.0021472 | 0.0021043 | 0.0020622 | 0.002021 | 0.0019805 | 0.0019409 | 0.0019021 | 0.0018641 | 0.0018268 | 0.0017903 | 0.0017544 | 0.0017194 | 0.001685 | 0.0016513 | 0.0016182 | 0.0015859 | 0.0015542 | 0.0015231 | 0.0014926 | 0.0014628 | 0.0014335 | 0.0014048 | 0.0013767 | 0.0013492
F3_Commercial_Education_Existing_Food Preparation_Natural Gas_Food Prep Other_Codes & Standards Forecast | F3 | Commercial | Education | Existing | Food Preparation | Natural Gas | Food Prep Other | Codes & Standards Forecast | Peak Demand (S) | 0 | 0 | 0 | 0 | 0 | 0 | 0 | 0 | 0 | 0 | 0 | 0 | 0 | 0 | 0 | 0 | 0 | 0 | 0 | 0 | 0 | 0 | 0 | 0 | 0 | 0 | 0 | 0 | 0 | 0 | 0
F4_Commercial_Education_Existing_Food Preparation_Natural Gas_Food Prep Other_Codes & Standards Forecast | F4 | Commercial | Education | Existing | Food Preparation | Natural Gas | Food Prep Other | Codes & Standards Forecast | Peak Demand (W) | 0 | 0 | 0 | 0 | 0 | 0 | 0 | 0 | 0 | 0 | 0 | 0 | 0 | 0 | 0 | 0 | 0 | 0 | 0 | 0 | 0 | 0 | 0 | 0 | 0 | 0 | 0 | 0 | 0 | 0 | 0
F5_Commercial_Education_Existing_Food Preparation_Natural Gas_Food Prep Other_Codes & Standards Forecast | F5 | Commercial | Education | Existing | Food Preparation | Natural Gas | Food Prep Other | Codes & Standards Forecast | Turnover | 0 | 82134.4056 | 104639.2328 | 121478.1001 | 133890.9532 | 142849.5876 | 149115.5754 | 153285.6798 | 155827.4603 | 157107.1865 | 136867.9096 | 124752.9864 | 118062.7601 | 114887.4605 | 113891.8738 | 130382.8805 | 132551.1455 | 133644.4458 | 133907.1064 | 130104.7634 | 124606.9997 | 118791.8509 | 113398.0755 | 108764.0502 | 103634.5463 | 101499.6713 | 101032.0854 | 101377.2801 | 101431.9575 | 104008.8399 | 102294.9626
F6_Commercial_Education_Existing_Food Preparation_Natural Gas_Food Prep Other_Codes & Standards Forecast | F6 | Commercial | Education | Existing | Food Preparation | Natural Gas | Food Prep Other | Codes & Standards Forecast | Avg. Replacement Usage | 0.0011522 | 0.0011985 | 0.0011928 | 0.0011805 | 0.0011805 | 0.0011805 | 0.0011805 | 0.0011805 | 0.0011805 | 0.0011805 | 0.0011805 | 0.0011805 | 0.0011805 | 0.0011805 | 0.0011805 | 0.0011805 | 0.0011805 | 0.0011805 | 0.0011805 | 0.0011805 | 0.0011805 | 0.0011805 | 0.0011805 | 0.0011805 | 0.0011805 | 0.0011805 | 0.0011805 | 0.0011805 | 0.0011805 | 0.0011805 | 0.0011805
F7_Commercial_Education_Existing_Food Preparation_Natural Gas_Food Prep Other_Codes & Standards Forecast | F7 | Commercial | Education | Existing | Food Preparation | Natural Gas | Food Prep Other | Codes & Standards Forecast | Avg. Replacement Demand (S) | 0 | 0 | 0 | 0 | 0 | 0 | 0 | 0 | 0 | 0 | 0 | 0 | 0 | 0 | 0 | 0 | 0 | 0 | 0 | 0 | 0 | 0 | 0 | 0 | 0 | 0 | 0 | 0 | 0 | 0 | 0
F8_Commercial_Education_Existing_Food Preparation_Natural Gas_Food Prep Other_Codes & Standards Forecast | F8 | Commercial | Education | Existing | Food Preparation | Natural Gas | Food Prep Other | Codes & Standards Forecast | Avg. Replacement Demand (W) | 0 | 0 | 0 | 0 | 0 | 0 | 0 | 0 | 0 | 0 | 0 | 0 | 0 | 0 | 0 | 0 | 0 | 0 | 0 | 0 | 0 | 0 | 0 | 0 | 0 | 0 | 0 | 0 | 0 | 0 | 0
F1_Commercial_Education_Existing_Miscellaneous_Natural Gas_Pool Heater_Codes & Standards Forecast | F1 | Commercial | Education | Existing | Miscellaneous | Natural Gas | Pool Heater | Codes & Standards Forecast | Units | 537332.2259 | 526585.5814 | 516053.8698 | 505732.7924 | 495618.1365 | 485705.7738 | 475991.6583 | 466471.8252 | 457142.3887 | 447999.5409 | 439039.5501 | 430258.7591 | 421653.5839 | 413220.5122 | 404956.102 | 396856.9799 | 388919.8403 | 381141.4435 | 373518.6146 | 366048.2424 | 358727.2775 | 351552.732 | 344521.6773 | 337631.2438 | 330878.6189 | 324261.0465 | 317775.8256 | 311420.3091 | 305191.9029 | 299088.0648 | 293106.3035
F2_Commercial_Education_Existing_Miscellaneous_Natural Gas_Pool Heater_Codes & Standards Forecast | F2 | Commercial | Education | Existing | Miscellaneous | Natural Gas | Pool Heater | Codes & Standards Forecast | Usage (MMtherm) | 3.5267e-05 | 3.6016e-05 | 3.519e-05 | 3.4188e-05 | 3.356e-05 | 3.2943e-05 | 3.2326e-05 | 3.1713e-05 | 3.1105e-05 | 3.0503e-05 | 2.9909e-05 | 2.9323e-05 | 2.8746e-05 | 2.8179e-05 | 2.7622e-05 | 2.7074e-05 | 2.6536e-05 | 2.6008e-05 | 2.549e-05 | 2.4982e-05 | 2.4484e-05 | 2.3995e-05 | 2.3516e-05 | 2.3047e-05 | 2.2586e-05 | 2.2135e-05 | 2.1693e-05 | 2.1259e-05 | 2.0834e-05 | 2.0418e-05 | 2.0009e-05
F3_Commercial_Education_Existing_Miscellaneous_Natural Gas_Pool Heater_Codes & Standards Forecast | F3 | Commercial | Education | Existing | Miscellaneous | Natural Gas | Pool Heater | Codes & Standards Forecast | Peak Demand (S) | 0 | 0 | 0 | 0 | 0 | 0 | 0 | 0 | 0 | 0 | 0 | 0 | 0 | 0 | 0 | 0 | 0 | 0 | 0 | 0 | 0 | 0 | 0 | 0 | 0 | 0 | 0 | 0 | 0 | 0 | 0
F4_Commercial_Education_Existing_Miscellaneous_Natural Gas_Pool Heater_Codes & Standards Forecast | F4 | Commercial | Education | Existing | Miscellaneous | Natural Gas | Pool Heater | Codes & Standards Forecast | Peak Demand (W) | 0 | 0 | 0 | 0 | 0 | 0 | 0 | 0 | 0 | 0 | 0 | 0 | 0 | 0 | 0 | 0 | 0 | 0 | 0 | 0 | 0 | 0 | 0 | 0 | 0 | 0 | 0 | 0 | 0 | 0 | 0
F5_Commercial_Education_Existing_Miscellaneous_Natural Gas_Pool Heater_Codes & Standards Forecast | F5 | Commercial | Education | Existing | Miscellaneous | Natural Gas | Pool Heater | Codes & Standards Forecast | Turnover | 0 | 63190.2698 | 59862.2489 | 57046.659 | 54636.9434 | 52549.4791 | 52622.5914 | 52078.258 | 51142.4866 | 49973.2033 | 48679.1048 | 61212.5194 | 56963.4035 | 53558.4253 | 50752.4075 | 48377.2376 | 49234.7803 | 49006.983 | 48126.6496 | 46875.1599 | 45432.8557 | 47413.3007 | 45383.8158 | 43796.1534 | 42438.882 | 41194.2986 | 41258.8207 | 40713.711 | 39858.5778 | 38859.5107 | 37805.0094
F6_Commercial_Education_Existing_Miscellaneous_Natural Gas_Pool Heater_Codes & Standards Forecast | F6 | Commercial | Education | Existing | Miscellaneous | Natural Gas | Pool Heater | Codes & Standards Forecast | Avg. Replacement Usage | 6.6632e-05 | 6.9311e-05 | 6.8982e-05 | 6.8268e-05 | 6.8268e-05 | 6.8268e-05 | 6.8268e-05 | 6.8268e-05 | 6.8268e-05 | 6.8268e-05 | 6.8268e-05 | 6.8268e-05 | 6.8268e-05 | 6.8268e-05 | 6.8268e-05 | 6.8268e-05 | 6.8268e-05 | 6.8268e-05 | 6.8268e-05 | 6.8268e-05 | 6.8268e-05 | 6.8268e-05 | 6.8268e-05 | 6.8268e-05 | 6.8268e-05 | 6.8268e-05 | 6.8268e-05 | 6.8268e-05 | 6.8268e-05 | 6.8268e-05 | 6.8268e-05
F7_Commercial_Education_Existing_Miscellaneous_Natural Gas_Pool Heater_Codes & Standards Forecast | F7 | Commercial | Education | Existing | Miscellaneous | Natural Gas | Pool Heater | Codes & Standards Forecast | Avg. Replacement Demand (S) | 0 | 0 | 0 | 0 | 0 | 0 | 0 | 0 | 0 | 0 | 0 | 0 | 0 | 0 | 0 | 0 | 0 | 0 | 0 | 0 | 0 | 0 | 0 | 0 | 0 | 0 | 0 | 0 | 0 | 0 | 0
F8_Commercial_Education_Existing_Miscellaneous_Natural Gas_Pool Heater_Codes & Standards Forecast | F8 | Commercial | Education | Existing | Miscellaneous | Natural Gas | Pool Heater | Codes & Standards Forecast | Avg. Replacement Demand (W) | 0 | 0 | 0 | 0 | 0 | 0 | 0 | 0 | 0 | 0 | 0 | 0 | 0 | 0 | 0 | 0 | 0 | 0 | 0 | 0 | 0 | 0 | 0 | 0 | 0 | 0 | 0 | 0 | 0 | 0 | 0
F1_Commercial_Education_Existing_Miscellaneous_Natural Gas_Miscellaneous_Codes & Standards Forecast | F1 | Commercial | Education | Existing | Miscellaneous | Natural Gas | Miscellaneous | Codes & Standards Forecast | Units | 44136576.7287 | 43253845.1942 | 42388768.2903 | 41540992.9245 | 40710173.066 | 39895969.6047 | 39098050.2126 | 38316089.2083 | 37549767.4242 | 36798772.0757 | 36062796.6342 | 35341540.7015 | 34634709.8874 | 33942015.6897 | 33263175.3759 | 32597911.8684 | 31945953.631 | 31307034.5584 | 30680893.8672 | 30067275.9899 | 29465930.4701 | 28876611.8607 | 28299079.6235 | 27733098.031 | 27178436.0704 | 26634867.349 | 26102170.002 | 25580126.602 | 25068524.0699 | 24567153.5885 | 24075810.5167
F2_Commercial_Education_Existing_Miscellaneous_Natural Gas_Miscellaneous_Codes & Standards Forecast | F2 | Commercial | Education | Existing | Miscellaneous | Natural Gas | Miscellaneous | Codes & Standards Forecast | Usage (MMtherm) | 0.0027617 | 0.0028152 | 0.0027458 | 0.0026631 | 0.0026098 | 0.0025576 | 0.0025065 | 0.0024563 | 0.0024072 | 0.0023591 | 0.0023119 | 0.0022656 | 0.0022203 | 0.0021759 | 0.0021324 | 0.0020898 | 0.002048 | 0.002007 | 0.0019669 | 0.0019275 | 0.001889 | 0.0018512 | 0.0018142 | 0.0017779 | 0.0017423 | 0.0017075 | 0.0016733 | 0.0016399 | 0.0016071 | 0.0015749 | 0.0015434
F3_Commercial_Education_Existing_Miscellaneous_Natural Gas_Miscellaneous_Codes & Standards Forecast | F3 | Commercial | Education | Existing | Miscellaneous | Natural Gas | Miscellaneous | Codes & Standards Forecast | Peak Demand (S) | 0 | 0 | 0 | 0 | 0 | 0 | 0 | 0 | 0 | 0 | 0 | 0 | 0 | 0 | 0 | 0 | 0 | 0 | 0 | 0 | 0 | 0 | 0 | 0 | 0 | 0 | 0 | 0 | 0 | 0 | 0
F4_Commercial_Education_Existing_Miscellaneous_Natural Gas_Miscellaneous_Codes & Standards Forecast | F4 | Commercial | Education | Existing | Miscellaneous | Natural Gas | Miscellaneous | Codes & Standards Forecast | Peak Demand (W) | 0 | 0 | 0 | 0 | 0 | 0 | 0 | 0 | 0 | 0 | 0 | 0 | 0 | 0 | 0 | 0 | 0 | 0 | 0 | 0 | 0 | 0 | 0 | 0 | 0 | 0 | 0 | 0 | 0 | 0 | 0
F5_Commercial_Education_Existing_Miscellaneous_Natural Gas_Miscellaneous_Codes & Standards Forecast | F5 | Commercial | Education | Existing | Miscellaneous | Natural Gas | Miscellaneous | Codes & Standards Forecast | Turnover | 0 | 3707472.4452 | 4325384.5194 | 4820208.5084 | 4547467.0622 | 4401446.2332 | 4345320.7911 | 4261503.6958 | 4171463.9592 | 4088284.178 | 4007143.4505 | 4809479.7684 | 4754409.5131 | 4670880.2938 | 4528224.0055 | 4429856.7314 | 4356702.4784 | 4269212.4124 | 4180614.2548 | 4097560.158 | 4016120.5339 | 4145732.9191 | 4043146.0709 | 3938985.9308 | 3854445.0862 | 3779501.5874 | 3708077.9582 | 3632954.0001 | 3559092.9222 | 3488344.2669 | 3418803.4338
F6_Commercial_Education_Existing_Miscellaneous_Natural Gas_Miscellaneous_Codes & Standards Forecast | F6 | Commercial | Education | Existing | Miscellaneous | Natural Gas | Miscellaneous | Codes & Standards Forecast | Avg. Replacement Usage | 6.2571e-05 | 6.5086e-05 | 6.4777e-05 | 6.4107e-05 | 6.4107e-05 | 6.4107e-05 | 6.4107e-05 | 6.4107e-05 | 6.4107e-05 | 6.4107e-05 | 6.4107e-05 | 6.4107e-05 | 6.4107e-05 | 6.4107e-05 | 6.4107e-05 | 6.4107e-05 | 6.4107e-05 | 6.4107e-05 | 6.4107e-05 | 6.4107e-05 | 6.4107e-05 | 6.4107e-05 | 6.4107e-05 | 6.4107e-05 | 6.4107e-05 | 6.4107e-05 | 6.4107e-05 | 6.4107e-05 | 6.4107e-05 | 6.4107e-05 | 6.4107e-05
F7_Commercial_Education_Existing_Miscellaneous_Natural Gas_Miscellaneous_Codes & Standards Forecast | F7 | Commercial | Education | Existing | Miscellaneous | Natural Gas | Miscellaneous | Codes & Standards Forecast | Avg. Replacement Demand (S) | 0 | 0 | 0 | 0 | 0 | 0 | 0 | 0 | 0 | 0 | 0 | 0 | 0 | 0 | 0 | 0 | 0 | 0 | 0 | 0 | 0 | 0 | 0 | 0 | 0 | 0 | 0 | 0 | 0 | 0 | 0
F8_Commercial_Education_Existing_Miscellaneous_Natural Gas_Miscellaneous_Codes & Standards Forecast | F8 | Commercial | Education | Existing | Miscellaneous | Natural Gas | Miscellaneous | Codes & Standards Forecast | Avg. Replacement Demand (W) | 0 | 0 | 0 | 0 | 0 | 0 | 0 | 0 | 0 | 0 | 0 | 0 | 0 | 0 | 0 | 0 | 0 | 0 | 0 | 0 | 0 | 0 | 0 | 0 | 0 | 0 | 0 | 0 | 0 | 0 | 0
F1_Commercial_Education_New_Space Heating_Natural Gas_Furnace_Codes & Standards Forecast | F1 | Commercial | Education | New | Space Heating | Natural Gas | Furnace | Codes & Standards Forecast | Units | 0 | 0 | 0 | 0 | 0 | 0 | 0 | 0 | 0 | 0 | 0 | 0 | 0 | 0 | 0 | 0 | 0 | 0 | 0 | 0 | 0 | 0 | 0 | 0 | 0 | 0 | 0 | 0 | 0 | 0 | 0
F2_Commercial_Education_New_Space Heating_Natural Gas_Furnace_Codes & Standards Forecast | F2 | Commercial | Education | New | Space Heating | Natural Gas | Furnace | Codes & Standards Forecast | Usage (MMtherm) | 0 | 0 | 0 | 0 | 0 | 0 | 0 | 0 | 0 | 0 | 0 | 0 | 0 | 0 | 0 | 0 | 0 | 0 | 0 | 0 | 0 | 0 | 0 | 0 | 0 | 0 | 0 | 0 | 0 | 0 | 0
F3_Commercial_Education_New_Space Heating_Natural Gas_Furnace_Codes & Standards Forecast | F3 | Commercial | Education | New | Space Heating | Natural Gas | Furnace | Codes & Standards Forecast | Peak Demand (S) | 0 | 0 | 0 | 0 | 0 | 0 | 0 | 0 | 0 | 0 | 0 | 0 | 0 | 0 | 0 | 0 | 0 | 0 | 0 | 0 | 0 | 0 | 0 | 0 | 0 | 0 | 0 | 0 | 0 | 0 | 0
F4_Commercial_Education_New_Space Heating_Natural Gas_Furnace_Codes & Standards Forecast | F4 | Commercial | Education | New | Space Heating | Natural Gas | Furnace | Codes & Standards Forecast | Peak Demand (W) | 0 | 0 | 0 | 0 | 0 | 0 | 0 | 0 | 0 | 0 | 0 | 0 | 0 | 0 | 0 | 0 | 0 | 0 | 0 | 0 | 0 | 0 | 0 | 0 | 0 | 0 | 0 | 0 | 0 | 0 | 0
F5_Commercial_Education_New_Space Heating_Natural Gas_Furnace_Codes & Standards Forecast | F5 | Commercial | Education | New | Space Heating | Natural Gas | Furnace | Codes & Standards Forecast | Turnover | 0 | 0 | 0 | 0 | 0 | 0 | 0 | 0 | 0 | 0 | 0 | 0 | 0 | 0 | 0 | 0 | 0 | 0 | 0 | 0 | 0 | 0 | 0 | 0 | 0 | 0 | 0 | 0 | 0 | 0 | 0
F6_Commercial_Education_New_Space Heating_Natural Gas_Furnace_Codes & Standards Forecast | F6 | Commercial | Education | New | Space Heating | Natural Gas | Furnace | Codes & Standards Forecast | Avg. Replacement Usage | 0.14994 | 0.15597 | 0.15523 | 0.15362 | 0.15362 | 0.13505 | 0.13505 | 0.13505 | 0.13505 | 0.13505 | 0.13505 | 0.13505 | 0.13505 | 0.13505 | 0.13505 | 0.13505 | 0.13505 | 0.13505 | 0.13505 | 0.13505 | 0.13505 | 0.13505 | 0.13505 | 0.13505 | 0.13505 | 0.13505 | 0.13505 | 0.13505 | 0.13505 | 0.13505 | 0.13505
F7_Commercial_Education_New_Space Heating_Natural Gas_Furnace_Codes & Standards Forecast | F7 | Commercial | Education | New | Space Heating | Natural Gas | Furnace | Codes & Standards Forecast | Avg. Replacement Demand (S) | 0 | 0 | 0 | 0 | 0 | 0 | 0 | 0 | 0 | 0 | 0 | 0 | 0 | 0 | 0 | 0 | 0 | 0 | 0 | 0 | 0 | 0 | 0 | 0 | 0 | 0 | 0 | 0 | 0 | 0 | 0
F8_Commercial_Education_New_Space Heating_Natural Gas_Furnace_Codes & Standards Forecast | F8 | Commercial | Education | New | Space Heating | Natural Gas | Furnace | Codes & Standards Forecast | Avg. Replacement Demand (W) | 0 | 0 | 0 | 0 | 0 | 0 | 0 | 0 | 0 | 0 | 0 | 0 | 0 | 0 | 0 | 0 | 0 | 0 | 0 | 0 | 0 | 0 | 0 | 0 | 0 | 0 | 0 | 0 | 0 | 0 | 0
F1_Commercial_Education_New_Space Heating_Natural Gas_Boiler_Codes & Standards Forecast | F1 | Commercial | Education | New | Space Heating | Natural Gas | Boiler | Codes & Standards Forecast | Units | 0 | 0 | 0 | 0 | 0 | 0 | 0 | 0 | 0 | 0 | 0 | 0 | 0 | 0 | 0 | 0 | 0 | 0 | 0 | 0 | 0 | 0 | 0 | 0 | 0 | 0 | 0 | 0 | 0 | 0 | 0
F2_Commercial_Education_New_Space Heating_Natural Gas_Boiler_Codes & Standards Forecast | F2 | Commercial | Education | New | Space Heating | Natural Gas | Boiler | Codes & Standards Forecast | Usage (MMtherm) | 0 | 0 | 0 | 0 | 0 | 0 | 0 | 0 | 0 | 0 | 0 | 0 | 0 | 0 | 0 | 0 | 0 | 0 | 0 | 0 | 0 | 0 | 0 | 0 | 0 | 0 | 0 | 0 | 0 | 0 | 0
F3_Commercial_Education_New_Space Heating_Natural Gas_Boiler_Codes & Standards Forecast | F3 | Commercial | Education | New | Space Heating | Natural Gas | Boiler | Codes & Standards Forecast | Peak Demand (S) | 0 | 0 | 0 | 0 | 0 | 0 | 0 | 0 | 0 | 0 | 0 | 0 | 0 | 0 | 0 | 0 | 0 | 0 | 0 | 0 | 0 | 0 | 0 | 0 | 0 | 0 | 0 | 0 | 0 | 0 | 0
F4_Commercial_Education_New_Space Heating_Natural Gas_Boiler_Codes & Standards Forecast | F4 | Commercial | Education | New | Space Heating | Natural Gas | Boiler | Codes & Standards Forecast | Peak Demand (W) | 0 | 0 | 0 | 0 | 0 | 0 | 0 | 0 | 0 | 0 | 0 | 0 | 0 | 0 | 0 | 0 | 0 | 0 | 0 | 0 | 0 | 0 | 0 | 0 | 0 | 0 | 0 | 0 | 0 | 0 | 0
F5_Commercial_Education_New_Space Heating_Natural Gas_Boiler_Codes & Standards Forecast | F5 | Commercial | Education | New | Space Heating | Natural Gas | Boiler | Codes & Standards Forecast | Turnover | 0 | 0 | 0 | 0 | 0 | 0 | 0 | 0 | 0 | 0 | 0 | 0 | 0 | 0 | 0 | 0 | 0 | 0 | 0 | 0 | 0 | 0 | 0 | 0 | 0 | 0 | 0 | 0 | 0 | 0 | 0
F6_Commercial_Education_New_Space Heating_Natural Gas_Boiler_Codes & Standards Forecast | F6 | Commercial | Education | New | Space Heating | Natural Gas | Boiler | Codes & Standards Forecast | Avg. Replacement Usage | 0.29557 | 0.30745 | 0.30599 | 0.30282 | 0.30282 | 0.25772 | 0.25772 | 0.25772 | 0.25772 | 0.25772 | 0.25772 | 0.25772 | 0.25772 | 0.25772 | 0.25772 | 0.25772 | 0.25772 | 0.25772 | 0.25772 | 0.25772 | 0.25772 | 0.25772 | 0.25772 | 0.25772 | 0.25772 | 0.25772 | 0.25772 | 0.25772 | 0.25772 | 0.25772 | 0.25772
F7_Commercial_Education_New_Space Heating_Natural Gas_Boiler_Codes & Standards Forecast | F7 | Commercial | Education | New | Space Heating | Natural Gas | Boiler | Codes & Standards Forecast | Avg. Replacement Demand (S) | 0 | 0 | 0 | 0 | 0 | 0 | 0 | 0 | 0 | 0 | 0 | 0 | 0 | 0 | 0 | 0 | 0 | 0 | 0 | 0 | 0 | 0 | 0 | 0 | 0 | 0 | 0 | 0 | 0 | 0 | 0
F8_Commercial_Education_New_Space Heating_Natural Gas_Boiler_Codes & Standards Forecast | F8 | Commercial | Education | New | Space Heating | Natural Gas | Boiler | Codes & Standards Forecast | Avg. Replacement Demand (W) | 0 | 0 | 0 | 0 | 0 | 0 | 0 | 0 | 0 | 0 | 0 | 0 | 0 | 0 | 0 | 0 | 0 | 0 | 0 | 0 | 0 | 0 | 0 | 0 | 0 | 0 | 0 | 0 | 0 | 0 | 0
F1_Commercial_Education_New_Space Heating_Natural Gas_Unit Heater_Codes & Standards Forecast | F1 | Commercial | Education | New | Space Heating | Natural Gas | Unit Heater | Codes & Standards Forecast | Units | 0 | 64752.2974 | 130098.3915 | 199376.056 | 237399.4725 | 268377.2844 | 298902.137 | 328983.9164 | 358632.3155 | 387856.8375 | 416666.7999 | 445071.3382 | 473079.4093 | 500699.7958 | 527941.1088 | 554811.7915 | 581320.1228 | 607474.2206 | 633282.0448 | 658751.4007 | 683889.942 | 708705.1739 | 733204.4561 | 757395.0058 | 781283.9004 | 804878.0805 | 828184.3524 | 851209.3913 | 873959.7434 | 896441.8288 | 918661.9441
F2_Commercial_Education_New_Space Heating_Natural Gas_Unit Heater_Codes & Standards Forecast | F2 | Commercial | Education | New | Space Heating | Natural Gas | Unit Heater | Codes & Standards Forecast | Usage (MMtherm) | 0 | 0.01408 | 0.028154 | 0.0427 | 0.050843 | 0.056813 | 0.062696 | 0.068494 | 0.074208 | 0.07984 | 0.085393 | 0.090669 | 0.095696 | 0.10049 | 0.10517 | 0.10986 | 0.11455 | 0.11923 | 0.12349 | 0.12779 | 0.13208 | 0.13659 | 0.14131 | 0.14597 | 0.15057 | 0.15512 | 0.15961 | 0.16405 | 0.16844 | 0.17277 | 0.17705
F3_Commercial_Education_New_Space Heating_Natural Gas_Unit Heater_Codes & Standards Forecast | F3 | Commercial | Education | New | Space Heating | Natural Gas | Unit Heater | Codes & Standards Forecast | Peak Demand (S) | 0 | 0 | 0 | 0 | 0 | 0 | 0 | 0 | 0 | 0 | 0 | 0 | 0 | 0 | 0 | 0 | 0 | 0 | 0 | 0 | 0 | 0 | 0 | 0 | 0 | 0 | 0 | 0 | 0 | 0 | 0
F4_Commercial_Education_New_Space Heating_Natural Gas_Unit Heater_Codes & Standards Forecast | F4 | Commercial | Education | New | Space Heating | Natural Gas | Unit Heater | Codes & Standards Forecast | Peak Demand (W) | 0 | 0 | 0 | 0 | 0 | 0 | 0 | 0 | 0 | 0 | 0 | 0 | 0 | 0 | 0 | 0 | 0 | 0 | 0 | 0 | 0 | 0 | 0 | 0 | 0 | 0 | 0 | 0 | 0 | 0 | 0
F5_Commercial_Education_New_Space Heating_Natural Gas_Unit Heater_Codes & Standards Forecast | F5 | Commercial | Education | New | Space Heating | Natural Gas | Unit Heater | Codes & Standards Forecast | Turnover | 0 | 64752.2974 | 65346.0941 | 69277.6645 | 38023.4165 | 30977.8119 | 30524.8525 | 30081.7794 | 29648.3991 | 29224.522 | 28809.9624 | 37654.8664 | 45272.0802 | 52314.9178 | 53839.9706 | 54094.9338 | 54204.097 | 54190.7226 | 72940.7474 | 70216.943 | 68754.816 | 58473.7282 | 57764.0746 | 60044.8156 | 62183.4544 | 64019.6677 | 65576.6327 | 66877.5236 | 73335.3289 | 78090.9586 | 81758.9613
F6_Commercial_Education_New_Space Heating_Natural Gas_Unit Heater_Codes & Standards Forecast | F6 | Commercial | Education | New | Space Heating | Natural Gas | Unit Heater | Codes & Standards Forecast | Avg. Replacement Usage | 0.20904 | 0.21744 | 0.21641 | 0.21417 | 0.21417 | 0.19273 | 0.19273 | 0.19273 | 0.19273 | 0.19273 | 0.19273 | 0.19273 | 0.19273 | 0.19273 | 0.19273 | 0.19273 | 0.19273 | 0.19273 | 0.19273 | 0.19273 | 0.19273 | 0.19273 | 0.19273 | 0.19273 | 0.19273 | 0.19273 | 0.19273 | 0.19273 | 0.19273 | 0.19273 | 0.19273
F7_Commercial_Education_New_Space Heating_Natural Gas_Unit Heater_Codes & Standards Forecast | F7 | Commercial | Education | New | Space Heating | Natural Gas | Unit Heater | Codes & Standards Forecast | Avg. Replacement Demand (S) | 0 | 0 | 0 | 0 | 0 | 0 | 0 | 0 | 0 | 0 | 0 | 0 | 0 | 0 | 0 | 0 | 0 | 0 | 0 | 0 | 0 | 0 | 0 | 0 | 0 | 0 | 0 | 0 | 0 | 0 | 0
F8_Commercial_Education_New_Space Heating_Natural Gas_Unit Heater_Codes & Standards Forecast | F8 | Commercial | Education | New | Space Heating | Natural Gas | Unit Heater | Codes & Standards Forecast | Avg. Replacement Demand (W) | 0 | 0 | 0 | 0 | 0 | 0 | 0 | 0 | 0 | 0 | 0 | 0 | 0 | 0 | 0 | 0 | 0 | 0 | 0 | 0 | 0 | 0 | 0 | 0 | 0 | 0 | 0 | 0 | 0 | 0 | 0
F1_Commercial_Education_New_Water Heating_Natural Gas_Water Heater_Codes & Standards Forecast | F1 | Commercial | Education | New | Water Heating | Natural Gas | Water Heater | Codes & Standards Forecast | Units | 0 | 0 | 0 | 0 | 0 | 0 | 0 | 0 | 0 | 0 | 0 | 0 | 0 | 0 | 0 | 0 | 0 | 0 | 0 | 0 | 0 | 0 | 0 | 0 | 0 | 0 | 0 | 0 | 0 | 0 | 0
F2_Commercial_Education_New_Water Heating_Natural Gas_Water Heater_Codes & Standards Forecast | F2 | Commercial | Education | New | Water Heating | Natural Gas | Water Heater | Codes & Standards Forecast | Usage (MMtherm) | 0 | 0 | 0 | 0 | 0 | 0 | 0 | 0 | 0 | 0 | 0 | 0 | 0 | 0 | 0 | 0 | 0 | 0 | 0 | 0 | 0 | 0 | 0 | 0 | 0 | 0 | 0 | 0 | 0 | 0 | 0
F3_Commercial_Education_New_Water Heating_Natural Gas_Water Heater_Codes & Standards Forecast | F3 | Commercial | Education | New | Water Heating | Natural Gas | Water Heater | Codes & Standards Forecast | Peak Demand (S) | 0 | 0 | 0 | 0 | 0 | 0 | 0 | 0 | 0 | 0 | 0 | 0 | 0 | 0 | 0 | 0 | 0 | 0 | 0 | 0 | 0 | 0 | 0 | 0 | 0 | 0 | 0 | 0 | 0 | 0 | 0
F4_Commercial_Education_New_Water Heating_Natural Gas_Water Heater_Codes & Standards Forecast | F4 | Commercial | Education | New | Water Heating | Natural Gas | Water Heater | Codes & Standards Forecast | Peak Demand (W) | 0 | 0 | 0 | 0 | 0 | 0 | 0 | 0 | 0 | 0 | 0 | 0 | 0 | 0 | 0 | 0 | 0 | 0 | 0 | 0 | 0 | 0 | 0 | 0 | 0 | 0 | 0 | 0 | 0 | 0 | 0
F5_Commercial_Education_New_Water Heating_Natural Gas_Water Heater_Codes & Standards Forecast | F5 | Commercial | Education | New | Water Heating | Natural Gas | Water Heater | Codes & Standards Forecast | Turnover | 0 | 0 | 0 | 0 | 0 | 0 | 0 | 0 | 0 | 0 | 0 | 0 | 0 | 0 | 0 | 0 | 0 | 0 | 0 | 0 | 0 | 0 | 0 | 0 | 0 | 0 | 0 | 0 | 0 | 0 | 0
F6_Commercial_Education_New_Water Heating_Natural Gas_Water Heater_Codes & Standards Forecast | F6 | Commercial | Education | New | Water Heating | Natural Gas | Water Heater | Codes & Standards Forecast | Avg. Replacement Usage | 0.060418 | 0.062847 | 0.062549 | 0.061902 | 0.061902 | 0.061902 | 0.061902 | 0.061902 | 0.061902 | 0.061902 | 0.061902 | 0.061902 | 0.061902 | 0.061902 | 0.061902 | 0.061902 | 0.061902 | 0.061902 | 0.061902 | 0.061902 | 0.061902 | 0.061902 | 0.061902 | 0.061902 | 0.061902 | 0.061902 | 0.061902 | 0.061902 | 0.061902 | 0.061902 | 0.061902
F7_Commercial_Education_New_Water Heating_Natural Gas_Water Heater_Codes & Standards Forecast | F7 | Commercial | Education | New | Water Heating | Natural Gas | Water Heater | Codes & Standards Forecast | Avg. Replacement Demand (S) | 0 | 0 | 0 | 0 | 0 | 0 | 0 | 0 | 0 | 0 | 0 | 0 | 0 | 0 | 0 | 0 | 0 | 0 | 0 | 0 | 0 | 0 | 0 | 0 | 0 | 0 | 0 | 0 | 0 | 0 | 0
F8_Commercial_Education_New_Water Heating_Natural Gas_Water Heater_Codes & Standards Forecast | F8 | Commercial | Education | New | Water Heating | Natural Gas | Water Heater | Codes & Standards Forecast | Avg. Replacement Demand (W) | 0 | 0 | 0 | 0 | 0 | 0 | 0 | 0 | 0 | 0 | 0 | 0 | 0 | 0 | 0 | 0 | 0 | 0 | 0 | 0 | 0 | 0 | 0 | 0 | 0 | 0 | 0 | 0 | 0 | 0 | 0
F1_Commercial_Education_New_Food Preparation_Natural Gas_Oven_Codes & Standards Forecast | F1 | Commercial | Education | New | Food Preparation | Natural Gas | Oven | Codes & Standards Forecast | Units | 0 | 65562.4352 | 131726.0962 | 201870.5169 | 240369.6571 | 271735.0428 | 302641.8021 | 333099.9447 | 363119.2849 | 392709.4448 | 421879.8583 | 450639.7752 | 478998.2648 | 506964.2193 | 534546.3574 | 561753.2282 | 588593.2142 | 615074.5347 | 641205.2493 | 666993.2608 | 692446.3189 | 717572.0225 | 742377.8235 | 766871.0293 | 791058.8059 | 814948.1806 | 838546.0452 | 861859.1581 | 884894.1475 | 907657.5138 | 930155.6324
F2_Commercial_Education_New_Food Preparation_Natural Gas_Oven_Codes & Standards Forecast | F2 | Commercial | Education | New | Food Preparation | Natural Gas | Oven | Codes & Standards Forecast | Usage (MMtherm) | 0 | 7.2203e-05 | 0.00014438 | 0.00021897 | 0.00026074 | 0.00029476 | 0.00032828 | 0.00036132 | 0.00039389 | 0.00042598 | 0.00045763 | 0.00048882 | 0.00051958 | 0.00054992 | 0.00057984 | 0.00060935 | 0.00063846 | 0.00066719 | 0.00069553 | 0.00072351 | 0.00075112 | 0.00077837 | 0.00080528 | 0.00083185 | 0.00085808 | 0.000884 | 0.0009096 | 0.00093488 | 0.00095987 | 0.00098456 | 0.001009
F3_Commercial_Education_New_Food Preparation_Natural Gas_Oven_Codes & Standards Forecast | F3 | Commercial | Education | New | Food Preparation | Natural Gas | Oven | Codes & Standards Forecast | Peak Demand (S) | 0 | 0 | 0 | 0 | 0 | 0 | 0 | 0 | 0 | 0 | 0 | 0 | 0 | 0 | 0 | 0 | 0 | 0 | 0 | 0 | 0 | 0 | 0 | 0 | 0 | 0 | 0 | 0 | 0 | 0 | 0
F4_Commercial_Education_New_Food Preparation_Natural Gas_Oven_Codes & Standards Forecast | F4 | Commercial | Education | New | Food Preparation | Natural Gas | Oven | Codes & Standards Forecast | Peak Demand (W) | 0 | 0 | 0 | 0 | 0 | 0 | 0 | 0 | 0 | 0 | 0 | 0 | 0 | 0 | 0 | 0 | 0 | 0 | 0 | 0 | 0 | 0 | 0 | 0 | 0 | 0 | 0 | 0 | 0 | 0 | 0
F5_Commercial_Education_New_Food Preparation_Natural Gas_Oven_Codes & Standards Forecast | F5 | Commercial | Education | New | Food Preparation | Natural Gas | Oven | Codes & Standards Forecast | Turnover | 0 | 65562.4352 | 66163.6611 | 70144.4207 | 38499.1402 | 31365.3857 | 30906.7592 | 30458.1427 | 30019.3402 | 29590.1598 | 40097.486 | 48893.0876 | 56826.8685 | 58106.1269 | 57926.5129 | 57644.9763 | 75578.7034 | 72267.9328 | 70328.8751 | 60471.1093 | 60513.5875 | 63685.962 | 66498.5035 | 68769.0816 | 70572.0595 | 78071.7963 | 83249.2289 | 86958.235 | 86508.127 | 85693.1186 | 85475.3341
F6_Commercial_Education_New_Food Preparation_Natural Gas_Oven_Codes & Standards Forecast | F6 | Commercial | Education | New | Food Preparation | Natural Gas | Oven | Codes & Standards Forecast | Avg. Replacement Usage | 0.0010587 | 0.0011013 | 0.0010961 | 0.0010847 | 0.0010847 | 0.0010847 | 0.0010847 | 0.0010847 | 0.0010847 | 0.0010847 | 0.0010847 | 0.0010847 | 0.0010847 | 0.0010847 | 0.0010847 | 0.0010847 | 0.0010847 | 0.0010847 | 0.0010847 | 0.0010847 | 0.0010847 | 0.0010847 | 0.0010847 | 0.0010847 | 0.0010847 | 0.0010847 | 0.0010847 | 0.0010847 | 0.0010847 | 0.0010847 | 0.0010847
F7_Commercial_Education_New_Food Preparation_Natural Gas_Oven_Codes & Standards Forecast | F7 | Commercial | Education | New | Food Preparation | Natural Gas | Oven | Codes & Standards Forecast | Avg. Replacement Demand (S) | 0 | 0 | 0 | 0 | 0 | 0 | 0 | 0 | 0 | 0 | 0 | 0 | 0 | 0 | 0 | 0 | 0 | 0 | 0 | 0 | 0 | 0 | 0 | 0 | 0 | 0 | 0 | 0 | 0 | 0 | 0
F8_Commercial_Education_New_Food Preparation_Natural Gas_Oven_Codes & Standards Forecast | F8 | Commercial | Education | New | Food Preparation | Natural Gas | Oven | Codes & Standards Forecast | Avg. Replacement Demand (W) | 0 | 0 | 0 | 0 | 0 | 0 | 0 | 0 | 0 | 0 | 0 | 0 | 0 | 0 | 0 | 0 | 0 | 0 | 0 | 0 | 0 | 0 | 0 | 0 | 0 | 0 | 0 | 0 | 0 | 0 | 0
F1_Commercial_Education_New_Food Preparation_Natural Gas_Conveyor Oven_Codes & Standards Forecast | F1 | Commercial | Education | New | Food Preparation | Natural Gas | Conveyor Oven | Codes & Standards Forecast | Units | 0 | 32781.2176 | 65863.0481 | 100935.2584 | 120184.8286 | 135867.5214 | 151320.901 | 166549.9724 | 181559.6425 | 196354.7224 | 210939.9291 | 225319.8876 | 239499.1324 | 253482.1096 | 267273.1787 | 280876.6141 | 294296.6071 | 307537.2674 | 320602.6246 | 333496.6304 | 346223.1594 | 358786.0112 | 371188.9117 | 383435.5146 | 395529.4029 | 407474.0903 | 419273.0226 | 430929.579 | 442447.0737 | 453828.7569 | 465077.8162
F2_Commercial_Education_New_Food Preparation_Natural Gas_Conveyor Oven_Codes & Standards Forecast | F2 | Commercial | Education | New | Food Preparation | Natural Gas | Conveyor Oven | Codes & Standards Forecast | Usage (MMtherm) | 0 | 5.3811e-05 | 0.0001076 | 0.0001632 | 0.00019432 | 0.00021968 | 0.00024466 | 0.00026928 | 0.00029355 | 0.00031747 | 0.00034106 | 0.00036431 | 0.00038723 | 0.00040984 | 0.00043214 | 0.00045413 | 0.00047583 | 0.00049724 | 0.00051836 | 0.00053921 | 0.00055979 | 0.0005801 | 0.00060015 | 0.00061995 | 0.00063951 | 0.00065882 | 0.0006779 | 0.00069674 | 0.00071537 | 0.00073377 | 0.00075196
F3_Commercial_Education_New_Food Preparation_Natural Gas_Conveyor Oven_Codes & Standards Forecast | F3 | Commercial | Education | New | Food Preparation | Natural Gas | Conveyor Oven | Codes & Standards Forecast | Peak Demand (S) | 0 | 0 | 0 | 0 | 0 | 0 | 0 | 0 | 0 | 0 | 0 | 0 | 0 | 0 | 0 | 0 | 0 | 0 | 0 | 0 | 0 | 0 | 0 | 0 | 0 | 0 | 0 | 0 | 0 | 0 | 0
F4_Commercial_Education_New_Food Preparation_Natural Gas_Conveyor Oven_Codes & Standards Forecast | F4 | Commercial | Education | New | Food Preparation | Natural Gas | Conveyor Oven | Codes & Standards Forecast | Peak Demand (W) | 0 | 0 | 0 | 0 | 0 | 0 | 0 | 0 | 0 | 0 | 0 | 0 | 0 | 0 | 0 | 0 | 0 | 0 | 0 | 0 | 0 | 0 | 0 | 0 | 0 | 0 | 0 | 0 | 0 | 0 | 0
F5_Commercial_Education_New_Food Preparation_Natural Gas_Conveyor Oven_Codes & Standards Forecast | F5 | Commercial | Education | New | Food Preparation | Natural Gas | Conveyor Oven | Codes & Standards Forecast | Turnover | 0 | 32781.2176 | 33081.8305 | 35072.2103 | 19249.5701 | 15682.6929 | 15453.3796 | 15229.0713 | 15009.6701 | 14795.0799 | 14585.2068 | 14379.9585 | 14179.2448 | 13982.9772 | 13791.0691 | 13603.4354 | 13419.993 | 19796.9038 | 24926.7182 | 29397.5366 | 29779.2677 | 29341.5813 | 37509.9595 | 35456.8683 | 34185.8007 | 28429.4231 | 26968.7267 | 26608.2706 | 26255.9139 | 25911.4993 | 25574.8725
F6_Commercial_Education_New_Food Preparation_Natural Gas_Conveyor Oven_Codes & Standards Forecast | F6 | Commercial | Education | New | Food Preparation | Natural Gas | Conveyor Oven | Codes & Standards Forecast | Avg. Replacement Usage | 0.0015781 | 0.0016415 | 0.0016337 | 0.0016168 | 0.0016168 | 0.0016168 | 0.0016168 | 0.0016168 | 0.0016168 | 0.0016168 | 0.0016168 | 0.0016168 | 0.0016168 | 0.0016168 | 0.0016168 | 0.0016168 | 0.0016168 | 0.0016168 | 0.0016168 | 0.0016168 | 0.0016168 | 0.0016168 | 0.0016168 | 0.0016168 | 0.0016168 | 0.0016168 | 0.0016168 | 0.0016168 | 0.0016168 | 0.0016168 | 0.0016168
F7_Commercial_Education_New_Food Preparation_Natural Gas_Conveyor Oven_Codes & Standards Forecast | F7 | Commercial | Education | New | Food Preparation | Natural Gas | Conveyor Oven | Codes & Standards Forecast | Avg. Replacement Demand (S) | 0 | 0 | 0 | 0 | 0 | 0 | 0 | 0 | 0 | 0 | 0 | 0 | 0 | 0 | 0 | 0 | 0 | 0 | 0 | 0 | 0 | 0 | 0 | 0 | 0 | 0 | 0 | 0 | 0 | 0 | 0
F8_Commercial_Education_New_Food Preparation_Natural Gas_Conveyor Oven_Codes & Standards Forecast | F8 | Commercial | Education | New | Food Preparation | Natural Gas | Conveyor Oven | Codes & Standards Forecast | Avg. Replacement Demand (W) | 0 | 0 | 0 | 0 | 0 | 0 | 0 | 0 | 0 | 0 | 0 | 0 | 0 | 0 | 0 | 0 | 0 | 0 | 0 | 0 | 0 | 0 | 0 | 0 | 0 | 0 | 0 | 0 | 0 | 0 | 0
F1_Commercial_Education_New_Food Preparation_Natural Gas_Double Rack Oven_Codes & Standards Forecast | F1 | Commercial | Education | New | Food Preparation | Natural Gas | Double Rack Oven | Codes & Standards Forecast | Units | 0 | 32781.2176 | 65863.0481 | 100935.2584 | 120184.8286 | 135867.5214 | 151320.901 | 166549.9724 | 181559.6425 | 196354.7224 | 210939.9291 | 225319.8876 | 239499.1324 | 253482.1096 | 267273.1787 | 280876.6141 | 294296.6071 | 307537.2674 | 320602.6246 | 333496.6304 | 346223.1594 | 358786.0112 | 371188.9117 | 383435.5146 | 395529.4029 | 407474.0903 | 419273.0226 | 430929.579 | 442447.0737 | 453828.7569 | 465077.8162
F2_Commercial_Education_New_Food Preparation_Natural Gas_Double Rack Oven_Codes & Standards Forecast | F2 | Commercial | Education | New | Food Preparation | Natural Gas | Double Rack Oven | Codes & Standards Forecast | Usage (MMtherm) | 0 | 9.59e-05 | 0.00019176 | 0.00029084 | 0.00034631 | 0.00039149 | 0.00043602 | 0.0004799 | 0.00052315 | 0.00056579 | 0.00060781 | 0.00064925 | 0.0006901 | 0.00073039 | 0.00077013 | 0.00080933 | 0.000848 | 0.00088615 | 0.0009238 | 0.00096095 | 0.00099762 | 0.0010338 | 0.0010696 | 0.0011048 | 0.0011397 | 0.0011741 | 0.0012081 | 0.0012417 | 0.0012749 | 0.0013077 | 0.0013401
F3_Commercial_Education_New_Food Preparation_Natural Gas_Double Rack Oven_Codes & Standards Forecast | F3 | Commercial | Education | New | Food Preparation | Natural Gas | Double Rack Oven | Codes & Standards Forecast | Peak Demand (S) | 0 | 0 | 0 | 0 | 0 | 0 | 0 | 0 | 0 | 0 | 0 | 0 | 0 | 0 | 0 | 0 | 0 | 0 | 0 | 0 | 0 | 0 | 0 | 0 | 0 | 0 | 0 | 0 | 0 | 0 | 0
F4_Commercial_Education_New_Food Preparation_Natural Gas_Double Rack Oven_Codes & Standards Forecast | F4 | Commercial | Education | New | Food Preparation | Natural Gas | Double Rack Oven | Codes & Standards Forecast | Peak Demand (W) | 0 | 0 | 0 | 0 | 0 | 0 | 0 | 0 | 0 | 0 | 0 | 0 | 0 | 0 | 0 | 0 | 0 | 0 | 0 | 0 | 0 | 0 | 0 | 0 | 0 | 0 | 0 | 0 | 0 | 0 | 0
F5_Commercial_Education_New_Food Preparation_Natural Gas_Double Rack Oven_Codes & Standards Forecast | F5 | Commercial | Education | New | Food Preparation | Natural Gas | Double Rack Oven | Codes & Standards Forecast | Turnover | 0 | 32781.2176 | 33081.8305 | 35072.2103 | 19249.5701 | 15682.6929 | 15453.3796 | 15229.0713 | 15009.6701 | 14795.0799 | 14585.2068 | 14379.9585 | 20735.4883 | 25844.3381 | 30294.5999 | 30656.1741 | 30198.7225 | 38347.7193 | 36275.6227 | 34985.9182 | 29211.2648 | 27732.6463 | 27354.6147 | 28296.2708 | 30044.9756 | 32308.2236 | 34165.9791 | 35536.1338 | 39956.7644 | 42727.4778 | 44489.4881
F6_Commercial_Education_New_Food Preparation_Natural Gas_Double Rack Oven_Codes & Standards Forecast | F6 | Commercial | Education | New | Food Preparation | Natural Gas | Double Rack Oven | Codes & Standards Forecast | Avg. Replacement Usage | 0.0028124 | 0.0029254 | 0.0029116 | 0.0028814 | 0.0028814 | 0.0028814 | 0.0028814 | 0.0028814 | 0.0028814 | 0.0028814 | 0.0028814 | 0.0028814 | 0.0028814 | 0.0028814 | 0.0028814 | 0.0028814 | 0.0028814 | 0.0028814 | 0.0028814 | 0.0028814 | 0.0028814 | 0.0028814 | 0.0028814 | 0.0028814 | 0.0028814 | 0.0028814 | 0.0028814 | 0.0028814 | 0.0028814 | 0.0028814 | 0.0028814
F7_Commercial_Education_New_Food Preparation_Natural Gas_Double Rack Oven_Codes & Standards Forecast | F7 | Commercial | Education | New | Food Preparation | Natural Gas | Double Rack Oven | Codes & Standards Forecast | Avg. Replacement Demand (S) | 0 | 0 | 0 | 0 | 0 | 0 | 0 | 0 | 0 | 0 | 0 | 0 | 0 | 0 | 0 | 0 | 0 | 0 | 0 | 0 | 0 | 0 | 0 | 0 | 0 | 0 | 0 | 0 | 0 | 0 | 0
F8_Commercial_Education_New_Food Preparation_Natural Gas_Double Rack Oven_Codes & Standards Forecast | F8 | Commercial | Education | New | Food Preparation | Natural Gas | Double Rack Oven | Codes & Standards Forecast | Avg. Replacement Demand (W) | 0 | 0 | 0 | 0 | 0 | 0 | 0 | 0 | 0 | 0 | 0 | 0 | 0 | 0 | 0 | 0 | 0 | 0 | 0 | 0 | 0 | 0 | 0 | 0 | 0 | 0 | 0 | 0 | 0 | 0 | 0
F1_Commercial_Education_New_Food Preparation_Natural Gas_Fryer_Codes & Standards Forecast | F1 | Commercial | Education | New | Food Preparation | Natural Gas | Fryer | Codes & Standards Forecast | Units | 0 | 73099.3701 | 146869.082 | 225077.1741 | 268002.1035 | 302973.1954 | 337432.9379 | 371392.4917 | 404862.7991 | 437854.5884 | 470378.3781 | 502444.4814 | 534063.0099 | 565243.8782 | 595996.8074 | 626331.3292 | 656256.7898 | 685782.3534 | 714917.006 | 743669.5592 | 772048.6532 | 800062.7607 | 827720.1902 | 855029.0892 | 881997.4473 | 908633.1 | 934943.7309 | 960936.8757 | 986619.9244 | 1012000.1248 | 1037084.585
F2_Commercial_Education_New_Food Preparation_Natural Gas_Fryer_Codes & Standards Forecast | F2 | Commercial | Education | New | Food Preparation | Natural Gas | Fryer | Codes & Standards Forecast | Usage (MMtherm) | 0 | 0.00010647 | 0.00021289 | 0.00028608 | 0.00032746 | 0.00036118 | 0.0003944 | 0.00042713 | 0.0004594 | 0.00048432 | 0.00050323 | 0.00052419 | 0.0005467 | 0.00057039 | 0.00058592 | 0.00060379 | 0.00063264 | 0.0006611 | 0.00068918 | 0.0007169 | 0.00074426 | 0.00077127 | 0.00079793 | 0.00082425 | 0.00085025 | 0.00087593 | 0.00090129 | 0.00092635 | 0.00095111 | 0.00097557 | 0.00099976
F3_Commercial_Education_New_Food Preparation_Natural Gas_Fryer_Codes & Standards Forecast | F3 | Commercial | Education | New | Food Preparation | Natural Gas | Fryer | Codes & Standards Forecast | Peak Demand (S) | 0 | 0 | 0 | 0 | 0 | 0 | 0 | 0 | 0 | 0 | 0 | 0 | 0 | 0 | 0 | 0 | 0 | 0 | 0 | 0 | 0 | 0 | 0 | 0 | 0 | 0 | 0 | 0 | 0 | 0 | 0
F4_Commercial_Education_New_Food Preparation_Natural Gas_Fryer_Codes & Standards Forecast | F4 | Commercial | Education | New | Food Preparation | Natural Gas | Fryer | Codes & Standards Forecast | Peak Demand (W) | 0 | 0 | 0 | 0 | 0 | 0 | 0 | 0 | 0 | 0 | 0 | 0 | 0 | 0 | 0 | 0 | 0 | 0 | 0 | 0 | 0 | 0 | 0 | 0 | 0 | 0 | 0 | 0 | 0 | 0 | 0
F5_Commercial_Education_New_Food Preparation_Natural Gas_Fryer_Codes & Standards Forecast | F5 | Commercial | Education | New | Food Preparation | Natural Gas | Fryer | Codes & Standards Forecast | Turnover | 0 | 73099.3701 | 73769.7119 | 78208.0921 | 42924.9294 | 34971.0918 | 34459.7425 | 33959.5538 | 33470.3074 | 47611.6633 | 58973.6313 | 68867.595 | 69644.7078 | 68596.03 | 86739.5684 | 82091.47 | 79188.5754 | 69209.1187 | 70591.1722 | 75557.2406 | 79620.6641 | 82598.3166 | 92379.782 | 98483.5467 | 102339.4346 | 100978.053 | 99627.8811 | 104514.6127 | 103205.8848 | 103157.1562 | 103165.9266
F6_Commercial_Education_New_Food Preparation_Natural Gas_Fryer_Codes & Standards Forecast | F6 | Commercial | Education | New | Food Preparation | Natural Gas | Fryer | Codes & Standards Forecast | Avg. Replacement Usage | 0.0014002 | 0.0014565 | 0.0014495 | 0.00096401 | 0.00096401 | 0.00096401 | 0.00096401 | 0.00096401 | 0.00096401 | 0.00096401 | 0.00096401 | 0.00096401 | 0.00096401 | 0.00096401 | 0.00096401 | 0.00096401 | 0.00096401 | 0.00096401 | 0.00096401 | 0.00096401 | 0.00096401 | 0.00096401 | 0.00096401 | 0.00096401 | 0.00096401 | 0.00096401 | 0.00096401 | 0.00096401 | 0.00096401 | 0.00096401 | 0.00096401
F7_Commercial_Education_New_Food Preparation_Natural Gas_Fryer_Codes & Standards Forecast | F7 | Commercial | Education | New | Food Preparation | Natural Gas | Fryer | Codes & Standards Forecast | Avg. Replacement Demand (S) | 0 | 0 | 0 | 0 | 0 | 0 | 0 | 0 | 0 | 0 | 0 | 0 | 0 | 0 | 0 | 0 | 0 | 0 | 0 | 0 | 0 | 0 | 0 | 0 | 0 | 0 | 0 | 0 | 0 | 0 | 0
F8_Commercial_Education_New_Food Preparation_Natural Gas_Fryer_Codes & Standards Forecast | F8 | Commercial | Education | New | Food Preparation | Natural Gas | Fryer | Codes & Standards Forecast | Avg. Replacement Demand (W) | 0 | 0 | 0 | 0 | 0 | 0 | 0 | 0 | 0 | 0 | 0 | 0 | 0 | 0 | 0 | 0 | 0 | 0 | 0 | 0 | 0 | 0 | 0 | 0 | 0 | 0 | 0 | 0 | 0 | 0 | 0
F1_Commercial_Education_New_Food Preparation_Natural Gas_Broiler_Codes & Standards Forecast | F1 | Commercial | Education | New | Food Preparation | Natural Gas | Broiler | Codes & Standards Forecast | Units | 0 | 28022.5123 | 56301.9988 | 86282.9305 | 102738.1251 | 116144.2303 | 129354.3107 | 142372.6447 | 155203.4269 | 167850.7701 | 180318.7065 | 192611.1895 | 204732.0957 | 216685.2255 | 228474.3057 | 240102.9902 | 251574.8617 | 262893.4335 | 274062.1503 | 285084.3899 | 295963.4646 | 306702.6224 | 317305.0483 | 327773.8657 | 338112.1374 | 348322.867 | 358409.0001 | 368373.4255 | 378218.9761 | 387948.4303 | 397564.5131
F2_Commercial_Education_New_Food Preparation_Natural Gas_Broiler_Codes & Standards Forecast | F2 | Commercial | Education | New | Food Preparation | Natural Gas | Broiler | Codes & Standards Forecast | Usage (MMtherm) | 0 | 4.2273e-05 | 8.4531e-05 | 0.0001282 | 0.00015265 | 0.00017257 | 0.0001922 | 0.00021154 | 0.00023061 | 0.0002494 | 0.00026793 | 0.00028619 | 0.0003042 | 0.00032196 | 0.00033948 | 0.00035676 | 0.0003738 | 0.00039062 | 0.00040722 | 0.00042359 | 0.00043976 | 0.00045571 | 0.00047147 | 0.00048702 | 0.00050238 | 0.00051756 | 0.00053254 | 0.00054735 | 0.00056198 | 0.00057643 | 0.00059072
F3_Commercial_Education_New_Food Preparation_Natural Gas_Broiler_Codes & Standards Forecast | F3 | Commercial | Education | New | Food Preparation | Natural Gas | Broiler | Codes & Standards Forecast | Peak Demand (S) | 0 | 0 | 0 | 0 | 0 | 0 | 0 | 0 | 0 | 0 | 0 | 0 | 0 | 0 | 0 | 0 | 0 | 0 | 0 | 0 | 0 | 0 | 0 | 0 | 0 | 0 | 0 | 0 | 0 | 0 | 0
F4_Commercial_Education_New_Food Preparation_Natural Gas_Broiler_Codes & Standards Forecast | F4 | Commercial | Education | New | Food Preparation | Natural Gas | Broiler | Codes & Standards Forecast | Peak Demand (W) | 0 | 0 | 0 | 0 | 0 | 0 | 0 | 0 | 0 | 0 | 0 | 0 | 0 | 0 | 0 | 0 | 0 | 0 | 0 | 0 | 0 | 0 | 0 | 0 | 0 | 0 | 0 | 0 | 0 | 0 | 0
F5_Commercial_Education_New_Food Preparation_Natural Gas_Broiler_Codes & Standards Forecast | F5 | Commercial | Education | New | Food Preparation | Natural Gas | Broiler | Codes & Standards Forecast | Turnover | 0 | 28022.5123 | 28279.4865 | 29980.9317 | 16455.1946 | 13406.1052 | 13210.0804 | 13018.334 | 12830.7822 | 12647.3432 | 12467.9364 | 12292.4831 | 17725.4086 | 22092.6291 | 25896.8659 | 26205.952 | 25814.9066 | 32780.9494 | 31009.6499 | 29907.1662 | 24970.7938 | 23706.8199 | 23383.6655 | 24188.6255 | 25683.4785 | 27618.1808 | 29206.254 | 30377.5094 | 34156.4165 | 36524.9176 | 38031.1446
F6_Commercial_Education_New_Food Preparation_Natural Gas_Broiler_Codes & Standards Forecast | F6 | Commercial | Education | New | Food Preparation | Natural Gas | Broiler | Codes & Standards Forecast | Avg. Replacement Usage | 0.0014502 | 0.0015085 | 0.0015014 | 0.0014859 | 0.0014859 | 0.0014859 | 0.0014859 | 0.0014859 | 0.0014859 | 0.0014859 | 0.0014859 | 0.0014859 | 0.0014859 | 0.0014859 | 0.0014859 | 0.0014859 | 0.0014859 | 0.0014859 | 0.0014859 | 0.0014859 | 0.0014859 | 0.0014859 | 0.0014859 | 0.0014859 | 0.0014859 | 0.0014859 | 0.0014859 | 0.0014859 | 0.0014859 | 0.0014859 | 0.0014859
F7_Commercial_Education_New_Food Preparation_Natural Gas_Broiler_Codes & Standards Forecast | F7 | Commercial | Education | New | Food Preparation | Natural Gas | Broiler | Codes & Standards Forecast | Avg. Replacement Demand (S) | 0 | 0 | 0 | 0 | 0 | 0 | 0 | 0 | 0 | 0 | 0 | 0 | 0 | 0 | 0 | 0 | 0 | 0 | 0 | 0 | 0 | 0 | 0 | 0 | 0 | 0 | 0 | 0 | 0 | 0 | 0
F8_Commercial_Education_New_Food Preparation_Natural Gas_Broiler_Codes & Standards Forecast | F8 | Commercial | Education | New | Food Preparation | Natural Gas | Broiler | Codes & Standards Forecast | Avg. Replacement Demand (W) | 0 | 0 | 0 | 0 | 0 | 0 | 0 | 0 | 0 | 0 | 0 | 0 | 0 | 0 | 0 | 0 | 0 | 0 | 0 | 0 | 0 | 0 | 0 | 0 | 0 | 0 | 0 | 0 | 0 | 0 | 0
F1_Commercial_Education_New_Food Preparation_Natural Gas_Griddle_Codes & Standards Forecast | F1 | Commercial | Education | New | Food Preparation | Natural Gas | Griddle | Codes & Standards Forecast | Units | 0 | 33421.592 | 67149.6693 | 102907.0081 | 122532.6146 | 138521.6657 | 154276.9239 | 169803.492 | 185106.373 | 200190.4717 | 215060.5975 | 229721.4656 | 244177.699 | 258433.8308 | 272494.3056 | 286363.4814 | 300045.6312 | 313544.945 | 326865.5314 | 340011.4189 | 352986.5581 | 365794.8226 | 378440.0112 | 390925.849 | 403255.989 | 415434.0134 | 427463.4354 | 439347.7003 | 451090.1869 | 462694.2089 | 474163.0163
F2_Commercial_Education_New_Food Preparation_Natural Gas_Griddle_Codes & Standards Forecast | F2 | Commercial | Education | New | Food Preparation | Natural Gas | Griddle | Codes & Standards Forecast | Usage (MMtherm) | 0 | 3.3846e-05 | 6.768e-05 | 0.00010265 | 0.00012222 | 0.00013817 | 0.00015389 | 0.00016937 | 0.00018464 | 0.00019968 | 0.00021452 | 0.00022914 | 0.00024356 | 0.00025778 | 0.0002718 | 0.00028564 | 0.00029929 | 0.00031275 | 0.00032604 | 0.00033915 | 0.00035209 | 0.00036487 | 0.00037748 | 0.00038994 | 0.00040223 | 0.00041438 | 0.00042638 | 0.00043823 | 0.00044995 | 0.00046152 | 0.00047296
F3_Commercial_Education_New_Food Preparation_Natural Gas_Griddle_Codes & Standards Forecast | F3 | Commercial | Education | New | Food Preparation | Natural Gas | Griddle | Codes & Standards Forecast | Peak Demand (S) | 0 | 0 | 0 | 0 | 0 | 0 | 0 | 0 | 0 | 0 | 0 | 0 | 0 | 0 | 0 | 0 | 0 | 0 | 0 | 0 | 0 | 0 | 0 | 0 | 0 | 0 | 0 | 0 | 0 | 0 | 0
F4_Commercial_Education_New_Food Preparation_Natural Gas_Griddle_Codes & Standards Forecast | F4 | Commercial | Education | New | Food Preparation | Natural Gas | Griddle | Codes & Standards Forecast | Peak Demand (W) | 0 | 0 | 0 | 0 | 0 | 0 | 0 | 0 | 0 | 0 | 0 | 0 | 0 | 0 | 0 | 0 | 0 | 0 | 0 | 0 | 0 | 0 | 0 | 0 | 0 | 0 | 0 | 0 | 0 | 0 | 0
F5_Commercial_Education_New_Food Preparation_Natural Gas_Griddle_Codes & Standards Forecast | F5 | Commercial | Education | New | Food Preparation | Natural Gas | Griddle | Codes & Standards Forecast | Turnover | 0 | 33421.592 | 33728.0773 | 35757.3388 | 19625.6065 | 15989.0511 | 15755.2582 | 15526.5681 | 15302.8809 | 15084.0988 | 14870.1258 | 14660.868 | 21140.5518 | 26349.202 | 30886.3987 | 31255.0362 | 30788.6484 | 39096.8341 | 36984.2595 | 35669.361 | 29781.9008 | 28274.3979 | 27888.9815 | 28849.0327 | 30631.898 | 32939.3582 | 34833.4045 | 36230.3249 | 40737.3117 | 43562.1504 | 45358.5811
F6_Commercial_Education_New_Food Preparation_Natural Gas_Griddle_Codes & Standards Forecast | F6 | Commercial | Education | New | Food Preparation | Natural Gas | Griddle | Codes & Standards Forecast | Avg. Replacement Usage | 0.00097356 | 0.0010127 | 0.0010079 | 0.00099747 | 0.00099747 | 0.00099747 | 0.00099747 | 0.00099747 | 0.00099747 | 0.00099747 | 0.00099747 | 0.00099747 | 0.00099747 | 0.00099747 | 0.00099747 | 0.00099747 | 0.00099747 | 0.00099747 | 0.00099747 | 0.00099747 | 0.00099747 | 0.00099747 | 0.00099747 | 0.00099747 | 0.00099747 | 0.00099747 | 0.00099747 | 0.00099747 | 0.00099747 | 0.00099747 | 0.00099747
F7_Commercial_Education_New_Food Preparation_Natural Gas_Griddle_Codes & Standards Forecast | F7 | Commercial | Education | New | Food Preparation | Natural Gas | Griddle | Codes & Standards Forecast | Avg. Replacement Demand (S) | 0 | 0 | 0 | 0 | 0 | 0 | 0 | 0 | 0 | 0 | 0 | 0 | 0 | 0 | 0 | 0 | 0 | 0 | 0 | 0 | 0 | 0 | 0 | 0 | 0 | 0 | 0 | 0 | 0 | 0 | 0
F8_Commercial_Education_New_Food Preparation_Natural Gas_Griddle_Codes & Standards Forecast | F8 | Commercial | Education | New | Food Preparation | Natural Gas | Griddle | Codes & Standards Forecast | Avg. Replacement Demand (W) | 0 | 0 | 0 | 0 | 0 | 0 | 0 | 0 | 0 | 0 | 0 | 0 | 0 | 0 | 0 | 0 | 0 | 0 | 0 | 0 | 0 | 0 | 0 | 0 | 0 | 0 | 0 | 0 | 0 | 0 | 0
F1_Commercial_Education_New_Food Preparation_Natural Gas_Range_Codes & Standards Forecast | F1 | Commercial | Education | New | Food Preparation | Natural Gas | Range | Codes & Standards Forecast | Units | 0 | 172352.233 | 346284.9844 | 530682.46 | 631890.0001 | 714344.1411 | 795592.6328 | 875661.7896 | 954577.4111 | 1032364.7921 | 1109048.7331 | 1184653.5501 | 1259203.0843 | 1332720.712 | 1405229.3534 | 1476751.4824 | 1547309.1349 | 1616923.9182 | 1685617.0196 | 1753409.2145 | 1820320.8748 | 1886371.9773 | 1951582.1114 | 2015970.4872 | 2079555.9428 | 2142356.9519 | 2204391.6314 | 2265677.7483 | 2326232.7269 | 2386073.6559 | 2445217.2946
F2_Commercial_Education_New_Food Preparation_Natural Gas_Range_Codes & Standards Forecast | F2 | Commercial | Education | New | Food Preparation | Natural Gas | Range | Codes & Standards Forecast | Usage (MMtherm) | 0 | 0.00020398 | 0.00040788 | 0.00061862 | 0.0007366 | 0.00083271 | 0.00092743 | 0.0010208 | 0.0011128 | 0.0012034 | 0.0012928 | 0.001381 | 0.0014679 | 0.0015536 | 0.0016381 | 0.0017215 | 0.0018037 | 0.0018849 | 0.0019649 | 0.002044 | 0.002122 | 0.002199 | 0.002275 | 0.00235 | 0.0024241 | 0.0024974 | 0.0025697 | 0.0026411 | 0.0027117 | 0.0027815 | 0.0028504
F3_Commercial_Education_New_Food Preparation_Natural Gas_Range_Codes & Standards Forecast | F3 | Commercial | Education | New | Food Preparation | Natural Gas | Range | Codes & Standards Forecast | Peak Demand (S) | 0 | 0 | 0 | 0 | 0 | 0 | 0 | 0 | 0 | 0 | 0 | 0 | 0 | 0 | 0 | 0 | 0 | 0 | 0 | 0 | 0 | 0 | 0 | 0 | 0 | 0 | 0 | 0 | 0 | 0 | 0
F4_Commercial_Education_New_Food Preparation_Natural Gas_Range_Codes & Standards Forecast | F4 | Commercial | Education | New | Food Preparation | Natural Gas | Range | Codes & Standards Forecast | Peak Demand (W) | 0 | 0 | 0 | 0 | 0 | 0 | 0 | 0 | 0 | 0 | 0 | 0 | 0 | 0 | 0 | 0 | 0 | 0 | 0 | 0 | 0 | 0 | 0 | 0 | 0 | 0 | 0 | 0 | 0 | 0 | 0
F5_Commercial_Education_New_Food Preparation_Natural Gas_Range_Codes & Standards Forecast | F5 | Commercial | Education | New | Food Preparation | Natural Gas | Range | Codes & Standards Forecast | Turnover | 0 | 172352.233 | 173932.7513 | 184397.4756 | 101207.5402 | 82454.1409 | 81248.4917 | 80069.1569 | 78915.6215 | 77787.381 | 111154.3876 | 137967.7245 | 161319.3554 | 163174.9926 | 160725.3616 | 203526.3072 | 192589.1499 | 185766.3702 | 155364.1046 | 154443.7839 | 163510.4227 | 175284.828 | 184929.7207 | 192013.3559 | 215137.6616 | 229589.5593 | 238740.2836 | 234209.8653 | 229140.5781 | 238631.5041 | 234365.9543
F6_Commercial_Education_New_Food Preparation_Natural Gas_Range_Codes & Standards Forecast | F6 | Commercial | Education | New | Food Preparation | Natural Gas | Range | Codes & Standards Forecast | Avg. Replacement Usage | 0.0011378 | 0.0011835 | 0.0011779 | 0.0011657 | 0.0011657 | 0.0011657 | 0.0011657 | 0.0011657 | 0.0011657 | 0.0011657 | 0.0011657 | 0.0011657 | 0.0011657 | 0.0011657 | 0.0011657 | 0.0011657 | 0.0011657 | 0.0011657 | 0.0011657 | 0.0011657 | 0.0011657 | 0.0011657 | 0.0011657 | 0.0011657 | 0.0011657 | 0.0011657 | 0.0011657 | 0.0011657 | 0.0011657 | 0.0011657 | 0.0011657
F7_Commercial_Education_New_Food Preparation_Natural Gas_Range_Codes & Standards Forecast | F7 | Commercial | Education | New | Food Preparation | Natural Gas | Range | Codes & Standards Forecast | Avg. Replacement Demand (S) | 0 | 0 | 0 | 0 | 0 | 0 | 0 | 0 | 0 | 0 | 0 | 0 | 0 | 0 | 0 | 0 | 0 | 0 | 0 | 0 | 0 | 0 | 0 | 0 | 0 | 0 | 0 | 0 | 0 | 0 | 0
F8_Commercial_Education_New_Food Preparation_Natural Gas_Range_Codes & Standards Forecast | F8 | Commercial | Education | New | Food Preparation | Natural Gas | Range | Codes & Standards Forecast | Avg. Replacement Demand (W) | 0 | 0 | 0 | 0 | 0 | 0 | 0 | 0 | 0 | 0 | 0 | 0 | 0 | 0 | 0 | 0 | 0 | 0 | 0 | 0 | 0 | 0 | 0 | 0 | 0 | 0 | 0 | 0 | 0 | 0 | 0
F1_Commercial_Education_New_Food Preparation_Natural Gas_Steamer_Codes & Standards Forecast | F1 | Commercial | Education | New | Food Preparation | Natural Gas | Steamer | Codes & Standards Forecast | Units | 0 | 51512.3947 | 103497.1726 | 158609.6326 | 188858.4009 | 213502.1794 | 237785.6152 | 261716.573 | 285302.7637 | 308551.7475 | 331470.9367 | 354067.5989 | 376348.8596 | 398321.7055 | 419992.987 | 441369.421 | 462457.5937 | 483263.9629 | 503794.8611 | 524056.4977 | 544054.9613 | 563796.2226 | 583286.1364 | 602530.4443 | 621534.7764 | 640304.6543 | 658845.4927 | 677162.6018 | 695261.1892 | 713146.3625 | 730823.1307
F2_Commercial_Education_New_Food Preparation_Natural Gas_Steamer_Codes & Standards Forecast | F2 | Commercial | Education | New | Food Preparation | Natural Gas | Steamer | Codes & Standards Forecast | Usage (MMtherm) | 0 | 0.00014364 | 0.00028724 | 0.00031584 | 0.00033317 | 0.00034729 | 0.0003612 | 0.00037491 | 0.00038842 | 0.00040174 | 0.00040243 | 0.00039177 | 0.00038354 | 0.00037747 | 0.0003733 | 0.00037081 | 0.00036978 | 0.00037006 | 0.00037146 | 0.00033939 | 0.0003117 | 0.00032301 | 0.00033417 | 0.0003452 | 0.00035609 | 0.00036684 | 0.00037746 | 0.00038796 | 0.00039833 | 0.00040857 | 0.0004187
F3_Commercial_Education_New_Food Preparation_Natural Gas_Steamer_Codes & Standards Forecast | F3 | Commercial | Education | New | Food Preparation | Natural Gas | Steamer | Codes & Standards Forecast | Peak Demand (S) | 0 | 0 | 0 | 0 | 0 | 0 | 0 | 0 | 0 | 0 | 0 | 0 | 0 | 0 | 0 | 0 | 0 | 0 | 0 | 0 | 0 | 0 | 0 | 0 | 0 | 0 | 0 | 0 | 0 | 0 | 0
F4_Commercial_Education_New_Food Preparation_Natural Gas_Steamer_Codes & Standards Forecast | F4 | Commercial | Education | New | Food Preparation | Natural Gas | Steamer | Codes & Standards Forecast | Peak Demand (W) | 0 | 0 | 0 | 0 | 0 | 0 | 0 | 0 | 0 | 0 | 0 | 0 | 0 | 0 | 0 | 0 | 0 | 0 | 0 | 0 | 0 | 0 | 0 | 0 | 0 | 0 | 0 | 0 | 0 | 0 | 0
F5_Commercial_Education_New_Food Preparation_Natural Gas_Steamer_Codes & Standards Forecast | F5 | Commercial | Education | New | Food Preparation | Natural Gas | Steamer | Codes & Standards Forecast | Turnover | 0 | 51512.3947 | 51984.7778 | 55112.46 | 30248.7683 | 24643.7785 | 24283.4358 | 23930.9578 | 23586.1908 | 23248.9838 | 28642.7886 | 33460.3925 | 38061.5166 | 39360.7143 | 39865.3621 | 40247.1096 | 40521.1019 | 40700.772 | 40798.0322 | 57322.4423 | 56804.692 | 57650.1238 | 49903.4151 | 48981.9809 | 49798.7542 | 50536.4979 | 51193.9723 | 51771.3901 | 55865.8878 | 59251.3019 | 62269.128
F6_Commercial_Education_New_Food Preparation_Natural Gas_Steamer_Codes & Standards Forecast | F6 | Commercial | Education | New | Food Preparation | Natural Gas | Steamer | Codes & Standards Forecast | Avg. Replacement Usage | 0.0026808 | 0.0027885 | 0.0027753 | 0.00057292 | 0.00057292 | 0.00057292 | 0.00057292 | 0.00057292 | 0.00057292 | 0.00057292 | 0.00057292 | 0.00057292 | 0.00057292 | 0.00057292 | 0.00057292 | 0.00057292 | 0.00057292 | 0.00057292 | 0.00057292 | 0.00057292 | 0.00057292 | 0.00057292 | 0.00057292 | 0.00057292 | 0.00057292 | 0.00057292 | 0.00057292 | 0.00057292 | 0.00057292 | 0.00057292 | 0.00057292
F7_Commercial_Education_New_Food Preparation_Natural Gas_Steamer_Codes & Standards Forecast | F7 | Commercial | Education | New | Food Preparation | Natural Gas | Steamer | Codes & Standards Forecast | Avg. Replacement Demand (S) | 0 | 0 | 0 | 0 | 0 | 0 | 0 | 0 | 0 | 0 | 0 | 0 | 0 | 0 | 0 | 0 | 0 | 0 | 0 | 0 | 0 | 0 | 0 | 0 | 0 | 0 | 0 | 0 | 0 | 0 | 0
F8_Commercial_Education_New_Food Preparation_Natural Gas_Steamer_Codes & Standards Forecast | F8 | Commercial | Education | New | Food Preparation | Natural Gas | Steamer | Codes & Standards Forecast | Avg. Replacement Demand (W) | 0 | 0 | 0 | 0 | 0 | 0 | 0 | 0 | 0 | 0 | 0 | 0 | 0 | 0 | 0 | 0 | 0 | 0 | 0 | 0 | 0 | 0 | 0 | 0 | 0 | 0 | 0 | 0 | 0 | 0 | 0
F1_Commercial_Education_New_Food Preparation_Natural Gas_Food Prep Other_Codes & Standards Forecast | F1 | Commercial | Education | New | Food Preparation | Natural Gas | Food Prep Other | Codes & Standards Forecast | Units | 0 | 51512.3947 | 103497.1726 | 158609.6326 | 188858.4009 | 213502.1794 | 237785.6152 | 261716.573 | 285302.7637 | 308551.7475 | 331470.9367 | 354067.5989 | 376348.8596 | 398321.7055 | 419992.987 | 441369.421 | 462457.5937 | 483263.9629 | 503794.8611 | 524056.4977 | 544054.9613 | 563796.2226 | 583286.1364 | 602530.4443 | 621534.7764 | 640304.6543 | 658845.4927 | 677162.6018 | 695261.1892 | 713146.3625 | 730823.1307
F2_Commercial_Education_New_Food Preparation_Natural Gas_Food Prep Other_Codes & Standards Forecast | F2 | Commercial | Education | New | Food Preparation | Natural Gas | Food Prep Other | Codes & Standards Forecast | Usage (MMtherm) | 0 | 6.1738e-05 | 0.00012345 | 0.00018724 | 0.00022294 | 0.00025203 | 0.0002807 | 0.00030895 | 0.00033679 | 0.00036424 | 0.00039129 | 0.00041797 | 0.00044427 | 0.00047021 | 0.00049579 | 0.00052103 | 0.00054592 | 0.00057048 | 0.00059472 | 0.00061864 | 0.00064225 | 0.00066555 | 0.00068856 | 0.00071127 | 0.00073371 | 0.00075587 | 0.00077775 | 0.00079938 | 0.00082074 | 0.00084185 | 0.00086272
F3_Commercial_Education_New_Food Preparation_Natural Gas_Food Prep Other_Codes & Standards Forecast | F3 | Commercial | Education | New | Food Preparation | Natural Gas | Food Prep Other | Codes & Standards Forecast | Peak Demand (S) | 0 | 0 | 0 | 0 | 0 | 0 | 0 | 0 | 0 | 0 | 0 | 0 | 0 | 0 | 0 | 0 | 0 | 0 | 0 | 0 | 0 | 0 | 0 | 0 | 0 | 0 | 0 | 0 | 0 | 0 | 0
F4_Commercial_Education_New_Food Preparation_Natural Gas_Food Prep Other_Codes & Standards Forecast | F4 | Commercial | Education | New | Food Preparation | Natural Gas | Food Prep Other | Codes & Standards Forecast | Peak Demand (W) | 0 | 0 | 0 | 0 | 0 | 0 | 0 | 0 | 0 | 0 | 0 | 0 | 0 | 0 | 0 | 0 | 0 | 0 | 0 | 0 | 0 | 0 | 0 | 0 | 0 | 0 | 0 | 0 | 0 | 0 | 0
F5_Commercial_Education_New_Food Preparation_Natural Gas_Food Prep Other_Codes & Standards Forecast | F5 | Commercial | Education | New | Food Preparation | Natural Gas | Food Prep Other | Codes & Standards Forecast | Turnover | 0 | 51512.3947 | 51984.7778 | 55112.46 | 30248.7683 | 24643.7785 | 24283.4358 | 23930.9578 | 23586.1908 | 23248.9838 | 33221.6682 | 41235.6009 | 48214.9037 | 48769.514 | 48037.3716 | 60829.6585 | 57560.7762 | 55521.5933 | 46435.0067 | 46159.9425 | 48869.7668 | 52388.8846 | 55271.5367 | 57388.6837 | 64300.0439 | 68619.4069 | 71354.3626 | 70000.3175 | 68485.216 | 71321.8507 | 70046.9692
F6_Commercial_Education_New_Food Preparation_Natural Gas_Food Prep Other_Codes & Standards Forecast | F6 | Commercial | Education | New | Food Preparation | Natural Gas | Food Prep Other | Codes & Standards Forecast | Avg. Replacement Usage | 0.0011522 | 0.0011985 | 0.0011928 | 0.0011805 | 0.0011805 | 0.0011805 | 0.0011805 | 0.0011805 | 0.0011805 | 0.0011805 | 0.0011805 | 0.0011805 | 0.0011805 | 0.0011805 | 0.0011805 | 0.0011805 | 0.0011805 | 0.0011805 | 0.0011805 | 0.0011805 | 0.0011805 | 0.0011805 | 0.0011805 | 0.0011805 | 0.0011805 | 0.0011805 | 0.0011805 | 0.0011805 | 0.0011805 | 0.0011805 | 0.0011805
F7_Commercial_Education_New_Food Preparation_Natural Gas_Food Prep Other_Codes & Standards Forecast | F7 | Commercial | Education | New | Food Preparation | Natural Gas | Food Prep Other | Codes & Standards Forecast | Avg. Replacement Demand (S) | 0 | 0 | 0 | 0 | 0 | 0 | 0 | 0 | 0 | 0 | 0 | 0 | 0 | 0 | 0 | 0 | 0 | 0 | 0 | 0 | 0 | 0 | 0 | 0 | 0 | 0 | 0 | 0 | 0 | 0 | 0
F8_Commercial_Education_New_Food Preparation_Natural Gas_Food Prep Other_Codes & Standards Forecast | F8 | Commercial | Education | New | Food Preparation | Natural Gas | Food Prep Other | Codes & Standards Forecast | Avg. Replacement Demand (W) | 0 | 0 | 0 | 0 | 0 | 0 | 0 | 0 | 0 | 0 | 0 | 0 | 0 | 0 | 0 | 0 | 0 | 0 | 0 | 0 | 0 | 0 | 0 | 0 | 0 | 0 | 0 | 0 | 0 | 0 | 0
F1_Commercial_Education_New_Miscellaneous_Natural Gas_Pool Heater_Codes & Standards Forecast | F1 | Commercial | Education | New | Miscellaneous | Natural Gas | Pool Heater | Codes & Standards Forecast | Units | 0 | 13210.3881 | 26541.9191 | 40675.5464 | 48432.8632 | 54752.7767 | 60980.28 | 67117.3902 | 73166.0846 | 79128.302 | 85005.9434 | 90800.8725 | 96514.9167 | 102149.8678 | 107707.4824 | 113189.4832 | 118597.5592 | 123933.3665 | 129198.5291 | 134394.6393 | 139523.2587 | 144585.9183 | 149584.1198 | 154519.3354 | 159393.0091 | 164206.5568 | 168961.3672 | 173658.8021 | 178300.197 | 182886.8616 | 187420.0806
F2_Commercial_Education_New_Miscellaneous_Natural Gas_Pool Heater_Codes & Standards Forecast | F2 | Commercial | Education | New | Miscellaneous | Natural Gas | Pool Heater | Codes & Standards Forecast | Usage (MMtherm) | 0 | 9.1562e-07 | 1.8309e-06 | 2.7768e-06 | 3.3064e-06 | 3.7379e-06 | 4.163e-06 | 4.582e-06 | 4.9949e-06 | 5.4019e-06 | 5.8032e-06 | 6.1988e-06 | 6.5889e-06 | 6.9736e-06 | 7.353e-06 | 7.7272e-06 | 8.0964e-06 | 8.4607e-06 | 8.8201e-06 | 9.1749e-06 | 9.525e-06 | 9.8706e-06 | 1.0212e-05 | 1.0549e-05 | 1.0881e-05 | 1.121e-05 | 1.1535e-05 | 1.1855e-05 | 1.2172e-05 | 1.2485e-05 | 1.2795e-05
F3_Commercial_Education_New_Miscellaneous_Natural Gas_Pool Heater_Codes & Standards Forecast | F3 | Commercial | Education | New | Miscellaneous | Natural Gas | Pool Heater | Codes & Standards Forecast | Peak Demand (S) | 0 | 0 | 0 | 0 | 0 | 0 | 0 | 0 | 0 | 0 | 0 | 0 | 0 | 0 | 0 | 0 | 0 | 0 | 0 | 0 | 0 | 0 | 0 | 0 | 0 | 0 | 0 | 0 | 0 | 0 | 0
F4_Commercial_Education_New_Miscellaneous_Natural Gas_Pool Heater_Codes & Standards Forecast | F4 | Commercial | Education | New | Miscellaneous | Natural Gas | Pool Heater | Codes & Standards Forecast | Peak Demand (W) | 0 | 0 | 0 | 0 | 0 | 0 | 0 | 0 | 0 | 0 | 0 | 0 | 0 | 0 | 0 | 0 | 0 | 0 | 0 | 0 | 0 | 0 | 0 | 0 | 0 | 0 | 0 | 0 | 0 | 0 | 0
F5_Commercial_Education_New_Miscellaneous_Natural Gas_Pool Heater_Codes & Standards Forecast | F5 | Commercial | Education | New | Miscellaneous | Natural Gas | Pool Heater | Codes & Standards Forecast | Turnover | 0 | 13210.3881 | 13331.531 | 14133.6272 | 7757.3169 | 6319.9135 | 8869.581 | 10917.0784 | 12699.3945 | 12834.2409 | 12639.2428 | 16441.1504 | 16446.1939 | 16970.8143 | 15521.642 | 15604.2646 | 17462.4971 | 18805.3222 | 19902.1608 | 20045.3864 | 20077.7756 | 21511.1313 | 21919.3653 | 22590.105 | 22626.7706 | 23053.2394 | 24135.9145 | 24938.2048 | 25639.5614 | 25948.0978 | 26241.504
F6_Commercial_Education_New_Miscellaneous_Natural Gas_Pool Heater_Codes & Standards Forecast | F6 | Commercial | Education | New | Miscellaneous | Natural Gas | Pool Heater | Codes & Standards Forecast | Avg. Replacement Usage | 6.6632e-05 | 6.9311e-05 | 6.8982e-05 | 6.8268e-05 | 6.8268e-05 | 6.8268e-05 | 6.8268e-05 | 6.8268e-05 | 6.8268e-05 | 6.8268e-05 | 6.8268e-05 | 6.8268e-05 | 6.8268e-05 | 6.8268e-05 | 6.8268e-05 | 6.8268e-05 | 6.8268e-05 | 6.8268e-05 | 6.8268e-05 | 6.8268e-05 | 6.8268e-05 | 6.8268e-05 | 6.8268e-05 | 6.8268e-05 | 6.8268e-05 | 6.8268e-05 | 6.8268e-05 | 6.8268e-05 | 6.8268e-05 | 6.8268e-05 | 6.8268e-05
F7_Commercial_Education_New_Miscellaneous_Natural Gas_Pool Heater_Codes & Standards Forecast | F7 | Commercial | Education | New | Miscellaneous | Natural Gas | Pool Heater | Codes & Standards Forecast | Avg. Replacement Demand (S) | 0 | 0 | 0 | 0 | 0 | 0 | 0 | 0 | 0 | 0 | 0 | 0 | 0 | 0 | 0 | 0 | 0 | 0 | 0 | 0 | 0 | 0 | 0 | 0 | 0 | 0 | 0 | 0 | 0 | 0 | 0
F8_Commercial_Education_New_Miscellaneous_Natural Gas_Pool Heater_Codes & Standards Forecast | F8 | Commercial | Education | New | Miscellaneous | Natural Gas | Pool Heater | Codes & Standards Forecast | Avg. Replacement Demand (W) | 0 | 0 | 0 | 0 | 0 | 0 | 0 | 0 | 0 | 0 | 0 | 0 | 0 | 0 | 0 | 0 | 0 | 0 | 0 | 0 | 0 | 0 | 0 | 0 | 0 | 0 | 0 | 0 | 0 | 0 | 0
F1_Commercial_Education_New_Miscellaneous_Natural Gas_Miscellaneous_Codes & Standards Forecast | F1 | Commercial | Education | New | Miscellaneous | Natural Gas | Miscellaneous | Codes & Standards Forecast | Units | 0 | 2170207.8497 | 4360317.1138 | 6682195.0608 | 7956570.1833 | 8994808.103 | 10017864.8477 | 11026071.7603 | 12019753.6999 | 12999229.1721 | 13964810.4572 | 14916803.7349 | 15855509.2079 | 16781221.2213 | 17694228.3814 | 18594813.6704 | 19483254.5605 | 20359823.1241 | 21224786.1434 | 22078405.2163 | 22920936.8611 | 23752632.6194 | 24573739.1555 | 25384498.3556 | 26185147.4238 | 26975918.9766 | 27757041.1356 | 28528737.6179 | 29291227.8257 | 30044726.9325 | 30789445.9695
F2_Commercial_Education_New_Miscellaneous_Natural Gas_Miscellaneous_Codes & Standards Forecast | F2 | Commercial | Education | New | Miscellaneous | Natural Gas | Miscellaneous | Codes & Standards Forecast | Usage (MMtherm) | 0 | 0.00014125 | 0.00028245 | 0.00042838 | 0.00051007 | 0.00057663 | 0.00064222 | 0.00070685 | 0.00077055 | 0.00083334 | 0.00089524 | 0.00095627 | 0.0010165 | 0.0010758 | 0.0011343 | 0.0011921 | 0.001249 | 0.0013052 | 0.0013607 | 0.0014154 | 0.0014694 | 0.0015227 | 0.0015754 | 0.0016273 | 0.0016787 | 0.0017293 | 0.0017794 | 0.0018289 | 0.0018778 | 0.0019261 | 0.0019738
F3_Commercial_Education_New_Miscellaneous_Natural Gas_Miscellaneous_Codes & Standards Forecast | F3 | Commercial | Education | New | Miscellaneous | Natural Gas | Miscellaneous | Codes & Standards Forecast | Peak Demand (S) | 0 | 0 | 0 | 0 | 0 | 0 | 0 | 0 | 0 | 0 | 0 | 0 | 0 | 0 | 0 | 0 | 0 | 0 | 0 | 0 | 0 | 0 | 0 | 0 | 0 | 0 | 0 | 0 | 0 | 0 | 0
F4_Commercial_Education_New_Miscellaneous_Natural Gas_Miscellaneous_Codes & Standards Forecast | F4 | Commercial | Education | New | Miscellaneous | Natural Gas | Miscellaneous | Codes & Standards Forecast | Peak Demand (W) | 0 | 0 | 0 | 0 | 0 | 0 | 0 | 0 | 0 | 0 | 0 | 0 | 0 | 0 | 0 | 0 | 0 | 0 | 0 | 0 | 0 | 0 | 0 | 0 | 0 | 0 | 0 | 0 | 0 | 0 | 0
F5_Commercial_Education_New_Miscellaneous_Natural Gas_Miscellaneous_Codes & Standards Forecast | F5 | Commercial | Education | New | Miscellaneous | Natural Gas | Miscellaneous | Codes & Standards Forecast | Turnover | 0 | 2170207.8497 | 2190109.2641 | 2321877.947 | 1584404.8153 | 1616850.4084 | 1850707.1561 | 1943965.096 | 2026739.0122 | 2129339.6996 | 2228888.4936 | 2956667.7505 | 2966987.6832 | 3021044.0124 | 2916519.0523 | 3051189.8356 | 3231529.7676 | 3328747.4054 | 3426831.6326 | 3541047.0094 | 3650580.9015 | 3940186.1885 | 3994397.5496 | 4067984.1815 | 4124985.8416 | 4250068.5901 | 4379917.8315 | 4473987.2331 | 4571612.4766 | 4677441.0659 | 4779152.3751
F6_Commercial_Education_New_Miscellaneous_Natural Gas_Miscellaneous_Codes & Standards Forecast | F6 | Commercial | Education | New | Miscellaneous | Natural Gas | Miscellaneous | Codes & Standards Forecast | Avg. Replacement Usage | 6.2571e-05 | 6.5086e-05 | 6.4777e-05 | 6.4107e-05 | 6.4107e-05 | 6.4107e-05 | 6.4107e-05 | 6.4107e-05 | 6.4107e-05 | 6.4107e-05 | 6.4107e-05 | 6.4107e-05 | 6.4107e-05 | 6.4107e-05 | 6.4107e-05 | 6.4107e-05 | 6.4107e-05 | 6.4107e-05 | 6.4107e-05 | 6.4107e-05 | 6.4107e-05 | 6.4107e-05 | 6.4107e-05 | 6.4107e-05 | 6.4107e-05 | 6.4107e-05 | 6.4107e-05 | 6.4107e-05 | 6.4107e-05 | 6.4107e-05 | 6.4107e-05
F7_Commercial_Education_New_Miscellaneous_Natural Gas_Miscellaneous_Codes & Standards Forecast | F7 | Commercial | Education | New | Miscellaneous | Natural Gas | Miscellaneous | Codes & Standards Forecast | Avg. Replacement Demand (S) | 0 | 0 | 0 | 0 | 0 | 0 | 0 | 0 | 0 | 0 | 0 | 0 | 0 | 0 | 0 | 0 | 0 | 0 | 0 | 0 | 0 | 0 | 0 | 0 | 0 | 0 | 0 | 0 | 0 | 0 | 0
F8_Commercial_Education_New_Miscellaneous_Natural Gas_Miscellaneous_Codes & Standards Forecast | F8 | Commercial | Education | New | Miscellaneous | Natural Gas | Miscellaneous | Codes & Standards Forecast | Avg. Replacement Demand (W) | 0 | 0 | 0 | 0 | 0 | 0 | 0 | 0 | 0 | 0 | 0 | 0 | 0 | 0 | 0 | 0 | 0 | 0 | 0 | 0 | 0 | 0 | 0 | 0 | 0 | 0 | 0 | 0 | 0 | 0 | 0
F1_Commercial_Healthcare_Existing_Space Heating_Natural Gas_Furnace_Codes & Standards Forecast | F1 | Commercial | Healthcare | Existing | Space Heating | Natural Gas | Furnace | Codes & Standards Forecast | Units | 2592519.9388 | 2540669.5401 | 2489856.1493 | 2440059.0263 | 2391257.8458 | 2343432.6888 | 2296564.0351 | 2250632.7544 | 2205620.0993 | 2161507.6973 | 2118277.5433 | 2075911.9925 | 2034393.7526 | 1993705.8776 | 1953831.76 | 1914755.1248 | 1876460.0223 | 1838930.8219 | 1802152.2054 | 1766109.1613 | 1730786.9781 | 1696171.2385 | 1662247.8138 | 1629002.8575 | 1596422.8003 | 1564494.3443 | 1533204.4575 | 1502540.3683 | 1472489.5609 | 1443039.7697 | 1414178.9743
F2_Commercial_Healthcare_Existing_Space Heating_Natural Gas_Furnace_Codes & Standards Forecast | F2 | Commercial | Healthcare | Existing | Space Heating | Natural Gas | Furnace | Codes & Standards Forecast | Usage (MMtherm) | 1.8752 | 1.9014 | 1.8444 | 1.7789 | 1.7336 | 1.6836 | 1.6348 | 1.5873 | 1.5411 | 1.4962 | 1.4527 | 1.4106 | 1.3704 | 1.3319 | 1.295 | 1.2597 | 1.2258 | 1.1932 | 1.162 | 1.1316 | 1.1021 | 1.0735 | 1.0456 | 1.0189 | 0.99308 | 0.96825 | 0.94432 | 0.92123 | 0.89895 | 0.87741 | 0.8566
F3_Commercial_Healthcare_Existing_Space Heating_Natural Gas_Furnace_Codes & Standards Forecast | F3 | Commercial | Healthcare | Existing | Space Heating | Natural Gas | Furnace | Codes & Standards Forecast | Peak Demand (S) | 0 | 0 | 0 | 0 | 0 | 0 | 0 | 0 | 0 | 0 | 0 | 0 | 0 | 0 | 0 | 0 | 0 | 0 | 0 | 0 | 0 | 0 | 0 | 0 | 0 | 0 | 0 | 0 | 0 | 0 | 0
F4_Commercial_Healthcare_Existing_Space Heating_Natural Gas_Furnace_Codes & Standards Forecast | F4 | Commercial | Healthcare | Existing | Space Heating | Natural Gas | Furnace | Codes & Standards Forecast | Peak Demand (W) | 0 | 0 | 0 | 0 | 0 | 0 | 0 | 0 | 0 | 0 | 0 | 0 | 0 | 0 | 0 | 0 | 0 | 0 | 0 | 0 | 0 | 0 | 0 | 0 | 0 | 0 | 0 | 0 | 0 | 0 | 0
F5_Commercial_Healthcare_Existing_Space Heating_Natural Gas_Furnace_Codes & Standards Forecast | F5 | Commercial | Healthcare | Existing | Space Heating | Natural Gas | Furnace | Codes & Standards Forecast | Turnover | 0 | 66422.7331 | 69401.988 | 71987.1769 | 74212.1524 | 76108.0738 | 77703.617 | 79025.1687 | 80097.0056 | 80941.4593 | 81579.0687 | 82028.7201 | 75659.4312 | 69784.6989 | 64366.1223 | 59368.2822 | 54758.5097 | 50506.6725 | 46584.9779 | 46519.5443 | 46555.4987 | 46667.0804 | 46832.4095 | 47033.0024 | 47253.3427 | 47480.5018 | 47703.8019 | 47914.5201 | 48105.6253 | 48271.5473 | 48052.4733
F6_Commercial_Healthcare_Existing_Space Heating_Natural Gas_Furnace_Codes & Standards Forecast | F6 | Commercial | Healthcare | Existing | Space Heating | Natural Gas | Furnace | Codes & Standards Forecast | Avg. Replacement Usage | 0.63289 | 0.65833 | 0.65521 | 0.64843 | 0.64843 | 0.57005 | 0.57005 | 0.57005 | 0.57005 | 0.57005 | 0.57005 | 0.57005 | 0.57005 | 0.57005 | 0.57005 | 0.57005 | 0.57005 | 0.57005 | 0.57005 | 0.57005 | 0.57005 | 0.57005 | 0.57005 | 0.57005 | 0.57005 | 0.57005 | 0.57005 | 0.57005 | 0.57005 | 0.57005 | 0.57005
F7_Commercial_Healthcare_Existing_Space Heating_Natural Gas_Furnace_Codes & Standards Forecast | F7 | Commercial | Healthcare | Existing | Space Heating | Natural Gas | Furnace | Codes & Standards Forecast | Avg. Replacement Demand (S) | 0 | 0 | 0 | 0 | 0 | 0 | 0 | 0 | 0 | 0 | 0 | 0 | 0 | 0 | 0 | 0 | 0 | 0 | 0 | 0 | 0 | 0 | 0 | 0 | 0 | 0 | 0 | 0 | 0 | 0 | 0
F8_Commercial_Healthcare_Existing_Space Heating_Natural Gas_Furnace_Codes & Standards Forecast | F8 | Commercial | Healthcare | Existing | Space Heating | Natural Gas | Furnace | Codes & Standards Forecast | Avg. Replacement Demand (W) | 0 | 0 | 0 | 0 | 0 | 0 | 0 | 0 | 0 | 0 | 0 | 0 | 0 | 0 | 0 | 0 | 0 | 0 | 0 | 0 | 0 | 0 | 0 | 0 | 0 | 0 | 0 | 0 | 0 | 0 | 0
F1_Commercial_Healthcare_Existing_Space Heating_Natural Gas_Boiler_Codes & Standards Forecast | F1 | Commercial | Healthcare | Existing | Space Heating | Natural Gas | Boiler | Codes & Standards Forecast | Units | 1257750.1385 | 1232595.1358 | 1207943.233 | 1183784.3684 | 1160108.681 | 1136906.5074 | 1114168.3772 | 1091885.0097 | 1070047.3095 | 1048646.3633 | 1027673.436 | 1007119.9673 | 986977.568 | 967238.0166 | 947893.2563 | 928935.3912 | 910356.6833 | 892149.5497 | 874306.5587 | 856820.4275 | 839684.019 | 822890.3386 | 806432.5318 | 790303.8812 | 774497.8035 | 759007.8475 | 743827.6905 | 728951.1367 | 714372.114 | 700084.6717 | 686082.9783
F2_Commercial_Healthcare_Existing_Space Heating_Natural Gas_Boiler_Codes & Standards Forecast | F2 | Commercial | Healthcare | Existing | Space Heating | Natural Gas | Boiler | Codes & Standards Forecast | Usage (MMtherm) | 1.5964 | 1.6191 | 1.5714 | 1.5166 | 1.4793 | 1.4367 | 1.3955 | 1.3555 | 1.3169 | 1.2796 | 1.2435 | 1.2086 | 1.1749 | 1.1424 | 1.111 | 1.0808 | 1.0516 | 1.0234 | 0.99624 | 0.97008 | 0.94486 | 0.92022 | 0.89635 | 0.8732 | 0.85075 | 0.82927 | 0.80869 | 0.78894 | 0.76997 | 0.75172 | 0.73413
F3_Commercial_Healthcare_Existing_Space Heating_Natural Gas_Boiler_Codes & Standards Forecast | F3 | Commercial | Healthcare | Existing | Space Heating | Natural Gas | Boiler | Codes & Standards Forecast | Peak Demand (S) | 0 | 0 | 0 | 0 | 0 | 0 | 0 | 0 | 0 | 0 | 0 | 0 | 0 | 0 | 0 | 0 | 0 | 0 | 0 | 0 | 0 | 0 | 0 | 0 | 0 | 0 | 0 | 0 | 0 | 0 | 0
F4_Commercial_Healthcare_Existing_Space Heating_Natural Gas_Boiler_Codes & Standards Forecast | F4 | Commercial | Healthcare | Existing | Space Heating | Natural Gas | Boiler | Codes & Standards Forecast | Peak Demand (W) | 0 | 0 | 0 | 0 | 0 | 0 | 0 | 0 | 0 | 0 | 0 | 0 | 0 | 0 | 0 | 0 | 0 | 0 | 0 | 0 | 0 | 0 | 0 | 0 | 0 | 0 | 0 | 0 | 0 | 0 | 0
F5_Commercial_Healthcare_Existing_Space Heating_Natural Gas_Boiler_Codes & Standards Forecast | F5 | Commercial | Healthcare | Existing | Space Heating | Natural Gas | Boiler | Codes & Standards Forecast | Turnover | 0 | 37351.3678 | 36937.1071 | 36494.8299 | 36029.0566 | 35543.7853 | 35042.5492 | 34528.4681 | 34004.2938 | 33472.4507 | 32935.0725 | 32394.0342 | 31850.9807 | 31307.3526 | 30764.4088 | 30223.2472 | 29684.8223 | 29149.9615 | 28619.3796 | 28093.691 | 27573.4217 | 28977.1784 | 27739.2077 | 26637.067 | 25652.1797 | 24768.4282 | 23971.8424 | 23250.3274 | 22593.4236 | 21992.097 | 21438.555
F6_Commercial_Healthcare_Existing_Space Heating_Natural Gas_Boiler_Codes & Standards Forecast | F6 | Commercial | Healthcare | Existing | Space Heating | Natural Gas | Boiler | Codes & Standards Forecast | Avg. Replacement Usage | 1.1823 | 1.2298 | 1.224 | 1.2113 | 1.2113 | 1.0309 | 1.0309 | 1.0309 | 1.0309 | 1.0309 | 1.0309 | 1.0309 | 1.0309 | 1.0309 | 1.0309 | 1.0309 | 1.0309 | 1.0309 | 1.0309 | 1.0309 | 1.0309 | 1.0309 | 1.0309 | 1.0309 | 1.0309 | 1.0309 | 1.0309 | 1.0309 | 1.0309 | 1.0309 | 1.0309
F7_Commercial_Healthcare_Existing_Space Heating_Natural Gas_Boiler_Codes & Standards Forecast | F7 | Commercial | Healthcare | Existing | Space Heating | Natural Gas | Boiler | Codes & Standards Forecast | Avg. Replacement Demand (S) | 0 | 0 | 0 | 0 | 0 | 0 | 0 | 0 | 0 | 0 | 0 | 0 | 0 | 0 | 0 | 0 | 0 | 0 | 0 | 0 | 0 | 0 | 0 | 0 | 0 | 0 | 0 | 0 | 0 | 0 | 0
F8_Commercial_Healthcare_Existing_Space Heating_Natural Gas_Boiler_Codes & Standards Forecast | F8 | Commercial | Healthcare | Existing | Space Heating | Natural Gas | Boiler | Codes & Standards Forecast | Avg. Replacement Demand (W) | 0 | 0 | 0 | 0 | 0 | 0 | 0 | 0 | 0 | 0 | 0 | 0 | 0 | 0 | 0 | 0 | 0 | 0 | 0 | 0 | 0 | 0 | 0 | 0 | 0 | 0 | 0 | 0 | 0 | 0 | 0
F1_Commercial_Healthcare_Existing_Space Heating_Natural Gas_Unit Heater_Codes & Standards Forecast | F1 | Commercial | Healthcare | Existing | Space Heating | Natural Gas | Unit Heater | Codes & Standards Forecast | Units | 380216.411 | 372612.0828 | 365159.8411 | 357856.6443 | 350699.5114 | 343685.5212 | 336811.8108 | 330075.5746 | 323474.0631 | 317004.5818 | 310664.4902 | 304451.2004 | 298362.1764 | 292394.9328 | 286547.0342 | 280816.0935 | 275199.7716 | 269695.7762 | 264301.8607 | 259015.8235 | 253835.507 | 248758.7969 | 243783.6209 | 238907.9485 | 234129.7895 | 229447.1937 | 224858.2499 | 220361.0849 | 215953.8632 | 211634.7859 | 207402.0902
F2_Commercial_Healthcare_Existing_Space Heating_Natural Gas_Unit Heater_Codes & Standards Forecast | F2 | Commercial | Healthcare | Existing | Space Heating | Natural Gas | Unit Heater | Codes & Standards Forecast | Usage (MMtherm) | 0.32425 | 0.33053 | 0.32239 | 0.31267 | 0.30642 | 0.29995 | 0.2935 | 0.28706 | 0.28063 | 0.27418 | 0.26775 | 0.26135 | 0.25498 | 0.24865 | 0.24237 | 0.23617 | 0.23007 | 0.22423 | 0.21865 | 0.21329 | 0.20813 | 0.20315 | 0.19841 | 0.19385 | 0.18943 | 0.18517 | 0.18104 | 0.17704 | 0.17316 | 0.1694 | 0.16575
F3_Commercial_Healthcare_Existing_Space Heating_Natural Gas_Unit Heater_Codes & Standards Forecast | F3 | Commercial | Healthcare | Existing | Space Heating | Natural Gas | Unit Heater | Codes & Standards Forecast | Peak Demand (S) | 0 | 0 | 0 | 0 | 0 | 0 | 0 | 0 | 0 | 0 | 0 | 0 | 0 | 0 | 0 | 0 | 0 | 0 | 0 | 0 | 0 | 0 | 0 | 0 | 0 | 0 | 0 | 0 | 0 | 0 | 0
F4_Commercial_Healthcare_Existing_Space Heating_Natural Gas_Unit Heater_Codes & Standards Forecast | F4 | Commercial | Healthcare | Existing | Space Heating | Natural Gas | Unit Heater | Codes & Standards Forecast | Peak Demand (W) | 0 | 0 | 0 | 0 | 0 | 0 | 0 | 0 | 0 | 0 | 0 | 0 | 0 | 0 | 0 | 0 | 0 | 0 | 0 | 0 | 0 | 0 | 0 | 0 | 0 | 0 | 0 | 0 | 0 | 0 | 0
F5_Commercial_Healthcare_Existing_Space Heating_Natural Gas_Unit Heater_Codes & Standards Forecast | F5 | Commercial | Healthcare | Existing | Space Heating | Natural Gas | Unit Heater | Codes & Standards Forecast | Turnover | 0 | 313.6465 | 894.1778 | 1700.3095 | 2695.6276 | 3848.047 | 5129.3298 | 6514.6563 | 7982.2431 | 9513.0028 | 10828.7395 | 11990.4813 | 13045.2571 | 14028.8403 | 14967.9962 | 15882.3211 | 16785.7421 | 15644.5873 | 14836.5982 | 14316.8062 | 14014.8864 | 13878.818 | 13870.3293 | 13961.3901 | 14131.5277 | 14365.7859 | 14653.1851 | 14693.0416 | 14578.8741 | 14380.9888 | 14147.7816
F6_Commercial_Healthcare_Existing_Space Heating_Natural Gas_Unit Heater_Codes & Standards Forecast | F6 | Commercial | Healthcare | Existing | Space Heating | Natural Gas | Unit Heater | Codes & Standards Forecast | Avg. Replacement Usage | 0.85279 | 0.88707 | 0.88286 | 0.87373 | 0.87373 | 0.78626 | 0.78626 | 0.78626 | 0.78626 | 0.78626 | 0.78626 | 0.78626 | 0.78626 | 0.78626 | 0.78626 | 0.78626 | 0.78626 | 0.78626 | 0.78626 | 0.78626 | 0.78626 | 0.78626 | 0.78626 | 0.78626 | 0.78626 | 0.78626 | 0.78626 | 0.78626 | 0.78626 | 0.78626 | 0.78626
F7_Commercial_Healthcare_Existing_Space Heating_Natural Gas_Unit Heater_Codes & Standards Forecast | F7 | Commercial | Healthcare | Existing | Space Heating | Natural Gas | Unit Heater | Codes & Standards Forecast | Avg. Replacement Demand (S) | 0 | 0 | 0 | 0 | 0 | 0 | 0 | 0 | 0 | 0 | 0 | 0 | 0 | 0 | 0 | 0 | 0 | 0 | 0 | 0 | 0 | 0 | 0 | 0 | 0 | 0 | 0 | 0 | 0 | 0 | 0
F8_Commercial_Healthcare_Existing_Space Heating_Natural Gas_Unit Heater_Codes & Standards Forecast | F8 | Commercial | Healthcare | Existing | Space Heating | Natural Gas | Unit Heater | Codes & Standards Forecast | Avg. Replacement Demand (W) | 0 | 0 | 0 | 0 | 0 | 0 | 0 | 0 | 0 | 0 | 0 | 0 | 0 | 0 | 0 | 0 | 0 | 0 | 0 | 0 | 0 | 0 | 0 | 0 | 0 | 0 | 0 | 0 | 0 | 0 | 0
F1_Commercial_Healthcare_Existing_Water Heating_Natural Gas_Water Heater_Codes & Standards Forecast | F1 | Commercial | Healthcare | Existing | Water Heating | Natural Gas | Water Heater | Codes & Standards Forecast | Units | 2368240.1121 | 2320875.3098 | 2274457.8036 | 2228968.6475 | 2184389.2746 | 2140701.4891 | 2097887.4593 | 2055929.7101 | 2014811.1159 | 1974514.8936 | 1935024.5957 | 1896324.1038 | 1858397.6218 | 1821229.6693 | 1784805.0759 | 1749108.9744 | 1714126.7949 | 1679844.259 | 1646247.3738 | 1613322.4264 | 1581055.9778 | 1549434.8583 | 1518446.1611 | 1488077.2379 | 1458315.6931 | 1429149.3793 | 1400566.3917 | 1372555.0639 | 1345103.9626 | 1318201.8833 | 1291837.8457
F2_Commercial_Healthcare_Existing_Water Heating_Natural Gas_Water Heater_Codes & Standards Forecast | F2 | Commercial | Healthcare | Existing | Water Heating | Natural Gas | Water Heater | Codes & Standards Forecast | Usage (MMtherm) | 2.5974 | 2.6234 | 2.5343 | 2.4342 | 2.3627 | 2.2938 | 2.2279 | 2.1652 | 2.1058 | 2.0499 | 1.9976 | 1.9488 | 1.902 | 1.857 | 1.8137 | 1.7718 | 1.7315 | 1.6925 | 1.6547 | 1.6181 | 1.5826 | 1.5482 | 1.5148 | 1.4823 | 1.4507 | 1.4199 | 1.39 | 1.3608 | 1.3323 | 1.3046 | 1.2775
F3_Commercial_Healthcare_Existing_Water Heating_Natural Gas_Water Heater_Codes & Standards Forecast | F3 | Commercial | Healthcare | Existing | Water Heating | Natural Gas | Water Heater | Codes & Standards Forecast | Peak Demand (S) | 0 | 0 | 0 | 0 | 0 | 0 | 0 | 0 | 0 | 0 | 0 | 0 | 0 | 0 | 0 | 0 | 0 | 0 | 0 | 0 | 0 | 0 | 0 | 0 | 0 | 0 | 0 | 0 | 0 | 0 | 0
F4_Commercial_Healthcare_Existing_Water Heating_Natural Gas_Water Heater_Codes & Standards Forecast | F4 | Commercial | Healthcare | Existing | Water Heating | Natural Gas | Water Heater | Codes & Standards Forecast | Peak Demand (W) | 0 | 0 | 0 | 0 | 0 | 0 | 0 | 0 | 0 | 0 | 0 | 0 | 0 | 0 | 0 | 0 | 0 | 0 | 0 | 0 | 0 | 0 | 0 | 0 | 0 | 0 | 0 | 0 | 0 | 0 | 0
F5_Commercial_Healthcare_Existing_Water Heating_Natural Gas_Water Heater_Codes & Standards Forecast | F5 | Commercial | Healthcare | Existing | Water Heating | Natural Gas | Water Heater | Codes & Standards Forecast | Turnover | 0 | 70329.5548 | 76441.8325 | 81611.6244 | 85947.261 | 89545.1446 | 92491.0528 | 94861.2998 | 96723.7708 | 98138.8437 | 110887.6316 | 121776.5458 | 119754.8476 | 117728.438 | 115702.3361 | 127575.4212 | 124046.7498 | 120695.2513 | 117505.7535 | 116420.198 | 116751.5469 | 116109.9969 | 114766.4588 | 112927.449 | 115383.4273 | 116112.3104 | 113357.8913 | 110426.5837 | 107733.6082 | 108232.1133 | 105356.6622
F6_Commercial_Healthcare_Existing_Water Heating_Natural Gas_Water Heater_Codes & Standards Forecast | F6 | Commercial | Healthcare | Existing | Water Heating | Natural Gas | Water Heater | Codes & Standards Forecast | Avg. Replacement Usage | 0.95783 | 0.99633 | 0.9916 | 0.98134 | 0.98134 | 0.98134 | 0.98134 | 0.98134 | 0.98134 | 0.98134 | 0.98134 | 0.98134 | 0.98134 | 0.98134 | 0.98134 | 0.98134 | 0.98134 | 0.98134 | 0.98134 | 0.98134 | 0.98134 | 0.98134 | 0.98134 | 0.98134 | 0.98134 | 0.98134 | 0.98134 | 0.98134 | 0.98134 | 0.98134 | 0.98134
F7_Commercial_Healthcare_Existing_Water Heating_Natural Gas_Water Heater_Codes & Standards Forecast | F7 | Commercial | Healthcare | Existing | Water Heating | Natural Gas | Water Heater | Codes & Standards Forecast | Avg. Replacement Demand (S) | 0 | 0 | 0 | 0 | 0 | 0 | 0 | 0 | 0 | 0 | 0 | 0 | 0 | 0 | 0 | 0 | 0 | 0 | 0 | 0 | 0 | 0 | 0 | 0 | 0 | 0 | 0 | 0 | 0 | 0 | 0
F8_Commercial_Healthcare_Existing_Water Heating_Natural Gas_Water Heater_Codes & Standards Forecast | F8 | Commercial | Healthcare | Existing | Water Heating | Natural Gas | Water Heater | Codes & Standards Forecast | Avg. Replacement Demand (W) | 0 | 0 | 0 | 0 | 0 | 0 | 0 | 0 | 0 | 0 | 0 | 0 | 0 | 0 | 0 | 0 | 0 | 0 | 0 | 0 | 0 | 0 | 0 | 0 | 0 | 0 | 0 | 0 | 0 | 0 | 0
F1_Commercial_Healthcare_Existing_Food Preparation_Natural Gas_Oven_Codes & Standards Forecast | F1 | Commercial | Healthcare | Existing | Food Preparation | Natural Gas | Oven | Codes & Standards Forecast | Units | 283139.4563 | 277476.6672 | 271927.1338 | 266488.5911 | 261158.8193 | 255935.6429 | 250816.9301 | 245800.5915 | 240884.5796 | 236066.888 | 231345.5503 | 226718.6393 | 222184.2665 | 217740.5812 | 213385.7695 | 209118.0541 | 204935.6931 | 200836.9792 | 196820.2396 | 192883.8348 | 189026.1581 | 185245.635 | 181540.7223 | 177909.9078 | 174351.7097 | 170864.6755 | 167447.382 | 164098.4343 | 160816.4656 | 157600.1363 | 154448.1336
F2_Commercial_Healthcare_Existing_Food Preparation_Natural Gas_Oven_Codes & Standards Forecast | F2 | Commercial | Healthcare | Existing | Food Preparation | Natural Gas | Oven | Codes & Standards Forecast | Usage (MMtherm) | 0.011553 | 0.011936 | 0.011843 | 0.011717 | 0.011738 | 0.011775 | 0.011824 | 0.011879 | 0.011938 | 0.011999 | 0.011994 | 0.011938 | 0.011843 | 0.011719 | 0.011573 | 0.011412 | 0.011238 | 0.011056 | 0.010868 | 0.010677 | 0.010484 | 0.01029 | 0.010097 | 0.0099053 | 0.009715 | 0.0095268 | 0.009341 | 0.0091579 | 0.0089777 | 0.0088005 | 0.0086263
F3_Commercial_Healthcare_Existing_Food Preparation_Natural Gas_Oven_Codes & Standards Forecast | F3 | Commercial | Healthcare | Existing | Food Preparation | Natural Gas | Oven | Codes & Standards Forecast | Peak Demand (S) | 0 | 0 | 0 | 0 | 0 | 0 | 0 | 0 | 0 | 0 | 0 | 0 | 0 | 0 | 0 | 0 | 0 | 0 | 0 | 0 | 0 | 0 | 0 | 0 | 0 | 0 | 0 | 0 | 0 | 0 | 0
F4_Commercial_Healthcare_Existing_Food Preparation_Natural Gas_Oven_Codes & Standards Forecast | F4 | Commercial | Healthcare | Existing | Food Preparation | Natural Gas | Oven | Codes & Standards Forecast | Peak Demand (W) | 0 | 0 | 0 | 0 | 0 | 0 | 0 | 0 | 0 | 0 | 0 | 0 | 0 | 0 | 0 | 0 | 0 | 0 | 0 | 0 | 0 | 0 | 0 | 0 | 0 | 0 | 0 | 0 | 0 | 0 | 0
F5_Commercial_Healthcare_Existing_Food Preparation_Natural Gas_Oven_Codes & Standards Forecast | F5 | Commercial | Healthcare | Existing | Food Preparation | Natural Gas | Oven | Codes & Standards Forecast | Turnover | 0 | 11099.0667 | 14140.211 | 16415.6972 | 18093.083 | 19303.6899 | 20150.4315 | 20713.9501 | 21057.4285 | 21230.3617 | 18186.9072 | 16273.8121 | 15145.0923 | 14548.4669 | 14301.6341 | 14274.3108 | 16662.4245 | 17080.0804 | 17327.1878 | 17013.5612 | 16419.0583 | 15719.8357 | 15021.3142 | 14381.6018 | 13827.9694 | 13050.3966 | 12697.7526 | 12600.9392 | 12585.7096 | 12562.1771 | 12491.495
F6_Commercial_Healthcare_Existing_Food Preparation_Natural Gas_Oven_Codes & Standards Forecast | F6 | Commercial | Healthcare | Existing | Food Preparation | Natural Gas | Oven | Codes & Standards Forecast | Avg. Replacement Usage | 0.054559 | 0.056752 | 0.056483 | 0.055899 | 0.055899 | 0.055899 | 0.055899 | 0.055899 | 0.055899 | 0.055899 | 0.055899 | 0.055899 | 0.055899 | 0.055899 | 0.055899 | 0.055899 | 0.055899 | 0.055899 | 0.055899 | 0.055899 | 0.055899 | 0.055899 | 0.055899 | 0.055899 | 0.055899 | 0.055899 | 0.055899 | 0.055899 | 0.055899 | 0.055899 | 0.055899
F7_Commercial_Healthcare_Existing_Food Preparation_Natural Gas_Oven_Codes & Standards Forecast | F7 | Commercial | Healthcare | Existing | Food Preparation | Natural Gas | Oven | Codes & Standards Forecast | Avg. Replacement Demand (S) | 0 | 0 | 0 | 0 | 0 | 0 | 0 | 0 | 0 | 0 | 0 | 0 | 0 | 0 | 0 | 0 | 0 | 0 | 0 | 0 | 0 | 0 | 0 | 0 | 0 | 0 | 0 | 0 | 0 | 0 | 0
F8_Commercial_Healthcare_Existing_Food Preparation_Natural Gas_Oven_Codes & Standards Forecast | F8 | Commercial | Healthcare | Existing | Food Preparation | Natural Gas | Oven | Codes & Standards Forecast | Avg. Replacement Demand (W) | 0 | 0 | 0 | 0 | 0 | 0 | 0 | 0 | 0 | 0 | 0 | 0 | 0 | 0 | 0 | 0 | 0 | 0 | 0 | 0 | 0 | 0 | 0 | 0 | 0 | 0 | 0 | 0 | 0 | 0 | 0
F1_Commercial_Healthcare_Existing_Food Preparation_Natural Gas_Conveyor Oven_Codes & Standards Forecast | F1 | Commercial | Healthcare | Existing | Food Preparation | Natural Gas | Conveyor Oven | Codes & Standards Forecast | Units | 141569.7281 | 138738.3336 | 135963.5669 | 133244.2956 | 130579.4097 | 127967.8215 | 125408.465 | 122900.2957 | 120442.2898 | 118033.444 | 115672.7751 | 113359.3196 | 111092.1332 | 108870.2906 | 106692.8848 | 104559.0271 | 102467.8465 | 100418.4896 | 98410.1198 | 96441.9174 | 94513.0791 | 92622.8175 | 90770.3611 | 88954.9539 | 87175.8548 | 85432.3377 | 83723.691 | 82049.2172 | 80408.2328 | 78800.0682 | 77224.0668
F2_Commercial_Healthcare_Existing_Food Preparation_Natural Gas_Conveyor Oven_Codes & Standards Forecast | F2 | Commercial | Healthcare | Existing | Food Preparation | Natural Gas | Conveyor Oven | Codes & Standards Forecast | Usage (MMtherm) | 0.0098838 | 0.010075 | 0.0098271 | 0.0095309 | 0.0093403 | 0.0091595 | 0.0089929 | 0.0088434 | 0.0087131 | 0.0086031 | 0.0085088 | 0.0084262 | 0.0083526 | 0.0082857 | 0.0082236 | 0.008165 | 0.0081089 | 0.0080307 | 0.007936 | 0.0078289 | 0.0077129 | 0.0075903 | 0.0074634 | 0.0073337 | 0.0072023 | 0.0070702 | 0.0069382 | 0.0068069 | 0.0066765 | 0.0065475 | 0.0064201
F3_Commercial_Healthcare_Existing_Food Preparation_Natural Gas_Conveyor Oven_Codes & Standards Forecast | F3 | Commercial | Healthcare | Existing | Food Preparation | Natural Gas | Conveyor Oven | Codes & Standards Forecast | Peak Demand (S) | 0 | 0 | 0 | 0 | 0 | 0 | 0 | 0 | 0 | 0 | 0 | 0 | 0 | 0 | 0 | 0 | 0 | 0 | 0 | 0 | 0 | 0 | 0 | 0 | 0 | 0 | 0 | 0 | 0 | 0 | 0
F4_Commercial_Healthcare_Existing_Food Preparation_Natural Gas_Conveyor Oven_Codes & Standards Forecast | F4 | Commercial | Healthcare | Existing | Food Preparation | Natural Gas | Conveyor Oven | Codes & Standards Forecast | Peak Demand (W) | 0 | 0 | 0 | 0 | 0 | 0 | 0 | 0 | 0 | 0 | 0 | 0 | 0 | 0 | 0 | 0 | 0 | 0 | 0 | 0 | 0 | 0 | 0 | 0 | 0 | 0 | 0 | 0 | 0 | 0 | 0
F5_Commercial_Healthcare_Existing_Food Preparation_Natural Gas_Conveyor Oven_Codes & Standards Forecast | F5 | Commercial | Healthcare | Existing | Food Preparation | Natural Gas | Conveyor Oven | Codes & Standards Forecast | Turnover | 0 | 0 | 0 | 0 | 0 | 511.8713 | 1404.5748 | 2575.9902 | 3946.653 | 5454.8448 | 6590.0538 | 7433.7886 | 8049.9329 | 8488.5532 | 8788.8834 | 8981.6651 | 9090.9824 | 7127.3302 | 5587.8269 | 4380.8563 | 3434.5913 | 2766.8178 | 2372.5108 | 2232.9476 | 2321.9466 | 2610.047 | 3088.0407 | 3651.9985 | 4234.1979 | 4792.3277 | 5301.6663
F6_Commercial_Healthcare_Existing_Food Preparation_Natural Gas_Conveyor Oven_Codes & Standards Forecast | F6 | Commercial | Healthcare | Existing | Food Preparation | Natural Gas | Conveyor Oven | Codes & Standards Forecast | Avg. Replacement Usage | 0.081324 | 0.084592 | 0.084191 | 0.08332 | 0.08332 | 0.08332 | 0.08332 | 0.08332 | 0.08332 | 0.08332 | 0.08332 | 0.08332 | 0.08332 | 0.08332 | 0.08332 | 0.08332 | 0.08332 | 0.08332 | 0.08332 | 0.08332 | 0.08332 | 0.08332 | 0.08332 | 0.08332 | 0.08332 | 0.08332 | 0.08332 | 0.08332 | 0.08332 | 0.08332 | 0.08332
F7_Commercial_Healthcare_Existing_Food Preparation_Natural Gas_Conveyor Oven_Codes & Standards Forecast | F7 | Commercial | Healthcare | Existing | Food Preparation | Natural Gas | Conveyor Oven | Codes & Standards Forecast | Avg. Replacement Demand (S) | 0 | 0 | 0 | 0 | 0 | 0 | 0 | 0 | 0 | 0 | 0 | 0 | 0 | 0 | 0 | 0 | 0 | 0 | 0 | 0 | 0 | 0 | 0 | 0 | 0 | 0 | 0 | 0 | 0 | 0 | 0
F8_Commercial_Healthcare_Existing_Food Preparation_Natural Gas_Conveyor Oven_Codes & Standards Forecast | F8 | Commercial | Healthcare | Existing | Food Preparation | Natural Gas | Conveyor Oven | Codes & Standards Forecast | Avg. Replacement Demand (W) | 0 | 0 | 0 | 0 | 0 | 0 | 0 | 0 | 0 | 0 | 0 | 0 | 0 | 0 | 0 | 0 | 0 | 0 | 0 | 0 | 0 | 0 | 0 | 0 | 0 | 0 | 0 | 0 | 0 | 0 | 0
F1_Commercial_Healthcare_Existing_Food Preparation_Natural Gas_Double Rack Oven_Codes & Standards Forecast | F1 | Commercial | Healthcare | Existing | Food Preparation | Natural Gas | Double Rack Oven | Codes & Standards Forecast | Units | 141569.7281 | 138738.3336 | 135963.5669 | 133244.2956 | 130579.4097 | 127967.8215 | 125408.465 | 122900.2957 | 120442.2898 | 118033.444 | 115672.7751 | 113359.3196 | 111092.1332 | 108870.2906 | 106692.8848 | 104559.0271 | 102467.8465 | 100418.4896 | 98410.1198 | 96441.9174 | 94513.0791 | 92622.8175 | 90770.3611 | 88954.9539 | 87175.8548 | 85432.3377 | 83723.691 | 82049.2172 | 80408.2328 | 78800.0682 | 77224.0668
F2_Commercial_Healthcare_Existing_Food Preparation_Natural Gas_Double Rack Oven_Codes & Standards Forecast | F2 | Commercial | Healthcare | Existing | Food Preparation | Natural Gas | Double Rack Oven | Codes & Standards Forecast | Usage (MMtherm) | 0.015015 | 0.015431 | 0.01522 | 0.014965 | 0.014902 | 0.014866 | 0.014853 | 0.014857 | 0.014876 | 0.014906 | 0.014893 | 0.014844 | 0.014764 | 0.014657 | 0.014528 | 0.014381 | 0.014218 | 0.014042 | 0.013856 | 0.013661 | 0.01346 | 0.013253 | 0.013043 | 0.012829 | 0.012614 | 0.012398 | 0.012181 | 0.011965 | 0.011749 | 0.011535 | 0.011322
F3_Commercial_Healthcare_Existing_Food Preparation_Natural Gas_Double Rack Oven_Codes & Standards Forecast | F3 | Commercial | Healthcare | Existing | Food Preparation | Natural Gas | Double Rack Oven | Codes & Standards Forecast | Peak Demand (S) | 0 | 0 | 0 | 0 | 0 | 0 | 0 | 0 | 0 | 0 | 0 | 0 | 0 | 0 | 0 | 0 | 0 | 0 | 0 | 0 | 0 | 0 | 0 | 0 | 0 | 0 | 0 | 0 | 0 | 0 | 0
F4_Commercial_Healthcare_Existing_Food Preparation_Natural Gas_Double Rack Oven_Codes & Standards Forecast | F4 | Commercial | Healthcare | Existing | Food Preparation | Natural Gas | Double Rack Oven | Codes & Standards Forecast | Peak Demand (W) | 0 | 0 | 0 | 0 | 0 | 0 | 0 | 0 | 0 | 0 | 0 | 0 | 0 | 0 | 0 | 0 | 0 | 0 | 0 | 0 | 0 | 0 | 0 | 0 | 0 | 0 | 0 | 0 | 0 | 0 | 0
F5_Commercial_Healthcare_Existing_Food Preparation_Natural Gas_Double Rack Oven_Codes & Standards Forecast | F5 | Commercial | Healthcare | Existing | Food Preparation | Natural Gas | Double Rack Oven | Codes & Standards Forecast | Turnover | 0 | 3083.0741 | 4196.4064 | 5136.0284 | 5924.9337 | 6583.1403 | 7128.074 | 7574.9033 | 7936.8301 | 8225.3436 | 7165.1882 | 6241.6751 | 5930.9353 | 5795.532 | 5778.8058 | 5838.8541 | 5945.0168 | 6660.1438 | 6895.171 | 7078.0369 | 7215.9019 | 7109.1663 | 6838.3519 | 6542.0902 | 6258.3627 | 6007.3053 | 5553.6363 | 5226.7111 | 5188.8444 | 5221.1797 | 5291.108
F6_Commercial_Healthcare_Existing_Food Preparation_Natural Gas_Double Rack Oven_Codes & Standards Forecast | F6 | Commercial | Healthcare | Existing | Food Preparation | Natural Gas | Double Rack Oven | Codes & Standards Forecast | Avg. Replacement Usage | 0.14493 | 0.15076 | 0.15004 | 0.14849 | 0.14849 | 0.14849 | 0.14849 | 0.14849 | 0.14849 | 0.14849 | 0.14849 | 0.14849 | 0.14849 | 0.14849 | 0.14849 | 0.14849 | 0.14849 | 0.14849 | 0.14849 | 0.14849 | 0.14849 | 0.14849 | 0.14849 | 0.14849 | 0.14849 | 0.14849 | 0.14849 | 0.14849 | 0.14849 | 0.14849 | 0.14849
F7_Commercial_Healthcare_Existing_Food Preparation_Natural Gas_Double Rack Oven_Codes & Standards Forecast | F7 | Commercial | Healthcare | Existing | Food Preparation | Natural Gas | Double Rack Oven | Codes & Standards Forecast | Avg. Replacement Demand (S) | 0 | 0 | 0 | 0 | 0 | 0 | 0 | 0 | 0 | 0 | 0 | 0 | 0 | 0 | 0 | 0 | 0 | 0 | 0 | 0 | 0 | 0 | 0 | 0 | 0 | 0 | 0 | 0 | 0 | 0 | 0
F8_Commercial_Healthcare_Existing_Food Preparation_Natural Gas_Double Rack Oven_Codes & Standards Forecast | F8 | Commercial | Healthcare | Existing | Food Preparation | Natural Gas | Double Rack Oven | Codes & Standards Forecast | Avg. Replacement Demand (W) | 0 | 0 | 0 | 0 | 0 | 0 | 0 | 0 | 0 | 0 | 0 | 0 | 0 | 0 | 0 | 0 | 0 | 0 | 0 | 0 | 0 | 0 | 0 | 0 | 0 | 0 | 0 | 0 | 0 | 0 | 0
F1_Commercial_Healthcare_Existing_Food Preparation_Natural Gas_Fryer_Codes & Standards Forecast | F1 | Commercial | Healthcare | Existing | Food Preparation | Natural Gas | Fryer | Codes & Standards Forecast | Units | 162896.6884 | 159638.7546 | 156445.9795 | 153317.0599 | 150250.7187 | 147245.7043 | 144300.7903 | 141414.7745 | 138586.479 | 135814.7494 | 133098.4544 | 130436.4853 | 127827.7556 | 125271.2005 | 122765.7765 | 120310.4609 | 117904.2517 | 115546.1667 | 113235.2434 | 110970.5385 | 108751.1277 | 106576.1052 | 104444.5831 | 102355.6914 | 100308.5776 | 98302.406 | 96336.3579 | 94409.6307 | 92521.4381 | 90671.0094 | 88857.5892
F2_Commercial_Healthcare_Existing_Food Preparation_Natural Gas_Fryer_Codes & Standards Forecast | F2 | Commercial | Healthcare | Existing | Food Preparation | Natural Gas | Fryer | Codes & Standards Forecast | Usage (MMtherm) | 0.010751 | 0.010991 | 0.010753 | 0.010329 | 0.010016 | 0.0097051 | 0.0093969 | 0.0090918 | 0.0087906 | 0.0084737 | 0.0081445 | 0.0078291 | 0.0075398 | 0.0072732 | 0.0070029 | 0.006753 | 0.0065488 | 0.0063562 | 0.0061742 | 0.0060018 | 0.0058382 | 0.0056826 | 0.0055344 | 0.0053929 | 0.0052576 | 0.005128 | 0.0050036 | 0.0048842 | 0.0047692 | 0.0046584 | 0.0045515
F3_Commercial_Healthcare_Existing_Food Preparation_Natural Gas_Fryer_Codes & Standards Forecast | F3 | Commercial | Healthcare | Existing | Food Preparation | Natural Gas | Fryer | Codes & Standards Forecast | Peak Demand (S) | 0 | 0 | 0 | 0 | 0 | 0 | 0 | 0 | 0 | 0 | 0 | 0 | 0 | 0 | 0 | 0 | 0 | 0 | 0 | 0 | 0 | 0 | 0 | 0 | 0 | 0 | 0 | 0 | 0 | 0 | 0
F4_Commercial_Healthcare_Existing_Food Preparation_Natural Gas_Fryer_Codes & Standards Forecast | F4 | Commercial | Healthcare | Existing | Food Preparation | Natural Gas | Fryer | Codes & Standards Forecast | Peak Demand (W) | 0 | 0 | 0 | 0 | 0 | 0 | 0 | 0 | 0 | 0 | 0 | 0 | 0 | 0 | 0 | 0 | 0 | 0 | 0 | 0 | 0 | 0 | 0 | 0 | 0 | 0 | 0 | 0 | 0 | 0 | 0
F5_Commercial_Healthcare_Existing_Food Preparation_Natural Gas_Fryer_Codes & Standards Forecast | F5 | Commercial | Healthcare | Existing | Food Preparation | Natural Gas | Fryer | Codes & Standards Forecast | Turnover | 0 | 4837.538 | 5257.964 | 5613.5623 | 5911.7841 | 6159.2604 | 6361.8913 | 6524.926 | 6653.034 | 7573.4878 | 8360.6038 | 9029.5862 | 8819.2541 | 8616.3731 | 9395.6617 | 9099.8347 | 8821.6967 | 8699.6655 | 8683.944 | 8737.3572 | 8700.6004 | 8599.0922 | 8784.0381 | 8830.3014 | 8776.1272 | 8518.2977 | 8296.2978 | 8312.6261 | 8091.4172 | 7890.4752 | 7783.5152
F6_Commercial_Healthcare_Existing_Food Preparation_Natural Gas_Fryer_Codes & Standards Forecast | F6 | Commercial | Healthcare | Existing | Food Preparation | Natural Gas | Fryer | Codes & Standards Forecast | Avg. Replacement Usage | 0.072155 | 0.075055 | 0.074699 | 0.049678 | 0.049678 | 0.049678 | 0.049678 | 0.049678 | 0.049678 | 0.049678 | 0.049678 | 0.049678 | 0.049678 | 0.049678 | 0.049678 | 0.049678 | 0.049678 | 0.049678 | 0.049678 | 0.049678 | 0.049678 | 0.049678 | 0.049678 | 0.049678 | 0.049678 | 0.049678 | 0.049678 | 0.049678 | 0.049678 | 0.049678 | 0.049678
F7_Commercial_Healthcare_Existing_Food Preparation_Natural Gas_Fryer_Codes & Standards Forecast | F7 | Commercial | Healthcare | Existing | Food Preparation | Natural Gas | Fryer | Codes & Standards Forecast | Avg. Replacement Demand (S) | 0 | 0 | 0 | 0 | 0 | 0 | 0 | 0 | 0 | 0 | 0 | 0 | 0 | 0 | 0 | 0 | 0 | 0 | 0 | 0 | 0 | 0 | 0 | 0 | 0 | 0 | 0 | 0 | 0 | 0 | 0
F8_Commercial_Healthcare_Existing_Food Preparation_Natural Gas_Fryer_Codes & Standards Forecast | F8 | Commercial | Healthcare | Existing | Food Preparation | Natural Gas | Fryer | Codes & Standards Forecast | Avg. Replacement Demand (W) | 0 | 0 | 0 | 0 | 0 | 0 | 0 | 0 | 0 | 0 | 0 | 0 | 0 | 0 | 0 | 0 | 0 | 0 | 0 | 0 | 0 | 0 | 0 | 0 | 0 | 0 | 0 | 0 | 0 | 0 | 0
F1_Commercial_Healthcare_Existing_Food Preparation_Natural Gas_Broiler_Codes & Standards Forecast | F1 | Commercial | Healthcare | Existing | Food Preparation | Natural Gas | Broiler | Codes & Standards Forecast | Units | 89689.2594 | 87895.4743 | 86137.5648 | 84414.8135 | 82726.5172 | 81071.9869 | 79450.5471 | 77861.5362 | 76304.3055 | 74778.2193 | 73282.655 | 71817.0019 | 70380.6618 | 68973.0486 | 67593.5876 | 66241.7159 | 64916.8815 | 63618.5439 | 62346.173 | 61099.2496 | 59877.2646 | 58679.7193 | 57506.1249 | 56356.0024 | 55228.8824 | 54124.3047 | 53041.8186 | 51980.9822 | 50941.3626 | 49922.5353 | 48924.0846
F2_Commercial_Healthcare_Existing_Food Preparation_Natural Gas_Broiler_Codes & Standards Forecast | F2 | Commercial | Healthcare | Existing | Food Preparation | Natural Gas | Broiler | Codes & Standards Forecast | Usage (MMtherm) | 0.0060805 | 0.0062219 | 0.0060946 | 0.005939 | 0.0058501 | 0.0057645 | 0.0056818 | 0.0056016 | 0.0055238 | 0.005448 | 0.0053693 | 0.0052883 | 0.0052055 | 0.0051213 | 0.0050363 | 0.0049508 | 0.004865 | 0.0047792 | 0.0046936 | 0.0046085 | 0.0045239 | 0.0044401 | 0.004357 | 0.0042749 | 0.0041938 | 0.0041138 | 0.0040348 | 0.003957 | 0.0038804 | 0.003805 | 0.0037308
F3_Commercial_Healthcare_Existing_Food Preparation_Natural Gas_Broiler_Codes & Standards Forecast | F3 | Commercial | Healthcare | Existing | Food Preparation | Natural Gas | Broiler | Codes & Standards Forecast | Peak Demand (S) | 0 | 0 | 0 | 0 | 0 | 0 | 0 | 0 | 0 | 0 | 0 | 0 | 0 | 0 | 0 | 0 | 0 | 0 | 0 | 0 | 0 | 0 | 0 | 0 | 0 | 0 | 0 | 0 | 0 | 0 | 0
F4_Commercial_Healthcare_Existing_Food Preparation_Natural Gas_Broiler_Codes & Standards Forecast | F4 | Commercial | Healthcare | Existing | Food Preparation | Natural Gas | Broiler | Codes & Standards Forecast | Peak Demand (W) | 0 | 0 | 0 | 0 | 0 | 0 | 0 | 0 | 0 | 0 | 0 | 0 | 0 | 0 | 0 | 0 | 0 | 0 | 0 | 0 | 0 | 0 | 0 | 0 | 0 | 0 | 0 | 0 | 0 | 0 | 0
F5_Commercial_Healthcare_Existing_Food Preparation_Natural Gas_Broiler_Codes & Standards Forecast | F5 | Commercial | Healthcare | Existing | Food Preparation | Natural Gas | Broiler | Codes & Standards Forecast | Turnover | 0 | 3255.3879 | 3633.3746 | 3946.6917 | 4203.9932 | 4412.8118 | 4579.7026 | 4710.3699 | 4809.7769 | 4882.2411 | 4252.9744 | 3704.8133 | 3748.6423 | 3801.941 | 3857.6686 | 3911.0003 | 3958.7574 | 4616.6483 | 4598.893 | 4571.8806 | 4537.0351 | 4386.9262 | 4162.2772 | 3976.4655 | 3824.772 | 3702.0918 | 3474.6621 | 3310.9794 | 3393.0046 | 3451.8587 | 3490.3536
F6_Commercial_Healthcare_Existing_Food Preparation_Natural Gas_Broiler_Codes & Standards Forecast | F6 | Commercial | Healthcare | Existing | Food Preparation | Natural Gas | Broiler | Codes & Standards Forecast | Avg. Replacement Usage | 0.074735 | 0.077739 | 0.07737 | 0.07657 | 0.07657 | 0.07657 | 0.07657 | 0.07657 | 0.07657 | 0.07657 | 0.07657 | 0.07657 | 0.07657 | 0.07657 | 0.07657 | 0.07657 | 0.07657 | 0.07657 | 0.07657 | 0.07657 | 0.07657 | 0.07657 | 0.07657 | 0.07657 | 0.07657 | 0.07657 | 0.07657 | 0.07657 | 0.07657 | 0.07657 | 0.07657
F7_Commercial_Healthcare_Existing_Food Preparation_Natural Gas_Broiler_Codes & Standards Forecast | F7 | Commercial | Healthcare | Existing | Food Preparation | Natural Gas | Broiler | Codes & Standards Forecast | Avg. Replacement Demand (S) | 0 | 0 | 0 | 0 | 0 | 0 | 0 | 0 | 0 | 0 | 0 | 0 | 0 | 0 | 0 | 0 | 0 | 0 | 0 | 0 | 0 | 0 | 0 | 0 | 0 | 0 | 0 | 0 | 0 | 0 | 0
F8_Commercial_Healthcare_Existing_Food Preparation_Natural Gas_Broiler_Codes & Standards Forecast | F8 | Commercial | Healthcare | Existing | Food Preparation | Natural Gas | Broiler | Codes & Standards Forecast | Avg. Replacement Demand (W) | 0 | 0 | 0 | 0 | 0 | 0 | 0 | 0 | 0 | 0 | 0 | 0 | 0 | 0 | 0 | 0 | 0 | 0 | 0 | 0 | 0 | 0 | 0 | 0 | 0 | 0 | 0 | 0 | 0 | 0 | 0
F1_Commercial_Healthcare_Existing_Food Preparation_Natural Gas_Griddle_Codes & Standards Forecast | F1 | Commercial | Healthcare | Existing | Food Preparation | Natural Gas | Griddle | Codes & Standards Forecast | Units | 219003.0283 | 214622.9678 | 210330.5084 | 206123.8982 | 202001.4203 | 197961.3919 | 194002.164 | 190122.1207 | 186319.6783 | 182593.2848 | 178941.4191 | 175362.5907 | 171855.3389 | 168418.2321 | 165049.8675 | 161748.8701 | 158513.8927 | 155343.6149 | 152236.7426 | 149192.0077 | 146208.1675 | 143284.0042 | 140418.3241 | 137609.9576 | 134857.7585 | 132160.6033 | 129517.3912 | 126927.0434 | 124388.5025 | 121900.7325 | 119462.7178
F2_Commercial_Healthcare_Existing_Food Preparation_Natural Gas_Griddle_Codes & Standards Forecast | F2 | Commercial | Healthcare | Existing | Food Preparation | Natural Gas | Griddle | Codes & Standards Forecast | Usage (MMtherm) | 0.010553 | 0.010774 | 0.010527 | 0.010229 | 0.010045 | 0.0098663 | 0.0096917 | 0.0095213 | 0.0093547 | 0.0091919 | 0.0090291 | 0.0088669 | 0.0087056 | 0.0085454 | 0.0083867 | 0.0082295 | 0.0080742 | 0.0079207 | 0.0077693 | 0.00762 | 0.0074729 | 0.0073281 | 0.0071856 | 0.0070454 | 0.0069075 | 0.006772 | 0.0066389 | 0.0065081 | 0.0063797 | 0.0062537 | 0.0061299
F3_Commercial_Healthcare_Existing_Food Preparation_Natural Gas_Griddle_Codes & Standards Forecast | F3 | Commercial | Healthcare | Existing | Food Preparation | Natural Gas | Griddle | Codes & Standards Forecast | Peak Demand (S) | 0 | 0 | 0 | 0 | 0 | 0 | 0 | 0 | 0 | 0 | 0 | 0 | 0 | 0 | 0 | 0 | 0 | 0 | 0 | 0 | 0 | 0 | 0 | 0 | 0 | 0 | 0 | 0 | 0 | 0 | 0
F4_Commercial_Healthcare_Existing_Food Preparation_Natural Gas_Griddle_Codes & Standards Forecast | F4 | Commercial | Healthcare | Existing | Food Preparation | Natural Gas | Griddle | Codes & Standards Forecast | Peak Demand (W) | 0 | 0 | 0 | 0 | 0 | 0 | 0 | 0 | 0 | 0 | 0 | 0 | 0 | 0 | 0 | 0 | 0 | 0 | 0 | 0 | 0 | 0 | 0 | 0 | 0 | 0 | 0 | 0 | 0 | 0 | 0
F5_Commercial_Healthcare_Existing_Food Preparation_Natural Gas_Griddle_Codes & Standards Forecast | F5 | Commercial | Healthcare | Existing | Food Preparation | Natural Gas | Griddle | Codes & Standards Forecast | Turnover | 0 | 7948.9988 | 8871.9659 | 9637.0227 | 10265.3011 | 10775.1937 | 11182.7073 | 11501.7705 | 11744.5023 | 11921.445 | 10384.9032 | 9046.4046 | 9153.4261 | 9283.5707 | 9419.6465 | 9549.8715 | 9666.4847 | 11272.9211 | 11229.5663 | 11163.6075 | 11078.5218 | 10711.9865 | 10163.439 | 9709.7244 | 9339.3195 | 9039.7593 | 8484.4218 | 8084.742 | 8285.0309 | 8428.7407 | 8522.7375
F6_Commercial_Healthcare_Existing_Food Preparation_Natural Gas_Griddle_Codes & Standards Forecast | F6 | Commercial | Healthcare | Existing | Food Preparation | Natural Gas | Griddle | Codes & Standards Forecast | Avg. Replacement Usage | 0.05017 | 0.052187 | 0.051939 | 0.051402 | 0.051402 | 0.051402 | 0.051402 | 0.051402 | 0.051402 | 0.051402 | 0.051402 | 0.051402 | 0.051402 | 0.051402 | 0.051402 | 0.051402 | 0.051402 | 0.051402 | 0.051402 | 0.051402 | 0.051402 | 0.051402 | 0.051402 | 0.051402 | 0.051402 | 0.051402 | 0.051402 | 0.051402 | 0.051402 | 0.051402 | 0.051402
F7_Commercial_Healthcare_Existing_Food Preparation_Natural Gas_Griddle_Codes & Standards Forecast | F7 | Commercial | Healthcare | Existing | Food Preparation | Natural Gas | Griddle | Codes & Standards Forecast | Avg. Replacement Demand (S) | 0 | 0 | 0 | 0 | 0 | 0 | 0 | 0 | 0 | 0 | 0 | 0 | 0 | 0 | 0 | 0 | 0 | 0 | 0 | 0 | 0 | 0 | 0 | 0 | 0 | 0 | 0 | 0 | 0 | 0 | 0
F8_Commercial_Healthcare_Existing_Food Preparation_Natural Gas_Griddle_Codes & Standards Forecast | F8 | Commercial | Healthcare | Existing | Food Preparation | Natural Gas | Griddle | Codes & Standards Forecast | Avg. Replacement Demand (W) | 0 | 0 | 0 | 0 | 0 | 0 | 0 | 0 | 0 | 0 | 0 | 0 | 0 | 0 | 0 | 0 | 0 | 0 | 0 | 0 | 0 | 0 | 0 | 0 | 0 | 0 | 0 | 0 | 0 | 0 | 0
F1_Commercial_Healthcare_Existing_Food Preparation_Natural Gas_Range_Codes & Standards Forecast | F1 | Commercial | Healthcare | Existing | Food Preparation | Natural Gas | Range | Codes & Standards Forecast | Units | 1280587.2697 | 1254975.5243 | 1229876.0138 | 1205278.4935 | 1181172.9237 | 1157549.4652 | 1134398.4759 | 1111710.5064 | 1089476.2962 | 1067686.7703 | 1046333.0349 | 1025406.3742 | 1004898.2467 | 984800.2818 | 965104.2761 | 945802.1906 | 926886.1468 | 908348.4239 | 890181.4554 | 872377.8263 | 854930.2698 | 837831.6644 | 821075.0311 | 804653.5305 | 788560.4599 | 772789.2507 | 757333.4656 | 742186.7963 | 727343.0604 | 712796.1992 | 698540.2752
F2_Commercial_Healthcare_Existing_Food Preparation_Natural Gas_Range_Codes & Standards Forecast | F2 | Commercial | Healthcare | Existing | Food Preparation | Natural Gas | Range | Codes & Standards Forecast | Usage (MMtherm) | 0.064009 | 0.065702 | 0.064655 | 0.063364 | 0.062822 | 0.062339 | 0.0619 | 0.061492 | 0.061106 | 0.060735 | 0.060187 | 0.059506 | 0.058726 | 0.057873 | 0.056968 | 0.056026 | 0.05506 | 0.05408 | 0.053094 | 0.052107 | 0.051123 | 0.050147 | 0.04918 | 0.048224 | 0.047282 | 0.046354 | 0.04544 | 0.044542 | 0.043659 | 0.042793 | 0.041942
F3_Commercial_Healthcare_Existing_Food Preparation_Natural Gas_Range_Codes & Standards Forecast | F3 | Commercial | Healthcare | Existing | Food Preparation | Natural Gas | Range | Codes & Standards Forecast | Peak Demand (S) | 0 | 0 | 0 | 0 | 0 | 0 | 0 | 0 | 0 | 0 | 0 | 0 | 0 | 0 | 0 | 0 | 0 | 0 | 0 | 0 | 0 | 0 | 0 | 0 | 0 | 0 | 0 | 0 | 0 | 0 | 0
F4_Commercial_Healthcare_Existing_Food Preparation_Natural Gas_Range_Codes & Standards Forecast | F4 | Commercial | Healthcare | Existing | Food Preparation | Natural Gas | Range | Codes & Standards Forecast | Peak Demand (W) | 0 | 0 | 0 | 0 | 0 | 0 | 0 | 0 | 0 | 0 | 0 | 0 | 0 | 0 | 0 | 0 | 0 | 0 | 0 | 0 | 0 | 0 | 0 | 0 | 0 | 0 | 0 | 0 | 0 | 0 | 0
F5_Commercial_Healthcare_Existing_Food Preparation_Natural Gas_Range_Codes & Standards Forecast | F5 | Commercial | Healthcare | Existing | Food Preparation | Natural Gas | Range | Codes & Standards Forecast | Turnover | 0 | 50199.021 | 63953.5527 | 74245.1552 | 81831.6602 | 87307.0109 | 91136.666 | 93685.3563 | 95238.8453 | 96020.9901 | 83651.1205 | 76246.7048 | 72157.7629 | 70217.0789 | 69608.5948 | 79687.5914 | 81012.7946 | 81680.9994 | 81841.5327 | 79517.6113 | 76157.4805 | 72603.3697 | 69306.7944 | 66474.5644 | 63339.507 | 62034.7111 | 61748.9313 | 61959.9079 | 61993.3257 | 63568.2683 | 62520.7784
F6_Commercial_Healthcare_Existing_Food Preparation_Natural Gas_Range_Codes & Standards Forecast | F6 | Commercial | Healthcare | Existing | Food Preparation | Natural Gas | Range | Codes & Standards Forecast | Avg. Replacement Usage | 0.058632 | 0.060989 | 0.0607 | 0.060072 | 0.060072 | 0.060072 | 0.060072 | 0.060072 | 0.060072 | 0.060072 | 0.060072 | 0.060072 | 0.060072 | 0.060072 | 0.060072 | 0.060072 | 0.060072 | 0.060072 | 0.060072 | 0.060072 | 0.060072 | 0.060072 | 0.060072 | 0.060072 | 0.060072 | 0.060072 | 0.060072 | 0.060072 | 0.060072 | 0.060072 | 0.060072
F7_Commercial_Healthcare_Existing_Food Preparation_Natural Gas_Range_Codes & Standards Forecast | F7 | Commercial | Healthcare | Existing | Food Preparation | Natural Gas | Range | Codes & Standards Forecast | Avg. Replacement Demand (S) | 0 | 0 | 0 | 0 | 0 | 0 | 0 | 0 | 0 | 0 | 0 | 0 | 0 | 0 | 0 | 0 | 0 | 0 | 0 | 0 | 0 | 0 | 0 | 0 | 0 | 0 | 0 | 0 | 0 | 0 | 0
F8_Commercial_Healthcare_Existing_Food Preparation_Natural Gas_Range_Codes & Standards Forecast | F8 | Commercial | Healthcare | Existing | Food Preparation | Natural Gas | Range | Codes & Standards Forecast | Avg. Replacement Demand (W) | 0 | 0 | 0 | 0 | 0 | 0 | 0 | 0 | 0 | 0 | 0 | 0 | 0 | 0 | 0 | 0 | 0 | 0 | 0 | 0 | 0 | 0 | 0 | 0 | 0 | 0 | 0 | 0 | 0 | 0 | 0
F1_Commercial_Healthcare_Existing_Food Preparation_Natural Gas_Steamer_Codes & Standards Forecast | F1 | Commercial | Healthcare | Existing | Food Preparation | Natural Gas | Steamer | Codes & Standards Forecast | Units | 185932.3054 | 182213.6592 | 178569.3861 | 174997.9983 | 171498.0384 | 168068.0776 | 164706.7161 | 161412.5817 | 158184.3301 | 155020.6435 | 151920.2306 | 148881.826 | 145904.1895 | 142986.1057 | 140126.3836 | 137323.8559 | 134577.3788 | 131885.8312 | 129248.1146 | 126663.1523 | 124129.8893 | 121647.2915 | 119214.3456 | 116830.0587 | 114493.4576 | 112203.5884 | 109959.5166 | 107760.3263 | 105605.1198 | 103493.0174 | 101423.157
F2_Commercial_Healthcare_Existing_Food Preparation_Natural Gas_Steamer_Codes & Standards Forecast | F2 | Commercial | Healthcare | Existing | Food Preparation | Natural Gas | Steamer | Codes & Standards Forecast | Usage (MMtherm) | 0.015522 | 0.016207 | 0.016234 | 0.015286 | 0.014492 | 0.01369 | 0.012884 | 0.01208 | 0.01128 | 0.010487 | 0.0097138 | 0.0089502 | 0.0082752 | 0.0076777 | 0.0071478 | 0.006677 | 0.0062579 | 0.005884 | 0.0055496 | 0.005088 | 0.0046588 | 0.0044574 | 0.0042739 | 0.0041063 | 0.0039527 | 0.0038113 | 0.0036808 | 0.0035599 | 0.0034475 | 0.0033426 | 0.0032445
F3_Commercial_Healthcare_Existing_Food Preparation_Natural Gas_Steamer_Codes & Standards Forecast | F3 | Commercial | Healthcare | Existing | Food Preparation | Natural Gas | Steamer | Codes & Standards Forecast | Peak Demand (S) | 0 | 0 | 0 | 0 | 0 | 0 | 0 | 0 | 0 | 0 | 0 | 0 | 0 | 0 | 0 | 0 | 0 | 0 | 0 | 0 | 0 | 0 | 0 | 0 | 0 | 0 | 0 | 0 | 0 | 0 | 0
F4_Commercial_Healthcare_Existing_Food Preparation_Natural Gas_Steamer_Codes & Standards Forecast | F4 | Commercial | Healthcare | Existing | Food Preparation | Natural Gas | Steamer | Codes & Standards Forecast | Peak Demand (W) | 0 | 0 | 0 | 0 | 0 | 0 | 0 | 0 | 0 | 0 | 0 | 0 | 0 | 0 | 0 | 0 | 0 | 0 | 0 | 0 | 0 | 0 | 0 | 0 | 0 | 0 | 0 | 0 | 0 | 0 | 0
F5_Commercial_Healthcare_Existing_Food Preparation_Natural Gas_Steamer_Codes & Standards Forecast | F5 | Commercial | Healthcare | Existing | Food Preparation | Natural Gas | Steamer | Codes & Standards Forecast | Turnover | 0 | 6748.654 | 7532.2478 | 8181.7766 | 8715.1813 | 9148.0771 | 9494.0538 | 9764.9367 | 9971.0146 | 10121.2379 | 9441.909 | 8922.729 | 8530.637 | 8238.4952 | 8024.1102 | 7869.4078 | 7759.739 | 7683.2961 | 7630.6223 | 8966.451 | 8833.9969 | 8656.9481 | 8453.5781 | 8237.3281 | 8017.8661 | 7801.937 | 7594.0445 | 7396.9932 | 7172.1546 | 6995.3987 | 6850.0053
F6_Commercial_Healthcare_Existing_Food Preparation_Natural Gas_Steamer_Codes & Standards Forecast | F6 | Commercial | Healthcare | Existing | Food Preparation | Natural Gas | Steamer | Codes & Standards Forecast | Avg. Replacement Usage | 0.13815 | 0.1437 | 0.14302 | 0.029524 | 0.029524 | 0.029524 | 0.029524 | 0.029524 | 0.029524 | 0.029524 | 0.029524 | 0.029524 | 0.029524 | 0.029524 | 0.029524 | 0.029524 | 0.029524 | 0.029524 | 0.029524 | 0.029524 | 0.029524 | 0.029524 | 0.029524 | 0.029524 | 0.029524 | 0.029524 | 0.029524 | 0.029524 | 0.029524 | 0.029524 | 0.029524
F7_Commercial_Healthcare_Existing_Food Preparation_Natural Gas_Steamer_Codes & Standards Forecast | F7 | Commercial | Healthcare | Existing | Food Preparation | Natural Gas | Steamer | Codes & Standards Forecast | Avg. Replacement Demand (S) | 0 | 0 | 0 | 0 | 0 | 0 | 0 | 0 | 0 | 0 | 0 | 0 | 0 | 0 | 0 | 0 | 0 | 0 | 0 | 0 | 0 | 0 | 0 | 0 | 0 | 0 | 0 | 0 | 0 | 0 | 0
F8_Commercial_Healthcare_Existing_Food Preparation_Natural Gas_Steamer_Codes & Standards Forecast | F8 | Commercial | Healthcare | Existing | Food Preparation | Natural Gas | Steamer | Codes & Standards Forecast | Avg. Replacement Demand (W) | 0 | 0 | 0 | 0 | 0 | 0 | 0 | 0 | 0 | 0 | 0 | 0 | 0 | 0 | 0 | 0 | 0 | 0 | 0 | 0 | 0 | 0 | 0 | 0 | 0 | 0 | 0 | 0 | 0 | 0 | 0
F1_Commercial_Healthcare_Existing_Food Preparation_Natural Gas_Food Prep Other_Codes & Standards Forecast | F1 | Commercial | Healthcare | Existing | Food Preparation | Natural Gas | Food Prep Other | Codes & Standards Forecast | Units | 185932.3054 | 182213.6592 | 178569.3861 | 174997.9983 | 171498.0384 | 168068.0776 | 164706.7161 | 161412.5817 | 158184.3301 | 155020.6435 | 151920.2306 | 148881.826 | 145904.1895 | 142986.1057 | 140126.3836 | 137323.8559 | 134577.3788 | 131885.8312 | 129248.1146 | 126663.1523 | 124129.8893 | 121647.2915 | 119214.3456 | 116830.0587 | 114493.4576 | 112203.5884 | 109959.5166 | 107760.3263 | 105605.1198 | 103493.0174 | 101423.157
F2_Commercial_Healthcare_Existing_Food Preparation_Natural Gas_Food Prep Other_Codes & Standards Forecast | F2 | Commercial | Healthcare | Existing | Food Preparation | Natural Gas | Food Prep Other | Codes & Standards Forecast | Usage (MMtherm) | 0.01104 | 0.011254 | 0.010976 | 0.010646 | 0.010433 | 0.010224 | 0.01002 | 0.0098192 | 0.0096228 | 0.0094304 | 0.0092418 | 0.0090569 | 0.0088758 | 0.0086983 | 0.0085243 | 0.0083538 | 0.0081868 | 0.008023 | 0.0078626 | 0.0077053 | 0.0075512 | 0.0074002 | 0.0072522 | 0.0071071 | 0.006965 | 0.0068257 | 0.0066892 | 0.0065554 | 0.0064243 | 0.0062958 | 0.0061699
F3_Commercial_Healthcare_Existing_Food Preparation_Natural Gas_Food Prep Other_Codes & Standards Forecast | F3 | Commercial | Healthcare | Existing | Food Preparation | Natural Gas | Food Prep Other | Codes & Standards Forecast | Peak Demand (S) | 0 | 0 | 0 | 0 | 0 | 0 | 0 | 0 | 0 | 0 | 0 | 0 | 0 | 0 | 0 | 0 | 0 | 0 | 0 | 0 | 0 | 0 | 0 | 0 | 0 | 0 | 0 | 0 | 0 | 0 | 0
F4_Commercial_Healthcare_Existing_Food Preparation_Natural Gas_Food Prep Other_Codes & Standards Forecast | F4 | Commercial | Healthcare | Existing | Food Preparation | Natural Gas | Food Prep Other | Codes & Standards Forecast | Peak Demand (W) | 0 | 0 | 0 | 0 | 0 | 0 | 0 | 0 | 0 | 0 | 0 | 0 | 0 | 0 | 0 | 0 | 0 | 0 | 0 | 0 | 0 | 0 | 0 | 0 | 0 | 0 | 0 | 0 | 0 | 0 | 0
F5_Commercial_Healthcare_Existing_Food Preparation_Natural Gas_Food Prep Other_Codes & Standards Forecast | F5 | Commercial | Healthcare | Existing | Food Preparation | Natural Gas | Food Prep Other | Codes & Standards Forecast | Turnover | 0 | 7288.5464 | 9285.6081 | 10779.8767 | 11881.3841 | 12676.3667 | 13232.4058 | 13602.4578 | 13828.0135 | 13941.5755 | 12145.557 | 11070.4877 | 10476.802 | 10195.0282 | 10106.6806 | 11570.0803 | 11762.4906 | 11859.5092 | 11882.8175 | 11545.4004 | 11057.5329 | 10541.5009 | 10062.8613 | 9651.6413 | 9196.4529 | 9007.0057 | 8965.5125 | 8996.1448 | 9000.9968 | 9229.6675 | 9077.5793
F6_Commercial_Healthcare_Existing_Food Preparation_Natural Gas_Food Prep Other_Codes & Standards Forecast | F6 | Commercial | Healthcare | Existing | Food Preparation | Natural Gas | Food Prep Other | Codes & Standards Forecast | Avg. Replacement Usage | 0.059375 | 0.061762 | 0.061469 | 0.060833 | 0.060833 | 0.060833 | 0.060833 | 0.060833 | 0.060833 | 0.060833 | 0.060833 | 0.060833 | 0.060833 | 0.060833 | 0.060833 | 0.060833 | 0.060833 | 0.060833 | 0.060833 | 0.060833 | 0.060833 | 0.060833 | 0.060833 | 0.060833 | 0.060833 | 0.060833 | 0.060833 | 0.060833 | 0.060833 | 0.060833 | 0.060833
F7_Commercial_Healthcare_Existing_Food Preparation_Natural Gas_Food Prep Other_Codes & Standards Forecast | F7 | Commercial | Healthcare | Existing | Food Preparation | Natural Gas | Food Prep Other | Codes & Standards Forecast | Avg. Replacement Demand (S) | 0 | 0 | 0 | 0 | 0 | 0 | 0 | 0 | 0 | 0 | 0 | 0 | 0 | 0 | 0 | 0 | 0 | 0 | 0 | 0 | 0 | 0 | 0 | 0 | 0 | 0 | 0 | 0 | 0 | 0 | 0
F8_Commercial_Healthcare_Existing_Food Preparation_Natural Gas_Food Prep Other_Codes & Standards Forecast | F8 | Commercial | Healthcare | Existing | Food Preparation | Natural Gas | Food Prep Other | Codes & Standards Forecast | Avg. Replacement Demand (W) | 0 | 0 | 0 | 0 | 0 | 0 | 0 | 0 | 0 | 0 | 0 | 0 | 0 | 0 | 0 | 0 | 0 | 0 | 0 | 0 | 0 | 0 | 0 | 0 | 0 | 0 | 0 | 0 | 0 | 0 | 0
F1_Commercial_Healthcare_Existing_Miscellaneous_Natural Gas_Pool Heater_Codes & Standards Forecast | F1 | Commercial | Healthcare | Existing | Miscellaneous | Natural Gas | Pool Heater | Codes & Standards Forecast | Units | 50433.3355 | 49424.6688 | 48436.1754 | 47467.4519 | 46518.1028 | 45587.7408 | 44675.986 | 43782.4662 | 42906.8169 | 42048.6806 | 41207.707 | 40383.5528 | 39575.8818 | 38784.3641 | 38008.6769 | 37248.5033 | 36503.5333 | 35773.4626 | 35057.9933 | 34356.8335 | 33669.6968 | 32996.3029 | 32336.3768 | 31689.6493 | 31055.8563 | 30434.7392 | 29826.0444 | 29229.5235 | 28644.933 | 28072.0344 | 27510.5937
F2_Commercial_Healthcare_Existing_Miscellaneous_Natural Gas_Pool Heater_Codes & Standards Forecast | F2 | Commercial | Healthcare | Existing | Miscellaneous | Natural Gas | Pool Heater | Codes & Standards Forecast | Usage (MMtherm) | 0.0003295 | 0.0003365 | 0.00032879 | 0.00031942 | 0.00031356 | 0.00030779 | 0.00030203 | 0.0002963 | 0.00029061 | 0.00028499 | 0.00027944 | 0.00027397 | 0.00026858 | 0.00026328 | 0.00025807 | 0.00025295 | 0.00024793 | 0.000243 | 0.00023816 | 0.00023341 | 0.00022876 | 0.00022419 | 0.00021972 | 0.00021533 | 0.00021103 | 0.00020681 | 0.00020268 | 0.00019862 | 0.00019465 | 0.00019076 | 0.00018695
F3_Commercial_Healthcare_Existing_Miscellaneous_Natural Gas_Pool Heater_Codes & Standards Forecast | F3 | Commercial | Healthcare | Existing | Miscellaneous | Natural Gas | Pool Heater | Codes & Standards Forecast | Peak Demand (S) | 0 | 0 | 0 | 0 | 0 | 0 | 0 | 0 | 0 | 0 | 0 | 0 | 0 | 0 | 0 | 0 | 0 | 0 | 0 | 0 | 0 | 0 | 0 | 0 | 0 | 0 | 0 | 0 | 0 | 0 | 0
F4_Commercial_Healthcare_Existing_Miscellaneous_Natural Gas_Pool Heater_Codes & Standards Forecast | F4 | Commercial | Healthcare | Existing | Miscellaneous | Natural Gas | Pool Heater | Codes & Standards Forecast | Peak Demand (W) | 0 | 0 | 0 | 0 | 0 | 0 | 0 | 0 | 0 | 0 | 0 | 0 | 0 | 0 | 0 | 0 | 0 | 0 | 0 | 0 | 0 | 0 | 0 | 0 | 0 | 0 | 0 | 0 | 0 | 0 | 0
F5_Commercial_Healthcare_Existing_Miscellaneous_Natural Gas_Pool Heater_Codes & Standards Forecast | F5 | Commercial | Healthcare | Existing | Miscellaneous | Natural Gas | Pool Heater | Codes & Standards Forecast | Turnover | 0 | 5930.9603 | 5618.5963 | 5354.3286 | 5128.1557 | 4932.2289 | 4939.0911 | 4888.0006 | 4800.1703 | 4690.4228 | 4568.9603 | 5745.3311 | 5346.5143 | 5026.9273 | 4763.5579 | 4540.6274 | 4621.1153 | 4599.7346 | 4517.1076 | 4399.6443 | 4264.2714 | 4450.1535 | 4259.6686 | 4110.6526 | 3983.2608 | 3866.4457 | 3872.5017 | 3821.3384 | 3741.0766 | 3647.3054 | 3548.3312
F6_Commercial_Healthcare_Existing_Miscellaneous_Natural Gas_Pool Heater_Codes & Standards Forecast | F6 | Commercial | Healthcare | Existing | Miscellaneous | Natural Gas | Pool Heater | Codes & Standards Forecast | Avg. Replacement Usage | 0.0066328 | 0.0068994 | 0.0068667 | 0.0067957 | 0.0067957 | 0.0067957 | 0.0067957 | 0.0067957 | 0.0067957 | 0.0067957 | 0.0067957 | 0.0067957 | 0.0067957 | 0.0067957 | 0.0067957 | 0.0067957 | 0.0067957 | 0.0067957 | 0.0067957 | 0.0067957 | 0.0067957 | 0.0067957 | 0.0067957 | 0.0067957 | 0.0067957 | 0.0067957 | 0.0067957 | 0.0067957 | 0.0067957 | 0.0067957 | 0.0067957
F7_Commercial_Healthcare_Existing_Miscellaneous_Natural Gas_Pool Heater_Codes & Standards Forecast | F7 | Commercial | Healthcare | Existing | Miscellaneous | Natural Gas | Pool Heater | Codes & Standards Forecast | Avg. Replacement Demand (S) | 0 | 0 | 0 | 0 | 0 | 0 | 0 | 0 | 0 | 0 | 0 | 0 | 0 | 0 | 0 | 0 | 0 | 0 | 0 | 0 | 0 | 0 | 0 | 0 | 0 | 0 | 0 | 0 | 0 | 0 | 0
F8_Commercial_Healthcare_Existing_Miscellaneous_Natural Gas_Pool Heater_Codes & Standards Forecast | F8 | Commercial | Healthcare | Existing | Miscellaneous | Natural Gas | Pool Heater | Codes & Standards Forecast | Avg. Replacement Demand (W) | 0 | 0 | 0 | 0 | 0 | 0 | 0 | 0 | 0 | 0 | 0 | 0 | 0 | 0 | 0 | 0 | 0 | 0 | 0 | 0 | 0 | 0 | 0 | 0 | 0 | 0 | 0 | 0 | 0 | 0 | 0
F1_Commercial_Healthcare_Existing_Miscellaneous_Natural Gas_Miscellaneous_Codes & Standards Forecast | F1 | Commercial | Healthcare | Existing | Miscellaneous | Natural Gas | Miscellaneous | Codes & Standards Forecast | Units | 3577654.1729 | 3506101.0895 | 3435979.0677 | 3367259.4863 | 3299914.2966 | 3233916.0107 | 3169237.6905 | 3105852.9366 | 3043735.8779 | 2982861.1604 | 2923203.9371 | 2864739.8584 | 2807445.0612 | 2751296.16 | 2696270.2368 | 2642344.8321 | 2589497.9354 | 2537707.9767 | 2486953.8172 | 2437214.7408 | 2388470.446 | 2340701.0371 | 2293887.0164 | 2248009.276 | 2203049.0905 | 2158988.1087 | 2115808.3465 | 2073492.1796 | 2032022.336 | 1991381.8893 | 1951554.2515
F2_Commercial_Healthcare_Existing_Miscellaneous_Natural Gas_Miscellaneous_Codes & Standards Forecast | F2 | Commercial | Healthcare | Existing | Miscellaneous | Natural Gas | Miscellaneous | Codes & Standards Forecast | Usage (MMtherm) | 0.019176 | 0.019548 | 0.019066 | 0.018492 | 0.018122 | 0.01776 | 0.017404 | 0.017056 | 0.016715 | 0.016381 | 0.016053 | 0.015732 | 0.015418 | 0.015109 | 0.014807 | 0.014511 | 0.014221 | 0.013936 | 0.013657 | 0.013384 | 0.013117 | 0.012854 | 0.012597 | 0.012345 | 0.012098 | 0.011856 | 0.011619 | 0.011387 | 0.011159 | 0.010936 | 0.010717
F3_Commercial_Healthcare_Existing_Miscellaneous_Natural Gas_Miscellaneous_Codes & Standards Forecast | F3 | Commercial | Healthcare | Existing | Miscellaneous | Natural Gas | Miscellaneous | Codes & Standards Forecast | Peak Demand (S) | 0 | 0 | 0 | 0 | 0 | 0 | 0 | 0 | 0 | 0 | 0 | 0 | 0 | 0 | 0 | 0 | 0 | 0 | 0 | 0 | 0 | 0 | 0 | 0 | 0 | 0 | 0 | 0 | 0 | 0 | 0
F4_Commercial_Healthcare_Existing_Miscellaneous_Natural Gas_Miscellaneous_Codes & Standards Forecast | F4 | Commercial | Healthcare | Existing | Miscellaneous | Natural Gas | Miscellaneous | Codes & Standards Forecast | Peak Demand (W) | 0 | 0 | 0 | 0 | 0 | 0 | 0 | 0 | 0 | 0 | 0 | 0 | 0 | 0 | 0 | 0 | 0 | 0 | 0 | 0 | 0 | 0 | 0 | 0 | 0 | 0 | 0 | 0 | 0 | 0 | 0
F5_Commercial_Healthcare_Existing_Miscellaneous_Natural Gas_Miscellaneous_Codes & Standards Forecast | F5 | Commercial | Healthcare | Existing | Miscellaneous | Natural Gas | Miscellaneous | Codes & Standards Forecast | Turnover | 0 | 300522.9505 | 350610.1089 | 390719.9054 | 368611.8344 | 356775.5737 | 352226.1175 | 345432.0115 | 338133.5062 | 331391.0601 | 324813.897 | 389850.2475 | 385386.3234 | 378615.5523 | 367052.0169 | 359078.4922 | 353148.7024 | 346056.8702 | 338875.2174 | 332142.9591 | 325541.5678 | 336047.7812 | 327732.2231 | 319289.1361 | 312436.3639 | 306361.5402 | 300572.0326 | 294482.5812 | 288495.4971 | 282760.7021 | 277123.8115
F6_Commercial_Healthcare_Existing_Miscellaneous_Natural Gas_Miscellaneous_Codes & Standards Forecast | F6 | Commercial | Healthcare | Existing | Miscellaneous | Natural Gas | Miscellaneous | Codes & Standards Forecast | Avg. Replacement Usage | 0.0053601 | 0.0055755 | 0.005549 | 0.0054916 | 0.0054916 | 0.0054916 | 0.0054916 | 0.0054916 | 0.0054916 | 0.0054916 | 0.0054916 | 0.0054916 | 0.0054916 | 0.0054916 | 0.0054916 | 0.0054916 | 0.0054916 | 0.0054916 | 0.0054916 | 0.0054916 | 0.0054916 | 0.0054916 | 0.0054916 | 0.0054916 | 0.0054916 | 0.0054916 | 0.0054916 | 0.0054916 | 0.0054916 | 0.0054916 | 0.0054916
F7_Commercial_Healthcare_Existing_Miscellaneous_Natural Gas_Miscellaneous_Codes & Standards Forecast | F7 | Commercial | Healthcare | Existing | Miscellaneous | Natural Gas | Miscellaneous | Codes & Standards Forecast | Avg. Replacement Demand (S) | 0 | 0 | 0 | 0 | 0 | 0 | 0 | 0 | 0 | 0 | 0 | 0 | 0 | 0 | 0 | 0 | 0 | 0 | 0 | 0 | 0 | 0 | 0 | 0 | 0 | 0 | 0 | 0 | 0 | 0 | 0
F8_Commercial_Healthcare_Existing_Miscellaneous_Natural Gas_Miscellaneous_Codes & Standards Forecast | F8 | Commercial | Healthcare | Existing | Miscellaneous | Natural Gas | Miscellaneous | Codes & Standards Forecast | Avg. Replacement Demand (W) | 0 | 0 | 0 | 0 | 0 | 0 | 0 | 0 | 0 | 0 | 0 | 0 | 0 | 0 | 0 | 0 | 0 | 0 | 0 | 0 | 0 | 0 | 0 | 0 | 0 | 0 | 0 | 0 | 0 | 0 | 0
F1_Commercial_Healthcare_New_Space Heating_Natural Gas_Furnace_Codes & Standards Forecast | F1 | Commercial | Healthcare | New | Space Heating | Natural Gas | Furnace | Codes & Standards Forecast | Units | 0 | 0 | 0 | 0 | 0 | 0 | 0 | 0 | 0 | 0 | 0 | 0 | 0 | 0 | 0 | 0 | 0 | 0 | 0 | 0 | 0 | 0 | 0 | 0 | 0 | 0 | 0 | 0 | 0 | 0 | 0
F2_Commercial_Healthcare_New_Space Heating_Natural Gas_Furnace_Codes & Standards Forecast | F2 | Commercial | Healthcare | New | Space Heating | Natural Gas | Furnace | Codes & Standards Forecast | Usage (MMtherm) | 0 | 0 | 0 | 0 | 0 | 0 | 0 | 0 | 0 | 0 | 0 | 0 | 0 | 0 | 0 | 0 | 0 | 0 | 0 | 0 | 0 | 0 | 0 | 0 | 0 | 0 | 0 | 0 | 0 | 0 | 0
F3_Commercial_Healthcare_New_Space Heating_Natural Gas_Furnace_Codes & Standards Forecast | F3 | Commercial | Healthcare | New | Space Heating | Natural Gas | Furnace | Codes & Standards Forecast | Peak Demand (S) | 0 | 0 | 0 | 0 | 0 | 0 | 0 | 0 | 0 | 0 | 0 | 0 | 0 | 0 | 0 | 0 | 0 | 0 | 0 | 0 | 0 | 0 | 0 | 0 | 0 | 0 | 0 | 0 | 0 | 0 | 0
F4_Commercial_Healthcare_New_Space Heating_Natural Gas_Furnace_Codes & Standards Forecast | F4 | Commercial | Healthcare | New | Space Heating | Natural Gas | Furnace | Codes & Standards Forecast | Peak Demand (W) | 0 | 0 | 0 | 0 | 0 | 0 | 0 | 0 | 0 | 0 | 0 | 0 | 0 | 0 | 0 | 0 | 0 | 0 | 0 | 0 | 0 | 0 | 0 | 0 | 0 | 0 | 0 | 0 | 0 | 0 | 0
F5_Commercial_Healthcare_New_Space Heating_Natural Gas_Furnace_Codes & Standards Forecast | F5 | Commercial | Healthcare | New | Space Heating | Natural Gas | Furnace | Codes & Standards Forecast | Turnover | 0 | 0 | 0 | 0 | 0 | 0 | 0 | 0 | 0 | 0 | 0 | 0 | 0 | 0 | 0 | 0 | 0 | 0 | 0 | 0 | 0 | 0 | 0 | 0 | 0 | 0 | 0 | 0 | 0 | 0 | 0
F6_Commercial_Healthcare_New_Space Heating_Natural Gas_Furnace_Codes & Standards Forecast | F6 | Commercial | Healthcare | New | Space Heating | Natural Gas | Furnace | Codes & Standards Forecast | Avg. Replacement Usage | 0.63293 | 0.65837 | 0.65525 | 0.64847 | 0.64847 | 0.57008 | 0.57008 | 0.57008 | 0.57008 | 0.57008 | 0.57008 | 0.57008 | 0.57008 | 0.57008 | 0.57008 | 0.57008 | 0.57008 | 0.57008 | 0.57008 | 0.57008 | 0.57008 | 0.57008 | 0.57008 | 0.57008 | 0.57008 | 0.57008 | 0.57008 | 0.57008 | 0.57008 | 0.57008 | 0.57008
F7_Commercial_Healthcare_New_Space Heating_Natural Gas_Furnace_Codes & Standards Forecast | F7 | Commercial | Healthcare | New | Space Heating | Natural Gas | Furnace | Codes & Standards Forecast | Avg. Replacement Demand (S) | 0 | 0 | 0 | 0 | 0 | 0 | 0 | 0 | 0 | 0 | 0 | 0 | 0 | 0 | 0 | 0 | 0 | 0 | 0 | 0 | 0 | 0 | 0 | 0 | 0 | 0 | 0 | 0 | 0 | 0 | 0
F8_Commercial_Healthcare_New_Space Heating_Natural Gas_Furnace_Codes & Standards Forecast | F8 | Commercial | Healthcare | New | Space Heating | Natural Gas | Furnace | Codes & Standards Forecast | Avg. Replacement Demand (W) | 0 | 0 | 0 | 0 | 0 | 0 | 0 | 0 | 0 | 0 | 0 | 0 | 0 | 0 | 0 | 0 | 0 | 0 | 0 | 0 | 0 | 0 | 0 | 0 | 0 | 0 | 0 | 0 | 0 | 0 | 0
F1_Commercial_Healthcare_New_Space Heating_Natural Gas_Boiler_Codes & Standards Forecast | F1 | Commercial | Healthcare | New | Space Heating | Natural Gas | Boiler | Codes & Standards Forecast | Units | 0 | 0 | 0 | 0 | 0 | 0 | 0 | 0 | 0 | 0 | 0 | 0 | 0 | 0 | 0 | 0 | 0 | 0 | 0 | 0 | 0 | 0 | 0 | 0 | 0 | 0 | 0 | 0 | 0 | 0 | 0
F2_Commercial_Healthcare_New_Space Heating_Natural Gas_Boiler_Codes & Standards Forecast | F2 | Commercial | Healthcare | New | Space Heating | Natural Gas | Boiler | Codes & Standards Forecast | Usage (MMtherm) | 0 | 0 | 0 | 0 | 0 | 0 | 0 | 0 | 0 | 0 | 0 | 0 | 0 | 0 | 0 | 0 | 0 | 0 | 0 | 0 | 0 | 0 | 0 | 0 | 0 | 0 | 0 | 0 | 0 | 0 | 0
F3_Commercial_Healthcare_New_Space Heating_Natural Gas_Boiler_Codes & Standards Forecast | F3 | Commercial | Healthcare | New | Space Heating | Natural Gas | Boiler | Codes & Standards Forecast | Peak Demand (S) | 0 | 0 | 0 | 0 | 0 | 0 | 0 | 0 | 0 | 0 | 0 | 0 | 0 | 0 | 0 | 0 | 0 | 0 | 0 | 0 | 0 | 0 | 0 | 0 | 0 | 0 | 0 | 0 | 0 | 0 | 0
F4_Commercial_Healthcare_New_Space Heating_Natural Gas_Boiler_Codes & Standards Forecast | F4 | Commercial | Healthcare | New | Space Heating | Natural Gas | Boiler | Codes & Standards Forecast | Peak Demand (W) | 0 | 0 | 0 | 0 | 0 | 0 | 0 | 0 | 0 | 0 | 0 | 0 | 0 | 0 | 0 | 0 | 0 | 0 | 0 | 0 | 0 | 0 | 0 | 0 | 0 | 0 | 0 | 0 | 0 | 0 | 0
F5_Commercial_Healthcare_New_Space Heating_Natural Gas_Boiler_Codes & Standards Forecast | F5 | Commercial | Healthcare | New | Space Heating | Natural Gas | Boiler | Codes & Standards Forecast | Turnover | 0 | 0 | 0 | 0 | 0 | 0 | 0 | 0 | 0 | 0 | 0 | 0 | 0 | 0 | 0 | 0 | 0 | 0 | 0 | 0 | 0 | 0 | 0 | 0 | 0 | 0 | 0 | 0 | 0 | 0 | 0
F6_Commercial_Healthcare_New_Space Heating_Natural Gas_Boiler_Codes & Standards Forecast | F6 | Commercial | Healthcare | New | Space Heating | Natural Gas | Boiler | Codes & Standards Forecast | Avg. Replacement Usage | 1.1851 | 1.2328 | 1.2269 | 1.2142 | 1.2142 | 1.0334 | 1.0334 | 1.0334 | 1.0334 | 1.0334 | 1.0334 | 1.0334 | 1.0334 | 1.0334 | 1.0334 | 1.0334 | 1.0334 | 1.0334 | 1.0334 | 1.0334 | 1.0334 | 1.0334 | 1.0334 | 1.0334 | 1.0334 | 1.0334 | 1.0334 | 1.0334 | 1.0334 | 1.0334 | 1.0334
F7_Commercial_Healthcare_New_Space Heating_Natural Gas_Boiler_Codes & Standards Forecast | F7 | Commercial | Healthcare | New | Space Heating | Natural Gas | Boiler | Codes & Standards Forecast | Avg. Replacement Demand (S) | 0 | 0 | 0 | 0 | 0 | 0 | 0 | 0 | 0 | 0 | 0 | 0 | 0 | 0 | 0 | 0 | 0 | 0 | 0 | 0 | 0 | 0 | 0 | 0 | 0 | 0 | 0 | 0 | 0 | 0 | 0
F8_Commercial_Healthcare_New_Space Heating_Natural Gas_Boiler_Codes & Standards Forecast | F8 | Commercial | Healthcare | New | Space Heating | Natural Gas | Boiler | Codes & Standards Forecast | Avg. Replacement Demand (W) | 0 | 0 | 0 | 0 | 0 | 0 | 0 | 0 | 0 | 0 | 0 | 0 | 0 | 0 | 0 | 0 | 0 | 0 | 0 | 0 | 0 | 0 | 0 | 0 | 0 | 0 | 0 | 0 | 0 | 0 | 0
F1_Commercial_Healthcare_New_Space Heating_Natural Gas_Unit Heater_Codes & Standards Forecast | F1 | Commercial | Healthcare | New | Space Heating | Natural Gas | Unit Heater | Codes & Standards Forecast | Units | 0 | 3739.0695 | 7512.4273 | 11512.8105 | 13708.4422 | 15497.2311 | 17259.8643 | 18996.9125 | 20708.9355 | 22396.4821 | 24060.0903 | 25700.2876 | 27317.5912 | 28912.5083 | 30485.5361 | 32037.1621 | 33567.8644 | 35078.1119 | 36568.364 | 38039.0715 | 39490.6764 | 40923.6121 | 42338.3035 | 43735.1674 | 45114.6125 | 46477.0395 | 47822.8415 | 49152.4039 | 50466.1047 | 51764.3147 | 53047.3975
F2_Commercial_Healthcare_New_Space Heating_Natural Gas_Unit Heater_Codes & Standards Forecast | F2 | Commercial | Healthcare | New | Space Heating | Natural Gas | Unit Heater | Codes & Standards Forecast | Usage (MMtherm) | 0 | 0.0033168 | 0.0066324 | 0.010059 | 0.011977 | 0.013384 | 0.01477 | 0.016136 | 0.017482 | 0.018809 | 0.020117 | 0.021359 | 0.022544 | 0.023673 | 0.024776 | 0.02588 | 0.026985 | 0.028088 | 0.029092 | 0.030104 | 0.031115 | 0.032177 | 0.033289 | 0.034387 | 0.035472 | 0.036543 | 0.037601 | 0.038647 | 0.039679 | 0.0407 | 0.041709
F3_Commercial_Healthcare_New_Space Heating_Natural Gas_Unit Heater_Codes & Standards Forecast | F3 | Commercial | Healthcare | New | Space Heating | Natural Gas | Unit Heater | Codes & Standards Forecast | Peak Demand (S) | 0 | 0 | 0 | 0 | 0 | 0 | 0 | 0 | 0 | 0 | 0 | 0 | 0 | 0 | 0 | 0 | 0 | 0 | 0 | 0 | 0 | 0 | 0 | 0 | 0 | 0 | 0 | 0 | 0 | 0 | 0
F4_Commercial_Healthcare_New_Space Heating_Natural Gas_Unit Heater_Codes & Standards Forecast | F4 | Commercial | Healthcare | New | Space Heating | Natural Gas | Unit Heater | Codes & Standards Forecast | Peak Demand (W) | 0 | 0 | 0 | 0 | 0 | 0 | 0 | 0 | 0 | 0 | 0 | 0 | 0 | 0 | 0 | 0 | 0 | 0 | 0 | 0 | 0 | 0 | 0 | 0 | 0 | 0 | 0 | 0 | 0 | 0 | 0
F5_Commercial_Healthcare_New_Space Heating_Natural Gas_Unit Heater_Codes & Standards Forecast | F5 | Commercial | Healthcare | New | Space Heating | Natural Gas | Unit Heater | Codes & Standards Forecast | Turnover | 0 | 3739.0695 | 3773.3578 | 4000.3832 | 2195.6317 | 1788.7889 | 1762.6331 | 1737.0482 | 1712.023 | 1687.5466 | 1663.6082 | 2174.3501 | 2614.2 | 3020.883 | 3108.9459 | 3123.6686 | 3129.9721 | 3129.1998 | 4211.905 | 4054.6211 | 3970.1917 | 3376.5186 | 3335.5402 | 3467.2397 | 3590.7337 | 3696.7644 | 3786.6701 | 3861.789 | 4234.6898 | 4509.2998 | 4721.1057
F6_Commercial_Healthcare_New_Space Heating_Natural Gas_Unit Heater_Codes & Standards Forecast | F6 | Commercial | Healthcare | New | Space Heating | Natural Gas | Unit Heater | Codes & Standards Forecast | Avg. Replacement Usage | 0.85279 | 0.88707 | 0.88286 | 0.87373 | 0.87373 | 0.78626 | 0.78626 | 0.78626 | 0.78626 | 0.78626 | 0.78626 | 0.78626 | 0.78626 | 0.78626 | 0.78626 | 0.78626 | 0.78626 | 0.78626 | 0.78626 | 0.78626 | 0.78626 | 0.78626 | 0.78626 | 0.78626 | 0.78626 | 0.78626 | 0.78626 | 0.78626 | 0.78626 | 0.78626 | 0.78626
F7_Commercial_Healthcare_New_Space Heating_Natural Gas_Unit Heater_Codes & Standards Forecast | F7 | Commercial | Healthcare | New | Space Heating | Natural Gas | Unit Heater | Codes & Standards Forecast | Avg. Replacement Demand (S) | 0 | 0 | 0 | 0 | 0 | 0 | 0 | 0 | 0 | 0 | 0 | 0 | 0 | 0 | 0 | 0 | 0 | 0 | 0 | 0 | 0 | 0 | 0 | 0 | 0 | 0 | 0 | 0 | 0 | 0 | 0
F8_Commercial_Healthcare_New_Space Heating_Natural Gas_Unit Heater_Codes & Standards Forecast | F8 | Commercial | Healthcare | New | Space Heating | Natural Gas | Unit Heater | Codes & Standards Forecast | Avg. Replacement Demand (W) | 0 | 0 | 0 | 0 | 0 | 0 | 0 | 0 | 0 | 0 | 0 | 0 | 0 | 0 | 0 | 0 | 0 | 0 | 0 | 0 | 0 | 0 | 0 | 0 | 0 | 0 | 0 | 0 | 0 | 0 | 0
F1_Commercial_Healthcare_New_Water Heating_Natural Gas_Water Heater_Codes & Standards Forecast | F1 | Commercial | Healthcare | New | Water Heating | Natural Gas | Water Heater | Codes & Standards Forecast | Units | 0 | 23289.406 | 46792.3824 | 71709.4236 | 85385.2748 | 96527.0392 | 107505.888 | 118325.3771 | 128988.9926 | 139500.1526 | 149862.2083 | 160078.4454 | 170152.0856 | 180086.2875 | 189884.1483 | 199548.7048 | 209082.9348 | 218489.7578 | 227772.0369 | 236932.5794 | 245974.138 | 254899.4123 | 263711.0491 | 272411.6444 | 281003.7437 | 289489.8432 | 297872.391 | 306153.788 | 314336.3886 | 322422.5019 | 330414.3927
F2_Commercial_Healthcare_New_Water Heating_Natural Gas_Water Heater_Codes & Standards Forecast | F2 | Commercial | Healthcare | New | Water Heating | Natural Gas | Water Heater | Codes & Standards Forecast | Usage (MMtherm) | 0 | 0.023207 | 0.046406 | 0.070382 | 0.083805 | 0.09474 | 0.10552 | 0.11614 | 0.1266 | 0.13692 | 0.14709 | 0.15712 | 0.167 | 0.17675 | 0.18637 | 0.19585 | 0.20521 | 0.21445 | 0.22356 | 0.23255 | 0.24142 | 0.25018 | 0.25883 | 0.26737 | 0.2758 | 0.28413 | 0.29236 | 0.30049 | 0.30852 | 0.31645 | 0.3243
F3_Commercial_Healthcare_New_Water Heating_Natural Gas_Water Heater_Codes & Standards Forecast | F3 | Commercial | Healthcare | New | Water Heating | Natural Gas | Water Heater | Codes & Standards Forecast | Peak Demand (S) | 0 | 0 | 0 | 0 | 0 | 0 | 0 | 0 | 0 | 0 | 0 | 0 | 0 | 0 | 0 | 0 | 0 | 0 | 0 | 0 | 0 | 0 | 0 | 0 | 0 | 0 | 0 | 0 | 0 | 0 | 0
F4_Commercial_Healthcare_New_Water Heating_Natural Gas_Water Heater_Codes & Standards Forecast | F4 | Commercial | Healthcare | New | Water Heating | Natural Gas | Water Heater | Codes & Standards Forecast | Peak Demand (W) | 0 | 0 | 0 | 0 | 0 | 0 | 0 | 0 | 0 | 0 | 0 | 0 | 0 | 0 | 0 | 0 | 0 | 0 | 0 | 0 | 0 | 0 | 0 | 0 | 0 | 0 | 0 | 0 | 0 | 0 | 0
F5_Commercial_Healthcare_New_Water Heating_Natural Gas_Water Heater_Codes & Standards Forecast | F5 | Commercial | Healthcare | New | Water Heating | Natural Gas | Water Heater | Codes & Standards Forecast | Turnover | 0 | 23289.406 | 23502.9764 | 24917.0411 | 13675.8512 | 11141.7644 | 10978.8488 | 10819.4891 | 10663.6155 | 10511.16 | 15019.9369 | 18643.1374 | 21798.5686 | 22049.3149 | 21718.3041 | 27501.859 | 26023.9559 | 25102.0155 | 20993.8546 | 20869.4946 | 22094.6405 | 23685.6782 | 24988.9617 | 25946.1507 | 29070.8642 | 31023.7029 | 32260.211 | 31648.03 | 30963.0335 | 32245.5119 | 31669.1218
F6_Commercial_Healthcare_New_Water Heating_Natural Gas_Water Heater_Codes & Standards Forecast | F6 | Commercial | Healthcare | New | Water Heating | Natural Gas | Water Heater | Codes & Standards Forecast | Avg. Replacement Usage | 0.95797 | 0.99648 | 0.99175 | 0.98149 | 0.98149 | 0.98149 | 0.98149 | 0.98149 | 0.98149 | 0.98149 | 0.98149 | 0.98149 | 0.98149 | 0.98149 | 0.98149 | 0.98149 | 0.98149 | 0.98149 | 0.98149 | 0.98149 | 0.98149 | 0.98149 | 0.98149 | 0.98149 | 0.98149 | 0.98149 | 0.98149 | 0.98149 | 0.98149 | 0.98149 | 0.98149
F7_Commercial_Healthcare_New_Water Heating_Natural Gas_Water Heater_Codes & Standards Forecast | F7 | Commercial | Healthcare | New | Water Heating | Natural Gas | Water Heater | Codes & Standards Forecast | Avg. Replacement Demand (S) | 0 | 0 | 0 | 0 | 0 | 0 | 0 | 0 | 0 | 0 | 0 | 0 | 0 | 0 | 0 | 0 | 0 | 0 | 0 | 0 | 0 | 0 | 0 | 0 | 0 | 0 | 0 | 0 | 0 | 0 | 0
F8_Commercial_Healthcare_New_Water Heating_Natural Gas_Water Heater_Codes & Standards Forecast | F8 | Commercial | Healthcare | New | Water Heating | Natural Gas | Water Heater | Codes & Standards Forecast | Avg. Replacement Demand (W) | 0 | 0 | 0 | 0 | 0 | 0 | 0 | 0 | 0 | 0 | 0 | 0 | 0 | 0 | 0 | 0 | 0 | 0 | 0 | 0 | 0 | 0 | 0 | 0 | 0 | 0 | 0 | 0 | 0 | 0 | 0
F1_Commercial_Healthcare_New_Food Preparation_Natural Gas_Oven_Codes & Standards Forecast | F1 | Commercial | Healthcare | New | Food Preparation | Natural Gas | Oven | Codes & Standards Forecast | Units | 0 | 6961.0232 | 13985.881 | 21433.3917 | 25520.9978 | 28851.1849 | 32132.6779 | 35366.5394 | 38553.8116 | 41695.516 | 44792.6542 | 47846.2084 | 50857.1415 | 53826.3976 | 56754.9023 | 59643.5635 | 62493.271 | 65304.8976 | 68079.299 | 70817.3143 | 73519.7662 | 76187.4616 | 78821.1916 | 81421.7322 | 83989.8442 | 86526.2736 | 89031.7523 | 91506.9978 | 93952.7138 | 96369.5905 | 98758.3048
F2_Commercial_Healthcare_New_Food Preparation_Natural Gas_Oven_Codes & Standards Forecast | F2 | Commercial | Healthcare | New | Food Preparation | Natural Gas | Oven | Codes & Standards Forecast | Usage (MMtherm) | 0 | 0.00039505 | 0.00078997 | 0.0011981 | 0.0014266 | 0.0016128 | 0.0017962 | 0.001977 | 0.0021551 | 0.0023307 | 0.0025039 | 0.0026746 | 0.0028429 | 0.0030088 | 0.0031725 | 0.003334 | 0.0034933 | 0.0036505 | 0.0038056 | 0.0039586 | 0.0041097 | 0.0042588 | 0.004406 | 0.0045514 | 0.0046949 | 0.0048367 | 0.0049768 | 0.0051151 | 0.0052519 | 0.005387 | 0.0055205
F3_Commercial_Healthcare_New_Food Preparation_Natural Gas_Oven_Codes & Standards Forecast | F3 | Commercial | Healthcare | New | Food Preparation | Natural Gas | Oven | Codes & Standards Forecast | Peak Demand (S) | 0 | 0 | 0 | 0 | 0 | 0 | 0 | 0 | 0 | 0 | 0 | 0 | 0 | 0 | 0 | 0 | 0 | 0 | 0 | 0 | 0 | 0 | 0 | 0 | 0 | 0 | 0 | 0 | 0 | 0 | 0
F4_Commercial_Healthcare_New_Food Preparation_Natural Gas_Oven_Codes & Standards Forecast | F4 | Commercial | Healthcare | New | Food Preparation | Natural Gas | Oven | Codes & Standards Forecast | Peak Demand (W) | 0 | 0 | 0 | 0 | 0 | 0 | 0 | 0 | 0 | 0 | 0 | 0 | 0 | 0 | 0 | 0 | 0 | 0 | 0 | 0 | 0 | 0 | 0 | 0 | 0 | 0 | 0 | 0 | 0 | 0 | 0
F5_Commercial_Healthcare_New_Food Preparation_Natural Gas_Oven_Codes & Standards Forecast | F5 | Commercial | Healthcare | New | Food Preparation | Natural Gas | Oven | Codes & Standards Forecast | Turnover | 0 | 6961.0232 | 7024.8578 | 7447.5108 | 4087.6061 | 3330.1871 | 3281.4929 | 3233.8616 | 3187.2722 | 3141.7044 | 4257.3088 | 5191.1726 | 6033.5335 | 6169.3575 | 6150.2871 | 6120.3953 | 8024.4901 | 7672.9724 | 7467.095 | 6420.457 | 6424.9671 | 6761.7906 | 7060.4093 | 7301.4856 | 7492.9149 | 8289.1916 | 8838.9001 | 9232.7 | 9184.9102 | 9098.3775 | 9075.2545
F6_Commercial_Healthcare_New_Food Preparation_Natural Gas_Oven_Codes & Standards Forecast | F6 | Commercial | Healthcare | New | Food Preparation | Natural Gas | Oven | Codes & Standards Forecast | Avg. Replacement Usage | 0.054559 | 0.056752 | 0.056483 | 0.055899 | 0.055899 | 0.055899 | 0.055899 | 0.055899 | 0.055899 | 0.055899 | 0.055899 | 0.055899 | 0.055899 | 0.055899 | 0.055899 | 0.055899 | 0.055899 | 0.055899 | 0.055899 | 0.055899 | 0.055899 | 0.055899 | 0.055899 | 0.055899 | 0.055899 | 0.055899 | 0.055899 | 0.055899 | 0.055899 | 0.055899 | 0.055899
F7_Commercial_Healthcare_New_Food Preparation_Natural Gas_Oven_Codes & Standards Forecast | F7 | Commercial | Healthcare | New | Food Preparation | Natural Gas | Oven | Codes & Standards Forecast | Avg. Replacement Demand (S) | 0 | 0 | 0 | 0 | 0 | 0 | 0 | 0 | 0 | 0 | 0 | 0 | 0 | 0 | 0 | 0 | 0 | 0 | 0 | 0 | 0 | 0 | 0 | 0 | 0 | 0 | 0 | 0 | 0 | 0 | 0
F8_Commercial_Healthcare_New_Food Preparation_Natural Gas_Oven_Codes & Standards Forecast | F8 | Commercial | Healthcare | New | Food Preparation | Natural Gas | Oven | Codes & Standards Forecast | Avg. Replacement Demand (W) | 0 | 0 | 0 | 0 | 0 | 0 | 0 | 0 | 0 | 0 | 0 | 0 | 0 | 0 | 0 | 0 | 0 | 0 | 0 | 0 | 0 | 0 | 0 | 0 | 0 | 0 | 0 | 0 | 0 | 0 | 0
F1_Commercial_Healthcare_New_Food Preparation_Natural Gas_Conveyor Oven_Codes & Standards Forecast | F1 | Commercial | Healthcare | New | Food Preparation | Natural Gas | Conveyor Oven | Codes & Standards Forecast | Units | 0 | 3480.5116 | 6992.9405 | 10716.6959 | 12760.4989 | 14425.5925 | 16066.3389 | 17683.2697 | 19276.9058 | 20847.758 | 22396.3271 | 23923.1042 | 25428.5708 | 26913.1988 | 28377.4512 | 29821.7817 | 31246.6355 | 32652.4488 | 34039.6495 | 35408.6571 | 36759.8831 | 38093.7308 | 39410.5958 | 40710.8661 | 41994.9221 | 43263.1368 | 44515.8762 | 45753.4989 | 46976.3569 | 48184.7952 | 49379.1524
F2_Commercial_Healthcare_New_Food Preparation_Natural Gas_Conveyor Oven_Codes & Standards Forecast | F2 | Commercial | Healthcare | New | Food Preparation | Natural Gas | Conveyor Oven | Codes & Standards Forecast | Usage (MMtherm) | 0 | 0.00029442 | 0.00058874 | 0.00089292 | 0.0010632 | 0.0012019 | 0.0013386 | 0.0014734 | 0.0016062 | 0.001737 | 0.0018661 | 0.0019933 | 0.0021187 | 0.0022424 | 0.0023644 | 0.0024848 | 0.0026035 | 0.0027206 | 0.0028362 | 0.0029503 | 0.0030628 | 0.003174 | 0.0032837 | 0.003392 | 0.003499 | 0.0036047 | 0.0037091 | 0.0038122 | 0.0039141 | 0.0040148 | 0.0041143
F3_Commercial_Healthcare_New_Food Preparation_Natural Gas_Conveyor Oven_Codes & Standards Forecast | F3 | Commercial | Healthcare | New | Food Preparation | Natural Gas | Conveyor Oven | Codes & Standards Forecast | Peak Demand (S) | 0 | 0 | 0 | 0 | 0 | 0 | 0 | 0 | 0 | 0 | 0 | 0 | 0 | 0 | 0 | 0 | 0 | 0 | 0 | 0 | 0 | 0 | 0 | 0 | 0 | 0 | 0 | 0 | 0 | 0 | 0
F4_Commercial_Healthcare_New_Food Preparation_Natural Gas_Conveyor Oven_Codes & Standards Forecast | F4 | Commercial | Healthcare | New | Food Preparation | Natural Gas | Conveyor Oven | Codes & Standards Forecast | Peak Demand (W) | 0 | 0 | 0 | 0 | 0 | 0 | 0 | 0 | 0 | 0 | 0 | 0 | 0 | 0 | 0 | 0 | 0 | 0 | 0 | 0 | 0 | 0 | 0 | 0 | 0 | 0 | 0 | 0 | 0 | 0 | 0
F5_Commercial_Healthcare_New_Food Preparation_Natural Gas_Conveyor Oven_Codes & Standards Forecast | F5 | Commercial | Healthcare | New | Food Preparation | Natural Gas | Conveyor Oven | Codes & Standards Forecast | Turnover | 0 | 3480.5116 | 3512.4289 | 3723.7554 | 2043.803 | 1665.0936 | 1640.7465 | 1616.9308 | 1593.6361 | 1570.8522 | 1548.5691 | 1526.7771 | 1505.4665 | 1484.628 | 1464.2524 | 1444.3306 | 1424.8538 | 2101.9156 | 2646.5683 | 3121.2528 | 3161.7827 | 3115.3118 | 3982.5809 | 3764.596 | 3629.6418 | 3018.4644 | 2863.3765 | 2825.1054 | 2787.6943 | 2751.1264 | 2715.3854
F6_Commercial_Healthcare_New_Food Preparation_Natural Gas_Conveyor Oven_Codes & Standards Forecast | F6 | Commercial | Healthcare | New | Food Preparation | Natural Gas | Conveyor Oven | Codes & Standards Forecast | Avg. Replacement Usage | 0.081324 | 0.084592 | 0.084191 | 0.08332 | 0.08332 | 0.08332 | 0.08332 | 0.08332 | 0.08332 | 0.08332 | 0.08332 | 0.08332 | 0.08332 | 0.08332 | 0.08332 | 0.08332 | 0.08332 | 0.08332 | 0.08332 | 0.08332 | 0.08332 | 0.08332 | 0.08332 | 0.08332 | 0.08332 | 0.08332 | 0.08332 | 0.08332 | 0.08332 | 0.08332 | 0.08332
F7_Commercial_Healthcare_New_Food Preparation_Natural Gas_Conveyor Oven_Codes & Standards Forecast | F7 | Commercial | Healthcare | New | Food Preparation | Natural Gas | Conveyor Oven | Codes & Standards Forecast | Avg. Replacement Demand (S) | 0 | 0 | 0 | 0 | 0 | 0 | 0 | 0 | 0 | 0 | 0 | 0 | 0 | 0 | 0 | 0 | 0 | 0 | 0 | 0 | 0 | 0 | 0 | 0 | 0 | 0 | 0 | 0 | 0 | 0 | 0
F8_Commercial_Healthcare_New_Food Preparation_Natural Gas_Conveyor Oven_Codes & Standards Forecast | F8 | Commercial | Healthcare | New | Food Preparation | Natural Gas | Conveyor Oven | Codes & Standards Forecast | Avg. Replacement Demand (W) | 0 | 0 | 0 | 0 | 0 | 0 | 0 | 0 | 0 | 0 | 0 | 0 | 0 | 0 | 0 | 0 | 0 | 0 | 0 | 0 | 0 | 0 | 0 | 0 | 0 | 0 | 0 | 0 | 0 | 0 | 0
F1_Commercial_Healthcare_New_Food Preparation_Natural Gas_Double Rack Oven_Codes & Standards Forecast | F1 | Commercial | Healthcare | New | Food Preparation | Natural Gas | Double Rack Oven | Codes & Standards Forecast | Units | 0 | 3480.5116 | 6992.9405 | 10716.6959 | 12760.4989 | 14425.5925 | 16066.3389 | 17683.2697 | 19276.9058 | 20847.758 | 22396.3271 | 23923.1042 | 25428.5708 | 26913.1988 | 28377.4512 | 29821.7817 | 31246.6355 | 32652.4488 | 34039.6495 | 35408.6571 | 36759.8831 | 38093.7308 | 39410.5958 | 40710.8661 | 41994.9221 | 43263.1368 | 44515.8762 | 45753.4989 | 46976.3569 | 48184.7952 | 49379.1524
F2_Commercial_Healthcare_New_Food Preparation_Natural Gas_Double Rack Oven_Codes & Standards Forecast | F2 | Commercial | Healthcare | New | Food Preparation | Natural Gas | Double Rack Oven | Codes & Standards Forecast | Usage (MMtherm) | 0 | 0.00052471 | 0.0010492 | 0.0015913 | 0.0018948 | 0.002142 | 0.0023857 | 0.0026258 | 0.0028624 | 0.0030956 | 0.0033256 | 0.0035523 | 0.0037758 | 0.0039963 | 0.0042137 | 0.0044282 | 0.0046398 | 0.0048485 | 0.0050545 | 0.0052578 | 0.0054584 | 0.0056565 | 0.005852 | 0.0060451 | 0.0062358 | 0.0064241 | 0.0066101 | 0.0067939 | 0.0069754 | 0.0071549 | 0.0073322
F3_Commercial_Healthcare_New_Food Preparation_Natural Gas_Double Rack Oven_Codes & Standards Forecast | F3 | Commercial | Healthcare | New | Food Preparation | Natural Gas | Double Rack Oven | Codes & Standards Forecast | Peak Demand (S) | 0 | 0 | 0 | 0 | 0 | 0 | 0 | 0 | 0 | 0 | 0 | 0 | 0 | 0 | 0 | 0 | 0 | 0 | 0 | 0 | 0 | 0 | 0 | 0 | 0 | 0 | 0 | 0 | 0 | 0 | 0
F4_Commercial_Healthcare_New_Food Preparation_Natural Gas_Double Rack Oven_Codes & Standards Forecast | F4 | Commercial | Healthcare | New | Food Preparation | Natural Gas | Double Rack Oven | Codes & Standards Forecast | Peak Demand (W) | 0 | 0 | 0 | 0 | 0 | 0 | 0 | 0 | 0 | 0 | 0 | 0 | 0 | 0 | 0 | 0 | 0 | 0 | 0 | 0 | 0 | 0 | 0 | 0 | 0 | 0 | 0 | 0 | 0 | 0 | 0
F5_Commercial_Healthcare_New_Food Preparation_Natural Gas_Double Rack Oven_Codes & Standards Forecast | F5 | Commercial | Healthcare | New | Food Preparation | Natural Gas | Double Rack Oven | Codes & Standards Forecast | Turnover | 0 | 3480.5116 | 3512.4289 | 3723.7554 | 2043.803 | 1665.0936 | 1640.7465 | 1616.9308 | 1593.6361 | 1570.8522 | 1548.5691 | 1526.7771 | 2201.5689 | 2743.9957 | 3216.4976 | 3254.8873 | 3206.3179 | 4071.5291 | 3851.5264 | 3714.5934 | 3101.4756 | 2944.4848 | 2904.3477 | 3004.3271 | 3189.994 | 3430.292 | 3627.5372 | 3773.012 | 4242.3678 | 4536.5454 | 4723.625
F6_Commercial_Healthcare_New_Food Preparation_Natural Gas_Double Rack Oven_Codes & Standards Forecast | F6 | Commercial | Healthcare | New | Food Preparation | Natural Gas | Double Rack Oven | Codes & Standards Forecast | Avg. Replacement Usage | 0.14493 | 0.15076 | 0.15004 | 0.14849 | 0.14849 | 0.14849 | 0.14849 | 0.14849 | 0.14849 | 0.14849 | 0.14849 | 0.14849 | 0.14849 | 0.14849 | 0.14849 | 0.14849 | 0.14849 | 0.14849 | 0.14849 | 0.14849 | 0.14849 | 0.14849 | 0.14849 | 0.14849 | 0.14849 | 0.14849 | 0.14849 | 0.14849 | 0.14849 | 0.14849 | 0.14849
F7_Commercial_Healthcare_New_Food Preparation_Natural Gas_Double Rack Oven_Codes & Standards Forecast | F7 | Commercial | Healthcare | New | Food Preparation | Natural Gas | Double Rack Oven | Codes & Standards Forecast | Avg. Replacement Demand (S) | 0 | 0 | 0 | 0 | 0 | 0 | 0 | 0 | 0 | 0 | 0 | 0 | 0 | 0 | 0 | 0 | 0 | 0 | 0 | 0 | 0 | 0 | 0 | 0 | 0 | 0 | 0 | 0 | 0 | 0 | 0
F8_Commercial_Healthcare_New_Food Preparation_Natural Gas_Double Rack Oven_Codes & Standards Forecast | F8 | Commercial | Healthcare | New | Food Preparation | Natural Gas | Double Rack Oven | Codes & Standards Forecast | Avg. Replacement Demand (W) | 0 | 0 | 0 | 0 | 0 | 0 | 0 | 0 | 0 | 0 | 0 | 0 | 0 | 0 | 0 | 0 | 0 | 0 | 0 | 0 | 0 | 0 | 0 | 0 | 0 | 0 | 0 | 0 | 0 | 0 | 0
F1_Commercial_Healthcare_New_Food Preparation_Natural Gas_Fryer_Codes & Standards Forecast | F1 | Commercial | Healthcare | New | Food Preparation | Natural Gas | Fryer | Codes & Standards Forecast | Units | 0 | 4004.8379 | 8046.4013 | 12331.1268 | 14682.8213 | 16598.7551 | 18486.674 | 20347.1894 | 22180.9009 | 23988.3963 | 25770.2516 | 27527.0321 | 29259.2917 | 30967.5735 | 32652.4101 | 34314.3238 | 35953.8265 | 37571.4204 | 39167.5978 | 40742.8414 | 42297.6246 | 43832.4116 | 45347.6575 | 46843.8087 | 48321.3031 | 49780.5697 | 51222.0296 | 52646.0957 | 54053.1727 | 55443.6579 | 56817.9405
F2_Commercial_Healthcare_New_Food Preparation_Natural Gas_Fryer_Codes & Standards Forecast | F2 | Commercial | Healthcare | New | Food Preparation | Natural Gas | Fryer | Codes & Standards Forecast | Usage (MMtherm) | 0 | 0.00030058 | 0.00060106 | 0.0008077 | 0.00092452 | 0.0010197 | 0.0011135 | 0.0012059 | 0.001297 | 0.0013674 | 0.0014208 | 0.0014799 | 0.0015435 | 0.0016104 | 0.0016542 | 0.0017047 | 0.0017861 | 0.0018665 | 0.0019458 | 0.002024 | 0.0021013 | 0.0021775 | 0.0022528 | 0.0023271 | 0.0024005 | 0.002473 | 0.0025446 | 0.0026153 | 0.0026852 | 0.0027543 | 0.0028226
F3_Commercial_Healthcare_New_Food Preparation_Natural Gas_Fryer_Codes & Standards Forecast | F3 | Commercial | Healthcare | New | Food Preparation | Natural Gas | Fryer | Codes & Standards Forecast | Peak Demand (S) | 0 | 0 | 0 | 0 | 0 | 0 | 0 | 0 | 0 | 0 | 0 | 0 | 0 | 0 | 0 | 0 | 0 | 0 | 0 | 0 | 0 | 0 | 0 | 0 | 0 | 0 | 0 | 0 | 0 | 0 | 0
F4_Commercial_Healthcare_New_Food Preparation_Natural Gas_Fryer_Codes & Standards Forecast | F4 | Commercial | Healthcare | New | Food Preparation | Natural Gas | Fryer | Codes & Standards Forecast | Peak Demand (W) | 0 | 0 | 0 | 0 | 0 | 0 | 0 | 0 | 0 | 0 | 0 | 0 | 0 | 0 | 0 | 0 | 0 | 0 | 0 | 0 | 0 | 0 | 0 | 0 | 0 | 0 | 0 | 0 | 0 | 0 | 0
F5_Commercial_Healthcare_New_Food Preparation_Natural Gas_Fryer_Codes & Standards Forecast | F5 | Commercial | Healthcare | New | Food Preparation | Natural Gas | Fryer | Codes & Standards Forecast | Turnover | 0 | 4004.8379 | 4041.5634 | 4284.7255 | 2351.6945 | 1915.9338 | 1887.9189 | 1860.5155 | 1833.7115 | 2608.4629 | 3230.9421 | 3772.995 | 3815.57 | 3758.1169 | 4752.1328 | 4497.481 | 4338.4424 | 3791.7058 | 3867.4232 | 4139.4953 | 4362.1149 | 4525.2493 | 5061.1387 | 5395.5409 | 5606.7904 | 5532.2055 | 5458.2347 | 5725.9602 | 5654.2599 | 5651.5903 | 5652.0708
F6_Commercial_Healthcare_New_Food Preparation_Natural Gas_Fryer_Codes & Standards Forecast | F6 | Commercial | Healthcare | New | Food Preparation | Natural Gas | Fryer | Codes & Standards Forecast | Avg. Replacement Usage | 0.072155 | 0.075055 | 0.074699 | 0.049678 | 0.049678 | 0.049678 | 0.049678 | 0.049678 | 0.049678 | 0.049678 | 0.049678 | 0.049678 | 0.049678 | 0.049678 | 0.049678 | 0.049678 | 0.049678 | 0.049678 | 0.049678 | 0.049678 | 0.049678 | 0.049678 | 0.049678 | 0.049678 | 0.049678 | 0.049678 | 0.049678 | 0.049678 | 0.049678 | 0.049678 | 0.049678
F7_Commercial_Healthcare_New_Food Preparation_Natural Gas_Fryer_Codes & Standards Forecast | F7 | Commercial | Healthcare | New | Food Preparation | Natural Gas | Fryer | Codes & Standards Forecast | Avg. Replacement Demand (S) | 0 | 0 | 0 | 0 | 0 | 0 | 0 | 0 | 0 | 0 | 0 | 0 | 0 | 0 | 0 | 0 | 0 | 0 | 0 | 0 | 0 | 0 | 0 | 0 | 0 | 0 | 0 | 0 | 0 | 0 | 0
F8_Commercial_Healthcare_New_Food Preparation_Natural Gas_Fryer_Codes & Standards Forecast | F8 | Commercial | Healthcare | New | Food Preparation | Natural Gas | Fryer | Codes & Standards Forecast | Avg. Replacement Demand (W) | 0 | 0 | 0 | 0 | 0 | 0 | 0 | 0 | 0 | 0 | 0 | 0 | 0 | 0 | 0 | 0 | 0 | 0 | 0 | 0 | 0 | 0 | 0 | 0 | 0 | 0 | 0 | 0 | 0 | 0 | 0
F1_Commercial_Healthcare_New_Food Preparation_Natural Gas_Broiler_Codes & Standards Forecast | F1 | Commercial | Healthcare | New | Food Preparation | Natural Gas | Broiler | Codes & Standards Forecast | Units | 0 | 2205.023 | 4430.2667 | 6789.393 | 8084.212 | 9139.1057 | 10178.5746 | 11202.9555 | 12212.5784 | 13207.7669 | 14188.8384 | 15156.1038 | 16109.8683 | 17050.4309 | 17978.0848 | 18893.1176 | 19795.8111 | 20686.4419 | 21565.2809 | 22432.594 | 23288.6418 | 24133.6799 | 24967.9589 | 25791.7245 | 26605.2179 | 27408.6752 | 28202.3284 | 28986.4047 | 29761.127 | 30526.714 | 31283.38
F2_Commercial_Healthcare_New_Food Preparation_Natural Gas_Broiler_Codes & Standards Forecast | F2 | Commercial | Healthcare | New | Food Preparation | Natural Gas | Broiler | Codes & Standards Forecast | Usage (MMtherm) | 0 | 0.00017142 | 0.00034277 | 0.00051986 | 0.00061901 | 0.00069978 | 0.00077937 | 0.00085781 | 0.00093511 | 0.0010113 | 0.0010864 | 0.0011605 | 0.0012335 | 0.0013055 | 0.0013766 | 0.0014466 | 0.0015158 | 0.001584 | 0.0016512 | 0.0017177 | 0.0017832 | 0.0018479 | 0.0019118 | 0.0019749 | 0.0020372 | 0.0020987 | 0.0021594 | 0.0022195 | 0.0022788 | 0.0023374 | 0.0023954
F3_Commercial_Healthcare_New_Food Preparation_Natural Gas_Broiler_Codes & Standards Forecast | F3 | Commercial | Healthcare | New | Food Preparation | Natural Gas | Broiler | Codes & Standards Forecast | Peak Demand (S) | 0 | 0 | 0 | 0 | 0 | 0 | 0 | 0 | 0 | 0 | 0 | 0 | 0 | 0 | 0 | 0 | 0 | 0 | 0 | 0 | 0 | 0 | 0 | 0 | 0 | 0 | 0 | 0 | 0 | 0 | 0
F4_Commercial_Healthcare_New_Food Preparation_Natural Gas_Broiler_Codes & Standards Forecast | F4 | Commercial | Healthcare | New | Food Preparation | Natural Gas | Broiler | Codes & Standards Forecast | Peak Demand (W) | 0 | 0 | 0 | 0 | 0 | 0 | 0 | 0 | 0 | 0 | 0 | 0 | 0 | 0 | 0 | 0 | 0 | 0 | 0 | 0 | 0 | 0 | 0 | 0 | 0 | 0 | 0 | 0 | 0 | 0 | 0
F5_Commercial_Healthcare_New_Food Preparation_Natural Gas_Broiler_Codes & Standards Forecast | F5 | Commercial | Healthcare | New | Food Preparation | Natural Gas | Broiler | Codes & Standards Forecast | Turnover | 0 | 2205.023 | 2225.2437 | 2359.1263 | 1294.8191 | 1054.8937 | 1039.4689 | 1024.3809 | 1009.6229 | 995.1885 | 981.0714 | 967.2655 | 1394.7691 | 1738.415 | 2037.7611 | 2062.0823 | 2031.3119 | 2579.4528 | 2440.0736 | 2353.3218 | 1964.8907 | 1865.4317 | 1840.0035 | 1903.3438 | 2020.9702 | 2173.2072 | 2298.1688 | 2390.332 | 2687.685 | 2874.0565 | 2992.5778
F6_Commercial_Healthcare_New_Food Preparation_Natural Gas_Broiler_Codes & Standards Forecast | F6 | Commercial | Healthcare | New | Food Preparation | Natural Gas | Broiler | Codes & Standards Forecast | Avg. Replacement Usage | 0.074735 | 0.077739 | 0.07737 | 0.07657 | 0.07657 | 0.07657 | 0.07657 | 0.07657 | 0.07657 | 0.07657 | 0.07657 | 0.07657 | 0.07657 | 0.07657 | 0.07657 | 0.07657 | 0.07657 | 0.07657 | 0.07657 | 0.07657 | 0.07657 | 0.07657 | 0.07657 | 0.07657 | 0.07657 | 0.07657 | 0.07657 | 0.07657 | 0.07657 | 0.07657 | 0.07657
F7_Commercial_Healthcare_New_Food Preparation_Natural Gas_Broiler_Codes & Standards Forecast | F7 | Commercial | Healthcare | New | Food Preparation | Natural Gas | Broiler | Codes & Standards Forecast | Avg. Replacement Demand (S) | 0 | 0 | 0 | 0 | 0 | 0 | 0 | 0 | 0 | 0 | 0 | 0 | 0 | 0 | 0 | 0 | 0 | 0 | 0 | 0 | 0 | 0 | 0 | 0 | 0 | 0 | 0 | 0 | 0 | 0 | 0
F8_Commercial_Healthcare_New_Food Preparation_Natural Gas_Broiler_Codes & Standards Forecast | F8 | Commercial | Healthcare | New | Food Preparation | Natural Gas | Broiler | Codes & Standards Forecast | Avg. Replacement Demand (W) | 0 | 0 | 0 | 0 | 0 | 0 | 0 | 0 | 0 | 0 | 0 | 0 | 0 | 0 | 0 | 0 | 0 | 0 | 0 | 0 | 0 | 0 | 0 | 0 | 0 | 0 | 0 | 0 | 0 | 0 | 0
F1_Commercial_Healthcare_New_Food Preparation_Natural Gas_Griddle_Codes & Standards Forecast | F1 | Commercial | Healthcare | New | Food Preparation | Natural Gas | Griddle | Codes & Standards Forecast | Units | 0 | 5384.2201 | 10817.8151 | 16578.3242 | 19740.0104 | 22315.8473 | 24854.0202 | 27355.3511 | 29820.646 | 32250.6951 | 34646.2731 | 37008.1397 | 39337.0396 | 41633.7031 | 43898.8463 | 46133.1712 | 48337.3663 | 50512.1064 | 52658.0535 | 54775.8567 | 56866.1523 | 58929.5643 | 60966.7048 | 62978.1739 | 64964.5601 | 66926.4404 | 68864.3809 | 70778.9366 | 72670.6518 | 74540.0603 | 76387.6858
F2_Commercial_Healthcare_New_Food Preparation_Natural Gas_Griddle_Codes & Standards Forecast | F2 | Commercial | Healthcare | New | Food Preparation | Natural Gas | Griddle | Codes & Standards Forecast | Usage (MMtherm) | 0 | 0.00028099 | 0.00056187 | 0.00085216 | 0.0010147 | 0.0011471 | 0.0012775 | 0.0014061 | 0.0015328 | 0.0016578 | 0.0017809 | 0.0019023 | 0.002022 | 0.0021401 | 0.0022565 | 0.0023713 | 0.0024846 | 0.0025964 | 0.0027067 | 0.0028156 | 0.002923 | 0.0030291 | 0.0031338 | 0.0032372 | 0.0033393 | 0.0034402 | 0.0035398 | 0.0036382 | 0.0037354 | 0.0038315 | 0.0039265
F3_Commercial_Healthcare_New_Food Preparation_Natural Gas_Griddle_Codes & Standards Forecast | F3 | Commercial | Healthcare | New | Food Preparation | Natural Gas | Griddle | Codes & Standards Forecast | Peak Demand (S) | 0 | 0 | 0 | 0 | 0 | 0 | 0 | 0 | 0 | 0 | 0 | 0 | 0 | 0 | 0 | 0 | 0 | 0 | 0 | 0 | 0 | 0 | 0 | 0 | 0 | 0 | 0 | 0 | 0 | 0 | 0
F4_Commercial_Healthcare_New_Food Preparation_Natural Gas_Griddle_Codes & Standards Forecast | F4 | Commercial | Healthcare | New | Food Preparation | Natural Gas | Griddle | Codes & Standards Forecast | Peak Demand (W) | 0 | 0 | 0 | 0 | 0 | 0 | 0 | 0 | 0 | 0 | 0 | 0 | 0 | 0 | 0 | 0 | 0 | 0 | 0 | 0 | 0 | 0 | 0 | 0 | 0 | 0 | 0 | 0 | 0 | 0 | 0
F5_Commercial_Healthcare_New_Food Preparation_Natural Gas_Griddle_Codes & Standards Forecast | F5 | Commercial | Healthcare | New | Food Preparation | Natural Gas | Griddle | Codes & Standards Forecast | Turnover | 0 | 5384.2201 | 5433.595 | 5760.5091 | 3161.6862 | 2575.8369 | 2538.1729 | 2501.3309 | 2465.2949 | 2430.0491 | 2395.578 | 2361.8666 | 3405.744 | 4244.8578 | 4975.8004 | 5035.1879 | 4960.0528 | 6298.5019 | 5958.1661 | 5746.3358 | 4797.8657 | 4555.0069 | 4492.9163 | 4647.5806 | 4934.8003 | 5306.5323 | 5611.6632 | 5836.7072 | 6562.783 | 7017.8646 | 7307.2697
F6_Commercial_Healthcare_New_Food Preparation_Natural Gas_Griddle_Codes & Standards Forecast | F6 | Commercial | Healthcare | New | Food Preparation | Natural Gas | Griddle | Codes & Standards Forecast | Avg. Replacement Usage | 0.05017 | 0.052187 | 0.051939 | 0.051402 | 0.051402 | 0.051402 | 0.051402 | 0.051402 | 0.051402 | 0.051402 | 0.051402 | 0.051402 | 0.051402 | 0.051402 | 0.051402 | 0.051402 | 0.051402 | 0.051402 | 0.051402 | 0.051402 | 0.051402 | 0.051402 | 0.051402 | 0.051402 | 0.051402 | 0.051402 | 0.051402 | 0.051402 | 0.051402 | 0.051402 | 0.051402
F7_Commercial_Healthcare_New_Food Preparation_Natural Gas_Griddle_Codes & Standards Forecast | F7 | Commercial | Healthcare | New | Food Preparation | Natural Gas | Griddle | Codes & Standards Forecast | Avg. Replacement Demand (S) | 0 | 0 | 0 | 0 | 0 | 0 | 0 | 0 | 0 | 0 | 0 | 0 | 0 | 0 | 0 | 0 | 0 | 0 | 0 | 0 | 0 | 0 | 0 | 0 | 0 | 0 | 0 | 0 | 0 | 0 | 0
F8_Commercial_Healthcare_New_Food Preparation_Natural Gas_Griddle_Codes & Standards Forecast | F8 | Commercial | Healthcare | New | Food Preparation | Natural Gas | Griddle | Codes & Standards Forecast | Avg. Replacement Demand (W) | 0 | 0 | 0 | 0 | 0 | 0 | 0 | 0 | 0 | 0 | 0 | 0 | 0 | 0 | 0 | 0 | 0 | 0 | 0 | 0 | 0 | 0 | 0 | 0 | 0 | 0 | 0 | 0 | 0 | 0 | 0
F1_Commercial_Healthcare_New_Food Preparation_Natural Gas_Range_Codes & Standards Forecast | F1 | Commercial | Healthcare | New | Food Preparation | Natural Gas | Range | Codes & Standards Forecast | Units | 0 | 31483.4175 | 63255.5468 | 96939.2572 | 115426.7417 | 130488.5608 | 145330.145 | 159956.3013 | 174371.7424 | 188581.0888 | 202588.871 | 216399.5305 | 230017.4226 | 243446.8173 | 256691.9015 | 269756.7804 | 282645.4792 | 295361.9451 | 307910.0482 | 320293.5836 | 332516.2725 | 344581.7642 | 356493.6371 | 368255.4001 | 379870.4944 | 391342.2946 | 402674.1102 | 413869.1865 | 424930.7065 | 435861.7918 | 446665.5037
F2_Commercial_Healthcare_New_Food Preparation_Natural Gas_Range_Codes & Standards Forecast | F2 | Commercial | Healthcare | New | Food Preparation | Natural Gas | Range | Codes & Standards Forecast | Usage (MMtherm) | 0 | 0.0019201 | 0.0038396 | 0.0058233 | 0.0069339 | 0.0078387 | 0.0087302 | 0.0096089 | 0.010475 | 0.011328 | 0.01217 | 0.013 | 0.013818 | 0.014624 | 0.01542 | 0.016205 | 0.016979 | 0.017743 | 0.018497 | 0.019241 | 0.019975 | 0.0207 | 0.021415 | 0.022122 | 0.02282 | 0.023509 | 0.024189 | 0.024862 | 0.025526 | 0.026183 | 0.026832
F3_Commercial_Healthcare_New_Food Preparation_Natural Gas_Range_Codes & Standards Forecast | F3 | Commercial | Healthcare | New | Food Preparation | Natural Gas | Range | Codes & Standards Forecast | Peak Demand (S) | 0 | 0 | 0 | 0 | 0 | 0 | 0 | 0 | 0 | 0 | 0 | 0 | 0 | 0 | 0 | 0 | 0 | 0 | 0 | 0 | 0 | 0 | 0 | 0 | 0 | 0 | 0 | 0 | 0 | 0 | 0
F4_Commercial_Healthcare_New_Food Preparation_Natural Gas_Range_Codes & Standards Forecast | F4 | Commercial | Healthcare | New | Food Preparation | Natural Gas | Range | Codes & Standards Forecast | Peak Demand (W) | 0 | 0 | 0 | 0 | 0 | 0 | 0 | 0 | 0 | 0 | 0 | 0 | 0 | 0 | 0 | 0 | 0 | 0 | 0 | 0 | 0 | 0 | 0 | 0 | 0 | 0 | 0 | 0 | 0 | 0 | 0
F5_Commercial_Healthcare_New_Food Preparation_Natural Gas_Range_Codes & Standards Forecast | F5 | Commercial | Healthcare | New | Food Preparation | Natural Gas | Range | Codes & Standards Forecast | Turnover | 0 | 31483.4175 | 31772.1293 | 33683.7104 | 18487.4845 | 15061.819 | 14841.5842 | 14626.1563 | 14415.4411 | 14209.3465 | 20304.4656 | 25202.4322 | 29468.0523 | 29807.0198 | 29359.548 | 37177.9558 | 35180.0757 | 33933.7651 | 28380.2123 | 28212.0982 | 29868.2925 | 32019.1118 | 33780.9351 | 35074.896 | 39298.9908 | 41938.9051 | 43610.4592 | 42782.892 | 41856.8902 | 43590.5885 | 42811.4046
F6_Commercial_Healthcare_New_Food Preparation_Natural Gas_Range_Codes & Standards Forecast | F6 | Commercial | Healthcare | New | Food Preparation | Natural Gas | Range | Codes & Standards Forecast | Avg. Replacement Usage | 0.058632 | 0.060989 | 0.0607 | 0.060072 | 0.060072 | 0.060072 | 0.060072 | 0.060072 | 0.060072 | 0.060072 | 0.060072 | 0.060072 | 0.060072 | 0.060072 | 0.060072 | 0.060072 | 0.060072 | 0.060072 | 0.060072 | 0.060072 | 0.060072 | 0.060072 | 0.060072 | 0.060072 | 0.060072 | 0.060072 | 0.060072 | 0.060072 | 0.060072 | 0.060072 | 0.060072
F7_Commercial_Healthcare_New_Food Preparation_Natural Gas_Range_Codes & Standards Forecast | F7 | Commercial | Healthcare | New | Food Preparation | Natural Gas | Range | Codes & Standards Forecast | Avg. Replacement Demand (S) | 0 | 0 | 0 | 0 | 0 | 0 | 0 | 0 | 0 | 0 | 0 | 0 | 0 | 0 | 0 | 0 | 0 | 0 | 0 | 0 | 0 | 0 | 0 | 0 | 0 | 0 | 0 | 0 | 0 | 0 | 0
F8_Commercial_Healthcare_New_Food Preparation_Natural Gas_Range_Codes & Standards Forecast | F8 | Commercial | Healthcare | New | Food Preparation | Natural Gas | Range | Codes & Standards Forecast | Avg. Replacement Demand (W) | 0 | 0 | 0 | 0 | 0 | 0 | 0 | 0 | 0 | 0 | 0 | 0 | 0 | 0 | 0 | 0 | 0 | 0 | 0 | 0 | 0 | 0 | 0 | 0 | 0 | 0 | 0 | 0 | 0 | 0 | 0
F1_Commercial_Healthcare_New_Food Preparation_Natural Gas_Steamer_Codes & Standards Forecast | F1 | Commercial | Healthcare | New | Food Preparation | Natural Gas | Steamer | Codes & Standards Forecast | Units | 0 | 4571.1718 | 9184.2625 | 14074.9014 | 16759.1547 | 18946.0254 | 21100.9195 | 23224.535 | 25317.5561 | 27380.6537 | 29414.4856 | 31419.6967 | 33396.9193 | 35346.7734 | 37269.8668 | 39166.7958 | 41038.1446 | 42884.4864 | 44706.3831 | 46504.3858 | 48279.0346 | 50030.8595 | 51760.3801 | 53468.1057 | 55154.5361 | 56820.1611 | 58465.4614 | 60090.9081 | 61696.9634 | 63284.0804 | 64852.7037
F2_Commercial_Healthcare_New_Food Preparation_Natural Gas_Steamer_Codes & Standards Forecast | F2 | Commercial | Healthcare | New | Food Preparation | Natural Gas | Steamer | Codes & Standards Forecast | Usage (MMtherm) | 0 | 0.00065688 | 0.0013135 | 0.0014443 | 0.0015236 | 0.0015881 | 0.0016518 | 0.0017145 | 0.0017763 | 0.0018372 | 0.0018403 | 0.0017915 | 0.0017539 | 0.0017262 | 0.0017071 | 0.0016957 | 0.001691 | 0.0016923 | 0.0016987 | 0.001552 | 0.0014254 | 0.0014771 | 0.0015282 | 0.0015786 | 0.0016284 | 0.0016775 | 0.0017261 | 0.0017741 | 0.0018215 | 0.0018684 | 0.0019147
F3_Commercial_Healthcare_New_Food Preparation_Natural Gas_Steamer_Codes & Standards Forecast | F3 | Commercial | Healthcare | New | Food Preparation | Natural Gas | Steamer | Codes & Standards Forecast | Peak Demand (S) | 0 | 0 | 0 | 0 | 0 | 0 | 0 | 0 | 0 | 0 | 0 | 0 | 0 | 0 | 0 | 0 | 0 | 0 | 0 | 0 | 0 | 0 | 0 | 0 | 0 | 0 | 0 | 0 | 0 | 0 | 0
F4_Commercial_Healthcare_New_Food Preparation_Natural Gas_Steamer_Codes & Standards Forecast | F4 | Commercial | Healthcare | New | Food Preparation | Natural Gas | Steamer | Codes & Standards Forecast | Peak Demand (W) | 0 | 0 | 0 | 0 | 0 | 0 | 0 | 0 | 0 | 0 | 0 | 0 | 0 | 0 | 0 | 0 | 0 | 0 | 0 | 0 | 0 | 0 | 0 | 0 | 0 | 0 | 0 | 0 | 0 | 0 | 0
F5_Commercial_Healthcare_New_Food Preparation_Natural Gas_Steamer_Codes & Standards Forecast | F5 | Commercial | Healthcare | New | Food Preparation | Natural Gas | Steamer | Codes & Standards Forecast | Turnover | 0 | 4571.1718 | 4613.0907 | 4890.6389 | 2684.2533 | 2186.8707 | 2154.8941 | 2123.6155 | 2093.0211 | 2063.0976 | 2541.7399 | 2969.2505 | 3377.5508 | 3492.8407 | 3537.6227 | 3571.4987 | 3595.8126 | 3611.7564 | 3620.3872 | 5086.7511 | 5040.8063 | 5115.8293 | 4428.3921 | 4346.6247 | 4419.1046 | 4484.5714 | 4542.9152 | 4594.1548 | 4957.4975 | 5257.9167 | 5525.7163
F6_Commercial_Healthcare_New_Food Preparation_Natural Gas_Steamer_Codes & Standards Forecast | F6 | Commercial | Healthcare | New | Food Preparation | Natural Gas | Steamer | Codes & Standards Forecast | Avg. Replacement Usage | 0.13815 | 0.1437 | 0.14302 | 0.029524 | 0.029524 | 0.029524 | 0.029524 | 0.029524 | 0.029524 | 0.029524 | 0.029524 | 0.029524 | 0.029524 | 0.029524 | 0.029524 | 0.029524 | 0.029524 | 0.029524 | 0.029524 | 0.029524 | 0.029524 | 0.029524 | 0.029524 | 0.029524 | 0.029524 | 0.029524 | 0.029524 | 0.029524 | 0.029524 | 0.029524 | 0.029524
F7_Commercial_Healthcare_New_Food Preparation_Natural Gas_Steamer_Codes & Standards Forecast | F7 | Commercial | Healthcare | New | Food Preparation | Natural Gas | Steamer | Codes & Standards Forecast | Avg. Replacement Demand (S) | 0 | 0 | 0 | 0 | 0 | 0 | 0 | 0 | 0 | 0 | 0 | 0 | 0 | 0 | 0 | 0 | 0 | 0 | 0 | 0 | 0 | 0 | 0 | 0 | 0 | 0 | 0 | 0 | 0 | 0 | 0
F8_Commercial_Healthcare_New_Food Preparation_Natural Gas_Steamer_Codes & Standards Forecast | F8 | Commercial | Healthcare | New | Food Preparation | Natural Gas | Steamer | Codes & Standards Forecast | Avg. Replacement Demand (W) | 0 | 0 | 0 | 0 | 0 | 0 | 0 | 0 | 0 | 0 | 0 | 0 | 0 | 0 | 0 | 0 | 0 | 0 | 0 | 0 | 0 | 0 | 0 | 0 | 0 | 0 | 0 | 0 | 0 | 0 | 0
F1_Commercial_Healthcare_New_Food Preparation_Natural Gas_Food Prep Other_Codes & Standards Forecast | F1 | Commercial | Healthcare | New | Food Preparation | Natural Gas | Food Prep Other | Codes & Standards Forecast | Units | 0 | 4571.1718 | 9184.2625 | 14074.9014 | 16759.1547 | 18946.0254 | 21100.9195 | 23224.535 | 25317.5561 | 27380.6537 | 29414.4856 | 31419.6967 | 33396.9193 | 35346.7734 | 37269.8668 | 39166.7958 | 41038.1446 | 42884.4864 | 44706.3831 | 46504.3858 | 48279.0346 | 50030.8595 | 51760.3801 | 53468.1057 | 55154.5361 | 56820.1611 | 58465.4614 | 60090.9081 | 61696.9634 | 63284.0804 | 64852.7037
F2_Commercial_Healthcare_New_Food Preparation_Natural Gas_Food Prep Other_Codes & Standards Forecast | F2 | Commercial | Healthcare | New | Food Preparation | Natural Gas | Food Prep Other | Codes & Standards Forecast | Usage (MMtherm) | 0 | 0.00028232 | 0.00056455 | 0.00085622 | 0.0010195 | 0.0011525 | 0.0012836 | 0.0014128 | 0.0015401 | 0.0016657 | 0.0017894 | 0.0019114 | 0.0020316 | 0.0021503 | 0.0022672 | 0.0023826 | 0.0024965 | 0.0026088 | 0.0027196 | 0.002829 | 0.002937 | 0.0030435 | 0.0031487 | 0.0032526 | 0.0033552 | 0.0034565 | 0.0035566 | 0.0036555 | 0.0037532 | 0.0038498 | 0.0039452
F3_Commercial_Healthcare_New_Food Preparation_Natural Gas_Food Prep Other_Codes & Standards Forecast | F3 | Commercial | Healthcare | New | Food Preparation | Natural Gas | Food Prep Other | Codes & Standards Forecast | Peak Demand (S) | 0 | 0 | 0 | 0 | 0 | 0 | 0 | 0 | 0 | 0 | 0 | 0 | 0 | 0 | 0 | 0 | 0 | 0 | 0 | 0 | 0 | 0 | 0 | 0 | 0 | 0 | 0 | 0 | 0 | 0 | 0
F4_Commercial_Healthcare_New_Food Preparation_Natural Gas_Food Prep Other_Codes & Standards Forecast | F4 | Commercial | Healthcare | New | Food Preparation | Natural Gas | Food Prep Other | Codes & Standards Forecast | Peak Demand (W) | 0 | 0 | 0 | 0 | 0 | 0 | 0 | 0 | 0 | 0 | 0 | 0 | 0 | 0 | 0 | 0 | 0 | 0 | 0 | 0 | 0 | 0 | 0 | 0 | 0 | 0 | 0 | 0 | 0 | 0 | 0
F5_Commercial_Healthcare_New_Food Preparation_Natural Gas_Food Prep Other_Codes & Standards Forecast | F5 | Commercial | Healthcare | New | Food Preparation | Natural Gas | Food Prep Other | Codes & Standards Forecast | Turnover | 0 | 4571.1718 | 4613.0907 | 4890.6389 | 2684.2533 | 2186.8707 | 2154.8941 | 2123.6155 | 2093.0211 | 2063.0976 | 2948.0662 | 3659.2167 | 4278.5549 | 4327.7706 | 4262.8008 | 5397.9789 | 5107.9007 | 4926.9451 | 4120.6081 | 4096.1991 | 4336.6669 | 4648.9508 | 4904.7553 | 5092.6293 | 5705.9383 | 6089.2354 | 6331.9333 | 6211.7764 | 6077.3274 | 6329.0482 | 6215.9162
F6_Commercial_Healthcare_New_Food Preparation_Natural Gas_Food Prep Other_Codes & Standards Forecast | F6 | Commercial | Healthcare | New | Food Preparation | Natural Gas | Food Prep Other | Codes & Standards Forecast | Avg. Replacement Usage | 0.059375 | 0.061762 | 0.061469 | 0.060833 | 0.060833 | 0.060833 | 0.060833 | 0.060833 | 0.060833 | 0.060833 | 0.060833 | 0.060833 | 0.060833 | 0.060833 | 0.060833 | 0.060833 | 0.060833 | 0.060833 | 0.060833 | 0.060833 | 0.060833 | 0.060833 | 0.060833 | 0.060833 | 0.060833 | 0.060833 | 0.060833 | 0.060833 | 0.060833 | 0.060833 | 0.060833
F7_Commercial_Healthcare_New_Food Preparation_Natural Gas_Food Prep Other_Codes & Standards Forecast | F7 | Commercial | Healthcare | New | Food Preparation | Natural Gas | Food Prep Other | Codes & Standards Forecast | Avg. Replacement Demand (S) | 0 | 0 | 0 | 0 | 0 | 0 | 0 | 0 | 0 | 0 | 0 | 0 | 0 | 0 | 0 | 0 | 0 | 0 | 0 | 0 | 0 | 0 | 0 | 0 | 0 | 0 | 0 | 0 | 0 | 0 | 0
F8_Commercial_Healthcare_New_Food Preparation_Natural Gas_Food Prep Other_Codes & Standards Forecast | F8 | Commercial | Healthcare | New | Food Preparation | Natural Gas | Food Prep Other | Codes & Standards Forecast | Avg. Replacement Demand (W) | 0 | 0 | 0 | 0 | 0 | 0 | 0 | 0 | 0 | 0 | 0 | 0 | 0 | 0 | 0 | 0 | 0 | 0 | 0 | 0 | 0 | 0 | 0 | 0 | 0 | 0 | 0 | 0 | 0 | 0 | 0
F1_Commercial_Healthcare_New_Miscellaneous_Natural Gas_Pool Heater_Codes & Standards Forecast | F1 | Commercial | Healthcare | New | Miscellaneous | Natural Gas | Pool Heater | Codes & Standards Forecast | Units | 0 | 1239.9106 | 2491.1916 | 3817.7563 | 4545.8484 | 5139.0276 | 5723.5334 | 6299.5549 | 6867.2778 | 7426.8842 | 7978.5523 | 8522.4571 | 9058.7702 | 9587.6597 | 10109.2905 | 10623.8243 | 11131.4196 | 11632.2319 | 12126.4135 | 12614.114 | 13095.4798 | 13570.6547 | 14039.7797 | 14502.9929 | 14960.4299 | 15412.2235 | 15858.5041 | 16299.3995 | 16735.0351 | 17165.5337 | 17591.016
F2_Commercial_Healthcare_New_Miscellaneous_Natural Gas_Pool Heater_Codes & Standards Forecast | F2 | Commercial | Healthcare | New | Miscellaneous | Natural Gas | Pool Heater | Codes & Standards Forecast | Usage (MMtherm) | 0 | 8.5547e-06 | 1.7106e-05 | 2.5944e-05 | 3.0892e-05 | 3.4923e-05 | 3.8895e-05 | 4.281e-05 | 4.6668e-05 | 5.0471e-05 | 5.422e-05 | 5.7916e-05 | 6.156e-05 | 6.5155e-05 | 6.8699e-05 | 7.2196e-05 | 7.5646e-05 | 7.9049e-05 | 8.2407e-05 | 8.5721e-05 | 8.8993e-05 | 9.2222e-05 | 9.541e-05 | 9.8558e-05 | 0.00010167 | 0.00010474 | 0.00010777 | 0.00011077 | 0.00011373 | 0.00011665 | 0.00011954
F3_Commercial_Healthcare_New_Miscellaneous_Natural Gas_Pool Heater_Codes & Standards Forecast | F3 | Commercial | Healthcare | New | Miscellaneous | Natural Gas | Pool Heater | Codes & Standards Forecast | Peak Demand (S) | 0 | 0 | 0 | 0 | 0 | 0 | 0 | 0 | 0 | 0 | 0 | 0 | 0 | 0 | 0 | 0 | 0 | 0 | 0 | 0 | 0 | 0 | 0 | 0 | 0 | 0 | 0 | 0 | 0 | 0 | 0
F4_Commercial_Healthcare_New_Miscellaneous_Natural Gas_Pool Heater_Codes & Standards Forecast | F4 | Commercial | Healthcare | New | Miscellaneous | Natural Gas | Pool Heater | Codes & Standards Forecast | Peak Demand (W) | 0 | 0 | 0 | 0 | 0 | 0 | 0 | 0 | 0 | 0 | 0 | 0 | 0 | 0 | 0 | 0 | 0 | 0 | 0 | 0 | 0 | 0 | 0 | 0 | 0 | 0 | 0 | 0 | 0 | 0 | 0
F5_Commercial_Healthcare_New_Miscellaneous_Natural Gas_Pool Heater_Codes & Standards Forecast | F5 | Commercial | Healthcare | New | Miscellaneous | Natural Gas | Pool Heater | Codes & Standards Forecast | Turnover | 0 | 1239.9106 | 1251.2809 | 1326.5647 | 728.0921 | 593.1792 | 832.4879 | 1024.6634 | 1191.9494 | 1204.6059 | 1186.3036 | 1543.146 | 1543.6193 | 1592.8596 | 1456.842 | 1464.5969 | 1639.0083 | 1765.0442 | 1867.9921 | 1881.4351 | 1884.4751 | 2019.0081 | 2057.3244 | 2120.2792 | 2123.7206 | 2163.7484 | 2265.367 | 2340.6689 | 2406.4974 | 2435.4562 | 2462.995
F6_Commercial_Healthcare_New_Miscellaneous_Natural Gas_Pool Heater_Codes & Standards Forecast | F6 | Commercial | Healthcare | New | Miscellaneous | Natural Gas | Pool Heater | Codes & Standards Forecast | Avg. Replacement Usage | 0.0066328 | 0.0068994 | 0.0068667 | 0.0067957 | 0.0067957 | 0.0067957 | 0.0067957 | 0.0067957 | 0.0067957 | 0.0067957 | 0.0067957 | 0.0067957 | 0.0067957 | 0.0067957 | 0.0067957 | 0.0067957 | 0.0067957 | 0.0067957 | 0.0067957 | 0.0067957 | 0.0067957 | 0.0067957 | 0.0067957 | 0.0067957 | 0.0067957 | 0.0067957 | 0.0067957 | 0.0067957 | 0.0067957 | 0.0067957 | 0.0067957
F7_Commercial_Healthcare_New_Miscellaneous_Natural Gas_Pool Heater_Codes & Standards Forecast | F7 | Commercial | Healthcare | New | Miscellaneous | Natural Gas | Pool Heater | Codes & Standards Forecast | Avg. Replacement Demand (S) | 0 | 0 | 0 | 0 | 0 | 0 | 0 | 0 | 0 | 0 | 0 | 0 | 0 | 0 | 0 | 0 | 0 | 0 | 0 | 0 | 0 | 0 | 0 | 0 | 0 | 0 | 0 | 0 | 0 | 0 | 0
F8_Commercial_Healthcare_New_Miscellaneous_Natural Gas_Pool Heater_Codes & Standards Forecast | F8 | Commercial | Healthcare | New | Miscellaneous | Natural Gas | Pool Heater | Codes & Standards Forecast | Avg. Replacement Demand (W) | 0 | 0 | 0 | 0 | 0 | 0 | 0 | 0 | 0 | 0 | 0 | 0 | 0 | 0 | 0 | 0 | 0 | 0 | 0 | 0 | 0 | 0 | 0 | 0 | 0 | 0 | 0 | 0 | 0 | 0 | 0
F1_Commercial_Healthcare_New_Miscellaneous_Natural Gas_Miscellaneous_Codes & Standards Forecast | F1 | Commercial | Healthcare | New | Miscellaneous | Natural Gas | Miscellaneous | Codes & Standards Forecast | Units | 0 | 175914.2585 | 353441.7001 | 541650.1418 | 644949.351 | 729107.5822 | 812035.2468 | 893759.2031 | 974305.7838 | 1053700.8064 | 1131969.5842 | 1209136.9355 | 1285227.1944 | 1360264.2203 | 1434271.407 | 1507271.6929 | 1579287.5693 | 1650341.0903 | 1720453.8807 | 1789647.1455 | 1857941.6775 | 1925357.8666 | 1991915.7069 | 2057634.8054 | 2122534.3897 | 2186633.3152 | 2249950.0733 | 2312502.7982 | 2374309.2742 | 2435386.9432 | 2495752.9111
F2_Commercial_Healthcare_New_Miscellaneous_Natural Gas_Miscellaneous_Codes & Standards Forecast | F2 | Commercial | Healthcare | New | Miscellaneous | Natural Gas | Miscellaneous | Codes & Standards Forecast | Usage (MMtherm) | 0 | 0.00098081 | 0.0019613 | 0.0029746 | 0.0035418 | 0.004004 | 0.0044594 | 0.0049082 | 0.0053505 | 0.0057866 | 0.0062164 | 0.0066402 | 0.007058 | 0.0074701 | 0.0078765 | 0.0082774 | 0.0086729 | 0.0090631 | 0.0094481 | 0.0098281 | 0.010203 | 0.010573 | 0.010939 | 0.0113 | 0.011656 | 0.012008 | 0.012356 | 0.012699 | 0.013039 | 0.013374 | 0.013706
F3_Commercial_Healthcare_New_Miscellaneous_Natural Gas_Miscellaneous_Codes & Standards Forecast | F3 | Commercial | Healthcare | New | Miscellaneous | Natural Gas | Miscellaneous | Codes & Standards Forecast | Peak Demand (S) | 0 | 0 | 0 | 0 | 0 | 0 | 0 | 0 | 0 | 0 | 0 | 0 | 0 | 0 | 0 | 0 | 0 | 0 | 0 | 0 | 0 | 0 | 0 | 0 | 0 | 0 | 0 | 0 | 0 | 0 | 0
F4_Commercial_Healthcare_New_Miscellaneous_Natural Gas_Miscellaneous_Codes & Standards Forecast | F4 | Commercial | Healthcare | New | Miscellaneous | Natural Gas | Miscellaneous | Codes & Standards Forecast | Peak Demand (W) | 0 | 0 | 0 | 0 | 0 | 0 | 0 | 0 | 0 | 0 | 0 | 0 | 0 | 0 | 0 | 0 | 0 | 0 | 0 | 0 | 0 | 0 | 0 | 0 | 0 | 0 | 0 | 0 | 0 | 0 | 0
F5_Commercial_Healthcare_New_Miscellaneous_Natural Gas_Miscellaneous_Codes & Standards Forecast | F5 | Commercial | Healthcare | New | Miscellaneous | Natural Gas | Miscellaneous | Codes & Standards Forecast | Turnover | 0 | 175914.2585 | 177527.4416 | 188208.4417 | 128429.8176 | 131059.8157 | 150015.943 | 157575.3117 | 164284.859 | 172601.5388 | 180670.8361 | 239663.6871 | 240500.2076 | 244881.9441 | 236409.2852 | 247325.5258 | 261943.6489 | 269823.9856 | 277774.567 | 287032.7186 | 295911.3951 | 319386.4274 | 323780.7307 | 329745.5684 | 334366.0497 | 344505.0965 | 355030.5091 | 362655.6539 | 370569.0306 | 379147.36 | 387391.948
F6_Commercial_Healthcare_New_Miscellaneous_Natural Gas_Miscellaneous_Codes & Standards Forecast | F6 | Commercial | Healthcare | New | Miscellaneous | Natural Gas | Miscellaneous | Codes & Standards Forecast | Avg. Replacement Usage | 0.0053601 | 0.0055755 | 0.005549 | 0.0054916 | 0.0054916 | 0.0054916 | 0.0054916 | 0.0054916 | 0.0054916 | 0.0054916 | 0.0054916 | 0.0054916 | 0.0054916 | 0.0054916 | 0.0054916 | 0.0054916 | 0.0054916 | 0.0054916 | 0.0054916 | 0.0054916 | 0.0054916 | 0.0054916 | 0.0054916 | 0.0054916 | 0.0054916 | 0.0054916 | 0.0054916 | 0.0054916 | 0.0054916 | 0.0054916 | 0.0054916
F7_Commercial_Healthcare_New_Miscellaneous_Natural Gas_Miscellaneous_Codes & Standards Forecast | F7 | Commercial | Healthcare | New | Miscellaneous | Natural Gas | Miscellaneous | Codes & Standards Forecast | Avg. Replacement Demand (S) | 0 | 0 | 0 | 0 | 0 | 0 | 0 | 0 | 0 | 0 | 0 | 0 | 0 | 0 | 0 | 0 | 0 | 0 | 0 | 0 | 0 | 0 | 0 | 0 | 0 | 0 | 0 | 0 | 0 | 0 | 0
F8_Commercial_Healthcare_New_Miscellaneous_Natural Gas_Miscellaneous_Codes & Standards Forecast | F8 | Commercial | Healthcare | New | Miscellaneous | Natural Gas | Miscellaneous | Codes & Standards Forecast | Avg. Replacement Demand (W) | 0 | 0 | 0 | 0 | 0 | 0 | 0 | 0 | 0 | 0 | 0 | 0 | 0 | 0 | 0 | 0 | 0 | 0 | 0 | 0 | 0 | 0 | 0 | 0 | 0 | 0 | 0 | 0 | 0 | 0 | 0
F1_Commercial_Lodging_Existing_Space Heating_Natural Gas_Furnace_Codes & Standards Forecast | F1 | Commercial | Lodging | Existing | Space Heating | Natural Gas | Furnace | Codes & Standards Forecast | Units | 2032249.6346 | 1991604.6419 | 1951772.5491 | 1912737.0981 | 1874482.3561 | 1836992.709 | 1800252.8548 | 1764247.7977 | 1728962.8418 | 1694383.585 | 1660495.9133 | 1627285.995 | 1594740.2751 | 1562845.4696 | 1531588.5602 | 1500956.789 | 1470937.6532 | 1441518.9001 | 1412688.5221 | 1384434.7517 | 1356746.0567 | 1329611.1355 | 1303018.9128 | 1276958.5346 | 1251419.3639 | 1226390.9766 | 1201863.1571 | 1177825.8939 | 1154269.376 | 1131183.9885 | 1108560.3088
F2_Commercial_Lodging_Existing_Space Heating_Natural Gas_Furnace_Codes & Standards Forecast | F2 | Commercial | Lodging | Existing | Space Heating | Natural Gas | Furnace | Codes & Standards Forecast | Usage (MMtherm) | 0.21571 | 0.21872 | 0.21216 | 0.20463 | 0.19942 | 0.19367 | 0.18805 | 0.18258 | 0.17727 | 0.17211 | 0.16711 | 0.16227 | 0.15764 | 0.15321 | 0.14897 | 0.1449 | 0.141 | 0.13726 | 0.13366 | 0.13017 | 0.12678 | 0.12349 | 0.12028 | 0.1172 | 0.11424 | 0.11138 | 0.10863 | 0.10597 | 0.10341 | 0.10093 | 0.098536
F3_Commercial_Lodging_Existing_Space Heating_Natural Gas_Furnace_Codes & Standards Forecast | F3 | Commercial | Lodging | Existing | Space Heating | Natural Gas | Furnace | Codes & Standards Forecast | Peak Demand (S) | 0 | 0 | 0 | 0 | 0 | 0 | 0 | 0 | 0 | 0 | 0 | 0 | 0 | 0 | 0 | 0 | 0 | 0 | 0 | 0 | 0 | 0 | 0 | 0 | 0 | 0 | 0 | 0 | 0 | 0 | 0
F4_Commercial_Lodging_Existing_Space Heating_Natural Gas_Furnace_Codes & Standards Forecast | F4 | Commercial | Lodging | Existing | Space Heating | Natural Gas | Furnace | Codes & Standards Forecast | Peak Demand (W) | 0 | 0 | 0 | 0 | 0 | 0 | 0 | 0 | 0 | 0 | 0 | 0 | 0 | 0 | 0 | 0 | 0 | 0 | 0 | 0 | 0 | 0 | 0 | 0 | 0 | 0 | 0 | 0 | 0 | 0 | 0
F5_Commercial_Lodging_Existing_Space Heating_Natural Gas_Furnace_Codes & Standards Forecast | F5 | Commercial | Lodging | Existing | Space Heating | Natural Gas | Furnace | Codes & Standards Forecast | Turnover | 0 | 52068.0952 | 54403.5024 | 56430.0053 | 58174.1407 | 59660.3339 | 60911.0637 | 61947.0145 | 62787.2163 | 63449.1749 | 63948.9903 | 64301.4674 | 59308.6476 | 54703.5055 | 50455.9392 | 46538.1839 | 42924.6308 | 39591.6595 | 36517.4836 | 36466.1909 | 36494.3751 | 36581.8429 | 36711.4426 | 36868.6853 | 37041.4079 | 37219.4755 | 37394.5182 | 37559.698 | 37709.5034 | 37839.568 | 37667.8381
F6_Commercial_Lodging_Existing_Space Heating_Natural Gas_Furnace_Codes & Standards Forecast | F6 | Commercial | Lodging | Existing | Space Heating | Natural Gas | Furnace | Codes & Standards Forecast | Avg. Replacement Usage | 0.092874 | 0.096607 | 0.096148 | 0.095154 | 0.095154 | 0.083652 | 0.083652 | 0.083652 | 0.083652 | 0.083652 | 0.083652 | 0.083652 | 0.083652 | 0.083652 | 0.083652 | 0.083652 | 0.083652 | 0.083652 | 0.083652 | 0.083652 | 0.083652 | 0.083652 | 0.083652 | 0.083652 | 0.083652 | 0.083652 | 0.083652 | 0.083652 | 0.083652 | 0.083652 | 0.083652
F7_Commercial_Lodging_Existing_Space Heating_Natural Gas_Furnace_Codes & Standards Forecast | F7 | Commercial | Lodging | Existing | Space Heating | Natural Gas | Furnace | Codes & Standards Forecast | Avg. Replacement Demand (S) | 0 | 0 | 0 | 0 | 0 | 0 | 0 | 0 | 0 | 0 | 0 | 0 | 0 | 0 | 0 | 0 | 0 | 0 | 0 | 0 | 0 | 0 | 0 | 0 | 0 | 0 | 0 | 0 | 0 | 0 | 0
F8_Commercial_Lodging_Existing_Space Heating_Natural Gas_Furnace_Codes & Standards Forecast | F8 | Commercial | Lodging | Existing | Space Heating | Natural Gas | Furnace | Codes & Standards Forecast | Avg. Replacement Demand (W) | 0 | 0 | 0 | 0 | 0 | 0 | 0 | 0 | 0 | 0 | 0 | 0 | 0 | 0 | 0 | 0 | 0 | 0 | 0 | 0 | 0 | 0 | 0 | 0 | 0 | 0 | 0 | 0 | 0 | 0 | 0
F1_Commercial_Lodging_Existing_Space Heating_Natural Gas_Boiler_Codes & Standards Forecast | F1 | Commercial | Lodging | Existing | Space Heating | Natural Gas | Boiler | Codes & Standards Forecast | Units | 841534.0031 | 824703.323 | 808209.2565 | 792045.0714 | 776204.17 | 760680.0866 | 745466.4849 | 730557.1552 | 715946.0121 | 701627.0918 | 687594.55 | 673842.659 | 660365.8058 | 647158.4897 | 634215.3199 | 621531.0135 | 609100.3932 | 596918.3854 | 584980.0176 | 573280.4173 | 561814.8089 | 550578.5128 | 539566.9425 | 528775.6037 | 518200.0916 | 507836.0898 | 497679.368 | 487725.7806 | 477971.265 | 468411.8397 | 459043.6029
F2_Commercial_Lodging_Existing_Space Heating_Natural Gas_Boiler_Codes & Standards Forecast | F2 | Commercial | Lodging | Existing | Space Heating | Natural Gas | Boiler | Codes & Standards Forecast | Usage (MMtherm) | 0.15258 | 0.15478 | 0.15025 | 0.14504 | 0.1415 | 0.13744 | 0.13352 | 0.12972 | 0.12604 | 0.12249 | 0.11905 | 0.11572 | 0.11251 | 0.1094 | 0.10641 | 0.10351 | 0.10072 | 0.098025 | 0.095426 | 0.092919 | 0.090501 | 0.088137 | 0.085848 | 0.083628 | 0.081475 | 0.079415 | 0.077443 | 0.07555 | 0.073732 | 0.071982 | 0.070297
F3_Commercial_Lodging_Existing_Space Heating_Natural Gas_Boiler_Codes & Standards Forecast | F3 | Commercial | Lodging | Existing | Space Heating | Natural Gas | Boiler | Codes & Standards Forecast | Peak Demand (S) | 0 | 0 | 0 | 0 | 0 | 0 | 0 | 0 | 0 | 0 | 0 | 0 | 0 | 0 | 0 | 0 | 0 | 0 | 0 | 0 | 0 | 0 | 0 | 0 | 0 | 0 | 0 | 0 | 0 | 0 | 0
F4_Commercial_Lodging_Existing_Space Heating_Natural Gas_Boiler_Codes & Standards Forecast | F4 | Commercial | Lodging | Existing | Space Heating | Natural Gas | Boiler | Codes & Standards Forecast | Peak Demand (W) | 0 | 0 | 0 | 0 | 0 | 0 | 0 | 0 | 0 | 0 | 0 | 0 | 0 | 0 | 0 | 0 | 0 | 0 | 0 | 0 | 0 | 0 | 0 | 0 | 0 | 0 | 0 | 0 | 0 | 0 | 0
F5_Commercial_Lodging_Existing_Space Heating_Natural Gas_Boiler_Codes & Standards Forecast | F5 | Commercial | Lodging | Existing | Space Heating | Natural Gas | Boiler | Codes & Standards Forecast | Turnover | 0 | 24991.0098 | 24713.8368 | 24417.9184 | 24106.2794 | 23781.5946 | 23446.2282 | 23102.2674 | 22751.5534 | 22395.7085 | 22036.1601 | 21674.1628 | 21310.8172 | 20947.0871 | 20583.8149 | 20221.7352 | 19861.4865 | 19503.6224 | 19148.6213 | 18796.8941 | 18448.793 | 19388.0169 | 18559.7169 | 17822.2979 | 17163.3306 | 16572.0312 | 16039.0525 | 15556.3021 | 15116.7817 | 14714.4467 | 14344.0835
F6_Commercial_Lodging_Existing_Space Heating_Natural Gas_Boiler_Codes & Standards Forecast | F6 | Commercial | Lodging | Existing | Space Heating | Natural Gas | Boiler | Codes & Standards Forecast | Avg. Replacement Usage | 0.16917 | 0.17597 | 0.17514 | 0.17333 | 0.17333 | 0.14751 | 0.14751 | 0.14751 | 0.14751 | 0.14751 | 0.14751 | 0.14751 | 0.14751 | 0.14751 | 0.14751 | 0.14751 | 0.14751 | 0.14751 | 0.14751 | 0.14751 | 0.14751 | 0.14751 | 0.14751 | 0.14751 | 0.14751 | 0.14751 | 0.14751 | 0.14751 | 0.14751 | 0.14751 | 0.14751
F7_Commercial_Lodging_Existing_Space Heating_Natural Gas_Boiler_Codes & Standards Forecast | F7 | Commercial | Lodging | Existing | Space Heating | Natural Gas | Boiler | Codes & Standards Forecast | Avg. Replacement Demand (S) | 0 | 0 | 0 | 0 | 0 | 0 | 0 | 0 | 0 | 0 | 0 | 0 | 0 | 0 | 0 | 0 | 0 | 0 | 0 | 0 | 0 | 0 | 0 | 0 | 0 | 0 | 0 | 0 | 0 | 0 | 0
F8_Commercial_Lodging_Existing_Space Heating_Natural Gas_Boiler_Codes & Standards Forecast | F8 | Commercial | Lodging | Existing | Space Heating | Natural Gas | Boiler | Codes & Standards Forecast | Avg. Replacement Demand (W) | 0 | 0 | 0 | 0 | 0 | 0 | 0 | 0 | 0 | 0 | 0 | 0 | 0 | 0 | 0 | 0 | 0 | 0 | 0 | 0 | 0 | 0 | 0 | 0 | 0 | 0 | 0 | 0 | 0 | 0 | 0
F1_Commercial_Lodging_Existing_Space Heating_Natural Gas_Unit Heater_Codes & Standards Forecast | F1 | Commercial | Lodging | Existing | Space Heating | Natural Gas | Unit Heater | Codes & Standards Forecast | Units | 276334.0121 | 270807.3318 | 265391.1852 | 260083.3615 | 254881.6943 | 249784.0604 | 244788.3792 | 239892.6116 | 235094.7594 | 230392.8642 | 225785.0069 | 221269.3067 | 216843.9206 | 212507.0422 | 208256.9014 | 204091.7633 | 200009.9281 | 196009.7295 | 192089.5349 | 188247.7442 | 184482.7893 | 180793.1335 | 177177.2709 | 173633.7255 | 170161.0509 | 166757.8299 | 163422.6733 | 160154.2199 | 156951.1355 | 153812.1128 | 150735.8705
F2_Commercial_Lodging_Existing_Space Heating_Natural Gas_Unit Heater_Codes & Standards Forecast | F2 | Commercial | Lodging | Existing | Space Heating | Natural Gas | Unit Heater | Codes & Standards Forecast | Usage (MMtherm) | 0.033663 | 0.034316 | 0.03347 | 0.032461 | 0.031812 | 0.031141 | 0.030472 | 0.029803 | 0.029134 | 0.028465 | 0.027798 | 0.027133 | 0.026472 | 0.025815 | 0.025163 | 0.024519 | 0.023885 | 0.02328 | 0.0227 | 0.022143 | 0.021608 | 0.021091 | 0.020599 | 0.020125 | 0.019667 | 0.019224 | 0.018796 | 0.01838 | 0.017978 | 0.017587 | 0.017208
F3_Commercial_Lodging_Existing_Space Heating_Natural Gas_Unit Heater_Codes & Standards Forecast | F3 | Commercial | Lodging | Existing | Space Heating | Natural Gas | Unit Heater | Codes & Standards Forecast | Peak Demand (S) | 0 | 0 | 0 | 0 | 0 | 0 | 0 | 0 | 0 | 0 | 0 | 0 | 0 | 0 | 0 | 0 | 0 | 0 | 0 | 0 | 0 | 0 | 0 | 0 | 0 | 0 | 0 | 0 | 0 | 0 | 0
F4_Commercial_Lodging_Existing_Space Heating_Natural Gas_Unit Heater_Codes & Standards Forecast | F4 | Commercial | Lodging | Existing | Space Heating | Natural Gas | Unit Heater | Codes & Standards Forecast | Peak Demand (W) | 0 | 0 | 0 | 0 | 0 | 0 | 0 | 0 | 0 | 0 | 0 | 0 | 0 | 0 | 0 | 0 | 0 | 0 | 0 | 0 | 0 | 0 | 0 | 0 | 0 | 0 | 0 | 0 | 0 | 0 | 0
F5_Commercial_Lodging_Existing_Space Heating_Natural Gas_Unit Heater_Codes & Standards Forecast | F5 | Commercial | Lodging | Existing | Space Heating | Natural Gas | Unit Heater | Codes & Standards Forecast | Turnover | 0 | 227.9523 | 649.8713 | 1235.7524 | 1959.1306 | 2796.6869 | 3727.8988 | 4734.7276 | 5801.3415 | 6913.8684 | 7870.1207 | 8714.4523 | 9481.0432 | 10195.8927 | 10878.4532 | 11542.9671 | 12199.5561 | 11370.1867 | 10782.9556 | 10405.1808 | 10185.7512 | 10086.8594 | 10080.6899 | 10146.8712 | 10270.524 | 10440.7783 | 10649.6546 | 10678.6215 | 10595.6468 | 10451.8275 | 10282.337
F6_Commercial_Lodging_Existing_Space Heating_Natural Gas_Unit Heater_Codes & Standards Forecast | F6 | Commercial | Lodging | Existing | Space Heating | Natural Gas | Unit Heater | Codes & Standards Forecast | Avg. Replacement Usage | 0.12182 | 0.12672 | 0.12612 | 0.12481 | 0.12481 | 0.11232 | 0.11232 | 0.11232 | 0.11232 | 0.11232 | 0.11232 | 0.11232 | 0.11232 | 0.11232 | 0.11232 | 0.11232 | 0.11232 | 0.11232 | 0.11232 | 0.11232 | 0.11232 | 0.11232 | 0.11232 | 0.11232 | 0.11232 | 0.11232 | 0.11232 | 0.11232 | 0.11232 | 0.11232 | 0.11232
F7_Commercial_Lodging_Existing_Space Heating_Natural Gas_Unit Heater_Codes & Standards Forecast | F7 | Commercial | Lodging | Existing | Space Heating | Natural Gas | Unit Heater | Codes & Standards Forecast | Avg. Replacement Demand (S) | 0 | 0 | 0 | 0 | 0 | 0 | 0 | 0 | 0 | 0 | 0 | 0 | 0 | 0 | 0 | 0 | 0 | 0 | 0 | 0 | 0 | 0 | 0 | 0 | 0 | 0 | 0 | 0 | 0 | 0 | 0
F8_Commercial_Lodging_Existing_Space Heating_Natural Gas_Unit Heater_Codes & Standards Forecast | F8 | Commercial | Lodging | Existing | Space Heating | Natural Gas | Unit Heater | Codes & Standards Forecast | Avg. Replacement Demand (W) | 0 | 0 | 0 | 0 | 0 | 0 | 0 | 0 | 0 | 0 | 0 | 0 | 0 | 0 | 0 | 0 | 0 | 0 | 0 | 0 | 0 | 0 | 0 | 0 | 0 | 0 | 0 | 0 | 0 | 0 | 0
F1_Commercial_Lodging_Existing_Water Heating_Natural Gas_Water Heater_Codes & Standards Forecast | F1 | Commercial | Lodging | Existing | Water Heating | Natural Gas | Water Heater | Codes & Standards Forecast | Units | 2881385.5018 | 2823757.7918 | 2767282.6359 | 2711936.9832 | 2657698.2435 | 2604544.2787 | 2552453.3931 | 2501404.3252 | 2451376.2387 | 2402348.714 | 2354301.7397 | 2307215.7049 | 2261071.3908 | 2215849.963 | 2171532.9637 | 2128102.3044 | 2085540.2584 | 2043829.4532 | 2002952.8641 | 1962893.8068 | 1923635.9307 | 1885163.2121 | 1847459.9478 | 1810510.7489 | 1774300.5339 | 1738814.5232 | 1704038.2328 | 1669957.4681 | 1636558.3187 | 1603827.1524 | 1571750.6093
F2_Commercial_Lodging_Existing_Water Heating_Natural Gas_Water Heater_Codes & Standards Forecast | F2 | Commercial | Lodging | Existing | Water Heating | Natural Gas | Water Heater | Codes & Standards Forecast | Usage (MMtherm) | 4.4657 | 4.5103 | 4.3572 | 4.185 | 4.0618 | 3.9433 | 3.8299 | 3.7219 | 3.6198 | 3.5235 | 3.4334 | 3.3495 | 3.2689 | 3.1915 | 3.1168 | 3.0449 | 2.9754 | 2.9083 | 2.8433 | 2.7804 | 2.7194 | 2.6602 | 2.6027 | 2.5469 | 2.4925 | 2.4397 | 2.3882 | 2.338 | 2.2891 | 2.2414 | 2.1949
F3_Commercial_Lodging_Existing_Water Heating_Natural Gas_Water Heater_Codes & Standards Forecast | F3 | Commercial | Lodging | Existing | Water Heating | Natural Gas | Water Heater | Codes & Standards Forecast | Peak Demand (S) | 0 | 0 | 0 | 0 | 0 | 0 | 0 | 0 | 0 | 0 | 0 | 0 | 0 | 0 | 0 | 0 | 0 | 0 | 0 | 0 | 0 | 0 | 0 | 0 | 0 | 0 | 0 | 0 | 0 | 0 | 0
F4_Commercial_Lodging_Existing_Water Heating_Natural Gas_Water Heater_Codes & Standards Forecast | F4 | Commercial | Lodging | Existing | Water Heating | Natural Gas | Water Heater | Codes & Standards Forecast | Peak Demand (W) | 0 | 0 | 0 | 0 | 0 | 0 | 0 | 0 | 0 | 0 | 0 | 0 | 0 | 0 | 0 | 0 | 0 | 0 | 0 | 0 | 0 | 0 | 0 | 0 | 0 | 0 | 0 | 0 | 0 | 0 | 0
F5_Commercial_Lodging_Existing_Water Heating_Natural Gas_Water Heater_Codes & Standards Forecast | F5 | Commercial | Lodging | Existing | Water Heating | Natural Gas | Water Heater | Codes & Standards Forecast | Turnover | 0 | 85568.4179 | 93005.0913 | 99295.0631 | 104570.1365 | 108947.6021 | 112531.8236 | 115415.6509 | 117681.6783 | 119403.3662 | 134914.5352 | 148162.8369 | 145703.0813 | 143237.5934 | 140772.48 | 155218.2007 | 150924.944 | 146847.2498 | 142966.6581 | 141645.8867 | 142049.0316 | 141268.4719 | 139633.8187 | 137396.336 | 140384.4707 | 141271.2866 | 137920.0457 | 134353.5884 | 131077.1046 | 131683.6247 | 128185.1268
F6_Commercial_Lodging_Existing_Water Heating_Natural Gas_Water Heater_Codes & Standards Forecast | F6 | Commercial | Lodging | Existing | Water Heating | Natural Gas | Water Heater | Codes & Standards Forecast | Avg. Replacement Usage | 1.3525 | 1.4068 | 1.4001 | 1.3857 | 1.3857 | 1.3857 | 1.3857 | 1.3857 | 1.3857 | 1.3857 | 1.3857 | 1.3857 | 1.3857 | 1.3857 | 1.3857 | 1.3857 | 1.3857 | 1.3857 | 1.3857 | 1.3857 | 1.3857 | 1.3857 | 1.3857 | 1.3857 | 1.3857 | 1.3857 | 1.3857 | 1.3857 | 1.3857 | 1.3857 | 1.3857
F7_Commercial_Lodging_Existing_Water Heating_Natural Gas_Water Heater_Codes & Standards Forecast | F7 | Commercial | Lodging | Existing | Water Heating | Natural Gas | Water Heater | Codes & Standards Forecast | Avg. Replacement Demand (S) | 0 | 0 | 0 | 0 | 0 | 0 | 0 | 0 | 0 | 0 | 0 | 0 | 0 | 0 | 0 | 0 | 0 | 0 | 0 | 0 | 0 | 0 | 0 | 0 | 0 | 0 | 0 | 0 | 0 | 0 | 0
F8_Commercial_Lodging_Existing_Water Heating_Natural Gas_Water Heater_Codes & Standards Forecast | F8 | Commercial | Lodging | Existing | Water Heating | Natural Gas | Water Heater | Codes & Standards Forecast | Avg. Replacement Demand (W) | 0 | 0 | 0 | 0 | 0 | 0 | 0 | 0 | 0 | 0 | 0 | 0 | 0 | 0 | 0 | 0 | 0 | 0 | 0 | 0 | 0 | 0 | 0 | 0 | 0 | 0 | 0 | 0 | 0 | 0 | 0
F1_Commercial_Lodging_Existing_Food Preparation_Natural Gas_Oven_Codes & Standards Forecast | F1 | Commercial | Lodging | Existing | Food Preparation | Natural Gas | Oven | Codes & Standards Forecast | Units | 296992.9968 | 291053.1368 | 285232.0741 | 279527.4326 | 273936.884 | 268458.1463 | 263088.9834 | 257827.2037 | 252670.6596 | 247617.2464 | 242664.9015 | 237811.6035 | 233055.3714 | 228394.264 | 223826.3787 | 219349.8511 | 214962.8541 | 210663.597 | 206450.3251 | 202321.3186 | 198274.8922 | 194309.3944 | 190423.2065 | 186614.7423 | 182882.4475 | 179224.7986 | 175640.3026 | 172127.4965 | 168684.9466 | 165311.2477 | 162005.0227
F2_Commercial_Lodging_Existing_Food Preparation_Natural Gas_Oven_Codes & Standards Forecast | F2 | Commercial | Lodging | Existing | Food Preparation | Natural Gas | Oven | Codes & Standards Forecast | Usage (MMtherm) | 0.011236 | 0.011609 | 0.011518 | 0.011396 | 0.011416 | 0.011453 | 0.0115 | 0.011554 | 0.011611 | 0.01167 | 0.011665 | 0.01161 | 0.011519 | 0.011398 | 0.011256 | 0.011099 | 0.01093 | 0.010753 | 0.01057 | 0.010384 | 0.010197 | 0.010008 | 0.0098206 | 0.0096339 | 0.0094487 | 0.0092657 | 0.009085 | 0.008907 | 0.0087317 | 0.0085593 | 0.0083899
F3_Commercial_Lodging_Existing_Food Preparation_Natural Gas_Oven_Codes & Standards Forecast | F3 | Commercial | Lodging | Existing | Food Preparation | Natural Gas | Oven | Codes & Standards Forecast | Peak Demand (S) | 0 | 0 | 0 | 0 | 0 | 0 | 0 | 0 | 0 | 0 | 0 | 0 | 0 | 0 | 0 | 0 | 0 | 0 | 0 | 0 | 0 | 0 | 0 | 0 | 0 | 0 | 0 | 0 | 0 | 0 | 0
F4_Commercial_Lodging_Existing_Food Preparation_Natural Gas_Oven_Codes & Standards Forecast | F4 | Commercial | Lodging | Existing | Food Preparation | Natural Gas | Oven | Codes & Standards Forecast | Peak Demand (W) | 0 | 0 | 0 | 0 | 0 | 0 | 0 | 0 | 0 | 0 | 0 | 0 | 0 | 0 | 0 | 0 | 0 | 0 | 0 | 0 | 0 | 0 | 0 | 0 | 0 | 0 | 0 | 0 | 0 | 0 | 0
F5_Commercial_Lodging_Existing_Food Preparation_Natural Gas_Oven_Codes & Standards Forecast | F5 | Commercial | Lodging | Existing | Food Preparation | Natural Gas | Oven | Codes & Standards Forecast | Turnover | 0 | 11642.1255 | 14832.0679 | 17218.8898 | 18978.3473 | 20248.1872 | 21136.3585 | 21727.4491 | 22087.7333 | 22269.1278 | 19076.7622 | 17070.0625 | 15886.1163 | 15260.2991 | 15001.3892 | 14972.729 | 17477.6891 | 17915.7802 | 18174.9782 | 17846.0063 | 17222.4154 | 16488.981 | 15756.282 | 15085.2695 | 14504.5489 | 13688.9307 | 13319.0325 | 13217.4821 | 13201.5073 | 13176.8234 | 13102.6829
F6_Commercial_Lodging_Existing_Food Preparation_Natural Gas_Oven_Codes & Standards Forecast | F6 | Commercial | Lodging | Existing | Food Preparation | Natural Gas | Oven | Codes & Standards Forecast | Avg. Replacement Usage | 0.050589 | 0.052622 | 0.052373 | 0.051831 | 0.051831 | 0.051831 | 0.051831 | 0.051831 | 0.051831 | 0.051831 | 0.051831 | 0.051831 | 0.051831 | 0.051831 | 0.051831 | 0.051831 | 0.051831 | 0.051831 | 0.051831 | 0.051831 | 0.051831 | 0.051831 | 0.051831 | 0.051831 | 0.051831 | 0.051831 | 0.051831 | 0.051831 | 0.051831 | 0.051831 | 0.051831
F7_Commercial_Lodging_Existing_Food Preparation_Natural Gas_Oven_Codes & Standards Forecast | F7 | Commercial | Lodging | Existing | Food Preparation | Natural Gas | Oven | Codes & Standards Forecast | Avg. Replacement Demand (S) | 0 | 0 | 0 | 0 | 0 | 0 | 0 | 0 | 0 | 0 | 0 | 0 | 0 | 0 | 0 | 0 | 0 | 0 | 0 | 0 | 0 | 0 | 0 | 0 | 0 | 0 | 0 | 0 | 0 | 0 | 0
F8_Commercial_Lodging_Existing_Food Preparation_Natural Gas_Oven_Codes & Standards Forecast | F8 | Commercial | Lodging | Existing | Food Preparation | Natural Gas | Oven | Codes & Standards Forecast | Avg. Replacement Demand (W) | 0 | 0 | 0 | 0 | 0 | 0 | 0 | 0 | 0 | 0 | 0 | 0 | 0 | 0 | 0 | 0 | 0 | 0 | 0 | 0 | 0 | 0 | 0 | 0 | 0 | 0 | 0 | 0 | 0 | 0 | 0
F1_Commercial_Lodging_Existing_Food Preparation_Natural Gas_Conveyor Oven_Codes & Standards Forecast | F1 | Commercial | Lodging | Existing | Food Preparation | Natural Gas | Conveyor Oven | Codes & Standards Forecast | Units | 148496.4984 | 145526.5684 | 142616.0371 | 139763.7163 | 136968.442 | 134229.0731 | 131544.4917 | 128913.6019 | 126335.3298 | 123808.6232 | 121332.4508 | 118905.8017 | 116527.6857 | 114197.132 | 111913.1894 | 109674.9256 | 107481.4271 | 105331.7985 | 103225.1625 | 101160.6593 | 99137.4461 | 97154.6972 | 95211.6032 | 93307.3712 | 91441.2238 | 89612.3993 | 87820.1513 | 86063.7483 | 84342.4733 | 82655.6238 | 81002.5114
F2_Commercial_Lodging_Existing_Food Preparation_Natural Gas_Conveyor Oven_Codes & Standards Forecast | F2 | Commercial | Lodging | Existing | Food Preparation | Natural Gas | Conveyor Oven | Codes & Standards Forecast | Usage (MMtherm) | 0.0096129 | 0.0097993 | 0.0095578 | 0.0092697 | 0.0090843 | 0.0089085 | 0.0087465 | 0.0086011 | 0.0084743 | 0.0083674 | 0.0082756 | 0.0081953 | 0.0081237 | 0.0080586 | 0.0079982 | 0.0079412 | 0.0078867 | 0.0078107 | 0.0077185 | 0.0076144 | 0.0075015 | 0.0073823 | 0.0072589 | 0.0071327 | 0.0070049 | 0.0068765 | 0.0067481 | 0.0066203 | 0.0064935 | 0.0063681 | 0.0062442
F3_Commercial_Lodging_Existing_Food Preparation_Natural Gas_Conveyor Oven_Codes & Standards Forecast | F3 | Commercial | Lodging | Existing | Food Preparation | Natural Gas | Conveyor Oven | Codes & Standards Forecast | Peak Demand (S) | 0 | 0 | 0 | 0 | 0 | 0 | 0 | 0 | 0 | 0 | 0 | 0 | 0 | 0 | 0 | 0 | 0 | 0 | 0 | 0 | 0 | 0 | 0 | 0 | 0 | 0 | 0 | 0 | 0 | 0 | 0
F4_Commercial_Lodging_Existing_Food Preparation_Natural Gas_Conveyor Oven_Codes & Standards Forecast | F4 | Commercial | Lodging | Existing | Food Preparation | Natural Gas | Conveyor Oven | Codes & Standards Forecast | Peak Demand (W) | 0 | 0 | 0 | 0 | 0 | 0 | 0 | 0 | 0 | 0 | 0 | 0 | 0 | 0 | 0 | 0 | 0 | 0 | 0 | 0 | 0 | 0 | 0 | 0 | 0 | 0 | 0 | 0 | 0 | 0 | 0
F5_Commercial_Lodging_Existing_Food Preparation_Natural Gas_Conveyor Oven_Codes & Standards Forecast | F5 | Commercial | Lodging | Existing | Food Preparation | Natural Gas | Conveyor Oven | Codes & Standards Forecast | Turnover | 0 | 0 | 0 | 0 | 0 | 536.9163 | 1473.2983 | 2702.0291 | 4139.7561 | 5721.7412 | 6912.4941 | 7797.5114 | 8443.8027 | 8903.8839 | 9218.9088 | 9421.123 | 9535.789 | 7476.0586 | 5861.2299 | 4595.2043 | 3602.6401 | 2902.1936 | 2488.5938 | 2342.202 | 2435.5556 | 2737.7522 | 3239.1334 | 3830.6846 | 4441.3702 | 5026.8083 | 5561.0679
F6_Commercial_Lodging_Existing_Food Preparation_Natural Gas_Conveyor Oven_Codes & Standards Forecast | F6 | Commercial | Lodging | Existing | Food Preparation | Natural Gas | Conveyor Oven | Codes & Standards Forecast | Avg. Replacement Usage | 0.075405 | 0.078436 | 0.078064 | 0.077257 | 0.077257 | 0.077257 | 0.077257 | 0.077257 | 0.077257 | 0.077257 | 0.077257 | 0.077257 | 0.077257 | 0.077257 | 0.077257 | 0.077257 | 0.077257 | 0.077257 | 0.077257 | 0.077257 | 0.077257 | 0.077257 | 0.077257 | 0.077257 | 0.077257 | 0.077257 | 0.077257 | 0.077257 | 0.077257 | 0.077257 | 0.077257
F7_Commercial_Lodging_Existing_Food Preparation_Natural Gas_Conveyor Oven_Codes & Standards Forecast | F7 | Commercial | Lodging | Existing | Food Preparation | Natural Gas | Conveyor Oven | Codes & Standards Forecast | Avg. Replacement Demand (S) | 0 | 0 | 0 | 0 | 0 | 0 | 0 | 0 | 0 | 0 | 0 | 0 | 0 | 0 | 0 | 0 | 0 | 0 | 0 | 0 | 0 | 0 | 0 | 0 | 0 | 0 | 0 | 0 | 0 | 0 | 0
F8_Commercial_Lodging_Existing_Food Preparation_Natural Gas_Conveyor Oven_Codes & Standards Forecast | F8 | Commercial | Lodging | Existing | Food Preparation | Natural Gas | Conveyor Oven | Codes & Standards Forecast | Avg. Replacement Demand (W) | 0 | 0 | 0 | 0 | 0 | 0 | 0 | 0 | 0 | 0 | 0 | 0 | 0 | 0 | 0 | 0 | 0 | 0 | 0 | 0 | 0 | 0 | 0 | 0 | 0 | 0 | 0 | 0 | 0 | 0 | 0
F1_Commercial_Lodging_Existing_Food Preparation_Natural Gas_Double Rack Oven_Codes & Standards Forecast | F1 | Commercial | Lodging | Existing | Food Preparation | Natural Gas | Double Rack Oven | Codes & Standards Forecast | Units | 148496.4984 | 145526.5684 | 142616.0371 | 139763.7163 | 136968.442 | 134229.0731 | 131544.4917 | 128913.6019 | 126335.3298 | 123808.6232 | 121332.4508 | 118905.8017 | 116527.6857 | 114197.132 | 111913.1894 | 109674.9256 | 107481.4271 | 105331.7985 | 103225.1625 | 101160.6593 | 99137.4461 | 97154.6972 | 95211.6032 | 93307.3712 | 91441.2238 | 89612.3993 | 87820.1513 | 86063.7483 | 84342.4733 | 82655.6238 | 81002.5114
F2_Commercial_Lodging_Existing_Food Preparation_Natural Gas_Double Rack Oven_Codes & Standards Forecast | F2 | Commercial | Lodging | Existing | Food Preparation | Natural Gas | Double Rack Oven | Codes & Standards Forecast | Usage (MMtherm) | 0.014604 | 0.015008 | 0.014802 | 0.014555 | 0.014494 | 0.014459 | 0.014446 | 0.01445 | 0.014469 | 0.014498 | 0.014485 | 0.014437 | 0.014359 | 0.014255 | 0.01413 | 0.013987 | 0.013828 | 0.013657 | 0.013476 | 0.013287 | 0.013091 | 0.01289 | 0.012685 | 0.012478 | 0.012268 | 0.012058 | 0.011847 | 0.011637 | 0.011427 | 0.011219 | 0.011012
F3_Commercial_Lodging_Existing_Food Preparation_Natural Gas_Double Rack Oven_Codes & Standards Forecast | F3 | Commercial | Lodging | Existing | Food Preparation | Natural Gas | Double Rack Oven | Codes & Standards Forecast | Peak Demand (S) | 0 | 0 | 0 | 0 | 0 | 0 | 0 | 0 | 0 | 0 | 0 | 0 | 0 | 0 | 0 | 0 | 0 | 0 | 0 | 0 | 0 | 0 | 0 | 0 | 0 | 0 | 0 | 0 | 0 | 0 | 0
F4_Commercial_Lodging_Existing_Food Preparation_Natural Gas_Double Rack Oven_Codes & Standards Forecast | F4 | Commercial | Lodging | Existing | Food Preparation | Natural Gas | Double Rack Oven | Codes & Standards Forecast | Peak Demand (W) | 0 | 0 | 0 | 0 | 0 | 0 | 0 | 0 | 0 | 0 | 0 | 0 | 0 | 0 | 0 | 0 | 0 | 0 | 0 | 0 | 0 | 0 | 0 | 0 | 0 | 0 | 0 | 0 | 0 | 0 | 0
F5_Commercial_Lodging_Existing_Food Preparation_Natural Gas_Double Rack Oven_Codes & Standards Forecast | F5 | Commercial | Lodging | Existing | Food Preparation | Natural Gas | Double Rack Oven | Codes & Standards Forecast | Turnover | 0 | 3233.9237 | 4401.7295 | 5387.3257 | 6214.8308 | 6905.2423 | 7476.8388 | 7945.5307 | 8325.166 | 8627.7959 | 7515.7689 | 6547.0698 | 6221.1261 | 6079.0977 | 6061.5532 | 6124.5395 | 6235.8966 | 6986.0135 | 7232.5402 | 7424.3535 | 7568.964 | 7457.0059 | 7172.941 | 6862.1838 | 6564.574 | 6301.2327 | 5825.3665 | 5482.4454 | 5442.7259 | 5476.6433 | 5549.9931
F6_Commercial_Lodging_Existing_Food Preparation_Natural Gas_Double Rack Oven_Codes & Standards Forecast | F6 | Commercial | Lodging | Existing | Food Preparation | Natural Gas | Double Rack Oven | Codes & Standards Forecast | Avg. Replacement Usage | 0.13438 | 0.13978 | 0.13912 | 0.13768 | 0.13768 | 0.13768 | 0.13768 | 0.13768 | 0.13768 | 0.13768 | 0.13768 | 0.13768 | 0.13768 | 0.13768 | 0.13768 | 0.13768 | 0.13768 | 0.13768 | 0.13768 | 0.13768 | 0.13768 | 0.13768 | 0.13768 | 0.13768 | 0.13768 | 0.13768 | 0.13768 | 0.13768 | 0.13768 | 0.13768 | 0.13768
F7_Commercial_Lodging_Existing_Food Preparation_Natural Gas_Double Rack Oven_Codes & Standards Forecast | F7 | Commercial | Lodging | Existing | Food Preparation | Natural Gas | Double Rack Oven | Codes & Standards Forecast | Avg. Replacement Demand (S) | 0 | 0 | 0 | 0 | 0 | 0 | 0 | 0 | 0 | 0 | 0 | 0 | 0 | 0 | 0 | 0 | 0 | 0 | 0 | 0 | 0 | 0 | 0 | 0 | 0 | 0 | 0 | 0 | 0 | 0 | 0
F8_Commercial_Lodging_Existing_Food Preparation_Natural Gas_Double Rack Oven_Codes & Standards Forecast | F8 | Commercial | Lodging | Existing | Food Preparation | Natural Gas | Double Rack Oven | Codes & Standards Forecast | Avg. Replacement Demand (W) | 0 | 0 | 0 | 0 | 0 | 0 | 0 | 0 | 0 | 0 | 0 | 0 | 0 | 0 | 0 | 0 | 0 | 0 | 0 | 0 | 0 | 0 | 0 | 0 | 0 | 0 | 0 | 0 | 0 | 0 | 0
F1_Commercial_Lodging_Existing_Food Preparation_Natural Gas_Fryer_Codes & Standards Forecast | F1 | Commercial | Lodging | Existing | Food Preparation | Natural Gas | Fryer | Codes & Standards Forecast | Units | 393928.276 | 386049.7105 | 378328.7163 | 370762.142 | 363346.8991 | 356079.9611 | 348958.3619 | 341979.1947 | 335139.6108 | 328436.8186 | 321868.0822 | 315430.7206 | 309122.1062 | 302939.664 | 296880.8707 | 290943.2533 | 285124.3883 | 279421.9005 | 273833.4625 | 268356.7932 | 262989.6574 | 257729.8642 | 252575.2669 | 247523.7616 | 242573.2864 | 237721.8206 | 232967.3842 | 228308.0365 | 223741.8758 | 219267.0383 | 214881.6975
F2_Commercial_Lodging_Existing_Food Preparation_Natural Gas_Fryer_Codes & Standards Forecast | F2 | Commercial | Lodging | Existing | Food Preparation | Natural Gas | Fryer | Codes & Standards Forecast | Usage (MMtherm) | 0.024108 | 0.024645 | 0.024112 | 0.02316 | 0.022459 | 0.021762 | 0.02107 | 0.020387 | 0.019711 | 0.019001 | 0.018262 | 0.017555 | 0.016906 | 0.016309 | 0.015702 | 0.015142 | 0.014684 | 0.014253 | 0.013844 | 0.013458 | 0.013091 | 0.012742 | 0.01241 | 0.012092 | 0.011789 | 0.011498 | 0.01122 | 0.010952 | 0.010694 | 0.010445 | 0.010206
F3_Commercial_Lodging_Existing_Food Preparation_Natural Gas_Fryer_Codes & Standards Forecast | F3 | Commercial | Lodging | Existing | Food Preparation | Natural Gas | Fryer | Codes & Standards Forecast | Peak Demand (S) | 0 | 0 | 0 | 0 | 0 | 0 | 0 | 0 | 0 | 0 | 0 | 0 | 0 | 0 | 0 | 0 | 0 | 0 | 0 | 0 | 0 | 0 | 0 | 0 | 0 | 0 | 0 | 0 | 0 | 0 | 0
F4_Commercial_Lodging_Existing_Food Preparation_Natural Gas_Fryer_Codes & Standards Forecast | F4 | Commercial | Lodging | Existing | Food Preparation | Natural Gas | Fryer | Codes & Standards Forecast | Peak Demand (W) | 0 | 0 | 0 | 0 | 0 | 0 | 0 | 0 | 0 | 0 | 0 | 0 | 0 | 0 | 0 | 0 | 0 | 0 | 0 | 0 | 0 | 0 | 0 | 0 | 0 | 0 | 0 | 0 | 0 | 0 | 0
F5_Commercial_Lodging_Existing_Food Preparation_Natural Gas_Fryer_Codes & Standards Forecast | F5 | Commercial | Lodging | Existing | Food Preparation | Natural Gas | Fryer | Codes & Standards Forecast | Turnover | 0 | 11698.4761 | 12715.18 | 13575.1127 | 14296.2938 | 14894.7585 | 15384.7749 | 15779.037 | 16088.8366 | 18314.7432 | 20218.2025 | 21835.9831 | 21327.3431 | 20836.7219 | 22721.2526 | 22005.8629 | 21333.2499 | 21038.1456 | 21000.1267 | 21129.2942 | 21040.4064 | 20794.9321 | 21242.1813 | 21354.0584 | 21223.0505 | 20599.5491 | 20062.6933 | 20102.1794 | 19567.2366 | 19081.3045 | 18822.6462
F6_Commercial_Lodging_Existing_Food Preparation_Natural Gas_Fryer_Codes & Standards Forecast | F6 | Commercial | Lodging | Existing | Food Preparation | Natural Gas | Fryer | Codes & Standards Forecast | Avg. Replacement Usage | 0.066904 | 0.069593 | 0.069263 | 0.046063 | 0.046063 | 0.046063 | 0.046063 | 0.046063 | 0.046063 | 0.046063 | 0.046063 | 0.046063 | 0.046063 | 0.046063 | 0.046063 | 0.046063 | 0.046063 | 0.046063 | 0.046063 | 0.046063 | 0.046063 | 0.046063 | 0.046063 | 0.046063 | 0.046063 | 0.046063 | 0.046063 | 0.046063 | 0.046063 | 0.046063 | 0.046063
F7_Commercial_Lodging_Existing_Food Preparation_Natural Gas_Fryer_Codes & Standards Forecast | F7 | Commercial | Lodging | Existing | Food Preparation | Natural Gas | Fryer | Codes & Standards Forecast | Avg. Replacement Demand (S) | 0 | 0 | 0 | 0 | 0 | 0 | 0 | 0 | 0 | 0 | 0 | 0 | 0 | 0 | 0 | 0 | 0 | 0 | 0 | 0 | 0 | 0 | 0 | 0 | 0 | 0 | 0 | 0 | 0 | 0 | 0
F8_Commercial_Lodging_Existing_Food Preparation_Natural Gas_Fryer_Codes & Standards Forecast | F8 | Commercial | Lodging | Existing | Food Preparation | Natural Gas | Fryer | Codes & Standards Forecast | Avg. Replacement Demand (W) | 0 | 0 | 0 | 0 | 0 | 0 | 0 | 0 | 0 | 0 | 0 | 0 | 0 | 0 | 0 | 0 | 0 | 0 | 0 | 0 | 0 | 0 | 0 | 0 | 0 | 0 | 0 | 0 | 0 | 0 | 0
F1_Commercial_Lodging_Existing_Food Preparation_Natural Gas_Broiler_Codes & Standards Forecast | F1 | Commercial | Lodging | Existing | Food Preparation | Natural Gas | Broiler | Codes & Standards Forecast | Units | 256177.2201 | 251053.6757 | 246032.6022 | 241111.9502 | 236289.7112 | 231563.9169 | 226932.6386 | 222393.9858 | 217946.1061 | 213587.184 | 209315.4403 | 205129.1315 | 201026.5489 | 197006.0179 | 193065.8975 | 189204.5796 | 185420.488 | 181712.0782 | 178077.8367 | 174516.2799 | 171025.9543 | 167605.4352 | 164253.3265 | 160968.26 | 157748.8948 | 154593.9169 | 151502.0386 | 148471.9978 | 145502.5578 | 142592.5067 | 139740.6566
F2_Commercial_Lodging_Existing_Food Preparation_Natural Gas_Broiler_Codes & Standards Forecast | F2 | Commercial | Lodging | Existing | Food Preparation | Natural Gas | Broiler | Codes & Standards Forecast | Usage (MMtherm) | 0.016104 | 0.016478 | 0.016141 | 0.015729 | 0.015494 | 0.015267 | 0.015048 | 0.014836 | 0.014629 | 0.014429 | 0.01422 | 0.014006 | 0.013786 | 0.013563 | 0.013338 | 0.013112 | 0.012884 | 0.012657 | 0.012431 | 0.012205 | 0.011981 | 0.011759 | 0.011539 | 0.011322 | 0.011107 | 0.010895 | 0.010686 | 0.01048 | 0.010277 | 0.010077 | 0.0098807
F3_Commercial_Lodging_Existing_Food Preparation_Natural Gas_Broiler_Codes & Standards Forecast | F3 | Commercial | Lodging | Existing | Food Preparation | Natural Gas | Broiler | Codes & Standards Forecast | Peak Demand (S) | 0 | 0 | 0 | 0 | 0 | 0 | 0 | 0 | 0 | 0 | 0 | 0 | 0 | 0 | 0 | 0 | 0 | 0 | 0 | 0 | 0 | 0 | 0 | 0 | 0 | 0 | 0 | 0 | 0 | 0 | 0
F4_Commercial_Lodging_Existing_Food Preparation_Natural Gas_Broiler_Codes & Standards Forecast | F4 | Commercial | Lodging | Existing | Food Preparation | Natural Gas | Broiler | Codes & Standards Forecast | Peak Demand (W) | 0 | 0 | 0 | 0 | 0 | 0 | 0 | 0 | 0 | 0 | 0 | 0 | 0 | 0 | 0 | 0 | 0 | 0 | 0 | 0 | 0 | 0 | 0 | 0 | 0 | 0 | 0 | 0 | 0 | 0 | 0
F5_Commercial_Lodging_Existing_Food Preparation_Natural Gas_Broiler_Codes & Standards Forecast | F5 | Commercial | Lodging | Existing | Food Preparation | Natural Gas | Broiler | Codes & Standards Forecast | Turnover | 0 | 9298.2843 | 10377.9184 | 11272.8381 | 12007.7622 | 12604.2054 | 13080.8915 | 13454.1135 | 13738.0473 | 13945.0247 | 12147.666 | 10581.9668 | 10707.1544 | 10859.3902 | 11018.5638 | 11170.8937 | 11307.3011 | 13186.4186 | 13135.7046 | 13058.5497 | 12959.0214 | 12530.2693 | 11888.6098 | 11357.8804 | 10924.6019 | 10574.1935 | 9924.5915 | 9457.0689 | 9691.3554 | 9859.4589 | 9969.411
F6_Commercial_Lodging_Existing_Food Preparation_Natural Gas_Broiler_Codes & Standards Forecast | F6 | Commercial | Lodging | Existing | Food Preparation | Natural Gas | Broiler | Codes & Standards Forecast | Avg. Replacement Usage | 0.069296 | 0.072082 | 0.07174 | 0.070998 | 0.070998 | 0.070998 | 0.070998 | 0.070998 | 0.070998 | 0.070998 | 0.070998 | 0.070998 | 0.070998 | 0.070998 | 0.070998 | 0.070998 | 0.070998 | 0.070998 | 0.070998 | 0.070998 | 0.070998 | 0.070998 | 0.070998 | 0.070998 | 0.070998 | 0.070998 | 0.070998 | 0.070998 | 0.070998 | 0.070998 | 0.070998
F7_Commercial_Lodging_Existing_Food Preparation_Natural Gas_Broiler_Codes & Standards Forecast | F7 | Commercial | Lodging | Existing | Food Preparation | Natural Gas | Broiler | Codes & Standards Forecast | Avg. Replacement Demand (S) | 0 | 0 | 0 | 0 | 0 | 0 | 0 | 0 | 0 | 0 | 0 | 0 | 0 | 0 | 0 | 0 | 0 | 0 | 0 | 0 | 0 | 0 | 0 | 0 | 0 | 0 | 0 | 0 | 0 | 0 | 0
F8_Commercial_Lodging_Existing_Food Preparation_Natural Gas_Broiler_Codes & Standards Forecast | F8 | Commercial | Lodging | Existing | Food Preparation | Natural Gas | Broiler | Codes & Standards Forecast | Avg. Replacement Demand (W) | 0 | 0 | 0 | 0 | 0 | 0 | 0 | 0 | 0 | 0 | 0 | 0 | 0 | 0 | 0 | 0 | 0 | 0 | 0 | 0 | 0 | 0 | 0 | 0 | 0 | 0 | 0 | 0 | 0 | 0 | 0
F1_Commercial_Lodging_Existing_Food Preparation_Natural Gas_Griddle_Codes & Standards Forecast | F1 | Commercial | Lodging | Existing | Food Preparation | Natural Gas | Griddle | Codes & Standards Forecast | Units | 372015.6246 | 364575.3121 | 357283.8058 | 350138.1297 | 343135.3671 | 336272.6598 | 329547.2066 | 322956.2624 | 316497.1372 | 310167.1945 | 303963.8506 | 297884.5736 | 291926.8821 | 286088.3444 | 280366.5776 | 274759.246 | 269264.0611 | 263878.7799 | 258601.2043 | 253429.1802 | 248360.5966 | 243393.3846 | 238525.5169 | 233755.0066 | 229079.9065 | 224498.3083 | 220008.3422 | 215608.1753 | 211296.0118 | 207070.0916 | 202928.6898
F2_Commercial_Lodging_Existing_Food Preparation_Natural Gas_Griddle_Codes & Standards Forecast | F2 | Commercial | Lodging | Existing | Food Preparation | Natural Gas | Griddle | Codes & Standards Forecast | Usage (MMtherm) | 0.016622 | 0.01697 | 0.01658 | 0.016111 | 0.015822 | 0.01554 | 0.015265 | 0.014997 | 0.014734 | 0.014478 | 0.014221 | 0.013966 | 0.013712 | 0.01346 | 0.01321 | 0.012962 | 0.012717 | 0.012476 | 0.012237 | 0.012002 | 0.01177 | 0.011542 | 0.011318 | 0.011097 | 0.01088 | 0.010666 | 0.010457 | 0.010251 | 0.010048 | 0.0098499 | 0.009655
F3_Commercial_Lodging_Existing_Food Preparation_Natural Gas_Griddle_Codes & Standards Forecast | F3 | Commercial | Lodging | Existing | Food Preparation | Natural Gas | Griddle | Codes & Standards Forecast | Peak Demand (S) | 0 | 0 | 0 | 0 | 0 | 0 | 0 | 0 | 0 | 0 | 0 | 0 | 0 | 0 | 0 | 0 | 0 | 0 | 0 | 0 | 0 | 0 | 0 | 0 | 0 | 0 | 0 | 0 | 0 | 0 | 0
F4_Commercial_Lodging_Existing_Food Preparation_Natural Gas_Griddle_Codes & Standards Forecast | F4 | Commercial | Lodging | Existing | Food Preparation | Natural Gas | Griddle | Codes & Standards Forecast | Peak Demand (W) | 0 | 0 | 0 | 0 | 0 | 0 | 0 | 0 | 0 | 0 | 0 | 0 | 0 | 0 | 0 | 0 | 0 | 0 | 0 | 0 | 0 | 0 | 0 | 0 | 0 | 0 | 0 | 0 | 0 | 0 | 0
F5_Commercial_Lodging_Existing_Food Preparation_Natural Gas_Griddle_Codes & Standards Forecast | F5 | Commercial | Lodging | Existing | Food Preparation | Natural Gas | Griddle | Codes & Standards Forecast | Turnover | 0 | 13502.7893 | 15070.6132 | 16370.1983 | 17437.441 | 18303.5843 | 18995.8187 | 19537.8045 | 19950.1276 | 20250.6963 | 17640.6066 | 15366.9284 | 15548.7234 | 15769.7973 | 16000.9462 | 16222.1566 | 16420.2448 | 19149.0631 | 19075.4172 | 18963.3744 | 18818.8413 | 18196.2157 | 17264.4102 | 16493.6951 | 15864.4965 | 15355.6402 | 14412.3007 | 13733.3733 | 14073.5997 | 14317.7163 | 14477.3866
F6_Commercial_Lodging_Existing_Food Preparation_Natural Gas_Griddle_Codes & Standards Forecast | F6 | Commercial | Lodging | Existing | Food Preparation | Natural Gas | Griddle | Codes & Standards Forecast | Avg. Replacement Usage | 0.046519 | 0.048389 | 0.04816 | 0.047661 | 0.047661 | 0.047661 | 0.047661 | 0.047661 | 0.047661 | 0.047661 | 0.047661 | 0.047661 | 0.047661 | 0.047661 | 0.047661 | 0.047661 | 0.047661 | 0.047661 | 0.047661 | 0.047661 | 0.047661 | 0.047661 | 0.047661 | 0.047661 | 0.047661 | 0.047661 | 0.047661 | 0.047661 | 0.047661 | 0.047661 | 0.047661
F7_Commercial_Lodging_Existing_Food Preparation_Natural Gas_Griddle_Codes & Standards Forecast | F7 | Commercial | Lodging | Existing | Food Preparation | Natural Gas | Griddle | Codes & Standards Forecast | Avg. Replacement Demand (S) | 0 | 0 | 0 | 0 | 0 | 0 | 0 | 0 | 0 | 0 | 0 | 0 | 0 | 0 | 0 | 0 | 0 | 0 | 0 | 0 | 0 | 0 | 0 | 0 | 0 | 0 | 0 | 0 | 0 | 0 | 0
F8_Commercial_Lodging_Existing_Food Preparation_Natural Gas_Griddle_Codes & Standards Forecast | F8 | Commercial | Lodging | Existing | Food Preparation | Natural Gas | Griddle | Codes & Standards Forecast | Avg. Replacement Demand (W) | 0 | 0 | 0 | 0 | 0 | 0 | 0 | 0 | 0 | 0 | 0 | 0 | 0 | 0 | 0 | 0 | 0 | 0 | 0 | 0 | 0 | 0 | 0 | 0 | 0 | 0 | 0 | 0 | 0 | 0 | 0
F1_Commercial_Lodging_Existing_Food Preparation_Natural Gas_Range_Codes & Standards Forecast | F1 | Commercial | Lodging | Existing | Food Preparation | Natural Gas | Range | Codes & Standards Forecast | Units | 1056832.949 | 1035696.29 | 1014982.3642 | 994682.717 | 974789.0626 | 955293.2814 | 936187.4157 | 917463.6674 | 899114.3941 | 881132.1062 | 863509.4641 | 846239.2748 | 829314.4893 | 812728.1995 | 796473.6355 | 780544.1628 | 764933.2795 | 749634.614 | 734641.9217 | 719949.0832 | 705550.1016 | 691439.0995 | 677610.3176 | 664058.1112 | 650776.949 | 637761.41 | 625006.1818 | 612506.0582 | 600255.937 | 588250.8183 | 576485.8019
F2_Commercial_Lodging_Existing_Food Preparation_Natural Gas_Range_Codes & Standards Forecast | F2 | Commercial | Lodging | Existing | Food Preparation | Natural Gas | Range | Codes & Standards Forecast | Usage (MMtherm) | 0.048981 | 0.050276 | 0.049475 | 0.048487 | 0.048072 | 0.047703 | 0.047367 | 0.047055 | 0.046759 | 0.046475 | 0.046056 | 0.045535 | 0.044938 | 0.044285 | 0.043592 | 0.042872 | 0.042133 | 0.041383 | 0.040628 | 0.039873 | 0.03912 | 0.038373 | 0.037633 | 0.036902 | 0.036181 | 0.03547 | 0.034771 | 0.034084 | 0.033409 | 0.032746 | 0.032095
F3_Commercial_Lodging_Existing_Food Preparation_Natural Gas_Range_Codes & Standards Forecast | F3 | Commercial | Lodging | Existing | Food Preparation | Natural Gas | Range | Codes & Standards Forecast | Peak Demand (S) | 0 | 0 | 0 | 0 | 0 | 0 | 0 | 0 | 0 | 0 | 0 | 0 | 0 | 0 | 0 | 0 | 0 | 0 | 0 | 0 | 0 | 0 | 0 | 0 | 0 | 0 | 0 | 0 | 0 | 0 | 0
F4_Commercial_Lodging_Existing_Food Preparation_Natural Gas_Range_Codes & Standards Forecast | F4 | Commercial | Lodging | Existing | Food Preparation | Natural Gas | Range | Codes & Standards Forecast | Peak Demand (W) | 0 | 0 | 0 | 0 | 0 | 0 | 0 | 0 | 0 | 0 | 0 | 0 | 0 | 0 | 0 | 0 | 0 | 0 | 0 | 0 | 0 | 0 | 0 | 0 | 0 | 0 | 0 | 0 | 0 | 0 | 0
F5_Commercial_Lodging_Existing_Food Preparation_Natural Gas_Range_Codes & Standards Forecast | F5 | Commercial | Lodging | Existing | Food Preparation | Natural Gas | Range | Codes & Standards Forecast | Turnover | 0 | 41427.8516 | 52779.0829 | 61272.4554 | 67533.3863 | 72052.0405 | 75212.548 | 77315.911 | 78597.9621 | 79243.4444 | 69034.9361 | 62924.2784 | 59549.7888 | 57948.1963 | 57446.0314 | 65763.9461 | 66857.5993 | 67409.0502 | 67541.5338 | 65623.6663 | 62850.644 | 59917.5356 | 57196.964 | 54859.6036 | 52272.3282 | 51195.5165 | 50959.6704 | 51133.7835 | 51161.3623 | 52461.1185 | 51596.6543
F6_Commercial_Lodging_Existing_Food Preparation_Natural Gas_Range_Codes & Standards Forecast | F6 | Commercial | Lodging | Existing | Food Preparation | Natural Gas | Range | Codes & Standards Forecast | Avg. Replacement Usage | 0.054366 | 0.056551 | 0.056282 | 0.0557 | 0.0557 | 0.0557 | 0.0557 | 0.0557 | 0.0557 | 0.0557 | 0.0557 | 0.0557 | 0.0557 | 0.0557 | 0.0557 | 0.0557 | 0.0557 | 0.0557 | 0.0557 | 0.0557 | 0.0557 | 0.0557 | 0.0557 | 0.0557 | 0.0557 | 0.0557 | 0.0557 | 0.0557 | 0.0557 | 0.0557 | 0.0557
F7_Commercial_Lodging_Existing_Food Preparation_Natural Gas_Range_Codes & Standards Forecast | F7 | Commercial | Lodging | Existing | Food Preparation | Natural Gas | Range | Codes & Standards Forecast | Avg. Replacement Demand (S) | 0 | 0 | 0 | 0 | 0 | 0 | 0 | 0 | 0 | 0 | 0 | 0 | 0 | 0 | 0 | 0 | 0 | 0 | 0 | 0 | 0 | 0 | 0 | 0 | 0 | 0 | 0 | 0 | 0 | 0 | 0
F8_Commercial_Lodging_Existing_Food Preparation_Natural Gas_Range_Codes & Standards Forecast | F8 | Commercial | Lodging | Existing | Food Preparation | Natural Gas | Range | Codes & Standards Forecast | Avg. Replacement Demand (W) | 0 | 0 | 0 | 0 | 0 | 0 | 0 | 0 | 0 | 0 | 0 | 0 | 0 | 0 | 0 | 0 | 0 | 0 | 0 | 0 | 0 | 0 | 0 | 0 | 0 | 0 | 0 | 0 | 0 | 0 | 0
F1_Commercial_Lodging_Existing_Food Preparation_Natural Gas_Steamer_Codes & Standards Forecast | F1 | Commercial | Lodging | Existing | Food Preparation | Natural Gas | Steamer | Codes & Standards Forecast | Units | 183634.3316 | 179961.645 | 176362.4121 | 172835.1638 | 169378.4606 | 165990.8913 | 162671.0735 | 159417.6521 | 156229.299 | 153104.713 | 150042.6188 | 147041.7664 | 144100.9311 | 141218.9124 | 138394.5342 | 135626.6435 | 132914.1106 | 130255.8284 | 127650.7119 | 125097.6976 | 122595.7437 | 120143.8288 | 117740.9522 | 115386.1332 | 113078.4105 | 110816.8423 | 108600.5055 | 106428.4953 | 104299.9254 | 102213.9269 | 100169.6484
F2_Commercial_Lodging_Existing_Food Preparation_Natural Gas_Steamer_Codes & Standards Forecast | F2 | Commercial | Lodging | Existing | Food Preparation | Natural Gas | Steamer | Codes & Standards Forecast | Usage (MMtherm) | 0.014215 | 0.014842 | 0.014866 | 0.013998 | 0.013272 | 0.012537 | 0.011799 | 0.011062 | 0.01033 | 0.009604 | 0.0088956 | 0.0081963 | 0.0075782 | 0.007031 | 0.0065457 | 0.0061146 | 0.0057308 | 0.0053883 | 0.0050821 | 0.0046594 | 0.0042664 | 0.0040819 | 0.0039139 | 0.0037604 | 0.0036197 | 0.0034902 | 0.0033707 | 0.00326 | 0.0031571 | 0.0030611 | 0.0029712
F3_Commercial_Lodging_Existing_Food Preparation_Natural Gas_Steamer_Codes & Standards Forecast | F3 | Commercial | Lodging | Existing | Food Preparation | Natural Gas | Steamer | Codes & Standards Forecast | Peak Demand (S) | 0 | 0 | 0 | 0 | 0 | 0 | 0 | 0 | 0 | 0 | 0 | 0 | 0 | 0 | 0 | 0 | 0 | 0 | 0 | 0 | 0 | 0 | 0 | 0 | 0 | 0 | 0 | 0 | 0 | 0 | 0
F4_Commercial_Lodging_Existing_Food Preparation_Natural Gas_Steamer_Codes & Standards Forecast | F4 | Commercial | Lodging | Existing | Food Preparation | Natural Gas | Steamer | Codes & Standards Forecast | Peak Demand (W) | 0 | 0 | 0 | 0 | 0 | 0 | 0 | 0 | 0 | 0 | 0 | 0 | 0 | 0 | 0 | 0 | 0 | 0 | 0 | 0 | 0 | 0 | 0 | 0 | 0 | 0 | 0 | 0 | 0 | 0 | 0
F5_Commercial_Lodging_Existing_Food Preparation_Natural Gas_Steamer_Codes & Standards Forecast | F5 | Commercial | Lodging | Existing | Food Preparation | Natural Gas | Steamer | Codes & Standards Forecast | Turnover | 0 | 6665.2461 | 7439.1552 | 8080.6564 | 8607.4686 | 9035.0143 | 9376.715 | 9644.25 | 9847.7809 | 9996.1476 | 9325.2146 | 8812.4512 | 8425.2052 | 8136.6741 | 7924.9386 | 7772.1482 | 7663.8349 | 7588.3367 | 7536.314 | 8855.6329 | 8724.8158 | 8549.9552 | 8349.0986 | 8135.5214 | 7918.7717 | 7705.5113 | 7500.1882 | 7305.5723 | 7083.5126 | 6908.9412 | 6765.3448
F6_Commercial_Lodging_Existing_Food Preparation_Natural Gas_Steamer_Codes & Standards Forecast | F6 | Commercial | Lodging | Existing | Food Preparation | Natural Gas | Steamer | Codes & Standards Forecast | Avg. Replacement Usage | 0.12809 | 0.13324 | 0.13261 | 0.027375 | 0.027375 | 0.027375 | 0.027375 | 0.027375 | 0.027375 | 0.027375 | 0.027375 | 0.027375 | 0.027375 | 0.027375 | 0.027375 | 0.027375 | 0.027375 | 0.027375 | 0.027375 | 0.027375 | 0.027375 | 0.027375 | 0.027375 | 0.027375 | 0.027375 | 0.027375 | 0.027375 | 0.027375 | 0.027375 | 0.027375 | 0.027375
F7_Commercial_Lodging_Existing_Food Preparation_Natural Gas_Steamer_Codes & Standards Forecast | F7 | Commercial | Lodging | Existing | Food Preparation | Natural Gas | Steamer | Codes & Standards Forecast | Avg. Replacement Demand (S) | 0 | 0 | 0 | 0 | 0 | 0 | 0 | 0 | 0 | 0 | 0 | 0 | 0 | 0 | 0 | 0 | 0 | 0 | 0 | 0 | 0 | 0 | 0 | 0 | 0 | 0 | 0 | 0 | 0 | 0 | 0
F8_Commercial_Lodging_Existing_Food Preparation_Natural Gas_Steamer_Codes & Standards Forecast | F8 | Commercial | Lodging | Existing | Food Preparation | Natural Gas | Steamer | Codes & Standards Forecast | Avg. Replacement Demand (W) | 0 | 0 | 0 | 0 | 0 | 0 | 0 | 0 | 0 | 0 | 0 | 0 | 0 | 0 | 0 | 0 | 0 | 0 | 0 | 0 | 0 | 0 | 0 | 0 | 0 | 0 | 0 | 0 | 0 | 0 | 0
F1_Commercial_Lodging_Existing_Food Preparation_Natural Gas_Food Prep Other_Codes & Standards Forecast | F1 | Commercial | Lodging | Existing | Food Preparation | Natural Gas | Food Prep Other | Codes & Standards Forecast | Units | 183634.3316 | 179961.645 | 176362.4121 | 172835.1638 | 169378.4606 | 165990.8913 | 162671.0735 | 159417.6521 | 156229.299 | 153104.713 | 150042.6188 | 147041.7664 | 144100.9311 | 141218.9124 | 138394.5342 | 135626.6435 | 132914.1106 | 130255.8284 | 127650.7119 | 125097.6976 | 122595.7437 | 120143.8288 | 117740.9522 | 115386.1332 | 113078.4105 | 110816.8423 | 108600.5055 | 106428.4953 | 104299.9254 | 102213.9269 | 100169.6484
F2_Commercial_Lodging_Existing_Food Preparation_Natural Gas_Food Prep Other_Codes & Standards Forecast | F2 | Commercial | Lodging | Existing | Food Preparation | Natural Gas | Food Prep Other | Codes & Standards Forecast | Usage (MMtherm) | 0.01011 | 0.010306 | 0.010052 | 0.009749 | 0.009554 | 0.0093629 | 0.0091756 | 0.0089921 | 0.0088123 | 0.0086361 | 0.0084633 | 0.0082941 | 0.0081282 | 0.0079656 | 0.0078063 | 0.0076502 | 0.0074972 | 0.0073472 | 0.0072003 | 0.0070563 | 0.0069152 | 0.0067769 | 0.0066413 | 0.0065085 | 0.0063783 | 0.0062508 | 0.0061257 | 0.0060032 | 0.0058832 | 0.0057655 | 0.0056502
F3_Commercial_Lodging_Existing_Food Preparation_Natural Gas_Food Prep Other_Codes & Standards Forecast | F3 | Commercial | Lodging | Existing | Food Preparation | Natural Gas | Food Prep Other | Codes & Standards Forecast | Peak Demand (S) | 0 | 0 | 0 | 0 | 0 | 0 | 0 | 0 | 0 | 0 | 0 | 0 | 0 | 0 | 0 | 0 | 0 | 0 | 0 | 0 | 0 | 0 | 0 | 0 | 0 | 0 | 0 | 0 | 0 | 0 | 0
F4_Commercial_Lodging_Existing_Food Preparation_Natural Gas_Food Prep Other_Codes & Standards Forecast | F4 | Commercial | Lodging | Existing | Food Preparation | Natural Gas | Food Prep Other | Codes & Standards Forecast | Peak Demand (W) | 0 | 0 | 0 | 0 | 0 | 0 | 0 | 0 | 0 | 0 | 0 | 0 | 0 | 0 | 0 | 0 | 0 | 0 | 0 | 0 | 0 | 0 | 0 | 0 | 0 | 0 | 0 | 0 | 0 | 0 | 0
F5_Commercial_Lodging_Existing_Food Preparation_Natural Gas_Food Prep Other_Codes & Standards Forecast | F5 | Commercial | Lodging | Existing | Food Preparation | Natural Gas | Food Prep Other | Codes & Standards Forecast | Turnover | 0 | 7198.4658 | 9170.8454 | 10646.6461 | 11734.5397 | 12519.697 | 13068.8639 | 13434.3423 | 13657.1104 | 13769.2688 | 11995.4477 | 10933.6654 | 10347.3171 | 10069.0259 | 9981.7701 | 11427.0834 | 11617.1156 | 11712.9352 | 11735.9555 | 11402.7086 | 10920.8707 | 10411.2165 | 9938.4924 | 9532.3548 | 9082.7922 | 8895.6864 | 8854.706 | 8884.9597 | 8889.7518 | 9115.5962 | 8965.3877
F6_Commercial_Lodging_Existing_Food Preparation_Natural Gas_Food Prep Other_Codes & Standards Forecast | F6 | Commercial | Lodging | Existing | Food Preparation | Natural Gas | Food Prep Other | Codes & Standards Forecast | Avg. Replacement Usage | 0.055055 | 0.057267 | 0.056996 | 0.056406 | 0.056406 | 0.056406 | 0.056406 | 0.056406 | 0.056406 | 0.056406 | 0.056406 | 0.056406 | 0.056406 | 0.056406 | 0.056406 | 0.056406 | 0.056406 | 0.056406 | 0.056406 | 0.056406 | 0.056406 | 0.056406 | 0.056406 | 0.056406 | 0.056406 | 0.056406 | 0.056406 | 0.056406 | 0.056406 | 0.056406 | 0.056406
F7_Commercial_Lodging_Existing_Food Preparation_Natural Gas_Food Prep Other_Codes & Standards Forecast | F7 | Commercial | Lodging | Existing | Food Preparation | Natural Gas | Food Prep Other | Codes & Standards Forecast | Avg. Replacement Demand (S) | 0 | 0 | 0 | 0 | 0 | 0 | 0 | 0 | 0 | 0 | 0 | 0 | 0 | 0 | 0 | 0 | 0 | 0 | 0 | 0 | 0 | 0 | 0 | 0 | 0 | 0 | 0 | 0 | 0 | 0 | 0
F8_Commercial_Lodging_Existing_Food Preparation_Natural Gas_Food Prep Other_Codes & Standards Forecast | F8 | Commercial | Lodging | Existing | Food Preparation | Natural Gas | Food Prep Other | Codes & Standards Forecast | Avg. Replacement Demand (W) | 0 | 0 | 0 | 0 | 0 | 0 | 0 | 0 | 0 | 0 | 0 | 0 | 0 | 0 | 0 | 0 | 0 | 0 | 0 | 0 | 0 | 0 | 0 | 0 | 0 | 0 | 0 | 0 | 0 | 0 | 0
F1_Commercial_Lodging_Existing_Miscellaneous_Natural Gas_Pool Heater_Codes & Standards Forecast | F1 | Commercial | Lodging | Existing | Miscellaneous | Natural Gas | Pool Heater | Codes & Standards Forecast | Units | 1587268.219 | 1555522.8546 | 1524412.3975 | 1493924.1495 | 1464045.6665 | 1434764.7532 | 1406069.4581 | 1377948.069 | 1350389.1076 | 1323381.3255 | 1296913.6989 | 1270975.425 | 1245555.9165 | 1220644.7981 | 1196231.9022 | 1172307.2641 | 1148861.1188 | 1125883.8965 | 1103366.2185 | 1081298.8942 | 1059672.9163 | 1038479.458 | 1017709.8688 | 997355.6714 | 977408.558 | 957860.3868 | 938703.1791 | 919929.1155 | 901530.5332 | 883499.9225 | 865829.9241
F2_Commercial_Lodging_Existing_Miscellaneous_Natural Gas_Pool Heater_Codes & Standards Forecast | F2 | Commercial | Lodging | Existing | Miscellaneous | Natural Gas | Pool Heater | Codes & Standards Forecast | Usage (MMtherm) | 0.041201 | 0.042077 | 0.041112 | 0.039941 | 0.039208 | 0.038486 | 0.037766 | 0.037049 | 0.036338 | 0.035635 | 0.034941 | 0.034257 | 0.033583 | 0.032921 | 0.032269 | 0.031629 | 0.031001 | 0.030385 | 0.02978 | 0.029186 | 0.028604 | 0.028033 | 0.027473 | 0.026925 | 0.026387 | 0.02586 | 0.025343 | 0.024836 | 0.02434 | 0.023853 | 0.023376
F3_Commercial_Lodging_Existing_Miscellaneous_Natural Gas_Pool Heater_Codes & Standards Forecast | F3 | Commercial | Lodging | Existing | Miscellaneous | Natural Gas | Pool Heater | Codes & Standards Forecast | Peak Demand (S) | 0 | 0 | 0 | 0 | 0 | 0 | 0 | 0 | 0 | 0 | 0 | 0 | 0 | 0 | 0 | 0 | 0 | 0 | 0 | 0 | 0 | 0 | 0 | 0 | 0 | 0 | 0 | 0 | 0 | 0 | 0
F4_Commercial_Lodging_Existing_Miscellaneous_Natural Gas_Pool Heater_Codes & Standards Forecast | F4 | Commercial | Lodging | Existing | Miscellaneous | Natural Gas | Pool Heater | Codes & Standards Forecast | Peak Demand (W) | 0 | 0 | 0 | 0 | 0 | 0 | 0 | 0 | 0 | 0 | 0 | 0 | 0 | 0 | 0 | 0 | 0 | 0 | 0 | 0 | 0 | 0 | 0 | 0 | 0 | 0 | 0 | 0 | 0 | 0 | 0
F5_Commercial_Lodging_Existing_Miscellaneous_Natural Gas_Pool Heater_Codes & Standards Forecast | F5 | Commercial | Lodging | Existing | Miscellaneous | Natural Gas | Pool Heater | Codes & Standards Forecast | Turnover | 0 | 186662.7425 | 176831.8381 | 168514.6441 | 161396.3943 | 155230.0682 | 155446.0404 | 153838.0909 | 151073.8415 | 147619.8032 | 143797.0631 | 180820.509 | 168268.709 | 158210.4742 | 149921.5562 | 142905.3536 | 145438.517 | 144765.6086 | 142165.122 | 138468.2475 | 134207.7106 | 140057.9042 | 134062.848 | 129372.9262 | 125363.5748 | 121687.1013 | 121877.6981 | 120267.4555 | 117741.4097 | 114790.1865 | 111675.2113
F6_Commercial_Lodging_Existing_Miscellaneous_Natural Gas_Pool Heater_Codes & Standards Forecast | F6 | Commercial | Lodging | Existing | Miscellaneous | Natural Gas | Pool Heater | Codes & Standards Forecast | Avg. Replacement Usage | 0.026352 | 0.027412 | 0.027282 | 0.026999 | 0.026999 | 0.026999 | 0.026999 | 0.026999 | 0.026999 | 0.026999 | 0.026999 | 0.026999 | 0.026999 | 0.026999 | 0.026999 | 0.026999 | 0.026999 | 0.026999 | 0.026999 | 0.026999 | 0.026999 | 0.026999 | 0.026999 | 0.026999 | 0.026999 | 0.026999 | 0.026999 | 0.026999 | 0.026999 | 0.026999 | 0.026999
F7_Commercial_Lodging_Existing_Miscellaneous_Natural Gas_Pool Heater_Codes & Standards Forecast | F7 | Commercial | Lodging | Existing | Miscellaneous | Natural Gas | Pool Heater | Codes & Standards Forecast | Avg. Replacement Demand (S) | 0 | 0 | 0 | 0 | 0 | 0 | 0 | 0 | 0 | 0 | 0 | 0 | 0 | 0 | 0 | 0 | 0 | 0 | 0 | 0 | 0 | 0 | 0 | 0 | 0 | 0 | 0 | 0 | 0 | 0 | 0
F8_Commercial_Lodging_Existing_Miscellaneous_Natural Gas_Pool Heater_Codes & Standards Forecast | F8 | Commercial | Lodging | Existing | Miscellaneous | Natural Gas | Pool Heater | Codes & Standards Forecast | Avg. Replacement Demand (W) | 0 | 0 | 0 | 0 | 0 | 0 | 0 | 0 | 0 | 0 | 0 | 0 | 0 | 0 | 0 | 0 | 0 | 0 | 0 | 0 | 0 | 0 | 0 | 0 | 0 | 0 | 0 | 0 | 0 | 0 | 0
F1_Commercial_Lodging_Existing_Miscellaneous_Natural Gas_Miscellaneous_Codes & Standards Forecast | F1 | Commercial | Lodging | Existing | Miscellaneous | Natural Gas | Miscellaneous | Codes & Standards Forecast | Units | 3701701.1636 | 3627667.1403 | 3555113.7975 | 3484011.5216 | 3414331.2911 | 3346044.6653 | 3279123.772 | 3213541.2966 | 3149270.4706 | 3086285.0612 | 3024559.36 | 2964068.1728 | 2904786.8093 | 2846691.0731 | 2789757.2517 | 2733962.1067 | 2679282.8645 | 2625697.2072 | 2573183.2631 | 2521719.5978 | 2471285.2059 | 2421859.5017 | 2373422.3117 | 2325953.8655 | 2279434.7882 | 2233846.0924 | 2189169.1706 | 2145385.7871 | 2102478.0714 | 2060428.51 | 2019219.9398
F2_Commercial_Lodging_Existing_Miscellaneous_Natural Gas_Miscellaneous_Codes & Standards Forecast | F2 | Commercial | Lodging | Existing | Miscellaneous | Natural Gas | Miscellaneous | Codes & Standards Forecast | Usage (MMtherm) | 0.020686 | 0.021087 | 0.020568 | 0.019948 | 0.019549 | 0.019158 | 0.018775 | 0.018399 | 0.018031 | 0.017671 | 0.017317 | 0.016971 | 0.016631 | 0.016299 | 0.015973 | 0.015653 | 0.01534 | 0.015033 | 0.014733 | 0.014438 | 0.014149 | 0.013866 | 0.013589 | 0.013317 | 0.013051 | 0.01279 | 0.012534 | 0.012283 | 0.012038 | 0.011797 | 0.011561
F3_Commercial_Lodging_Existing_Miscellaneous_Natural Gas_Miscellaneous_Codes & Standards Forecast | F3 | Commercial | Lodging | Existing | Miscellaneous | Natural Gas | Miscellaneous | Codes & Standards Forecast | Peak Demand (S) | 0 | 0 | 0 | 0 | 0 | 0 | 0 | 0 | 0 | 0 | 0 | 0 | 0 | 0 | 0 | 0 | 0 | 0 | 0 | 0 | 0 | 0 | 0 | 0 | 0 | 0 | 0 | 0 | 0 | 0 | 0
F4_Commercial_Lodging_Existing_Miscellaneous_Natural Gas_Miscellaneous_Codes & Standards Forecast | F4 | Commercial | Lodging | Existing | Miscellaneous | Natural Gas | Miscellaneous | Codes & Standards Forecast | Peak Demand (W) | 0 | 0 | 0 | 0 | 0 | 0 | 0 | 0 | 0 | 0 | 0 | 0 | 0 | 0 | 0 | 0 | 0 | 0 | 0 | 0 | 0 | 0 | 0 | 0 | 0 | 0 | 0 | 0 | 0 | 0 | 0
F5_Commercial_Lodging_Existing_Miscellaneous_Natural Gas_Miscellaneous_Codes & Standards Forecast | F5 | Commercial | Lodging | Existing | Miscellaneous | Natural Gas | Miscellaneous | Codes & Standards Forecast | Turnover | 0 | 310942.8977 | 362766.714 | 404267.2261 | 381392.6082 | 369145.9522 | 364438.754 | 357409.0779 | 349857.5136 | 342881.2885 | 336076.0773 | 403367.4148 | 398748.7144 | 391743.1822 | 379778.7077 | 371528.7191 | 365393.3275 | 358055.6021 | 350624.9419 | 343659.2579 | 336828.9785 | 347699.4708 | 339095.5897 | 330359.7579 | 323269.3815 | 316983.9272 | 310993.6817 | 304693.0924 | 298498.4199 | 292564.7839 | 286732.447
F6_Commercial_Lodging_Existing_Miscellaneous_Natural Gas_Miscellaneous_Codes & Standards Forecast | F6 | Commercial | Lodging | Existing | Miscellaneous | Natural Gas | Miscellaneous | Codes & Standards Forecast | Avg. Replacement Usage | 0.0055883 | 0.0058129 | 0.0057854 | 0.0057255 | 0.0057255 | 0.0057255 | 0.0057255 | 0.0057255 | 0.0057255 | 0.0057255 | 0.0057255 | 0.0057255 | 0.0057255 | 0.0057255 | 0.0057255 | 0.0057255 | 0.0057255 | 0.0057255 | 0.0057255 | 0.0057255 | 0.0057255 | 0.0057255 | 0.0057255 | 0.0057255 | 0.0057255 | 0.0057255 | 0.0057255 | 0.0057255 | 0.0057255 | 0.0057255 | 0.0057255
F7_Commercial_Lodging_Existing_Miscellaneous_Natural Gas_Miscellaneous_Codes & Standards Forecast | F7 | Commercial | Lodging | Existing | Miscellaneous | Natural Gas | Miscellaneous | Codes & Standards Forecast | Avg. Replacement Demand (S) | 0 | 0 | 0 | 0 | 0 | 0 | 0 | 0 | 0 | 0 | 0 | 0 | 0 | 0 | 0 | 0 | 0 | 0 | 0 | 0 | 0 | 0 | 0 | 0 | 0 | 0 | 0 | 0 | 0 | 0 | 0
F8_Commercial_Lodging_Existing_Miscellaneous_Natural Gas_Miscellaneous_Codes & Standards Forecast | F8 | Commercial | Lodging | Existing | Miscellaneous | Natural Gas | Miscellaneous | Codes & Standards Forecast | Avg. Replacement Demand (W) | 0 | 0 | 0 | 0 | 0 | 0 | 0 | 0 | 0 | 0 | 0 | 0 | 0 | 0 | 0 | 0 | 0 | 0 | 0 | 0 | 0 | 0 | 0 | 0 | 0 | 0 | 0 | 0 | 0 | 0 | 0
F1_Commercial_Lodging_New_Space Heating_Natural Gas_Furnace_Codes & Standards Forecast | F1 | Commercial | Lodging | New | Space Heating | Natural Gas | Furnace | Codes & Standards Forecast | Units | 0 | 0 | 0 | 0 | 0 | 0 | 0 | 0 | 0 | 0 | 0 | 0 | 0 | 0 | 0 | 0 | 0 | 0 | 0 | 0 | 0 | 0 | 0 | 0 | 0 | 0 | 0 | 0 | 0 | 0 | 0
F2_Commercial_Lodging_New_Space Heating_Natural Gas_Furnace_Codes & Standards Forecast | F2 | Commercial | Lodging | New | Space Heating | Natural Gas | Furnace | Codes & Standards Forecast | Usage (MMtherm) | 0 | 0 | 0 | 0 | 0 | 0 | 0 | 0 | 0 | 0 | 0 | 0 | 0 | 0 | 0 | 0 | 0 | 0 | 0 | 0 | 0 | 0 | 0 | 0 | 0 | 0 | 0 | 0 | 0 | 0 | 0
F3_Commercial_Lodging_New_Space Heating_Natural Gas_Furnace_Codes & Standards Forecast | F3 | Commercial | Lodging | New | Space Heating | Natural Gas | Furnace | Codes & Standards Forecast | Peak Demand (S) | 0 | 0 | 0 | 0 | 0 | 0 | 0 | 0 | 0 | 0 | 0 | 0 | 0 | 0 | 0 | 0 | 0 | 0 | 0 | 0 | 0 | 0 | 0 | 0 | 0 | 0 | 0 | 0 | 0 | 0 | 0
F4_Commercial_Lodging_New_Space Heating_Natural Gas_Furnace_Codes & Standards Forecast | F4 | Commercial | Lodging | New | Space Heating | Natural Gas | Furnace | Codes & Standards Forecast | Peak Demand (W) | 0 | 0 | 0 | 0 | 0 | 0 | 0 | 0 | 0 | 0 | 0 | 0 | 0 | 0 | 0 | 0 | 0 | 0 | 0 | 0 | 0 | 0 | 0 | 0 | 0 | 0 | 0 | 0 | 0 | 0 | 0
F5_Commercial_Lodging_New_Space Heating_Natural Gas_Furnace_Codes & Standards Forecast | F5 | Commercial | Lodging | New | Space Heating | Natural Gas | Furnace | Codes & Standards Forecast | Turnover | 0 | 0 | 0 | 0 | 0 | 0 | 0 | 0 | 0 | 0 | 0 | 0 | 0 | 0 | 0 | 0 | 0 | 0 | 0 | 0 | 0 | 0 | 0 | 0 | 0 | 0 | 0 | 0 | 0 | 0 | 0
F6_Commercial_Lodging_New_Space Heating_Natural Gas_Furnace_Codes & Standards Forecast | F6 | Commercial | Lodging | New | Space Heating | Natural Gas | Furnace | Codes & Standards Forecast | Avg. Replacement Usage | 0.092875 | 0.096608 | 0.09615 | 0.095155 | 0.095155 | 0.083653 | 0.083653 | 0.083653 | 0.083653 | 0.083653 | 0.083653 | 0.083653 | 0.083653 | 0.083653 | 0.083653 | 0.083653 | 0.083653 | 0.083653 | 0.083653 | 0.083653 | 0.083653 | 0.083653 | 0.083653 | 0.083653 | 0.083653 | 0.083653 | 0.083653 | 0.083653 | 0.083653 | 0.083653 | 0.083653
F7_Commercial_Lodging_New_Space Heating_Natural Gas_Furnace_Codes & Standards Forecast | F7 | Commercial | Lodging | New | Space Heating | Natural Gas | Furnace | Codes & Standards Forecast | Avg. Replacement Demand (S) | 0 | 0 | 0 | 0 | 0 | 0 | 0 | 0 | 0 | 0 | 0 | 0 | 0 | 0 | 0 | 0 | 0 | 0 | 0 | 0 | 0 | 0 | 0 | 0 | 0 | 0 | 0 | 0 | 0 | 0 | 0
F8_Commercial_Lodging_New_Space Heating_Natural Gas_Furnace_Codes & Standards Forecast | F8 | Commercial | Lodging | New | Space Heating | Natural Gas | Furnace | Codes & Standards Forecast | Avg. Replacement Demand (W) | 0 | 0 | 0 | 0 | 0 | 0 | 0 | 0 | 0 | 0 | 0 | 0 | 0 | 0 | 0 | 0 | 0 | 0 | 0 | 0 | 0 | 0 | 0 | 0 | 0 | 0 | 0 | 0 | 0 | 0 | 0
F1_Commercial_Lodging_New_Space Heating_Natural Gas_Boiler_Codes & Standards Forecast | F1 | Commercial | Lodging | New | Space Heating | Natural Gas | Boiler | Codes & Standards Forecast | Units | 0 | 0 | 0 | 0 | 0 | 0 | 0 | 0 | 0 | 0 | 0 | 0 | 0 | 0 | 0 | 0 | 0 | 0 | 0 | 0 | 0 | 0 | 0 | 0 | 0 | 0 | 0 | 0 | 0 | 0 | 0
F2_Commercial_Lodging_New_Space Heating_Natural Gas_Boiler_Codes & Standards Forecast | F2 | Commercial | Lodging | New | Space Heating | Natural Gas | Boiler | Codes & Standards Forecast | Usage (MMtherm) | 0 | 0 | 0 | 0 | 0 | 0 | 0 | 0 | 0 | 0 | 0 | 0 | 0 | 0 | 0 | 0 | 0 | 0 | 0 | 0 | 0 | 0 | 0 | 0 | 0 | 0 | 0 | 0 | 0 | 0 | 0
F3_Commercial_Lodging_New_Space Heating_Natural Gas_Boiler_Codes & Standards Forecast | F3 | Commercial | Lodging | New | Space Heating | Natural Gas | Boiler | Codes & Standards Forecast | Peak Demand (S) | 0 | 0 | 0 | 0 | 0 | 0 | 0 | 0 | 0 | 0 | 0 | 0 | 0 | 0 | 0 | 0 | 0 | 0 | 0 | 0 | 0 | 0 | 0 | 0 | 0 | 0 | 0 | 0 | 0 | 0 | 0
F4_Commercial_Lodging_New_Space Heating_Natural Gas_Boiler_Codes & Standards Forecast | F4 | Commercial | Lodging | New | Space Heating | Natural Gas | Boiler | Codes & Standards Forecast | Peak Demand (W) | 0 | 0 | 0 | 0 | 0 | 0 | 0 | 0 | 0 | 0 | 0 | 0 | 0 | 0 | 0 | 0 | 0 | 0 | 0 | 0 | 0 | 0 | 0 | 0 | 0 | 0 | 0 | 0 | 0 | 0 | 0
F5_Commercial_Lodging_New_Space Heating_Natural Gas_Boiler_Codes & Standards Forecast | F5 | Commercial | Lodging | New | Space Heating | Natural Gas | Boiler | Codes & Standards Forecast | Turnover | 0 | 0 | 0 | 0 | 0 | 0 | 0 | 0 | 0 | 0 | 0 | 0 | 0 | 0 | 0 | 0 | 0 | 0 | 0 | 0 | 0 | 0 | 0 | 0 | 0 | 0 | 0 | 0 | 0 | 0 | 0
F6_Commercial_Lodging_New_Space Heating_Natural Gas_Boiler_Codes & Standards Forecast | F6 | Commercial | Lodging | New | Space Heating | Natural Gas | Boiler | Codes & Standards Forecast | Avg. Replacement Usage | 0.16978 | 0.17661 | 0.17577 | 0.17395 | 0.17395 | 0.14804 | 0.14804 | 0.14804 | 0.14804 | 0.14804 | 0.14804 | 0.14804 | 0.14804 | 0.14804 | 0.14804 | 0.14804 | 0.14804 | 0.14804 | 0.14804 | 0.14804 | 0.14804 | 0.14804 | 0.14804 | 0.14804 | 0.14804 | 0.14804 | 0.14804 | 0.14804 | 0.14804 | 0.14804 | 0.14804
F7_Commercial_Lodging_New_Space Heating_Natural Gas_Boiler_Codes & Standards Forecast | F7 | Commercial | Lodging | New | Space Heating | Natural Gas | Boiler | Codes & Standards Forecast | Avg. Replacement Demand (S) | 0 | 0 | 0 | 0 | 0 | 0 | 0 | 0 | 0 | 0 | 0 | 0 | 0 | 0 | 0 | 0 | 0 | 0 | 0 | 0 | 0 | 0 | 0 | 0 | 0 | 0 | 0 | 0 | 0 | 0 | 0
F8_Commercial_Lodging_New_Space Heating_Natural Gas_Boiler_Codes & Standards Forecast | F8 | Commercial | Lodging | New | Space Heating | Natural Gas | Boiler | Codes & Standards Forecast | Avg. Replacement Demand (W) | 0 | 0 | 0 | 0 | 0 | 0 | 0 | 0 | 0 | 0 | 0 | 0 | 0 | 0 | 0 | 0 | 0 | 0 | 0 | 0 | 0 | 0 | 0 | 0 | 0 | 0 | 0 | 0 | 0 | 0 | 0
F1_Commercial_Lodging_New_Space Heating_Natural Gas_Unit Heater_Codes & Standards Forecast | F1 | Commercial | Lodging | New | Space Heating | Natural Gas | Unit Heater | Codes & Standards Forecast | Units | 0 | 2717.4842 | 5459.8884 | 8367.2904 | 9963.0335 | 11263.091 | 12544.1391 | 13806.5925 | 15050.8581 | 16277.3347 | 17486.4133 | 18678.4773 | 19853.9026 | 21013.0578 | 22156.3043 | 23283.9964 | 24396.4816 | 25494.1005 | 26577.1872 | 27646.0693 | 28701.068 | 29742.4982 | 30770.6688 | 31785.8828 | 32788.4371 | 33778.623 | 34756.7261 | 35723.0266 | 36677.7992 | 37621.3134 | 38553.8334
F2_Commercial_Lodging_New_Space Heating_Natural Gas_Unit Heater_Codes & Standards Forecast | F2 | Commercial | Lodging | New | Space Heating | Natural Gas | Unit Heater | Codes & Standards Forecast | Usage (MMtherm) | 0 | 0.00034435 | 0.00068858 | 0.0010443 | 0.0012435 | 0.0013895 | 0.0015334 | 0.0016752 | 0.0018149 | 0.0019527 | 0.0020885 | 0.0022175 | 0.0023405 | 0.0024577 | 0.0025722 | 0.0026869 | 0.0028016 | 0.0029161 | 0.0030203 | 0.0031254 | 0.0032304 | 0.0033406 | 0.003456 | 0.0035701 | 0.0036827 | 0.0037939 | 0.0039037 | 0.0040123 | 0.0041195 | 0.0042255 | 0.0043302
F3_Commercial_Lodging_New_Space Heating_Natural Gas_Unit Heater_Codes & Standards Forecast | F3 | Commercial | Lodging | New | Space Heating | Natural Gas | Unit Heater | Codes & Standards Forecast | Peak Demand (S) | 0 | 0 | 0 | 0 | 0 | 0 | 0 | 0 | 0 | 0 | 0 | 0 | 0 | 0 | 0 | 0 | 0 | 0 | 0 | 0 | 0 | 0 | 0 | 0 | 0 | 0 | 0 | 0 | 0 | 0 | 0
F4_Commercial_Lodging_New_Space Heating_Natural Gas_Unit Heater_Codes & Standards Forecast | F4 | Commercial | Lodging | New | Space Heating | Natural Gas | Unit Heater | Codes & Standards Forecast | Peak Demand (W) | 0 | 0 | 0 | 0 | 0 | 0 | 0 | 0 | 0 | 0 | 0 | 0 | 0 | 0 | 0 | 0 | 0 | 0 | 0 | 0 | 0 | 0 | 0 | 0 | 0 | 0 | 0 | 0 | 0 | 0 | 0
F5_Commercial_Lodging_New_Space Heating_Natural Gas_Unit Heater_Codes & Standards Forecast | F5 | Commercial | Lodging | New | Space Heating | Natural Gas | Unit Heater | Codes & Standards Forecast | Turnover | 0 | 2717.4842 | 2742.4043 | 2907.402 | 1595.7431 | 1300.0576 | 1281.048 | 1262.4534 | 1244.2656 | 1226.4766 | 1209.0786 | 1580.276 | 1899.9505 | 2195.5199 | 2259.5224 | 2270.2226 | 2274.8038 | 2274.2426 | 3061.1319 | 2946.821 | 2885.4594 | 2453.9891 | 2424.2068 | 2519.9235 | 2609.6766 | 2686.7376 | 2752.0794 | 2806.6743 | 3077.6915 | 3277.2728 | 3431.2093
F6_Commercial_Lodging_New_Space Heating_Natural Gas_Unit Heater_Codes & Standards Forecast | F6 | Commercial | Lodging | New | Space Heating | Natural Gas | Unit Heater | Codes & Standards Forecast | Avg. Replacement Usage | 0.12182 | 0.12672 | 0.12612 | 0.12481 | 0.12481 | 0.11232 | 0.11232 | 0.11232 | 0.11232 | 0.11232 | 0.11232 | 0.11232 | 0.11232 | 0.11232 | 0.11232 | 0.11232 | 0.11232 | 0.11232 | 0.11232 | 0.11232 | 0.11232 | 0.11232 | 0.11232 | 0.11232 | 0.11232 | 0.11232 | 0.11232 | 0.11232 | 0.11232 | 0.11232 | 0.11232
F7_Commercial_Lodging_New_Space Heating_Natural Gas_Unit Heater_Codes & Standards Forecast | F7 | Commercial | Lodging | New | Space Heating | Natural Gas | Unit Heater | Codes & Standards Forecast | Avg. Replacement Demand (S) | 0 | 0 | 0 | 0 | 0 | 0 | 0 | 0 | 0 | 0 | 0 | 0 | 0 | 0 | 0 | 0 | 0 | 0 | 0 | 0 | 0 | 0 | 0 | 0 | 0 | 0 | 0 | 0 | 0 | 0 | 0
F8_Commercial_Lodging_New_Space Heating_Natural Gas_Unit Heater_Codes & Standards Forecast | F8 | Commercial | Lodging | New | Space Heating | Natural Gas | Unit Heater | Codes & Standards Forecast | Avg. Replacement Demand (W) | 0 | 0 | 0 | 0 | 0 | 0 | 0 | 0 | 0 | 0 | 0 | 0 | 0 | 0 | 0 | 0 | 0 | 0 | 0 | 0 | 0 | 0 | 0 | 0 | 0 | 0 | 0 | 0 | 0 | 0 | 0
F1_Commercial_Lodging_New_Water Heating_Natural Gas_Water Heater_Codes & Standards Forecast | F1 | Commercial | Lodging | New | Water Heating | Natural Gas | Water Heater | Codes & Standards Forecast | Units | 0 | 0 | 0 | 0 | 0 | 0 | 0 | 0 | 0 | 0 | 0 | 0 | 0 | 0 | 0 | 0 | 0 | 0 | 0 | 0 | 0 | 0 | 0 | 0 | 0 | 0 | 0 | 0 | 0 | 0 | 0
F2_Commercial_Lodging_New_Water Heating_Natural Gas_Water Heater_Codes & Standards Forecast | F2 | Commercial | Lodging | New | Water Heating | Natural Gas | Water Heater | Codes & Standards Forecast | Usage (MMtherm) | 0 | 0 | 0 | 0 | 0 | 0 | 0 | 0 | 0 | 0 | 0 | 0 | 0 | 0 | 0 | 0 | 0 | 0 | 0 | 0 | 0 | 0 | 0 | 0 | 0 | 0 | 0 | 0 | 0 | 0 | 0
F3_Commercial_Lodging_New_Water Heating_Natural Gas_Water Heater_Codes & Standards Forecast | F3 | Commercial | Lodging | New | Water Heating | Natural Gas | Water Heater | Codes & Standards Forecast | Peak Demand (S) | 0 | 0 | 0 | 0 | 0 | 0 | 0 | 0 | 0 | 0 | 0 | 0 | 0 | 0 | 0 | 0 | 0 | 0 | 0 | 0 | 0 | 0 | 0 | 0 | 0 | 0 | 0 | 0 | 0 | 0 | 0
F4_Commercial_Lodging_New_Water Heating_Natural Gas_Water Heater_Codes & Standards Forecast | F4 | Commercial | Lodging | New | Water Heating | Natural Gas | Water Heater | Codes & Standards Forecast | Peak Demand (W) | 0 | 0 | 0 | 0 | 0 | 0 | 0 | 0 | 0 | 0 | 0 | 0 | 0 | 0 | 0 | 0 | 0 | 0 | 0 | 0 | 0 | 0 | 0 | 0 | 0 | 0 | 0 | 0 | 0 | 0 | 0
F5_Commercial_Lodging_New_Water Heating_Natural Gas_Water Heater_Codes & Standards Forecast | F5 | Commercial | Lodging | New | Water Heating | Natural Gas | Water Heater | Codes & Standards Forecast | Turnover | 0 | 0 | 0 | 0 | 0 | 0 | 0 | 0 | 0 | 0 | 0 | 0 | 0 | 0 | 0 | 0 | 0 | 0 | 0 | 0 | 0 | 0 | 0 | 0 | 0 | 0 | 0 | 0 | 0 | 0 | 0
F6_Commercial_Lodging_New_Water Heating_Natural Gas_Water Heater_Codes & Standards Forecast | F6 | Commercial | Lodging | New | Water Heating | Natural Gas | Water Heater | Codes & Standards Forecast | Avg. Replacement Usage | 1.353 | 1.4073 | 1.4007 | 1.3862 | 1.3862 | 1.3862 | 1.3862 | 1.3862 | 1.3862 | 1.3862 | 1.3862 | 1.3862 | 1.3862 | 1.3862 | 1.3862 | 1.3862 | 1.3862 | 1.3862 | 1.3862 | 1.3862 | 1.3862 | 1.3862 | 1.3862 | 1.3862 | 1.3862 | 1.3862 | 1.3862 | 1.3862 | 1.3862 | 1.3862 | 1.3862
F7_Commercial_Lodging_New_Water Heating_Natural Gas_Water Heater_Codes & Standards Forecast | F7 | Commercial | Lodging | New | Water Heating | Natural Gas | Water Heater | Codes & Standards Forecast | Avg. Replacement Demand (S) | 0 | 0 | 0 | 0 | 0 | 0 | 0 | 0 | 0 | 0 | 0 | 0 | 0 | 0 | 0 | 0 | 0 | 0 | 0 | 0 | 0 | 0 | 0 | 0 | 0 | 0 | 0 | 0 | 0 | 0 | 0
F8_Commercial_Lodging_New_Water Heating_Natural Gas_Water Heater_Codes & Standards Forecast | F8 | Commercial | Lodging | New | Water Heating | Natural Gas | Water Heater | Codes & Standards Forecast | Avg. Replacement Demand (W) | 0 | 0 | 0 | 0 | 0 | 0 | 0 | 0 | 0 | 0 | 0 | 0 | 0 | 0 | 0 | 0 | 0 | 0 | 0 | 0 | 0 | 0 | 0 | 0 | 0 | 0 | 0 | 0 | 0 | 0 | 0
F1_Commercial_Lodging_New_Food Preparation_Natural Gas_Oven_Codes & Standards Forecast | F1 | Commercial | Lodging | New | Food Preparation | Natural Gas | Oven | Codes & Standards Forecast | Units | 0 | 7301.6145 | 14670.1868 | 22482.0918 | 26769.6976 | 30262.8252 | 33704.8761 | 37096.9651 | 40440.1852 | 43735.6079 | 46984.2839 | 50187.2435 | 53345.4965 | 56460.0333 | 59531.8249 | 62561.8234 | 65550.9624 | 68500.1571 | 71410.3054 | 74282.2871 | 77116.9655 | 79915.1867 | 82677.7808 | 85405.5615 | 88099.3269 | 90759.8596 | 93387.9272 | 95984.2823 | 98549.6631 | 101084.7935 | 103590.3836
F2_Commercial_Lodging_New_Food Preparation_Natural Gas_Oven_Codes & Standards Forecast | F2 | Commercial | Lodging | New | Food Preparation | Natural Gas | Oven | Codes & Standards Forecast | Usage (MMtherm) | 0 | 0.00038423 | 0.00076832 | 0.0011653 | 0.0013875 | 0.0015686 | 0.001747 | 0.0019228 | 0.0020961 | 0.0022669 | 0.0024352 | 0.0026013 | 0.002765 | 0.0029264 | 0.0030856 | 0.0032426 | 0.0033976 | 0.0035504 | 0.0037013 | 0.0038501 | 0.0039971 | 0.0041421 | 0.0042853 | 0.0044267 | 0.0045663 | 0.0047042 | 0.0048404 | 0.004975 | 0.0051079 | 0.0052393 | 0.0053692
F3_Commercial_Lodging_New_Food Preparation_Natural Gas_Oven_Codes & Standards Forecast | F3 | Commercial | Lodging | New | Food Preparation | Natural Gas | Oven | Codes & Standards Forecast | Peak Demand (S) | 0 | 0 | 0 | 0 | 0 | 0 | 0 | 0 | 0 | 0 | 0 | 0 | 0 | 0 | 0 | 0 | 0 | 0 | 0 | 0 | 0 | 0 | 0 | 0 | 0 | 0 | 0 | 0 | 0 | 0 | 0
F4_Commercial_Lodging_New_Food Preparation_Natural Gas_Oven_Codes & Standards Forecast | F4 | Commercial | Lodging | New | Food Preparation | Natural Gas | Oven | Codes & Standards Forecast | Peak Demand (W) | 0 | 0 | 0 | 0 | 0 | 0 | 0 | 0 | 0 | 0 | 0 | 0 | 0 | 0 | 0 | 0 | 0 | 0 | 0 | 0 | 0 | 0 | 0 | 0 | 0 | 0 | 0 | 0 | 0 | 0 | 0
F5_Commercial_Lodging_New_Food Preparation_Natural Gas_Oven_Codes & Standards Forecast | F5 | Commercial | Lodging | New | Food Preparation | Natural Gas | Oven | Codes & Standards Forecast | Turnover | 0 | 7301.6145 | 7368.5723 | 7811.905 | 4287.6058 | 3493.1276 | 3442.0509 | 3392.089 | 3343.2201 | 3295.4227 | 4465.6118 | 5445.168 | 6328.7443 | 6471.2138 | 6451.2104 | 6419.856 | 8417.1149 | 8048.3982 | 7832.4475 | 6734.5992 | 6739.33 | 7092.6338 | 7405.8633 | 7658.7351 | 7859.5307 | 8694.7679 | 9271.3727 | 9684.4406 | 9634.3125 | 9543.546 | 9519.2915
F6_Commercial_Lodging_New_Food Preparation_Natural Gas_Oven_Codes & Standards Forecast | F6 | Commercial | Lodging | New | Food Preparation | Natural Gas | Oven | Codes & Standards Forecast | Avg. Replacement Usage | 0.050589 | 0.052622 | 0.052373 | 0.051831 | 0.051831 | 0.051831 | 0.051831 | 0.051831 | 0.051831 | 0.051831 | 0.051831 | 0.051831 | 0.051831 | 0.051831 | 0.051831 | 0.051831 | 0.051831 | 0.051831 | 0.051831 | 0.051831 | 0.051831 | 0.051831 | 0.051831 | 0.051831 | 0.051831 | 0.051831 | 0.051831 | 0.051831 | 0.051831 | 0.051831 | 0.051831
F7_Commercial_Lodging_New_Food Preparation_Natural Gas_Oven_Codes & Standards Forecast | F7 | Commercial | Lodging | New | Food Preparation | Natural Gas | Oven | Codes & Standards Forecast | Avg. Replacement Demand (S) | 0 | 0 | 0 | 0 | 0 | 0 | 0 | 0 | 0 | 0 | 0 | 0 | 0 | 0 | 0 | 0 | 0 | 0 | 0 | 0 | 0 | 0 | 0 | 0 | 0 | 0 | 0 | 0 | 0 | 0 | 0
F8_Commercial_Lodging_New_Food Preparation_Natural Gas_Oven_Codes & Standards Forecast | F8 | Commercial | Lodging | New | Food Preparation | Natural Gas | Oven | Codes & Standards Forecast | Avg. Replacement Demand (W) | 0 | 0 | 0 | 0 | 0 | 0 | 0 | 0 | 0 | 0 | 0 | 0 | 0 | 0 | 0 | 0 | 0 | 0 | 0 | 0 | 0 | 0 | 0 | 0 | 0 | 0 | 0 | 0 | 0 | 0 | 0
F1_Commercial_Lodging_New_Food Preparation_Natural Gas_Conveyor Oven_Codes & Standards Forecast | F1 | Commercial | Lodging | New | Food Preparation | Natural Gas | Conveyor Oven | Codes & Standards Forecast | Units | 0 | 3650.8072 | 7335.0934 | 11241.0459 | 13384.8488 | 15131.4126 | 16852.4381 | 18548.4826 | 20220.0926 | 21867.804 | 23492.142 | 25093.6217 | 26672.7482 | 28230.0166 | 29765.9124 | 31280.9117 | 32775.4812 | 34250.0786 | 35705.1527 | 37141.1436 | 38558.4827 | 39957.5934 | 41338.8904 | 42702.7808 | 44049.6635 | 45379.9298 | 46693.9636 | 47992.1411 | 49274.8315 | 50542.3968 | 51795.1918
F2_Commercial_Lodging_New_Food Preparation_Natural Gas_Conveyor Oven_Codes & Standards Forecast | F2 | Commercial | Lodging | New | Food Preparation | Natural Gas | Conveyor Oven | Codes & Standards Forecast | Usage (MMtherm) | 0 | 0.00028636 | 0.00057261 | 0.00086845 | 0.0010341 | 0.001169 | 0.001302 | 0.001433 | 0.0015621 | 0.0016894 | 0.0018149 | 0.0019387 | 0.0020607 | 0.002181 | 0.0022996 | 0.0024167 | 0.0025321 | 0.002646 | 0.0027585 | 0.0028694 | 0.0029789 | 0.003087 | 0.0031937 | 0.0032991 | 0.0034031 | 0.0035059 | 0.0036074 | 0.0037077 | 0.0038068 | 0.0039047 | 0.0040015
F3_Commercial_Lodging_New_Food Preparation_Natural Gas_Conveyor Oven_Codes & Standards Forecast | F3 | Commercial | Lodging | New | Food Preparation | Natural Gas | Conveyor Oven | Codes & Standards Forecast | Peak Demand (S) | 0 | 0 | 0 | 0 | 0 | 0 | 0 | 0 | 0 | 0 | 0 | 0 | 0 | 0 | 0 | 0 | 0 | 0 | 0 | 0 | 0 | 0 | 0 | 0 | 0 | 0 | 0 | 0 | 0 | 0 | 0
F4_Commercial_Lodging_New_Food Preparation_Natural Gas_Conveyor Oven_Codes & Standards Forecast | F4 | Commercial | Lodging | New | Food Preparation | Natural Gas | Conveyor Oven | Codes & Standards Forecast | Peak Demand (W) | 0 | 0 | 0 | 0 | 0 | 0 | 0 | 0 | 0 | 0 | 0 | 0 | 0 | 0 | 0 | 0 | 0 | 0 | 0 | 0 | 0 | 0 | 0 | 0 | 0 | 0 | 0 | 0 | 0 | 0 | 0
F5_Commercial_Lodging_New_Food Preparation_Natural Gas_Conveyor Oven_Codes & Standards Forecast | F5 | Commercial | Lodging | New | Food Preparation | Natural Gas | Conveyor Oven | Codes & Standards Forecast | Turnover | 0 | 3650.8072 | 3684.2862 | 3905.9525 | 2143.8029 | 1746.5638 | 1721.0255 | 1696.0445 | 1671.61 | 1647.7114 | 1624.338 | 1601.4798 | 1579.1265 | 1557.2684 | 1535.8958 | 1514.9993 | 1494.5695 | 2204.7588 | 2776.0605 | 3273.9705 | 3316.4835 | 3267.7388 | 4177.4419 | 3948.7914 | 3807.2341 | 3166.1528 | 3003.4767 | 2963.3331 | 2924.0915 | 2885.7344 | 2848.2447
F6_Commercial_Lodging_New_Food Preparation_Natural Gas_Conveyor Oven_Codes & Standards Forecast | F6 | Commercial | Lodging | New | Food Preparation | Natural Gas | Conveyor Oven | Codes & Standards Forecast | Avg. Replacement Usage | 0.075405 | 0.078436 | 0.078064 | 0.077257 | 0.077257 | 0.077257 | 0.077257 | 0.077257 | 0.077257 | 0.077257 | 0.077257 | 0.077257 | 0.077257 | 0.077257 | 0.077257 | 0.077257 | 0.077257 | 0.077257 | 0.077257 | 0.077257 | 0.077257 | 0.077257 | 0.077257 | 0.077257 | 0.077257 | 0.077257 | 0.077257 | 0.077257 | 0.077257 | 0.077257 | 0.077257
F7_Commercial_Lodging_New_Food Preparation_Natural Gas_Conveyor Oven_Codes & Standards Forecast | F7 | Commercial | Lodging | New | Food Preparation | Natural Gas | Conveyor Oven | Codes & Standards Forecast | Avg. Replacement Demand (S) | 0 | 0 | 0 | 0 | 0 | 0 | 0 | 0 | 0 | 0 | 0 | 0 | 0 | 0 | 0 | 0 | 0 | 0 | 0 | 0 | 0 | 0 | 0 | 0 | 0 | 0 | 0 | 0 | 0 | 0 | 0
F8_Commercial_Lodging_New_Food Preparation_Natural Gas_Conveyor Oven_Codes & Standards Forecast | F8 | Commercial | Lodging | New | Food Preparation | Natural Gas | Conveyor Oven | Codes & Standards Forecast | Avg. Replacement Demand (W) | 0 | 0 | 0 | 0 | 0 | 0 | 0 | 0 | 0 | 0 | 0 | 0 | 0 | 0 | 0 | 0 | 0 | 0 | 0 | 0 | 0 | 0 | 0 | 0 | 0 | 0 | 0 | 0 | 0 | 0 | 0
F1_Commercial_Lodging_New_Food Preparation_Natural Gas_Double Rack Oven_Codes & Standards Forecast | F1 | Commercial | Lodging | New | Food Preparation | Natural Gas | Double Rack Oven | Codes & Standards Forecast | Units | 0 | 3650.8072 | 7335.0934 | 11241.0459 | 13384.8488 | 15131.4126 | 16852.4381 | 18548.4826 | 20220.0926 | 21867.804 | 23492.142 | 25093.6217 | 26672.7482 | 28230.0166 | 29765.9124 | 31280.9117 | 32775.4812 | 34250.0786 | 35705.1527 | 37141.1436 | 38558.4827 | 39957.5934 | 41338.8904 | 42702.7808 | 44049.6635 | 45379.9298 | 46693.9636 | 47992.1411 | 49274.8315 | 50542.3968 | 51795.1918
F2_Commercial_Lodging_New_Food Preparation_Natural Gas_Double Rack Oven_Codes & Standards Forecast | F2 | Commercial | Lodging | New | Food Preparation | Natural Gas | Double Rack Oven | Codes & Standards Forecast | Usage (MMtherm) | 0 | 0.00051033 | 0.0010205 | 0.0015477 | 0.0018429 | 0.0020833 | 0.0023203 | 0.0025538 | 0.002784 | 0.0030108 | 0.0032345 | 0.003455 | 0.0036724 | 0.0038868 | 0.0040982 | 0.0043068 | 0.0045126 | 0.0047156 | 0.004916 | 0.0051137 | 0.0053088 | 0.0055015 | 0.0056916 | 0.0058794 | 0.0060649 | 0.006248 | 0.0064289 | 0.0066077 | 0.0067843 | 0.0069588 | 0.0071313
F3_Commercial_Lodging_New_Food Preparation_Natural Gas_Double Rack Oven_Codes & Standards Forecast | F3 | Commercial | Lodging | New | Food Preparation | Natural Gas | Double Rack Oven | Codes & Standards Forecast | Peak Demand (S) | 0 | 0 | 0 | 0 | 0 | 0 | 0 | 0 | 0 | 0 | 0 | 0 | 0 | 0 | 0 | 0 | 0 | 0 | 0 | 0 | 0 | 0 | 0 | 0 | 0 | 0 | 0 | 0 | 0 | 0 | 0
F4_Commercial_Lodging_New_Food Preparation_Natural Gas_Double Rack Oven_Codes & Standards Forecast | F4 | Commercial | Lodging | New | Food Preparation | Natural Gas | Double Rack Oven | Codes & Standards Forecast | Peak Demand (W) | 0 | 0 | 0 | 0 | 0 | 0 | 0 | 0 | 0 | 0 | 0 | 0 | 0 | 0 | 0 | 0 | 0 | 0 | 0 | 0 | 0 | 0 | 0 | 0 | 0 | 0 | 0 | 0 | 0 | 0 | 0
F5_Commercial_Lodging_New_Food Preparation_Natural Gas_Double Rack Oven_Codes & Standards Forecast | F5 | Commercial | Lodging | New | Food Preparation | Natural Gas | Double Rack Oven | Codes & Standards Forecast | Turnover | 0 | 3650.8072 | 3684.2862 | 3905.9525 | 2143.8029 | 1746.5638 | 1721.0255 | 1696.0445 | 1671.61 | 1647.7114 | 1624.338 | 1601.4798 | 2309.2879 | 2878.2548 | 3373.8754 | 3414.1435 | 3363.1977 | 4270.7422 | 4039.9752 | 3896.3422 | 3253.2256 | 3088.5535 | 3046.4526 | 3151.3238 | 3346.075 | 3598.1304 | 3805.0266 | 3957.6191 | 4449.9398 | 4758.511 | 4954.7441
F6_Commercial_Lodging_New_Food Preparation_Natural Gas_Double Rack Oven_Codes & Standards Forecast | F6 | Commercial | Lodging | New | Food Preparation | Natural Gas | Double Rack Oven | Codes & Standards Forecast | Avg. Replacement Usage | 0.13438 | 0.13978 | 0.13912 | 0.13768 | 0.13768 | 0.13768 | 0.13768 | 0.13768 | 0.13768 | 0.13768 | 0.13768 | 0.13768 | 0.13768 | 0.13768 | 0.13768 | 0.13768 | 0.13768 | 0.13768 | 0.13768 | 0.13768 | 0.13768 | 0.13768 | 0.13768 | 0.13768 | 0.13768 | 0.13768 | 0.13768 | 0.13768 | 0.13768 | 0.13768 | 0.13768
F7_Commercial_Lodging_New_Food Preparation_Natural Gas_Double Rack Oven_Codes & Standards Forecast | F7 | Commercial | Lodging | New | Food Preparation | Natural Gas | Double Rack Oven | Codes & Standards Forecast | Avg. Replacement Demand (S) | 0 | 0 | 0 | 0 | 0 | 0 | 0 | 0 | 0 | 0 | 0 | 0 | 0 | 0 | 0 | 0 | 0 | 0 | 0 | 0 | 0 | 0 | 0 | 0 | 0 | 0 | 0 | 0 | 0 | 0 | 0
F8_Commercial_Lodging_New_Food Preparation_Natural Gas_Double Rack Oven_Codes & Standards Forecast | F8 | Commercial | Lodging | New | Food Preparation | Natural Gas | Double Rack Oven | Codes & Standards Forecast | Avg. Replacement Demand (W) | 0 | 0 | 0 | 0 | 0 | 0 | 0 | 0 | 0 | 0 | 0 | 0 | 0 | 0 | 0 | 0 | 0 | 0 | 0 | 0 | 0 | 0 | 0 | 0 | 0 | 0 | 0 | 0 | 0 | 0 | 0
F1_Commercial_Lodging_New_Food Preparation_Natural Gas_Fryer_Codes & Standards Forecast | F1 | Commercial | Lodging | New | Food Preparation | Natural Gas | Fryer | Codes & Standards Forecast | Units | 0 | 9684.7819 | 19458.3759 | 29820.0016 | 35507.0353 | 40140.2817 | 44705.7806 | 49205.0105 | 53639.4211 | 58010.4339 | 62319.4425 | 66567.8131 | 70756.8855 | 74887.9731 | 78962.3641 | 82981.3211 | 86946.0825 | 90857.8623 | 94717.8512 | 98527.2165 | 102287.103 | 105998.6332 | 109662.9079 | 113281.0066 | 116853.9876 | 120382.8893 | 123868.7294 | 127312.5065 | 130715.1997 | 134077.7691 | 137401.1565
F2_Commercial_Lodging_New_Food Preparation_Natural Gas_Fryer_Codes & Standards Forecast | F2 | Commercial | Lodging | New | Food Preparation | Natural Gas | Fryer | Codes & Standards Forecast | Usage (MMtherm) | 0 | 0.00067399 | 0.0013477 | 0.0018111 | 0.002073 | 0.0022865 | 0.0024968 | 0.002704 | 0.0029083 | 0.0030661 | 0.0031858 | 0.0033184 | 0.003461 | 0.0036109 | 0.0037092 | 0.0038223 | 0.004005 | 0.0041852 | 0.004363 | 0.0045384 | 0.0047116 | 0.0048826 | 0.0050514 | 0.005218 | 0.0053826 | 0.0055452 | 0.0057057 | 0.0058644 | 0.0060211 | 0.006176 | 0.0063291
F3_Commercial_Lodging_New_Food Preparation_Natural Gas_Fryer_Codes & Standards Forecast | F3 | Commercial | Lodging | New | Food Preparation | Natural Gas | Fryer | Codes & Standards Forecast | Peak Demand (S) | 0 | 0 | 0 | 0 | 0 | 0 | 0 | 0 | 0 | 0 | 0 | 0 | 0 | 0 | 0 | 0 | 0 | 0 | 0 | 0 | 0 | 0 | 0 | 0 | 0 | 0 | 0 | 0 | 0 | 0 | 0
F4_Commercial_Lodging_New_Food Preparation_Natural Gas_Fryer_Codes & Standards Forecast | F4 | Commercial | Lodging | New | Food Preparation | Natural Gas | Fryer | Codes & Standards Forecast | Peak Demand (W) | 0 | 0 | 0 | 0 | 0 | 0 | 0 | 0 | 0 | 0 | 0 | 0 | 0 | 0 | 0 | 0 | 0 | 0 | 0 | 0 | 0 | 0 | 0 | 0 | 0 | 0 | 0 | 0 | 0 | 0 | 0
F5_Commercial_Lodging_New_Food Preparation_Natural Gas_Fryer_Codes & Standards Forecast | F5 | Commercial | Lodging | New | Food Preparation | Natural Gas | Fryer | Codes & Standards Forecast | Turnover | 0 | 9684.7819 | 9773.594 | 10361.6257 | 5687.0337 | 4633.2464 | 4565.4988 | 4499.2299 | 4434.4107 | 6307.9692 | 7813.2924 | 9124.1229 | 9227.0809 | 9088.1438 | 11491.9431 | 10876.1263 | 10491.5279 | 9169.3706 | 9352.476 | 10010.42 | 10548.7744 | 10943.2773 | 12239.2031 | 13047.8781 | 13558.7366 | 13378.37 | 13199.4885 | 13846.9213 | 13673.5307 | 13667.0748 | 13668.2367
F6_Commercial_Lodging_New_Food Preparation_Natural Gas_Fryer_Codes & Standards Forecast | F6 | Commercial | Lodging | New | Food Preparation | Natural Gas | Fryer | Codes & Standards Forecast | Avg. Replacement Usage | 0.066904 | 0.069593 | 0.069263 | 0.046063 | 0.046063 | 0.046063 | 0.046063 | 0.046063 | 0.046063 | 0.046063 | 0.046063 | 0.046063 | 0.046063 | 0.046063 | 0.046063 | 0.046063 | 0.046063 | 0.046063 | 0.046063 | 0.046063 | 0.046063 | 0.046063 | 0.046063 | 0.046063 | 0.046063 | 0.046063 | 0.046063 | 0.046063 | 0.046063 | 0.046063 | 0.046063
F7_Commercial_Lodging_New_Food Preparation_Natural Gas_Fryer_Codes & Standards Forecast | F7 | Commercial | Lodging | New | Food Preparation | Natural Gas | Fryer | Codes & Standards Forecast | Avg. Replacement Demand (S) | 0 | 0 | 0 | 0 | 0 | 0 | 0 | 0 | 0 | 0 | 0 | 0 | 0 | 0 | 0 | 0 | 0 | 0 | 0 | 0 | 0 | 0 | 0 | 0 | 0 | 0 | 0 | 0 | 0 | 0 | 0
F8_Commercial_Lodging_New_Food Preparation_Natural Gas_Fryer_Codes & Standards Forecast | F8 | Commercial | Lodging | New | Food Preparation | Natural Gas | Fryer | Codes & Standards Forecast | Avg. Replacement Demand (W) | 0 | 0 | 0 | 0 | 0 | 0 | 0 | 0 | 0 | 0 | 0 | 0 | 0 | 0 | 0 | 0 | 0 | 0 | 0 | 0 | 0 | 0 | 0 | 0 | 0 | 0 | 0 | 0 | 0 | 0 | 0
F1_Commercial_Lodging_New_Food Preparation_Natural Gas_Broiler_Codes & Standards Forecast | F1 | Commercial | Lodging | New | Food Preparation | Natural Gas | Broiler | Codes & Standards Forecast | Units | 0 | 6298.1529 | 12654.0615 | 19392.3757 | 23090.7354 | 26103.8022 | 29072.8117 | 31998.7256 | 34882.4866 | 37725.019 | 40527.2292 | 43290.0057 | 46014.2197 | 48700.7254 | 51350.3603 | 53963.9459 | 56542.2872 | 59086.1738 | 61596.3801 | 64073.6651 | 66518.7733 | 68932.4348 | 71315.3653 | 73668.2668 | 75991.8278 | 78286.7232 | 80553.6152 | 82793.153 | 85005.9732 | 87192.7004 | 89353.947
F2_Commercial_Lodging_New_Food Preparation_Natural Gas_Broiler_Codes & Standards Forecast | F2 | Commercial | Lodging | New | Food Preparation | Natural Gas | Broiler | Codes & Standards Forecast | Usage (MMtherm) | 0 | 0.00045398 | 0.0009078 | 0.0013768 | 0.0016394 | 0.0018533 | 0.0020641 | 0.0022718 | 0.0024766 | 0.0026784 | 0.0028773 | 0.0030735 | 0.0032669 | 0.0034576 | 0.0036458 | 0.0038313 | 0.0040144 | 0.004195 | 0.0043732 | 0.0045491 | 0.0047227 | 0.004894 | 0.0050632 | 0.0052303 | 0.0053952 | 0.0055582 | 0.0057191 | 0.0058781 | 0.0060352 | 0.0061905 | 0.0063439
F3_Commercial_Lodging_New_Food Preparation_Natural Gas_Broiler_Codes & Standards Forecast | F3 | Commercial | Lodging | New | Food Preparation | Natural Gas | Broiler | Codes & Standards Forecast | Peak Demand (S) | 0 | 0 | 0 | 0 | 0 | 0 | 0 | 0 | 0 | 0 | 0 | 0 | 0 | 0 | 0 | 0 | 0 | 0 | 0 | 0 | 0 | 0 | 0 | 0 | 0 | 0 | 0 | 0 | 0 | 0 | 0
F4_Commercial_Lodging_New_Food Preparation_Natural Gas_Broiler_Codes & Standards Forecast | F4 | Commercial | Lodging | New | Food Preparation | Natural Gas | Broiler | Codes & Standards Forecast | Peak Demand (W) | 0 | 0 | 0 | 0 | 0 | 0 | 0 | 0 | 0 | 0 | 0 | 0 | 0 | 0 | 0 | 0 | 0 | 0 | 0 | 0 | 0 | 0 | 0 | 0 | 0 | 0 | 0 | 0 | 0 | 0 | 0
F5_Commercial_Lodging_New_Food Preparation_Natural Gas_Broiler_Codes & Standards Forecast | F5 | Commercial | Lodging | New | Food Preparation | Natural Gas | Broiler | Codes & Standards Forecast | Turnover | 0 | 6298.1529 | 6355.9087 | 6738.3141 | 3698.3597 | 3013.0668 | 2969.0095 | 2925.9139 | 2883.761 | 2842.5325 | 2802.2102 | 2762.7765 | 3983.8446 | 4965.3919 | 5820.4068 | 5889.8749 | 5801.9862 | 7367.6274 | 6969.522 | 6721.7351 | 5612.269 | 5328.1866 | 5255.5566 | 5436.4741 | 5772.4472 | 6207.278 | 6564.2028 | 6827.4463 | 7676.7683 | 8209.0968 | 8547.6263
F6_Commercial_Lodging_New_Food Preparation_Natural Gas_Broiler_Codes & Standards Forecast | F6 | Commercial | Lodging | New | Food Preparation | Natural Gas | Broiler | Codes & Standards Forecast | Avg. Replacement Usage | 0.069296 | 0.072082 | 0.07174 | 0.070998 | 0.070998 | 0.070998 | 0.070998 | 0.070998 | 0.070998 | 0.070998 | 0.070998 | 0.070998 | 0.070998 | 0.070998 | 0.070998 | 0.070998 | 0.070998 | 0.070998 | 0.070998 | 0.070998 | 0.070998 | 0.070998 | 0.070998 | 0.070998 | 0.070998 | 0.070998 | 0.070998 | 0.070998 | 0.070998 | 0.070998 | 0.070998
F7_Commercial_Lodging_New_Food Preparation_Natural Gas_Broiler_Codes & Standards Forecast | F7 | Commercial | Lodging | New | Food Preparation | Natural Gas | Broiler | Codes & Standards Forecast | Avg. Replacement Demand (S) | 0 | 0 | 0 | 0 | 0 | 0 | 0 | 0 | 0 | 0 | 0 | 0 | 0 | 0 | 0 | 0 | 0 | 0 | 0 | 0 | 0 | 0 | 0 | 0 | 0 | 0 | 0 | 0 | 0 | 0 | 0
F8_Commercial_Lodging_New_Food Preparation_Natural Gas_Broiler_Codes & Standards Forecast | F8 | Commercial | Lodging | New | Food Preparation | Natural Gas | Broiler | Codes & Standards Forecast | Avg. Replacement Demand (W) | 0 | 0 | 0 | 0 | 0 | 0 | 0 | 0 | 0 | 0 | 0 | 0 | 0 | 0 | 0 | 0 | 0 | 0 | 0 | 0 | 0 | 0 | 0 | 0 | 0 | 0 | 0 | 0 | 0 | 0 | 0
F1_Commercial_Lodging_New_Food Preparation_Natural Gas_Griddle_Codes & Standards Forecast | F1 | Commercial | Lodging | New | Food Preparation | Natural Gas | Griddle | Codes & Standards Forecast | Units | 0 | 9146.0563 | 18375.9844 | 28161.2344 | 33531.9212 | 37907.4387 | 42218.9771 | 46467.9329 | 50655.6751 | 54783.546 | 58852.8616 | 62864.9124 | 66820.9634 | 70722.2553 | 74570.0042 | 78365.4027 | 82109.6203 | 85803.8035 | 89449.0767 | 93046.5423 | 96597.2814 | 100102.354 | 103562.7998 | 106979.6381 | 110353.8685 | 113686.4715 | 116978.4084 | 120230.622 | 123444.0369 | 126619.56 | 129758.0807
F2_Commercial_Lodging_New_Food Preparation_Natural Gas_Griddle_Codes & Standards Forecast | F2 | Commercial | Lodging | New | Food Preparation | Natural Gas | Griddle | Codes & Standards Forecast | Usage (MMtherm) | 0 | 0.00044257 | 0.00088498 | 0.0013422 | 0.0015982 | 0.0018067 | 0.0020122 | 0.0022147 | 0.0024143 | 0.0026111 | 0.002805 | 0.0029962 | 0.0031848 | 0.0033707 | 0.0035541 | 0.003735 | 0.0039135 | 0.0040895 | 0.0042633 | 0.0044347 | 0.004604 | 0.004771 | 0.004936 | 0.0050988 | 0.0052596 | 0.0054185 | 0.0055754 | 0.0057304 | 0.0058835 | 0.0060349 | 0.0061845
F3_Commercial_Lodging_New_Food Preparation_Natural Gas_Griddle_Codes & Standards Forecast | F3 | Commercial | Lodging | New | Food Preparation | Natural Gas | Griddle | Codes & Standards Forecast | Peak Demand (S) | 0 | 0 | 0 | 0 | 0 | 0 | 0 | 0 | 0 | 0 | 0 | 0 | 0 | 0 | 0 | 0 | 0 | 0 | 0 | 0 | 0 | 0 | 0 | 0 | 0 | 0 | 0 | 0 | 0 | 0 | 0
F4_Commercial_Lodging_New_Food Preparation_Natural Gas_Griddle_Codes & Standards Forecast | F4 | Commercial | Lodging | New | Food Preparation | Natural Gas | Griddle | Codes & Standards Forecast | Peak Demand (W) | 0 | 0 | 0 | 0 | 0 | 0 | 0 | 0 | 0 | 0 | 0 | 0 | 0 | 0 | 0 | 0 | 0 | 0 | 0 | 0 | 0 | 0 | 0 | 0 | 0 | 0 | 0 | 0 | 0 | 0 | 0
F5_Commercial_Lodging_New_Food Preparation_Natural Gas_Griddle_Codes & Standards Forecast | F5 | Commercial | Lodging | New | Food Preparation | Natural Gas | Griddle | Codes & Standards Forecast | Turnover | 0 | 9146.0563 | 9229.9282 | 9785.25 | 5370.6868 | 4375.5175 | 4311.5384 | 4248.9558 | 4187.7422 | 4127.8709 | 4069.3156 | 4012.0508 | 5785.2623 | 7210.6465 | 8452.2826 | 8553.1629 | 8425.5325 | 10699.1266 | 10121.0056 | 9761.1742 | 8150.0289 | 7737.49 | 7632.0181 | 7894.7429 | 8382.6367 | 9014.0896 | 9532.4088 | 9914.686 | 11148.055 | 11921.0922 | 12412.6982
F6_Commercial_Lodging_New_Food Preparation_Natural Gas_Griddle_Codes & Standards Forecast | F6 | Commercial | Lodging | New | Food Preparation | Natural Gas | Griddle | Codes & Standards Forecast | Avg. Replacement Usage | 0.046519 | 0.048389 | 0.04816 | 0.047661 | 0.047661 | 0.047661 | 0.047661 | 0.047661 | 0.047661 | 0.047661 | 0.047661 | 0.047661 | 0.047661 | 0.047661 | 0.047661 | 0.047661 | 0.047661 | 0.047661 | 0.047661 | 0.047661 | 0.047661 | 0.047661 | 0.047661 | 0.047661 | 0.047661 | 0.047661 | 0.047661 | 0.047661 | 0.047661 | 0.047661 | 0.047661
F7_Commercial_Lodging_New_Food Preparation_Natural Gas_Griddle_Codes & Standards Forecast | F7 | Commercial | Lodging | New | Food Preparation | Natural Gas | Griddle | Codes & Standards Forecast | Avg. Replacement Demand (S) | 0 | 0 | 0 | 0 | 0 | 0 | 0 | 0 | 0 | 0 | 0 | 0 | 0 | 0 | 0 | 0 | 0 | 0 | 0 | 0 | 0 | 0 | 0 | 0 | 0 | 0 | 0 | 0 | 0 | 0 | 0
F8_Commercial_Lodging_New_Food Preparation_Natural Gas_Griddle_Codes & Standards Forecast | F8 | Commercial | Lodging | New | Food Preparation | Natural Gas | Griddle | Codes & Standards Forecast | Avg. Replacement Demand (W) | 0 | 0 | 0 | 0 | 0 | 0 | 0 | 0 | 0 | 0 | 0 | 0 | 0 | 0 | 0 | 0 | 0 | 0 | 0 | 0 | 0 | 0 | 0 | 0 | 0 | 0 | 0 | 0 | 0 | 0 | 0
F1_Commercial_Lodging_New_Food Preparation_Natural Gas_Range_Codes & Standards Forecast | F1 | Commercial | Lodging | New | Food Preparation | Natural Gas | Range | Codes & Standards Forecast | Units | 0 | 25982.3862 | 52203.0381 | 80001.2647 | 95258.4699 | 107688.569 | 119936.9144 | 132007.4731 | 143904.1345 | 155630.7118 | 167190.9436 | 178588.4956 | 189826.9621 | 200909.8669 | 211840.6654 | 222622.7454 | 233259.429 | 243753.9736 | 254109.573 | 264329.3593 | 274416.4035 | 284373.7172 | 294204.2535 | 303910.9084 | 313496.5217 | 322963.8785 | 332315.7097 | 341554.6939 | 350683.4578 | 359704.5775 | 368620.5795
F2_Commercial_Lodging_New_Food Preparation_Natural Gas_Range_Codes & Standards Forecast | F2 | Commercial | Lodging | New | Food Preparation | Natural Gas | Range | Codes & Standards Forecast | Usage (MMtherm) | 0 | 0.0014693 | 0.0029381 | 0.0044561 | 0.0053059 | 0.0059983 | 0.0066805 | 0.0073529 | 0.0080155 | 0.0086687 | 0.0093126 | 0.0099474 | 0.010573 | 0.011191 | 0.0118 | 0.0124 | 0.012993 | 0.013577 | 0.014154 | 0.014723 | 0.015285 | 0.01584 | 0.016387 | 0.016928 | 0.017462 | 0.017989 | 0.01851 | 0.019025 | 0.019533 | 0.020036 | 0.020532
F3_Commercial_Lodging_New_Food Preparation_Natural Gas_Range_Codes & Standards Forecast | F3 | Commercial | Lodging | New | Food Preparation | Natural Gas | Range | Codes & Standards Forecast | Peak Demand (S) | 0 | 0 | 0 | 0 | 0 | 0 | 0 | 0 | 0 | 0 | 0 | 0 | 0 | 0 | 0 | 0 | 0 | 0 | 0 | 0 | 0 | 0 | 0 | 0 | 0 | 0 | 0 | 0 | 0 | 0 | 0
F4_Commercial_Lodging_New_Food Preparation_Natural Gas_Range_Codes & Standards Forecast | F4 | Commercial | Lodging | New | Food Preparation | Natural Gas | Range | Codes & Standards Forecast | Peak Demand (W) | 0 | 0 | 0 | 0 | 0 | 0 | 0 | 0 | 0 | 0 | 0 | 0 | 0 | 0 | 0 | 0 | 0 | 0 | 0 | 0 | 0 | 0 | 0 | 0 | 0 | 0 | 0 | 0 | 0 | 0 | 0
F5_Commercial_Lodging_New_Food Preparation_Natural Gas_Range_Codes & Standards Forecast | F5 | Commercial | Lodging | New | Food Preparation | Natural Gas | Range | Codes & Standards Forecast | Turnover | 0 | 25982.3862 | 26220.6519 | 27798.2265 | 15257.2052 | 12430.0991 | 12248.3454 | 12070.5587 | 11896.6614 | 11726.5772 | 16756.709 | 20798.8642 | 24319.1615 | 24598.9019 | 24229.6159 | 30681.9298 | 29033.1351 | 28004.5897 | 23421.3975 | 23282.6576 | 24649.4685 | 26424.4797 | 27878.4634 | 28946.3332 | 32432.3608 | 34611.0084 | 35990.4954 | 35307.5273 | 34543.3238 | 35974.0967 | 35331.0579
F6_Commercial_Lodging_New_Food Preparation_Natural Gas_Range_Codes & Standards Forecast | F6 | Commercial | Lodging | New | Food Preparation | Natural Gas | Range | Codes & Standards Forecast | Avg. Replacement Usage | 0.054366 | 0.056551 | 0.056282 | 0.0557 | 0.0557 | 0.0557 | 0.0557 | 0.0557 | 0.0557 | 0.0557 | 0.0557 | 0.0557 | 0.0557 | 0.0557 | 0.0557 | 0.0557 | 0.0557 | 0.0557 | 0.0557 | 0.0557 | 0.0557 | 0.0557 | 0.0557 | 0.0557 | 0.0557 | 0.0557 | 0.0557 | 0.0557 | 0.0557 | 0.0557 | 0.0557
F7_Commercial_Lodging_New_Food Preparation_Natural Gas_Range_Codes & Standards Forecast | F7 | Commercial | Lodging | New | Food Preparation | Natural Gas | Range | Codes & Standards Forecast | Avg. Replacement Demand (S) | 0 | 0 | 0 | 0 | 0 | 0 | 0 | 0 | 0 | 0 | 0 | 0 | 0 | 0 | 0 | 0 | 0 | 0 | 0 | 0 | 0 | 0 | 0 | 0 | 0 | 0 | 0 | 0 | 0 | 0 | 0
F8_Commercial_Lodging_New_Food Preparation_Natural Gas_Range_Codes & Standards Forecast | F8 | Commercial | Lodging | New | Food Preparation | Natural Gas | Range | Codes & Standards Forecast | Avg. Replacement Demand (W) | 0 | 0 | 0 | 0 | 0 | 0 | 0 | 0 | 0 | 0 | 0 | 0 | 0 | 0 | 0 | 0 | 0 | 0 | 0 | 0 | 0 | 0 | 0 | 0 | 0 | 0 | 0 | 0 | 0 | 0 | 0
F1_Commercial_Lodging_New_Food Preparation_Natural Gas_Steamer_Codes & Standards Forecast | F1 | Commercial | Lodging | New | Food Preparation | Natural Gas | Steamer | Codes & Standards Forecast | Units | 0 | 4514.6758 | 9070.7524 | 13900.947 | 16552.0251 | 18711.8678 | 20840.1291 | 22937.4984 | 25004.6515 | 27042.2509 | 29050.9462 | 31031.3745 | 32984.1602 | 34909.9157 | 36809.2413 | 38682.7257 | 40530.9461 | 42354.4687 | 44153.8482 | 45929.629 | 47682.3446 | 49412.5184 | 51120.6634 | 52807.2829 | 54472.8704 | 56117.9097 | 57742.8753 | 59348.2328 | 60934.4385 | 62501.9401 | 64051.1765
F2_Commercial_Lodging_New_Food Preparation_Natural Gas_Steamer_Codes & Standards Forecast | F2 | Commercial | Lodging | New | Food Preparation | Natural Gas | Steamer | Codes & Standards Forecast | Usage (MMtherm) | 0 | 0.00060155 | 0.0012029 | 0.0013227 | 0.0013952 | 0.0014544 | 0.0015126 | 0.00157 | 0.0016266 | 0.0016824 | 0.0016853 | 0.0016406 | 0.0016062 | 0.0015808 | 0.0015633 | 0.0015529 | 0.0015486 | 0.0015497 | 0.0015556 | 0.0014213 | 0.0013053 | 0.0013527 | 0.0013994 | 0.0014456 | 0.0014912 | 0.0015362 | 0.0015807 | 0.0016247 | 0.0016681 | 0.001711 | 0.0017534
F3_Commercial_Lodging_New_Food Preparation_Natural Gas_Steamer_Codes & Standards Forecast | F3 | Commercial | Lodging | New | Food Preparation | Natural Gas | Steamer | Codes & Standards Forecast | Peak Demand (S) | 0 | 0 | 0 | 0 | 0 | 0 | 0 | 0 | 0 | 0 | 0 | 0 | 0 | 0 | 0 | 0 | 0 | 0 | 0 | 0 | 0 | 0 | 0 | 0 | 0 | 0 | 0 | 0 | 0 | 0 | 0
F4_Commercial_Lodging_New_Food Preparation_Natural Gas_Steamer_Codes & Standards Forecast | F4 | Commercial | Lodging | New | Food Preparation | Natural Gas | Steamer | Codes & Standards Forecast | Peak Demand (W) | 0 | 0 | 0 | 0 | 0 | 0 | 0 | 0 | 0 | 0 | 0 | 0 | 0 | 0 | 0 | 0 | 0 | 0 | 0 | 0 | 0 | 0 | 0 | 0 | 0 | 0 | 0 | 0 | 0 | 0 | 0
F5_Commercial_Lodging_New_Food Preparation_Natural Gas_Steamer_Codes & Standards Forecast | F5 | Commercial | Lodging | New | Food Preparation | Natural Gas | Steamer | Codes & Standards Forecast | Turnover | 0 | 4514.6758 | 4556.0766 | 4830.1946 | 2651.0781 | 2159.8427 | 2128.2614 | 2097.3693 | 2067.1531 | 2037.5994 | 2510.326 | 2932.5529 | 3335.807 | 3449.672 | 3493.9006 | 3527.3579 | 3551.3712 | 3567.118 | 3575.6421 | 5023.883 | 4978.506 | 5052.6018 | 4373.6608 | 4292.9039 | 4364.488 | 4429.1457 | 4486.7684 | 4537.3748 | 4896.2269 | 5192.9331 | 5457.4229
F6_Commercial_Lodging_New_Food Preparation_Natural Gas_Steamer_Codes & Standards Forecast | F6 | Commercial | Lodging | New | Food Preparation | Natural Gas | Steamer | Codes & Standards Forecast | Avg. Replacement Usage | 0.12809 | 0.13324 | 0.13261 | 0.027375 | 0.027375 | 0.027375 | 0.027375 | 0.027375 | 0.027375 | 0.027375 | 0.027375 | 0.027375 | 0.027375 | 0.027375 | 0.027375 | 0.027375 | 0.027375 | 0.027375 | 0.027375 | 0.027375 | 0.027375 | 0.027375 | 0.027375 | 0.027375 | 0.027375 | 0.027375 | 0.027375 | 0.027375 | 0.027375 | 0.027375 | 0.027375
F7_Commercial_Lodging_New_Food Preparation_Natural Gas_Steamer_Codes & Standards Forecast | F7 | Commercial | Lodging | New | Food Preparation | Natural Gas | Steamer | Codes & Standards Forecast | Avg. Replacement Demand (S) | 0 | 0 | 0 | 0 | 0 | 0 | 0 | 0 | 0 | 0 | 0 | 0 | 0 | 0 | 0 | 0 | 0 | 0 | 0 | 0 | 0 | 0 | 0 | 0 | 0 | 0 | 0 | 0 | 0 | 0 | 0
F8_Commercial_Lodging_New_Food Preparation_Natural Gas_Steamer_Codes & Standards Forecast | F8 | Commercial | Lodging | New | Food Preparation | Natural Gas | Steamer | Codes & Standards Forecast | Avg. Replacement Demand (W) | 0 | 0 | 0 | 0 | 0 | 0 | 0 | 0 | 0 | 0 | 0 | 0 | 0 | 0 | 0 | 0 | 0 | 0 | 0 | 0 | 0 | 0 | 0 | 0 | 0 | 0 | 0 | 0 | 0 | 0 | 0
F1_Commercial_Lodging_New_Food Preparation_Natural Gas_Food Prep Other_Codes & Standards Forecast | F1 | Commercial | Lodging | New | Food Preparation | Natural Gas | Food Prep Other | Codes & Standards Forecast | Units | 0 | 4514.6758 | 9070.7524 | 13900.947 | 16552.0251 | 18711.8678 | 20840.1291 | 22937.4984 | 25004.6515 | 27042.2509 | 29050.9462 | 31031.3745 | 32984.1602 | 34909.9157 | 36809.2413 | 38682.7257 | 40530.9461 | 42354.4687 | 44153.8482 | 45929.629 | 47682.3446 | 49412.5184 | 51120.6634 | 52807.2829 | 54472.8704 | 56117.9097 | 57742.8753 | 59348.2328 | 60934.4385 | 62501.9401 | 64051.1765
F2_Commercial_Lodging_New_Food Preparation_Natural Gas_Food Prep Other_Codes & Standards Forecast | F2 | Commercial | Lodging | New | Food Preparation | Natural Gas | Food Prep Other | Codes & Standards Forecast | Usage (MMtherm) | 0 | 0.00025854 | 0.00051699 | 0.0007841 | 0.00093364 | 0.0010555 | 0.0011755 | 0.0012938 | 0.0014104 | 0.0015254 | 0.0016387 | 0.0017504 | 0.0018605 | 0.0019691 | 0.0020763 | 0.0021819 | 0.0022862 | 0.0023891 | 0.0024906 | 0.0025907 | 0.0026896 | 0.0027872 | 0.0028835 | 0.0029787 | 0.0030726 | 0.0031654 | 0.0032571 | 0.0033476 | 0.0034371 | 0.0035255 | 0.0036129
F3_Commercial_Lodging_New_Food Preparation_Natural Gas_Food Prep Other_Codes & Standards Forecast | F3 | Commercial | Lodging | New | Food Preparation | Natural Gas | Food Prep Other | Codes & Standards Forecast | Peak Demand (S) | 0 | 0 | 0 | 0 | 0 | 0 | 0 | 0 | 0 | 0 | 0 | 0 | 0 | 0 | 0 | 0 | 0 | 0 | 0 | 0 | 0 | 0 | 0 | 0 | 0 | 0 | 0 | 0 | 0 | 0 | 0
F4_Commercial_Lodging_New_Food Preparation_Natural Gas_Food Prep Other_Codes & Standards Forecast | F4 | Commercial | Lodging | New | Food Preparation | Natural Gas | Food Prep Other | Codes & Standards Forecast | Peak Demand (W) | 0 | 0 | 0 | 0 | 0 | 0 | 0 | 0 | 0 | 0 | 0 | 0 | 0 | 0 | 0 | 0 | 0 | 0 | 0 | 0 | 0 | 0 | 0 | 0 | 0 | 0 | 0 | 0 | 0 | 0 | 0
F5_Commercial_Lodging_New_Food Preparation_Natural Gas_Food Prep Other_Codes & Standards Forecast | F5 | Commercial | Lodging | New | Food Preparation | Natural Gas | Food Prep Other | Codes & Standards Forecast | Turnover | 0 | 4514.6758 | 4556.0766 | 4830.1946 | 2651.0781 | 2159.8427 | 2128.2614 | 2097.3693 | 2067.1531 | 2037.5994 | 2911.6305 | 3613.9917 | 4225.6754 | 4274.2828 | 4210.116 | 5331.2642 | 5044.7711 | 4866.052 | 4069.6807 | 4045.5734 | 4283.0692 | 4591.4936 | 4844.1364 | 5029.6885 | 5635.4175 | 6013.9773 | 6253.6757 | 6135.0038 | 6002.2165 | 6250.8263 | 6139.0925
F6_Commercial_Lodging_New_Food Preparation_Natural Gas_Food Prep Other_Codes & Standards Forecast | F6 | Commercial | Lodging | New | Food Preparation | Natural Gas | Food Prep Other | Codes & Standards Forecast | Avg. Replacement Usage | 0.055055 | 0.057267 | 0.056996 | 0.056406 | 0.056406 | 0.056406 | 0.056406 | 0.056406 | 0.056406 | 0.056406 | 0.056406 | 0.056406 | 0.056406 | 0.056406 | 0.056406 | 0.056406 | 0.056406 | 0.056406 | 0.056406 | 0.056406 | 0.056406 | 0.056406 | 0.056406 | 0.056406 | 0.056406 | 0.056406 | 0.056406 | 0.056406 | 0.056406 | 0.056406 | 0.056406
F7_Commercial_Lodging_New_Food Preparation_Natural Gas_Food Prep Other_Codes & Standards Forecast | F7 | Commercial | Lodging | New | Food Preparation | Natural Gas | Food Prep Other | Codes & Standards Forecast | Avg. Replacement Demand (S) | 0 | 0 | 0 | 0 | 0 | 0 | 0 | 0 | 0 | 0 | 0 | 0 | 0 | 0 | 0 | 0 | 0 | 0 | 0 | 0 | 0 | 0 | 0 | 0 | 0 | 0 | 0 | 0 | 0 | 0 | 0
F8_Commercial_Lodging_New_Food Preparation_Natural Gas_Food Prep Other_Codes & Standards Forecast | F8 | Commercial | Lodging | New | Food Preparation | Natural Gas | Food Prep Other | Codes & Standards Forecast | Avg. Replacement Demand (W) | 0 | 0 | 0 | 0 | 0 | 0 | 0 | 0 | 0 | 0 | 0 | 0 | 0 | 0 | 0 | 0 | 0 | 0 | 0 | 0 | 0 | 0 | 0 | 0 | 0 | 0 | 0 | 0 | 0 | 0 | 0
F1_Commercial_Lodging_New_Miscellaneous_Natural Gas_Pool Heater_Codes & Standards Forecast | F1 | Commercial | Lodging | New | Miscellaneous | Natural Gas | Pool Heater | Codes & Standards Forecast | Units | 0 | 39023.2116 | 78404.277 | 120154.7179 | 143069.6706 | 161738.5635 | 180134.4789 | 198263.3745 | 216131.092 | 233743.3583 | 251105.7887 | 268223.8888 | 285103.0565 | 301748.5847 | 318165.6627 | 334359.379 | 350334.723 | 366096.5868 | 381649.7676 | 396998.9691 | 412148.8041 | 427103.7954 | 441868.3785 | 456446.9028 | 470843.6335 | 485062.7534 | 499108.3644 | 512984.4893 | 526695.0732 | 540243.9852 | 553635.0198
F2_Commercial_Lodging_New_Miscellaneous_Natural Gas_Pool Heater_Codes & Standards Forecast | F2 | Commercial | Lodging | New | Miscellaneous | Natural Gas | Pool Heater | Codes & Standards Forecast | Usage (MMtherm) | 0 | 0.0010697 | 0.002139 | 0.0032441 | 0.0038628 | 0.0043668 | 0.0048635 | 0.005353 | 0.0058354 | 0.0063109 | 0.0067797 | 0.0072419 | 0.0076976 | 0.008147 | 0.0085903 | 0.0090275 | 0.0094588 | 0.0098844 | 0.010304 | 0.010719 | 0.011128 | 0.011532 | 0.01193 | 0.012324 | 0.012712 | 0.013096 | 0.013476 | 0.01385 | 0.01422 | 0.014586 | 0.014948
F3_Commercial_Lodging_New_Miscellaneous_Natural Gas_Pool Heater_Codes & Standards Forecast | F3 | Commercial | Lodging | New | Miscellaneous | Natural Gas | Pool Heater | Codes & Standards Forecast | Peak Demand (S) | 0 | 0 | 0 | 0 | 0 | 0 | 0 | 0 | 0 | 0 | 0 | 0 | 0 | 0 | 0 | 0 | 0 | 0 | 0 | 0 | 0 | 0 | 0 | 0 | 0 | 0 | 0 | 0 | 0 | 0 | 0
F4_Commercial_Lodging_New_Miscellaneous_Natural Gas_Pool Heater_Codes & Standards Forecast | F4 | Commercial | Lodging | New | Miscellaneous | Natural Gas | Pool Heater | Codes & Standards Forecast | Peak Demand (W) | 0 | 0 | 0 | 0 | 0 | 0 | 0 | 0 | 0 | 0 | 0 | 0 | 0 | 0 | 0 | 0 | 0 | 0 | 0 | 0 | 0 | 0 | 0 | 0 | 0 | 0 | 0 | 0 | 0 | 0 | 0
F5_Commercial_Lodging_New_Miscellaneous_Natural Gas_Pool Heater_Codes & Standards Forecast | F5 | Commercial | Lodging | New | Miscellaneous | Natural Gas | Pool Heater | Codes & Standards Forecast | Turnover | 0 | 39023.2116 | 39381.0654 | 41750.4409 | 22914.9526 | 18668.893 | 26200.5577 | 32248.8226 | 37513.7472 | 37912.0806 | 37336.0605 | 48566.8164 | 48581.7146 | 50131.4326 | 45850.6075 | 46094.6729 | 51583.8532 | 55550.5305 | 58790.569 | 59213.6544 | 59309.3316 | 63543.4346 | 64749.3492 | 66730.7003 | 66839.0098 | 68098.7898 | 71296.9895 | 73666.9382 | 75738.7312 | 76650.1411 | 77516.8571
F6_Commercial_Lodging_New_Miscellaneous_Natural Gas_Pool Heater_Codes & Standards Forecast | F6 | Commercial | Lodging | New | Miscellaneous | Natural Gas | Pool Heater | Codes & Standards Forecast | Avg. Replacement Usage | 0.026352 | 0.027412 | 0.027282 | 0.026999 | 0.026999 | 0.026999 | 0.026999 | 0.026999 | 0.026999 | 0.026999 | 0.026999 | 0.026999 | 0.026999 | 0.026999 | 0.026999 | 0.026999 | 0.026999 | 0.026999 | 0.026999 | 0.026999 | 0.026999 | 0.026999 | 0.026999 | 0.026999 | 0.026999 | 0.026999 | 0.026999 | 0.026999 | 0.026999 | 0.026999 | 0.026999
F7_Commercial_Lodging_New_Miscellaneous_Natural Gas_Pool Heater_Codes & Standards Forecast | F7 | Commercial | Lodging | New | Miscellaneous | Natural Gas | Pool Heater | Codes & Standards Forecast | Avg. Replacement Demand (S) | 0 | 0 | 0 | 0 | 0 | 0 | 0 | 0 | 0 | 0 | 0 | 0 | 0 | 0 | 0 | 0 | 0 | 0 | 0 | 0 | 0 | 0 | 0 | 0 | 0 | 0 | 0 | 0 | 0 | 0 | 0
F8_Commercial_Lodging_New_Miscellaneous_Natural Gas_Pool Heater_Codes & Standards Forecast | F8 | Commercial | Lodging | New | Miscellaneous | Natural Gas | Pool Heater | Codes & Standards Forecast | Avg. Replacement Demand (W) | 0 | 0 | 0 | 0 | 0 | 0 | 0 | 0 | 0 | 0 | 0 | 0 | 0 | 0 | 0 | 0 | 0 | 0 | 0 | 0 | 0 | 0 | 0 | 0 | 0 | 0 | 0 | 0 | 0 | 0 | 0
F1_Commercial_Lodging_New_Miscellaneous_Natural Gas_Miscellaneous_Codes & Standards Forecast | F1 | Commercial | Lodging | New | Miscellaneous | Natural Gas | Miscellaneous | Codes & Standards Forecast | Units | 0 | 182013.6838 | 365696.4842 | 560430.6239 | 667311.4974 | 754387.723 | 840190.7151 | 924748.263 | 1008087.6125 | 1090235.4763 | 1171218.0452 | 1251060.9983 | 1329789.5132 | 1407428.2766 | 1484001.4936 | 1559532.8977 | 1634045.7603 | 1707562.8999 | 1780106.6913 | 1851699.0745 | 1922361.5635 | 1992115.255 | 2060980.8365 | 2128978.5947 | 2196128.4239 | 2262449.8333 | 2327961.9555 | 2392683.5533 | 2456633.0278 | 2519828.4255 | 2582287.4454
F2_Commercial_Lodging_New_Miscellaneous_Natural Gas_Miscellaneous_Codes & Standards Forecast | F2 | Commercial | Lodging | New | Miscellaneous | Natural Gas | Miscellaneous | Codes & Standards Forecast | Usage (MMtherm) | 0 | 0.001058 | 0.0021157 | 0.0032088 | 0.0038207 | 0.0043193 | 0.0048105 | 0.0052947 | 0.0057718 | 0.0062422 | 0.0067058 | 0.007163 | 0.0076137 | 0.0080583 | 0.0084967 | 0.0089291 | 0.0093558 | 0.0097767 | 0.010192 | 0.010602 | 0.011007 | 0.011406 | 0.0118 | 0.01219 | 0.012574 | 0.012954 | 0.013329 | 0.013699 | 0.014065 | 0.014427 | 0.014785
F3_Commercial_Lodging_New_Miscellaneous_Natural Gas_Miscellaneous_Codes & Standards Forecast | F3 | Commercial | Lodging | New | Miscellaneous | Natural Gas | Miscellaneous | Codes & Standards Forecast | Peak Demand (S) | 0 | 0 | 0 | 0 | 0 | 0 | 0 | 0 | 0 | 0 | 0 | 0 | 0 | 0 | 0 | 0 | 0 | 0 | 0 | 0 | 0 | 0 | 0 | 0 | 0 | 0 | 0 | 0 | 0 | 0 | 0
F4_Commercial_Lodging_New_Miscellaneous_Natural Gas_Miscellaneous_Codes & Standards Forecast | F4 | Commercial | Lodging | New | Miscellaneous | Natural Gas | Miscellaneous | Codes & Standards Forecast | Peak Demand (W) | 0 | 0 | 0 | 0 | 0 | 0 | 0 | 0 | 0 | 0 | 0 | 0 | 0 | 0 | 0 | 0 | 0 | 0 | 0 | 0 | 0 | 0 | 0 | 0 | 0 | 0 | 0 | 0 | 0 | 0 | 0
F5_Commercial_Lodging_New_Miscellaneous_Natural Gas_Miscellaneous_Codes & Standards Forecast | F5 | Commercial | Lodging | New | Miscellaneous | Natural Gas | Miscellaneous | Codes & Standards Forecast | Turnover | 0 | 182013.6838 | 183682.8003 | 194734.1397 | 132882.8283 | 135604.0156 | 155217.4034 | 163038.8759 | 169981.0614 | 178586.1031 | 186935.1849 | 247973.4783 | 248839.0032 | 253372.6665 | 244606.2375 | 255900.9738 | 271025.9469 | 279179.5163 | 287405.766 | 296984.9229 | 306171.4472 | 330460.4226 | 335007.0883 | 341178.7432 | 345959.4292 | 356450.0243 | 367340.3815 | 375229.9108 | 383417.6658 | 392293.4292 | 400823.8794
F6_Commercial_Lodging_New_Miscellaneous_Natural Gas_Miscellaneous_Codes & Standards Forecast | F6 | Commercial | Lodging | New | Miscellaneous | Natural Gas | Miscellaneous | Codes & Standards Forecast | Avg. Replacement Usage | 0.0055883 | 0.0058129 | 0.0057854 | 0.0057255 | 0.0057255 | 0.0057255 | 0.0057255 | 0.0057255 | 0.0057255 | 0.0057255 | 0.0057255 | 0.0057255 | 0.0057255 | 0.0057255 | 0.0057255 | 0.0057255 | 0.0057255 | 0.0057255 | 0.0057255 | 0.0057255 | 0.0057255 | 0.0057255 | 0.0057255 | 0.0057255 | 0.0057255 | 0.0057255 | 0.0057255 | 0.0057255 | 0.0057255 | 0.0057255 | 0.0057255
F7_Commercial_Lodging_New_Miscellaneous_Natural Gas_Miscellaneous_Codes & Standards Forecast | F7 | Commercial | Lodging | New | Miscellaneous | Natural Gas | Miscellaneous | Codes & Standards Forecast | Avg. Replacement Demand (S) | 0 | 0 | 0 | 0 | 0 | 0 | 0 | 0 | 0 | 0 | 0 | 0 | 0 | 0 | 0 | 0 | 0 | 0 | 0 | 0 | 0 | 0 | 0 | 0 | 0 | 0 | 0 | 0 | 0 | 0 | 0
F8_Commercial_Lodging_New_Miscellaneous_Natural Gas_Miscellaneous_Codes & Standards Forecast | F8 | Commercial | Lodging | New | Miscellaneous | Natural Gas | Miscellaneous | Codes & Standards Forecast | Avg. Replacement Demand (W) | 0 | 0 | 0 | 0 | 0 | 0 | 0 | 0 | 0 | 0 | 0 | 0 | 0 | 0 | 0 | 0 | 0 | 0 | 0 | 0 | 0 | 0 | 0 | 0 | 0 | 0 | 0 | 0 | 0 | 0 | 0
F1_Commercial_Warehouse_Existing_Space Heating_Natural Gas_Furnace_Codes & Standards Forecast | F1 | Commercial | Warehouse | Existing | Space Heating | Natural Gas | Furnace | Codes & Standards Forecast | Units | 9697779.6592 | 9503824.066 | 9313747.5847 | 9127472.633 | 8944923.1803 | 8766024.7167 | 8590704.2224 | 8418890.1379 | 8250512.3352 | 8085502.0885 | 7923792.0467 | 7765316.2058 | 7610009.8816 | 7457809.684 | 7308653.4903 | 7162480.4205 | 7019230.8121 | 6878846.1959 | 6741269.272 | 6606443.8865 | 6474315.0088 | 6344828.7086 | 6217932.1344 | 6093573.4918 | 5971702.0219 | 5852267.9815 | 5735222.6218 | 5620518.1694 | 5508107.806 | 5397945.6499 | 5289986.7369
F2_Commercial_Warehouse_Existing_Space Heating_Natural Gas_Furnace_Codes & Standards Forecast | F2 | Commercial | Warehouse | Existing | Space Heating | Natural Gas | Furnace | Codes & Standards Forecast | Usage (MMtherm) | 1.5847 | 1.6068 | 1.5586 | 1.5033 | 1.465 | 1.4228 | 1.3815 | 1.3414 | 1.3023 | 1.2644 | 1.2277 | 1.1921 | 1.1581 | 1.1255 | 1.0944 | 1.0645 | 1.0359 | 1.0084 | 0.98195 | 0.9563 | 0.9314 | 0.90719 | 0.88365 | 0.86101 | 0.83923 | 0.81825 | 0.79802 | 0.77851 | 0.75968 | 0.74148 | 0.72389
F3_Commercial_Warehouse_Existing_Space Heating_Natural Gas_Furnace_Codes & Standards Forecast | F3 | Commercial | Warehouse | Existing | Space Heating | Natural Gas | Furnace | Codes & Standards Forecast | Peak Demand (S) | 0 | 0 | 0 | 0 | 0 | 0 | 0 | 0 | 0 | 0 | 0 | 0 | 0 | 0 | 0 | 0 | 0 | 0 | 0 | 0 | 0 | 0 | 0 | 0 | 0 | 0 | 0 | 0 | 0 | 0 | 0
F4_Commercial_Warehouse_Existing_Space Heating_Natural Gas_Furnace_Codes & Standards Forecast | F4 | Commercial | Warehouse | Existing | Space Heating | Natural Gas | Furnace | Codes & Standards Forecast | Peak Demand (W) | 0 | 0 | 0 | 0 | 0 | 0 | 0 | 0 | 0 | 0 | 0 | 0 | 0 | 0 | 0 | 0 | 0 | 0 | 0 | 0 | 0 | 0 | 0 | 0 | 0 | 0 | 0 | 0 | 0 | 0 | 0
F5_Commercial_Warehouse_Existing_Space Heating_Natural Gas_Furnace_Codes & Standards Forecast | F5 | Commercial | Warehouse | Existing | Space Heating | Natural Gas | Furnace | Codes & Standards Forecast | Turnover | 0 | 248465.9887 | 259610.419 | 269280.7755 | 277603.6904 | 284695.7199 | 290664.1314 | 295607.6294 | 299617.025 | 302775.8537 | 305160.9444 | 306842.9449 | 283017.4927 | 261042.0168 | 240772.872 | 222077.5666 | 204833.8968 | 188929.1471 | 174259.3545 | 174014.5887 | 174149.0822 | 174566.4733 | 175184.9161 | 175935.2693 | 176759.4915 | 177609.22 | 178444.5138 | 179232.7424 | 179947.6052 | 180568.266 | 179748.7806
F6_Commercial_Warehouse_Existing_Space Heating_Natural Gas_Furnace_Codes & Standards Forecast | F6 | Commercial | Warehouse | Existing | Space Heating | Natural Gas | Furnace | Codes & Standards Forecast | Avg. Replacement Usage | 0.14298 | 0.14873 | 0.14802 | 0.14649 | 0.14649 | 0.12878 | 0.12878 | 0.12878 | 0.12878 | 0.12878 | 0.12878 | 0.12878 | 0.12878 | 0.12878 | 0.12878 | 0.12878 | 0.12878 | 0.12878 | 0.12878 | 0.12878 | 0.12878 | 0.12878 | 0.12878 | 0.12878 | 0.12878 | 0.12878 | 0.12878 | 0.12878 | 0.12878 | 0.12878 | 0.12878
F7_Commercial_Warehouse_Existing_Space Heating_Natural Gas_Furnace_Codes & Standards Forecast | F7 | Commercial | Warehouse | Existing | Space Heating | Natural Gas | Furnace | Codes & Standards Forecast | Avg. Replacement Demand (S) | 0 | 0 | 0 | 0 | 0 | 0 | 0 | 0 | 0 | 0 | 0 | 0 | 0 | 0 | 0 | 0 | 0 | 0 | 0 | 0 | 0 | 0 | 0 | 0 | 0 | 0 | 0 | 0 | 0 | 0 | 0
F8_Commercial_Warehouse_Existing_Space Heating_Natural Gas_Furnace_Codes & Standards Forecast | F8 | Commercial | Warehouse | Existing | Space Heating | Natural Gas | Furnace | Codes & Standards Forecast | Avg. Replacement Demand (W) | 0 | 0 | 0 | 0 | 0 | 0 | 0 | 0 | 0 | 0 | 0 | 0 | 0 | 0 | 0 | 0 | 0 | 0 | 0 | 0 | 0 | 0 | 0 | 0 | 0 | 0 | 0 | 0 | 0 | 0 | 0
F1_Commercial_Warehouse_Existing_Space Heating_Natural Gas_Boiler_Codes & Standards Forecast | F1 | Commercial | Warehouse | Existing | Space Heating | Natural Gas | Boiler | Codes & Standards Forecast | Units | 1345845.2529 | 1318928.3479 | 1292549.7809 | 1266698.7853 | 1241364.8096 | 1216537.5134 | 1192206.7631 | 1168362.6279 | 1144995.3753 | 1122095.4678 | 1099653.5584 | 1077660.4873 | 1056107.2775 | 1034985.132 | 1014285.4293 | 993999.7208 | 974119.7263 | 954637.3318 | 935544.5852 | 916833.6935 | 898497.0196 | 880527.0792 | 862916.5376 | 845658.2069 | 828745.0427 | 812170.1419 | 795926.739 | 780008.2043 | 764408.0402 | 749119.8794 | 734137.4818
F2_Commercial_Warehouse_Existing_Space Heating_Natural Gas_Boiler_Codes & Standards Forecast | F2 | Commercial | Warehouse | Existing | Space Heating | Natural Gas | Boiler | Codes & Standards Forecast | Usage (MMtherm) | 0.2909 | 0.29577 | 0.28774 | 0.27837 | 0.27213 | 0.26485 | 0.25777 | 0.25087 | 0.24416 | 0.23763 | 0.23128 | 0.2251 | 0.21909 | 0.21325 | 0.20758 | 0.20206 | 0.1967 | 0.19149 | 0.18643 | 0.18151 | 0.17673 | 0.17203 | 0.16748 | 0.16308 | 0.15882 | 0.15475 | 0.15086 | 0.14713 | 0.14355 | 0.1401 | 0.13679
F3_Commercial_Warehouse_Existing_Space Heating_Natural Gas_Boiler_Codes & Standards Forecast | F3 | Commercial | Warehouse | Existing | Space Heating | Natural Gas | Boiler | Codes & Standards Forecast | Peak Demand (S) | 0 | 0 | 0 | 0 | 0 | 0 | 0 | 0 | 0 | 0 | 0 | 0 | 0 | 0 | 0 | 0 | 0 | 0 | 0 | 0 | 0 | 0 | 0 | 0 | 0 | 0 | 0 | 0 | 0 | 0 | 0
F4_Commercial_Warehouse_Existing_Space Heating_Natural Gas_Boiler_Codes & Standards Forecast | F4 | Commercial | Warehouse | Existing | Space Heating | Natural Gas | Boiler | Codes & Standards Forecast | Peak Demand (W) | 0 | 0 | 0 | 0 | 0 | 0 | 0 | 0 | 0 | 0 | 0 | 0 | 0 | 0 | 0 | 0 | 0 | 0 | 0 | 0 | 0 | 0 | 0 | 0 | 0 | 0 | 0 | 0 | 0 | 0 | 0
F5_Commercial_Warehouse_Existing_Space Heating_Natural Gas_Boiler_Codes & Standards Forecast | F5 | Commercial | Warehouse | Existing | Space Heating | Natural Gas | Boiler | Codes & Standards Forecast | Turnover | 0 | 39967.5257 | 39524.2495 | 39050.9944 | 38552.5974 | 38033.3368 | 37496.9933 | 36946.905 | 36386.0165 | 35816.9222 | 35241.9051 | 34662.9715 | 34081.8815 | 33500.1766 | 32919.2041 | 32340.1386 | 31764.0014 | 31191.678 | 30623.9331 | 30061.4243 | 29504.7145 | 31006.7929 | 29682.1124 | 28502.7757 | 27448.9052 | 26503.2541 | 25650.874 | 24878.8228 | 24175.9082 | 23532.4636 | 22940.1505
F6_Commercial_Warehouse_Existing_Space Heating_Natural Gas_Boiler_Codes & Standards Forecast | F6 | Commercial | Warehouse | Existing | Space Heating | Natural Gas | Boiler | Codes & Standards Forecast | Avg. Replacement Usage | 0.20534 | 0.2136 | 0.21258 | 0.21038 | 0.21038 | 0.17905 | 0.17905 | 0.17905 | 0.17905 | 0.17905 | 0.17905 | 0.17905 | 0.17905 | 0.17905 | 0.17905 | 0.17905 | 0.17905 | 0.17905 | 0.17905 | 0.17905 | 0.17905 | 0.17905 | 0.17905 | 0.17905 | 0.17905 | 0.17905 | 0.17905 | 0.17905 | 0.17905 | 0.17905 | 0.17905
F7_Commercial_Warehouse_Existing_Space Heating_Natural Gas_Boiler_Codes & Standards Forecast | F7 | Commercial | Warehouse | Existing | Space Heating | Natural Gas | Boiler | Codes & Standards Forecast | Avg. Replacement Demand (S) | 0 | 0 | 0 | 0 | 0 | 0 | 0 | 0 | 0 | 0 | 0 | 0 | 0 | 0 | 0 | 0 | 0 | 0 | 0 | 0 | 0 | 0 | 0 | 0 | 0 | 0 | 0 | 0 | 0 | 0 | 0
F8_Commercial_Warehouse_Existing_Space Heating_Natural Gas_Boiler_Codes & Standards Forecast | F8 | Commercial | Warehouse | Existing | Space Heating | Natural Gas | Boiler | Codes & Standards Forecast | Avg. Replacement Demand (W) | 0 | 0 | 0 | 0 | 0 | 0 | 0 | 0 | 0 | 0 | 0 | 0 | 0 | 0 | 0 | 0 | 0 | 0 | 0 | 0 | 0 | 0 | 0 | 0 | 0 | 0 | 0 | 0 | 0 | 0 | 0
F1_Commercial_Warehouse_Existing_Space Heating_Natural Gas_Unit Heater_Codes & Standards Forecast | F1 | Commercial | Warehouse | Existing | Space Heating | Natural Gas | Unit Heater | Codes & Standards Forecast | Units | 12077919.3772 | 11836360.9896 | 11599633.7698 | 11367641.0945 | 11140288.2726 | 10917482.5071 | 10699132.857 | 10485150.1998 | 10275447.1958 | 10069938.2519 | 9868539.4869 | 9671168.6971 | 9477745.3232 | 9288190.4167 | 9102426.6084 | 8920378.0762 | 8741970.5147 | 8567131.1044 | 8395788.4823 | 8227872.7127 | 8063315.2584 | 7902048.9533 | 7744007.9742 | 7589127.8147 | 7437345.2584 | 7288598.3532 | 7142826.3862 | 6999969.8585 | 6859970.4613 | 6722771.0521 | 6588315.631
F2_Commercial_Warehouse_Existing_Space Heating_Natural Gas_Unit Heater_Codes & Standards Forecast | F2 | Commercial | Warehouse | Existing | Space Heating | Natural Gas | Unit Heater | Codes & Standards Forecast | Usage (MMtherm) | 1.754 | 1.788 | 1.7439 | 1.6914 | 1.6575 | 1.6226 | 1.5877 | 1.5529 | 1.518 | 1.4832 | 1.4484 | 1.4137 | 1.3793 | 1.3451 | 1.3111 | 1.2776 | 1.2445 | 1.213 | 1.1828 | 1.1538 | 1.1258 | 1.0989 | 1.0733 | 1.0486 | 1.0247 | 1.0017 | 0.97933 | 0.9577 | 0.93672 | 0.91637 | 0.89659
F3_Commercial_Warehouse_Existing_Space Heating_Natural Gas_Unit Heater_Codes & Standards Forecast | F3 | Commercial | Warehouse | Existing | Space Heating | Natural Gas | Unit Heater | Codes & Standards Forecast | Peak Demand (S) | 0 | 0 | 0 | 0 | 0 | 0 | 0 | 0 | 0 | 0 | 0 | 0 | 0 | 0 | 0 | 0 | 0 | 0 | 0 | 0 | 0 | 0 | 0 | 0 | 0 | 0 | 0 | 0 | 0 | 0 | 0
F4_Commercial_Warehouse_Existing_Space Heating_Natural Gas_Unit Heater_Codes & Standards Forecast | F4 | Commercial | Warehouse | Existing | Space Heating | Natural Gas | Unit Heater | Codes & Standards Forecast | Peak Demand (W) | 0 | 0 | 0 | 0 | 0 | 0 | 0 | 0 | 0 | 0 | 0 | 0 | 0 | 0 | 0 | 0 | 0 | 0 | 0 | 0 | 0 | 0 | 0 | 0 | 0 | 0 | 0 | 0 | 0 | 0 | 0
F5_Commercial_Warehouse_Existing_Space Heating_Natural Gas_Unit Heater_Codes & Standards Forecast | F5 | Commercial | Warehouse | Existing | Space Heating | Natural Gas | Unit Heater | Codes & Standards Forecast | Turnover | 0 | 9963.2668 | 28404.368 | 54011.874 | 85629.0577 | 122236.7064 | 162937.8175 | 206943.9709 | 253563.1956 | 302189.1671 | 343984.7389 | 380888.5198 | 414394.4316 | 445638.8433 | 475471.9841 | 504516.3459 | 533214.3318 | 496964.5154 | 471298.006 | 454786.3423 | 445195.5854 | 440873.2508 | 440603.5994 | 443496.2291 | 448900.8046 | 456342.2276 | 465471.7248 | 466737.8019 | 463111.169 | 456825.1627 | 449417.1233
F6_Commercial_Warehouse_Existing_Space Heating_Natural Gas_Unit Heater_Codes & Standards Forecast | F6 | Commercial | Warehouse | Existing | Space Heating | Natural Gas | Unit Heater | Codes & Standards Forecast | Avg. Replacement Usage | 0.14522 | 0.15106 | 0.15034 | 0.14879 | 0.14879 | 0.13389 | 0.13389 | 0.13389 | 0.13389 | 0.13389 | 0.13389 | 0.13389 | 0.13389 | 0.13389 | 0.13389 | 0.13389 | 0.13389 | 0.13389 | 0.13389 | 0.13389 | 0.13389 | 0.13389 | 0.13389 | 0.13389 | 0.13389 | 0.13389 | 0.13389 | 0.13389 | 0.13389 | 0.13389 | 0.13389
F7_Commercial_Warehouse_Existing_Space Heating_Natural Gas_Unit Heater_Codes & Standards Forecast | F7 | Commercial | Warehouse | Existing | Space Heating | Natural Gas | Unit Heater | Codes & Standards Forecast | Avg. Replacement Demand (S) | 0 | 0 | 0 | 0 | 0 | 0 | 0 | 0 | 0 | 0 | 0 | 0 | 0 | 0 | 0 | 0 | 0 | 0 | 0 | 0 | 0 | 0 | 0 | 0 | 0 | 0 | 0 | 0 | 0 | 0 | 0
F8_Commercial_Warehouse_Existing_Space Heating_Natural Gas_Unit Heater_Codes & Standards Forecast | F8 | Commercial | Warehouse | Existing | Space Heating | Natural Gas | Unit Heater | Codes & Standards Forecast | Avg. Replacement Demand (W) | 0 | 0 | 0 | 0 | 0 | 0 | 0 | 0 | 0 | 0 | 0 | 0 | 0 | 0 | 0 | 0 | 0 | 0 | 0 | 0 | 0 | 0 | 0 | 0 | 0 | 0 | 0 | 0 | 0 | 0 | 0
F1_Commercial_Warehouse_Existing_Water Heating_Natural Gas_Water Heater_Codes & Standards Forecast | F1 | Commercial | Warehouse | Existing | Water Heating | Natural Gas | Water Heater | Codes & Standards Forecast | Units | 11341613.9909 | 11114781.7111 | 10892486.0769 | 10674636.3553 | 10461143.6282 | 10251920.7556 | 10046882.3405 | 9845944.6937 | 9649025.7999 | 9456045.2839 | 9266924.3782 | 9081585.8906 | 8899954.1728 | 8721955.0893 | 8547515.9876 | 8376565.6678 | 8209034.3545 | 8044853.6674 | 7883956.594 | 7726277.4621 | 7571751.9129 | 7420316.8746 | 7271910.5371 | 7126472.3264 | 6983942.8799 | 6844264.0223 | 6707378.7418 | 6573231.167 | 6441766.5437 | 6312931.2128 | 6186672.5885
F2_Commercial_Warehouse_Existing_Water Heating_Natural Gas_Water Heater_Codes & Standards Forecast | F2 | Commercial | Warehouse | Existing | Water Heating | Natural Gas | Water Heater | Codes & Standards Forecast | Usage (MMtherm) | 1.0159 | 1.0261 | 0.99122 | 0.95206 | 0.92406 | 0.8971 | 0.87131 | 0.84677 | 0.82353 | 0.80166 | 0.78117 | 0.76209 | 0.74377 | 0.72616 | 0.70919 | 0.69283 | 0.67704 | 0.66177 | 0.647 | 0.63268 | 0.61881 | 0.60535 | 0.59227 | 0.57956 | 0.5672 | 0.55517 | 0.54346 | 0.53204 | 0.52092 | 0.51007 | 0.49948
F3_Commercial_Warehouse_Existing_Water Heating_Natural Gas_Water Heater_Codes & Standards Forecast | F3 | Commercial | Warehouse | Existing | Water Heating | Natural Gas | Water Heater | Codes & Standards Forecast | Peak Demand (S) | 0 | 0 | 0 | 0 | 0 | 0 | 0 | 0 | 0 | 0 | 0 | 0 | 0 | 0 | 0 | 0 | 0 | 0 | 0 | 0 | 0 | 0 | 0 | 0 | 0 | 0 | 0 | 0 | 0 | 0 | 0
F4_Commercial_Warehouse_Existing_Water Heating_Natural Gas_Water Heater_Codes & Standards Forecast | F4 | Commercial | Warehouse | Existing | Water Heating | Natural Gas | Water Heater | Codes & Standards Forecast | Peak Demand (W) | 0 | 0 | 0 | 0 | 0 | 0 | 0 | 0 | 0 | 0 | 0 | 0 | 0 | 0 | 0 | 0 | 0 | 0 | 0 | 0 | 0 | 0 | 0 | 0 | 0 | 0 | 0 | 0 | 0 | 0 | 0
F5_Commercial_Warehouse_Existing_Water Heating_Natural Gas_Water Heater_Codes & Standards Forecast | F5 | Commercial | Warehouse | Existing | Water Heating | Natural Gas | Water Heater | Codes & Standards Forecast | Turnover | 0 | 336811.567 | 366083.5541 | 390841.9322 | 411605.501 | 428835.9357 | 442944.0297 | 454295.2549 | 463214.7168 | 469991.5676 | 531046.1163 | 583193.6417 | 573511.6333 | 563807.0617 | 554103.964 | 610964.7305 | 594065.756 | 578015.2715 | 562740.6152 | 557541.8387 | 559128.6842 | 556056.271 | 549622.0034 | 540814.8982 | 552576.6948 | 556067.3502 | 542876.3069 | 528838.136 | 515941.3492 | 518328.7133 | 504558.0421
F6_Commercial_Warehouse_Existing_Water Heating_Natural Gas_Water Heater_Codes & Standards Forecast | F6 | Commercial | Warehouse | Existing | Water Heating | Natural Gas | Water Heater | Codes & Standards Forecast | Avg. Replacement Usage | 0.078194 | 0.081337 | 0.080951 | 0.080113 | 0.080113 | 0.080113 | 0.080113 | 0.080113 | 0.080113 | 0.080113 | 0.080113 | 0.080113 | 0.080113 | 0.080113 | 0.080113 | 0.080113 | 0.080113 | 0.080113 | 0.080113 | 0.080113 | 0.080113 | 0.080113 | 0.080113 | 0.080113 | 0.080113 | 0.080113 | 0.080113 | 0.080113 | 0.080113 | 0.080113 | 0.080113
F7_Commercial_Warehouse_Existing_Water Heating_Natural Gas_Water Heater_Codes & Standards Forecast | F7 | Commercial | Warehouse | Existing | Water Heating | Natural Gas | Water Heater | Codes & Standards Forecast | Avg. Replacement Demand (S) | 0 | 0 | 0 | 0 | 0 | 0 | 0 | 0 | 0 | 0 | 0 | 0 | 0 | 0 | 0 | 0 | 0 | 0 | 0 | 0 | 0 | 0 | 0 | 0 | 0 | 0 | 0 | 0 | 0 | 0 | 0
F8_Commercial_Warehouse_Existing_Water Heating_Natural Gas_Water Heater_Codes & Standards Forecast | F8 | Commercial | Warehouse | Existing | Water Heating | Natural Gas | Water Heater | Codes & Standards Forecast | Avg. Replacement Demand (W) | 0 | 0 | 0 | 0 | 0 | 0 | 0 | 0 | 0 | 0 | 0 | 0 | 0 | 0 | 0 | 0 | 0 | 0 | 0 | 0 | 0 | 0 | 0 | 0 | 0 | 0 | 0 | 0 | 0 | 0 | 0
F1_Commercial_Warehouse_Existing_Food Preparation_Natural Gas_Oven_Codes & Standards Forecast | F1 | Commercial | Warehouse | Existing | Food Preparation | Natural Gas | Oven | Codes & Standards Forecast | Units | 4505.8857 | 4415.768 | 4327.4526 | 4240.9036 | 4156.0855 | 4072.9638 | 3991.5045 | 3911.6744 | 3833.441 | 3756.7721 | 3681.6367 | 3608.004 | 3535.8439 | 3465.127 | 3395.8245 | 3327.908 | 3261.3498 | 3196.1228 | 3132.2004 | 3069.5564 | 3008.1652 | 2948.0019 | 2889.0419 | 2831.261 | 2774.6358 | 2719.1431 | 2664.7602 | 2611.465 | 2559.2357 | 2508.051 | 2457.89
F2_Commercial_Warehouse_Existing_Food Preparation_Natural Gas_Oven_Codes & Standards Forecast | F2 | Commercial | Warehouse | Existing | Food Preparation | Natural Gas | Oven | Codes & Standards Forecast | Usage (MMtherm) | 0.00043331 | 0.00044767 | 0.00044419 | 0.00043948 | 0.00044026 | 0.00044166 | 0.00044348 | 0.00044556 | 0.00044778 | 0.00045005 | 0.00044985 | 0.00044775 | 0.0004442 | 0.00043956 | 0.00043409 | 0.00042802 | 0.0004215 | 0.00041467 | 0.00040763 | 0.00040047 | 0.00039323 | 0.00038597 | 0.00037873 | 0.00037152 | 0.00036438 | 0.00035733 | 0.00035036 | 0.00034349 | 0.00033673 | 0.00033008 | 0.00032355
F3_Commercial_Warehouse_Existing_Food Preparation_Natural Gas_Oven_Codes & Standards Forecast | F3 | Commercial | Warehouse | Existing | Food Preparation | Natural Gas | Oven | Codes & Standards Forecast | Peak Demand (S) | 0 | 0 | 0 | 0 | 0 | 0 | 0 | 0 | 0 | 0 | 0 | 0 | 0 | 0 | 0 | 0 | 0 | 0 | 0 | 0 | 0 | 0 | 0 | 0 | 0 | 0 | 0 | 0 | 0 | 0 | 0
F4_Commercial_Warehouse_Existing_Food Preparation_Natural Gas_Oven_Codes & Standards Forecast | F4 | Commercial | Warehouse | Existing | Food Preparation | Natural Gas | Oven | Codes & Standards Forecast | Peak Demand (W) | 0 | 0 | 0 | 0 | 0 | 0 | 0 | 0 | 0 | 0 | 0 | 0 | 0 | 0 | 0 | 0 | 0 | 0 | 0 | 0 | 0 | 0 | 0 | 0 | 0 | 0 | 0 | 0 | 0 | 0 | 0
F5_Commercial_Warehouse_Existing_Food Preparation_Natural Gas_Oven_Codes & Standards Forecast | F5 | Commercial | Warehouse | Existing | Food Preparation | Natural Gas | Oven | Codes & Standards Forecast | Turnover | 0 | 176.6307 | 225.0275 | 261.2397 | 287.9336 | 307.1992 | 320.6743 | 329.6421 | 335.1082 | 337.8603 | 289.4267 | 258.9817 | 241.0192 | 231.5245 | 227.5964 | 227.1616 | 265.1661 | 271.8127 | 275.7451 | 270.7541 | 261.2931 | 250.1657 | 239.0494 | 228.869 | 220.0585 | 207.6842 | 202.0722 | 200.5315 | 200.2892 | 199.9147 | 198.7898
F6_Commercial_Warehouse_Existing_Food Preparation_Natural Gas_Oven_Codes & Standards Forecast | F6 | Commercial | Warehouse | Existing | Food Preparation | Natural Gas | Oven | Codes & Standards Forecast | Avg. Replacement Usage | 0.12859 | 0.13376 | 0.13312 | 0.13175 | 0.13175 | 0.13175 | 0.13175 | 0.13175 | 0.13175 | 0.13175 | 0.13175 | 0.13175 | 0.13175 | 0.13175 | 0.13175 | 0.13175 | 0.13175 | 0.13175 | 0.13175 | 0.13175 | 0.13175 | 0.13175 | 0.13175 | 0.13175 | 0.13175 | 0.13175 | 0.13175 | 0.13175 | 0.13175 | 0.13175 | 0.13175
F7_Commercial_Warehouse_Existing_Food Preparation_Natural Gas_Oven_Codes & Standards Forecast | F7 | Commercial | Warehouse | Existing | Food Preparation | Natural Gas | Oven | Codes & Standards Forecast | Avg. Replacement Demand (S) | 0 | 0 | 0 | 0 | 0 | 0 | 0 | 0 | 0 | 0 | 0 | 0 | 0 | 0 | 0 | 0 | 0 | 0 | 0 | 0 | 0 | 0 | 0 | 0 | 0 | 0 | 0 | 0 | 0 | 0 | 0
F8_Commercial_Warehouse_Existing_Food Preparation_Natural Gas_Oven_Codes & Standards Forecast | F8 | Commercial | Warehouse | Existing | Food Preparation | Natural Gas | Oven | Codes & Standards Forecast | Avg. Replacement Demand (W) | 0 | 0 | 0 | 0 | 0 | 0 | 0 | 0 | 0 | 0 | 0 | 0 | 0 | 0 | 0 | 0 | 0 | 0 | 0 | 0 | 0 | 0 | 0 | 0 | 0 | 0 | 0 | 0 | 0 | 0 | 0
F1_Commercial_Warehouse_Existing_Food Preparation_Natural Gas_Conveyor Oven_Codes & Standards Forecast | F1 | Commercial | Warehouse | Existing | Food Preparation | Natural Gas | Conveyor Oven | Codes & Standards Forecast | Units | 2252.9429 | 2207.884 | 2163.7263 | 2120.4518 | 2078.0428 | 2036.4819 | 1995.7523 | 1955.8372 | 1916.7205 | 1878.3861 | 1840.8183 | 1804.002 | 1767.9219 | 1732.5635 | 1697.9122 | 1663.954 | 1630.6749 | 1598.0614 | 1566.1002 | 1534.7782 | 1504.0826 | 1474.001 | 1444.5209 | 1415.6305 | 1387.3179 | 1359.5716 | 1332.3801 | 1305.7325 | 1279.6179 | 1254.0255 | 1228.945
F2_Commercial_Warehouse_Existing_Food Preparation_Natural Gas_Conveyor Oven_Codes & Standards Forecast | F2 | Commercial | Warehouse | Existing | Food Preparation | Natural Gas | Conveyor Oven | Codes & Standards Forecast | Usage (MMtherm) | 0.00037072 | 0.0003779 | 0.00036859 | 0.00035748 | 0.00035033 | 0.00034355 | 0.0003373 | 0.00033169 | 0.00032681 | 0.00032268 | 0.00031914 | 0.00031605 | 0.00031329 | 0.00031077 | 0.00030845 | 0.00030625 | 0.00030414 | 0.00030121 | 0.00029766 | 0.00029364 | 0.00028929 | 0.00028469 | 0.00027993 | 0.00027507 | 0.00027014 | 0.00026519 | 0.00026024 | 0.00025531 | 0.00025042 | 0.00024558 | 0.0002408
F3_Commercial_Warehouse_Existing_Food Preparation_Natural Gas_Conveyor Oven_Codes & Standards Forecast | F3 | Commercial | Warehouse | Existing | Food Preparation | Natural Gas | Conveyor Oven | Codes & Standards Forecast | Peak Demand (S) | 0 | 0 | 0 | 0 | 0 | 0 | 0 | 0 | 0 | 0 | 0 | 0 | 0 | 0 | 0 | 0 | 0 | 0 | 0 | 0 | 0 | 0 | 0 | 0 | 0 | 0 | 0 | 0 | 0 | 0 | 0
F4_Commercial_Warehouse_Existing_Food Preparation_Natural Gas_Conveyor Oven_Codes & Standards Forecast | F4 | Commercial | Warehouse | Existing | Food Preparation | Natural Gas | Conveyor Oven | Codes & Standards Forecast | Peak Demand (W) | 0 | 0 | 0 | 0 | 0 | 0 | 0 | 0 | 0 | 0 | 0 | 0 | 0 | 0 | 0 | 0 | 0 | 0 | 0 | 0 | 0 | 0 | 0 | 0 | 0 | 0 | 0 | 0 | 0 | 0 | 0
F5_Commercial_Warehouse_Existing_Food Preparation_Natural Gas_Conveyor Oven_Codes & Standards Forecast | F5 | Commercial | Warehouse | Existing | Food Preparation | Natural Gas | Conveyor Oven | Codes & Standards Forecast | Turnover | 0 | 0 | 0 | 0 | 0 | 8.1459 | 22.3524 | 40.9943 | 62.8071 | 86.8085 | 104.8742 | 118.3014 | 128.1068 | 135.087 | 139.8664 | 142.9344 | 144.674 | 113.4244 | 88.9248 | 69.717 | 54.6581 | 44.0312 | 37.7562 | 35.5352 | 36.9515 | 41.5363 | 49.1431 | 58.118 | 67.3831 | 76.2652 | 84.3708
F6_Commercial_Warehouse_Existing_Food Preparation_Natural Gas_Conveyor Oven_Codes & Standards Forecast | F6 | Commercial | Warehouse | Existing | Food Preparation | Natural Gas | Conveyor Oven | Codes & Standards Forecast | Avg. Replacement Usage | 0.19167 | 0.19937 | 0.19843 | 0.19638 | 0.19638 | 0.19638 | 0.19638 | 0.19638 | 0.19638 | 0.19638 | 0.19638 | 0.19638 | 0.19638 | 0.19638 | 0.19638 | 0.19638 | 0.19638 | 0.19638 | 0.19638 | 0.19638 | 0.19638 | 0.19638 | 0.19638 | 0.19638 | 0.19638 | 0.19638 | 0.19638 | 0.19638 | 0.19638 | 0.19638 | 0.19638
F7_Commercial_Warehouse_Existing_Food Preparation_Natural Gas_Conveyor Oven_Codes & Standards Forecast | F7 | Commercial | Warehouse | Existing | Food Preparation | Natural Gas | Conveyor Oven | Codes & Standards Forecast | Avg. Replacement Demand (S) | 0 | 0 | 0 | 0 | 0 | 0 | 0 | 0 | 0 | 0 | 0 | 0 | 0 | 0 | 0 | 0 | 0 | 0 | 0 | 0 | 0 | 0 | 0 | 0 | 0 | 0 | 0 | 0 | 0 | 0 | 0
F8_Commercial_Warehouse_Existing_Food Preparation_Natural Gas_Conveyor Oven_Codes & Standards Forecast | F8 | Commercial | Warehouse | Existing | Food Preparation | Natural Gas | Conveyor Oven | Codes & Standards Forecast | Avg. Replacement Demand (W) | 0 | 0 | 0 | 0 | 0 | 0 | 0 | 0 | 0 | 0 | 0 | 0 | 0 | 0 | 0 | 0 | 0 | 0 | 0 | 0 | 0 | 0 | 0 | 0 | 0 | 0 | 0 | 0 | 0 | 0 | 0
F1_Commercial_Warehouse_Existing_Food Preparation_Natural Gas_Double Rack Oven_Codes & Standards Forecast | F1 | Commercial | Warehouse | Existing | Food Preparation | Natural Gas | Double Rack Oven | Codes & Standards Forecast | Units | 2252.9429 | 2207.884 | 2163.7263 | 2120.4518 | 2078.0428 | 2036.4819 | 1995.7523 | 1955.8372 | 1916.7205 | 1878.3861 | 1840.8183 | 1804.002 | 1767.9219 | 1732.5635 | 1697.9122 | 1663.954 | 1630.6749 | 1598.0614 | 1566.1002 | 1534.7782 | 1504.0826 | 1474.001 | 1444.5209 | 1415.6305 | 1387.3179 | 1359.5716 | 1332.3801 | 1305.7325 | 1279.6179 | 1254.0255 | 1228.945
F2_Commercial_Warehouse_Existing_Food Preparation_Natural Gas_Double Rack Oven_Codes & Standards Forecast | F2 | Commercial | Warehouse | Existing | Food Preparation | Natural Gas | Double Rack Oven | Codes & Standards Forecast | Usage (MMtherm) | 0.00056318 | 0.00057878 | 0.00057085 | 0.00056131 | 0.00055894 | 0.00055759 | 0.00055709 | 0.00055726 | 0.00055797 | 0.00055909 | 0.00055861 | 0.00055676 | 0.00055375 | 0.00054975 | 0.00054492 | 0.00053939 | 0.00053328 | 0.00052668 | 0.0005197 | 0.0005124 | 0.00050484 | 0.00049709 | 0.00048919 | 0.00048119 | 0.00047311 | 0.000465 | 0.00045688 | 0.00044877 | 0.00044068 | 0.00043265 | 0.00042467
F3_Commercial_Warehouse_Existing_Food Preparation_Natural Gas_Double Rack Oven_Codes & Standards Forecast | F3 | Commercial | Warehouse | Existing | Food Preparation | Natural Gas | Double Rack Oven | Codes & Standards Forecast | Peak Demand (S) | 0 | 0 | 0 | 0 | 0 | 0 | 0 | 0 | 0 | 0 | 0 | 0 | 0 | 0 | 0 | 0 | 0 | 0 | 0 | 0 | 0 | 0 | 0 | 0 | 0 | 0 | 0 | 0 | 0 | 0 | 0
F4_Commercial_Warehouse_Existing_Food Preparation_Natural Gas_Double Rack Oven_Codes & Standards Forecast | F4 | Commercial | Warehouse | Existing | Food Preparation | Natural Gas | Double Rack Oven | Codes & Standards Forecast | Peak Demand (W) | 0 | 0 | 0 | 0 | 0 | 0 | 0 | 0 | 0 | 0 | 0 | 0 | 0 | 0 | 0 | 0 | 0 | 0 | 0 | 0 | 0 | 0 | 0 | 0 | 0 | 0 | 0 | 0 | 0 | 0 | 0
F5_Commercial_Warehouse_Existing_Food Preparation_Natural Gas_Double Rack Oven_Codes & Standards Forecast | F5 | Commercial | Warehouse | Existing | Food Preparation | Natural Gas | Double Rack Oven | Codes & Standards Forecast | Turnover | 0 | 49.0641 | 66.7817 | 81.7348 | 94.2895 | 104.7642 | 113.4363 | 120.5471 | 126.3068 | 130.8982 | 114.0269 | 99.3301 | 94.385 | 92.2302 | 91.964 | 92.9196 | 94.6091 | 105.9896 | 109.7299 | 112.64 | 114.834 | 113.1354 | 108.8256 | 104.1109 | 99.5957 | 95.6004 | 88.3807 | 83.178 | 82.5754 | 83.0899 | 84.2028
F6_Commercial_Warehouse_Existing_Food Preparation_Natural Gas_Double Rack Oven_Codes & Standards Forecast | F6 | Commercial | Warehouse | Existing | Food Preparation | Natural Gas | Double Rack Oven | Codes & Standards Forecast | Avg. Replacement Usage | 0.34158 | 0.35531 | 0.35363 | 0.34997 | 0.34997 | 0.34997 | 0.34997 | 0.34997 | 0.34997 | 0.34997 | 0.34997 | 0.34997 | 0.34997 | 0.34997 | 0.34997 | 0.34997 | 0.34997 | 0.34997 | 0.34997 | 0.34997 | 0.34997 | 0.34997 | 0.34997 | 0.34997 | 0.34997 | 0.34997 | 0.34997 | 0.34997 | 0.34997 | 0.34997 | 0.34997
F7_Commercial_Warehouse_Existing_Food Preparation_Natural Gas_Double Rack Oven_Codes & Standards Forecast | F7 | Commercial | Warehouse | Existing | Food Preparation | Natural Gas | Double Rack Oven | Codes & Standards Forecast | Avg. Replacement Demand (S) | 0 | 0 | 0 | 0 | 0 | 0 | 0 | 0 | 0 | 0 | 0 | 0 | 0 | 0 | 0 | 0 | 0 | 0 | 0 | 0 | 0 | 0 | 0 | 0 | 0 | 0 | 0 | 0 | 0 | 0 | 0
F8_Commercial_Warehouse_Existing_Food Preparation_Natural Gas_Double Rack Oven_Codes & Standards Forecast | F8 | Commercial | Warehouse | Existing | Food Preparation | Natural Gas | Double Rack Oven | Codes & Standards Forecast | Avg. Replacement Demand (W) | 0 | 0 | 0 | 0 | 0 | 0 | 0 | 0 | 0 | 0 | 0 | 0 | 0 | 0 | 0 | 0 | 0 | 0 | 0 | 0 | 0 | 0 | 0 | 0 | 0 | 0 | 0 | 0 | 0 | 0 | 0
F1_Commercial_Warehouse_Existing_Food Preparation_Natural Gas_Fryer_Codes & Standards Forecast | F1 | Commercial | Warehouse | Existing | Food Preparation | Natural Gas | Fryer | Codes & Standards Forecast | Units | 150494.3878 | 147484.5 | 144534.81 | 141644.1138 | 138811.2315 | 136035.0069 | 133314.3068 | 130648.0206 | 128035.0602 | 125474.359 | 122964.8718 | 120505.5744 | 118095.4629 | 115733.5536 | 113418.8826 | 111150.5049 | 108927.4948 | 106748.9449 | 104613.966 | 102521.6867 | 100471.253 | 98461.8279 | 96492.5914 | 94562.7395 | 92671.4847 | 90818.055 | 89001.6939 | 87221.6601 | 85477.2269 | 83767.6823 | 82092.3287
F2_Commercial_Warehouse_Existing_Food Preparation_Natural Gas_Fryer_Codes & Standards Forecast | F2 | Commercial | Warehouse | Existing | Food Preparation | Natural Gas | Fryer | Codes & Standards Forecast | Usage (MMtherm) | 0.023411 | 0.023932 | 0.023415 | 0.02249 | 0.021809 | 0.021132 | 0.020461 | 0.019797 | 0.019141 | 0.018451 | 0.017734 | 0.017047 | 0.016417 | 0.015837 | 0.015248 | 0.014704 | 0.01426 | 0.01384 | 0.013444 | 0.013069 | 0.012712 | 0.012374 | 0.012051 | 0.011743 | 0.011448 | 0.011166 | 0.010895 | 0.010635 | 0.010385 | 0.010143 | 0.0099106
F3_Commercial_Warehouse_Existing_Food Preparation_Natural Gas_Fryer_Codes & Standards Forecast | F3 | Commercial | Warehouse | Existing | Food Preparation | Natural Gas | Fryer | Codes & Standards Forecast | Peak Demand (S) | 0 | 0 | 0 | 0 | 0 | 0 | 0 | 0 | 0 | 0 | 0 | 0 | 0 | 0 | 0 | 0 | 0 | 0 | 0 | 0 | 0 | 0 | 0 | 0 | 0 | 0 | 0 | 0 | 0 | 0 | 0
F4_Commercial_Warehouse_Existing_Food Preparation_Natural Gas_Fryer_Codes & Standards Forecast | F4 | Commercial | Warehouse | Existing | Food Preparation | Natural Gas | Fryer | Codes & Standards Forecast | Peak Demand (W) | 0 | 0 | 0 | 0 | 0 | 0 | 0 | 0 | 0 | 0 | 0 | 0 | 0 | 0 | 0 | 0 | 0 | 0 | 0 | 0 | 0 | 0 | 0 | 0 | 0 | 0 | 0 | 0 | 0 | 0 | 0
F5_Commercial_Warehouse_Existing_Food Preparation_Natural Gas_Fryer_Codes & Standards Forecast | F5 | Commercial | Warehouse | Existing | Food Preparation | Natural Gas | Fryer | Codes & Standards Forecast | Turnover | 0 | 4469.2273 | 4857.6438 | 5186.1682 | 5461.6845 | 5690.319 | 5877.5224 | 6028.1443 | 6146.4987 | 6996.8729 | 7724.0609 | 8342.1097 | 8147.7915 | 7960.357 | 8680.3137 | 8407.0098 | 8150.0481 | 8037.3079 | 8022.7834 | 8072.1298 | 8038.1716 | 7944.3918 | 8115.2567 | 8157.9977 | 8107.948 | 7869.7487 | 7664.651 | 7679.736 | 7475.3692 | 7289.7261 | 7190.9096
F6_Commercial_Warehouse_Existing_Food Preparation_Natural Gas_Fryer_Codes & Standards Forecast | F6 | Commercial | Warehouse | Existing | Food Preparation | Natural Gas | Fryer | Codes & Standards Forecast | Avg. Replacement Usage | 0.17006 | 0.1769 | 0.17606 | 0.11708 | 0.11708 | 0.11708 | 0.11708 | 0.11708 | 0.11708 | 0.11708 | 0.11708 | 0.11708 | 0.11708 | 0.11708 | 0.11708 | 0.11708 | 0.11708 | 0.11708 | 0.11708 | 0.11708 | 0.11708 | 0.11708 | 0.11708 | 0.11708 | 0.11708 | 0.11708 | 0.11708 | 0.11708 | 0.11708 | 0.11708 | 0.11708
F7_Commercial_Warehouse_Existing_Food Preparation_Natural Gas_Fryer_Codes & Standards Forecast | F7 | Commercial | Warehouse | Existing | Food Preparation | Natural Gas | Fryer | Codes & Standards Forecast | Avg. Replacement Demand (S) | 0 | 0 | 0 | 0 | 0 | 0 | 0 | 0 | 0 | 0 | 0 | 0 | 0 | 0 | 0 | 0 | 0 | 0 | 0 | 0 | 0 | 0 | 0 | 0 | 0 | 0 | 0 | 0 | 0 | 0 | 0
F8_Commercial_Warehouse_Existing_Food Preparation_Natural Gas_Fryer_Codes & Standards Forecast | F8 | Commercial | Warehouse | Existing | Food Preparation | Natural Gas | Fryer | Codes & Standards Forecast | Avg. Replacement Demand (W) | 0 | 0 | 0 | 0 | 0 | 0 | 0 | 0 | 0 | 0 | 0 | 0 | 0 | 0 | 0 | 0 | 0 | 0 | 0 | 0 | 0 | 0 | 0 | 0 | 0 | 0 | 0 | 0 | 0 | 0 | 0
F1_Commercial_Warehouse_Existing_Food Preparation_Natural Gas_Broiler_Codes & Standards Forecast | F1 | Commercial | Warehouse | Existing | Food Preparation | Natural Gas | Broiler | Codes & Standards Forecast | Units | 0 | 0 | 0 | 0 | 0 | 0 | 0 | 0 | 0 | 0 | 0 | 0 | 0 | 0 | 0 | 0 | 0 | 0 | 0 | 0 | 0 | 0 | 0 | 0 | 0 | 0 | 0 | 0 | 0 | 0 | 0
F2_Commercial_Warehouse_Existing_Food Preparation_Natural Gas_Broiler_Codes & Standards Forecast | F2 | Commercial | Warehouse | Existing | Food Preparation | Natural Gas | Broiler | Codes & Standards Forecast | Usage (MMtherm) | 0 | 0 | 0 | 0 | 0 | 0 | 0 | 0 | 0 | 0 | 0 | 0 | 0 | 0 | 0 | 0 | 0 | 0 | 0 | 0 | 0 | 0 | 0 | 0 | 0 | 0 | 0 | 0 | 0 | 0 | 0
F3_Commercial_Warehouse_Existing_Food Preparation_Natural Gas_Broiler_Codes & Standards Forecast | F3 | Commercial | Warehouse | Existing | Food Preparation | Natural Gas | Broiler | Codes & Standards Forecast | Peak Demand (S) | 0 | 0 | 0 | 0 | 0 | 0 | 0 | 0 | 0 | 0 | 0 | 0 | 0 | 0 | 0 | 0 | 0 | 0 | 0 | 0 | 0 | 0 | 0 | 0 | 0 | 0 | 0 | 0 | 0 | 0 | 0
F4_Commercial_Warehouse_Existing_Food Preparation_Natural Gas_Broiler_Codes & Standards Forecast | F4 | Commercial | Warehouse | Existing | Food Preparation | Natural Gas | Broiler | Codes & Standards Forecast | Peak Demand (W) | 0 | 0 | 0 | 0 | 0 | 0 | 0 | 0 | 0 | 0 | 0 | 0 | 0 | 0 | 0 | 0 | 0 | 0 | 0 | 0 | 0 | 0 | 0 | 0 | 0 | 0 | 0 | 0 | 0 | 0 | 0
F5_Commercial_Warehouse_Existing_Food Preparation_Natural Gas_Broiler_Codes & Standards Forecast | F5 | Commercial | Warehouse | Existing | Food Preparation | Natural Gas | Broiler | Codes & Standards Forecast | Turnover | 0 | 0 | 0 | 0 | 0 | 0 | 0 | 0 | 0 | 0 | 0 | 0 | 0 | 0 | 0 | 0 | 0 | 0 | 0 | 0 | 0 | 0 | 0 | 0 | 0 | 0 | 0 | 0 | 0 | 0 | 0
F6_Commercial_Warehouse_Existing_Food Preparation_Natural Gas_Broiler_Codes & Standards Forecast | F6 | Commercial | Warehouse | Existing | Food Preparation | Natural Gas | Broiler | Codes & Standards Forecast | Avg. Replacement Usage | 0.17614 | 0.18322 | 0.18235 | 0.18047 | 0.18047 | 0.18047 | 0.18047 | 0.18047 | 0.18047 | 0.18047 | 0.18047 | 0.18047 | 0.18047 | 0.18047 | 0.18047 | 0.18047 | 0.18047 | 0.18047 | 0.18047 | 0.18047 | 0.18047 | 0.18047 | 0.18047 | 0.18047 | 0.18047 | 0.18047 | 0.18047 | 0.18047 | 0.18047 | 0.18047 | 0.18047
F7_Commercial_Warehouse_Existing_Food Preparation_Natural Gas_Broiler_Codes & Standards Forecast | F7 | Commercial | Warehouse | Existing | Food Preparation | Natural Gas | Broiler | Codes & Standards Forecast | Avg. Replacement Demand (S) | 0 | 0 | 0 | 0 | 0 | 0 | 0 | 0 | 0 | 0 | 0 | 0 | 0 | 0 | 0 | 0 | 0 | 0 | 0 | 0 | 0 | 0 | 0 | 0 | 0 | 0 | 0 | 0 | 0 | 0 | 0
F8_Commercial_Warehouse_Existing_Food Preparation_Natural Gas_Broiler_Codes & Standards Forecast | F8 | Commercial | Warehouse | Existing | Food Preparation | Natural Gas | Broiler | Codes & Standards Forecast | Avg. Replacement Demand (W) | 0 | 0 | 0 | 0 | 0 | 0 | 0 | 0 | 0 | 0 | 0 | 0 | 0 | 0 | 0 | 0 | 0 | 0 | 0 | 0 | 0 | 0 | 0 | 0 | 0 | 0 | 0 | 0 | 0 | 0 | 0
F1_Commercial_Warehouse_Existing_Food Preparation_Natural Gas_Griddle_Codes & Standards Forecast | F1 | Commercial | Warehouse | Existing | Food Preparation | Natural Gas | Griddle | Codes & Standards Forecast | Units | 0 | 0 | 0 | 0 | 0 | 0 | 0 | 0 | 0 | 0 | 0 | 0 | 0 | 0 | 0 | 0 | 0 | 0 | 0 | 0 | 0 | 0 | 0 | 0 | 0 | 0 | 0 | 0 | 0 | 0 | 0
F2_Commercial_Warehouse_Existing_Food Preparation_Natural Gas_Griddle_Codes & Standards Forecast | F2 | Commercial | Warehouse | Existing | Food Preparation | Natural Gas | Griddle | Codes & Standards Forecast | Usage (MMtherm) | 0 | 0 | 0 | 0 | 0 | 0 | 0 | 0 | 0 | 0 | 0 | 0 | 0 | 0 | 0 | 0 | 0 | 0 | 0 | 0 | 0 | 0 | 0 | 0 | 0 | 0 | 0 | 0 | 0 | 0 | 0
F3_Commercial_Warehouse_Existing_Food Preparation_Natural Gas_Griddle_Codes & Standards Forecast | F3 | Commercial | Warehouse | Existing | Food Preparation | Natural Gas | Griddle | Codes & Standards Forecast | Peak Demand (S) | 0 | 0 | 0 | 0 | 0 | 0 | 0 | 0 | 0 | 0 | 0 | 0 | 0 | 0 | 0 | 0 | 0 | 0 | 0 | 0 | 0 | 0 | 0 | 0 | 0 | 0 | 0 | 0 | 0 | 0 | 0
F4_Commercial_Warehouse_Existing_Food Preparation_Natural Gas_Griddle_Codes & Standards Forecast | F4 | Commercial | Warehouse | Existing | Food Preparation | Natural Gas | Griddle | Codes & Standards Forecast | Peak Demand (W) | 0 | 0 | 0 | 0 | 0 | 0 | 0 | 0 | 0 | 0 | 0 | 0 | 0 | 0 | 0 | 0 | 0 | 0 | 0 | 0 | 0 | 0 | 0 | 0 | 0 | 0 | 0 | 0 | 0 | 0 | 0
F5_Commercial_Warehouse_Existing_Food Preparation_Natural Gas_Griddle_Codes & Standards Forecast | F5 | Commercial | Warehouse | Existing | Food Preparation | Natural Gas | Griddle | Codes & Standards Forecast | Turnover | 0 | 0 | 0 | 0 | 0 | 0 | 0 | 0 | 0 | 0 | 0 | 0 | 0 | 0 | 0 | 0 | 0 | 0 | 0 | 0 | 0 | 0 | 0 | 0 | 0 | 0 | 0 | 0 | 0 | 0 | 0
F6_Commercial_Warehouse_Existing_Food Preparation_Natural Gas_Griddle_Codes & Standards Forecast | F6 | Commercial | Warehouse | Existing | Food Preparation | Natural Gas | Griddle | Codes & Standards Forecast | Avg. Replacement Usage | 0.11825 | 0.123 | 0.12241 | 0.12115 | 0.12115 | 0.12115 | 0.12115 | 0.12115 | 0.12115 | 0.12115 | 0.12115 | 0.12115 | 0.12115 | 0.12115 | 0.12115 | 0.12115 | 0.12115 | 0.12115 | 0.12115 | 0.12115 | 0.12115 | 0.12115 | 0.12115 | 0.12115 | 0.12115 | 0.12115 | 0.12115 | 0.12115 | 0.12115 | 0.12115 | 0.12115
F7_Commercial_Warehouse_Existing_Food Preparation_Natural Gas_Griddle_Codes & Standards Forecast | F7 | Commercial | Warehouse | Existing | Food Preparation | Natural Gas | Griddle | Codes & Standards Forecast | Avg. Replacement Demand (S) | 0 | 0 | 0 | 0 | 0 | 0 | 0 | 0 | 0 | 0 | 0 | 0 | 0 | 0 | 0 | 0 | 0 | 0 | 0 | 0 | 0 | 0 | 0 | 0 | 0 | 0 | 0 | 0 | 0 | 0 | 0
F8_Commercial_Warehouse_Existing_Food Preparation_Natural Gas_Griddle_Codes & Standards Forecast | F8 | Commercial | Warehouse | Existing | Food Preparation | Natural Gas | Griddle | Codes & Standards Forecast | Avg. Replacement Demand (W) | 0 | 0 | 0 | 0 | 0 | 0 | 0 | 0 | 0 | 0 | 0 | 0 | 0 | 0 | 0 | 0 | 0 | 0 | 0 | 0 | 0 | 0 | 0 | 0 | 0 | 0 | 0 | 0 | 0 | 0 | 0
F1_Commercial_Warehouse_Existing_Food Preparation_Natural Gas_Range_Codes & Standards Forecast | F1 | Commercial | Warehouse | Existing | Food Preparation | Natural Gas | Range | Codes & Standards Forecast | Units | 326068.8443 | 319547.4674 | 313156.5181 | 306893.3877 | 300755.52 | 294740.4096 | 288845.6014 | 283068.6893 | 277407.3156 | 271859.1692 | 266421.9859 | 261093.5461 | 255871.6752 | 250754.2417 | 245739.1569 | 240824.3737 | 236007.8863 | 231287.7285 | 226661.974 | 222128.7345 | 217686.1598 | 213332.4366 | 209065.7879 | 204884.4721 | 200786.7827 | 196771.047 | 192835.6261 | 188978.9136 | 185199.3353 | 181495.3486 | 177865.4416
F2_Commercial_Warehouse_Existing_Food Preparation_Natural Gas_Range_Codes & Standards Forecast | F2 | Commercial | Warehouse | Existing | Food Preparation | Natural Gas | Range | Codes & Standards Forecast | Usage (MMtherm) | 0.038413 | 0.039429 | 0.038801 | 0.038026 | 0.037701 | 0.037411 | 0.037147 | 0.036903 | 0.036671 | 0.036448 | 0.036119 | 0.035711 | 0.035243 | 0.034731 | 0.034187 | 0.033622 | 0.033043 | 0.032455 | 0.031863 | 0.03127 | 0.03068 | 0.030094 | 0.029514 | 0.02894 | 0.028375 | 0.027818 | 0.027269 | 0.02673 | 0.026201 | 0.025681 | 0.02517
F3_Commercial_Warehouse_Existing_Food Preparation_Natural Gas_Range_Codes & Standards Forecast | F3 | Commercial | Warehouse | Existing | Food Preparation | Natural Gas | Range | Codes & Standards Forecast | Peak Demand (S) | 0 | 0 | 0 | 0 | 0 | 0 | 0 | 0 | 0 | 0 | 0 | 0 | 0 | 0 | 0 | 0 | 0 | 0 | 0 | 0 | 0 | 0 | 0 | 0 | 0 | 0 | 0 | 0 | 0 | 0 | 0
F4_Commercial_Warehouse_Existing_Food Preparation_Natural Gas_Range_Codes & Standards Forecast | F4 | Commercial | Warehouse | Existing | Food Preparation | Natural Gas | Range | Codes & Standards Forecast | Peak Demand (W) | 0 | 0 | 0 | 0 | 0 | 0 | 0 | 0 | 0 | 0 | 0 | 0 | 0 | 0 | 0 | 0 | 0 | 0 | 0 | 0 | 0 | 0 | 0 | 0 | 0 | 0 | 0 | 0 | 0 | 0 | 0
F5_Commercial_Warehouse_Existing_Food Preparation_Natural Gas_Range_Codes & Standards Forecast | F5 | Commercial | Warehouse | Existing | Food Preparation | Natural Gas | Range | Codes & Standards Forecast | Turnover | 0 | 12781.8987 | 16284.1389 | 18904.6327 | 20836.3424 | 22230.5007 | 23205.6245 | 23854.5834 | 24250.1397 | 24449.2929 | 21299.6215 | 19414.2762 | 18373.1316 | 17878.9859 | 17724.051 | 20290.4101 | 20627.8392 | 20797.9805 | 20838.8562 | 20247.129 | 19391.5575 | 18486.5939 | 17647.2052 | 16926.0502 | 16127.7879 | 15795.5549 | 15722.7884 | 15776.5082 | 15785.0172 | 16186.0361 | 15919.3196
F6_Commercial_Warehouse_Existing_Food Preparation_Natural Gas_Range_Codes & Standards Forecast | F6 | Commercial | Warehouse | Existing | Food Preparation | Natural Gas | Range | Codes & Standards Forecast | Avg. Replacement Usage | 0.13819 | 0.14374 | 0.14306 | 0.14158 | 0.14158 | 0.14158 | 0.14158 | 0.14158 | 0.14158 | 0.14158 | 0.14158 | 0.14158 | 0.14158 | 0.14158 | 0.14158 | 0.14158 | 0.14158 | 0.14158 | 0.14158 | 0.14158 | 0.14158 | 0.14158 | 0.14158 | 0.14158 | 0.14158 | 0.14158 | 0.14158 | 0.14158 | 0.14158 | 0.14158 | 0.14158
F7_Commercial_Warehouse_Existing_Food Preparation_Natural Gas_Range_Codes & Standards Forecast | F7 | Commercial | Warehouse | Existing | Food Preparation | Natural Gas | Range | Codes & Standards Forecast | Avg. Replacement Demand (S) | 0 | 0 | 0 | 0 | 0 | 0 | 0 | 0 | 0 | 0 | 0 | 0 | 0 | 0 | 0 | 0 | 0 | 0 | 0 | 0 | 0 | 0 | 0 | 0 | 0 | 0 | 0 | 0 | 0 | 0 | 0
F8_Commercial_Warehouse_Existing_Food Preparation_Natural Gas_Range_Codes & Standards Forecast | F8 | Commercial | Warehouse | Existing | Food Preparation | Natural Gas | Range | Codes & Standards Forecast | Avg. Replacement Demand (W) | 0 | 0 | 0 | 0 | 0 | 0 | 0 | 0 | 0 | 0 | 0 | 0 | 0 | 0 | 0 | 0 | 0 | 0 | 0 | 0 | 0 | 0 | 0 | 0 | 0 | 0 | 0 | 0 | 0 | 0 | 0
F1_Commercial_Warehouse_Existing_Food Preparation_Natural Gas_Steamer_Codes & Standards Forecast | F1 | Commercial | Warehouse | Existing | Food Preparation | Natural Gas | Steamer | Codes & Standards Forecast | Units | 0 | 0 | 0 | 0 | 0 | 0 | 0 | 0 | 0 | 0 | 0 | 0 | 0 | 0 | 0 | 0 | 0 | 0 | 0 | 0 | 0 | 0 | 0 | 0 | 0 | 0 | 0 | 0 | 0 | 0 | 0
F2_Commercial_Warehouse_Existing_Food Preparation_Natural Gas_Steamer_Codes & Standards Forecast | F2 | Commercial | Warehouse | Existing | Food Preparation | Natural Gas | Steamer | Codes & Standards Forecast | Usage (MMtherm) | 0 | 0 | 0 | 0 | 0 | 0 | 0 | 0 | 0 | 0 | 0 | 0 | 0 | 0 | 0 | 0 | 0 | 0 | 0 | 0 | 0 | 0 | 0 | 0 | 0 | 0 | 0 | 0 | 0 | 0 | 0
F3_Commercial_Warehouse_Existing_Food Preparation_Natural Gas_Steamer_Codes & Standards Forecast | F3 | Commercial | Warehouse | Existing | Food Preparation | Natural Gas | Steamer | Codes & Standards Forecast | Peak Demand (S) | 0 | 0 | 0 | 0 | 0 | 0 | 0 | 0 | 0 | 0 | 0 | 0 | 0 | 0 | 0 | 0 | 0 | 0 | 0 | 0 | 0 | 0 | 0 | 0 | 0 | 0 | 0 | 0 | 0 | 0 | 0
F4_Commercial_Warehouse_Existing_Food Preparation_Natural Gas_Steamer_Codes & Standards Forecast | F4 | Commercial | Warehouse | Existing | Food Preparation | Natural Gas | Steamer | Codes & Standards Forecast | Peak Demand (W) | 0 | 0 | 0 | 0 | 0 | 0 | 0 | 0 | 0 | 0 | 0 | 0 | 0 | 0 | 0 | 0 | 0 | 0 | 0 | 0 | 0 | 0 | 0 | 0 | 0 | 0 | 0 | 0 | 0 | 0 | 0
F5_Commercial_Warehouse_Existing_Food Preparation_Natural Gas_Steamer_Codes & Standards Forecast | F5 | Commercial | Warehouse | Existing | Food Preparation | Natural Gas | Steamer | Codes & Standards Forecast | Turnover | 0 | 0 | 0 | 0 | 0 | 0 | 0 | 0 | 0 | 0 | 0 | 0 | 0 | 0 | 0 | 0 | 0 | 0 | 0 | 0 | 0 | 0 | 0 | 0 | 0 | 0 | 0 | 0 | 0 | 0 | 0
F6_Commercial_Warehouse_Existing_Food Preparation_Natural Gas_Steamer_Codes & Standards Forecast | F6 | Commercial | Warehouse | Existing | Food Preparation | Natural Gas | Steamer | Codes & Standards Forecast | Avg. Replacement Usage | 0.3256 | 0.33869 | 0.33708 | 0.069584 | 0.069584 | 0.069584 | 0.069584 | 0.069584 | 0.069584 | 0.069584 | 0.069584 | 0.069584 | 0.069584 | 0.069584 | 0.069584 | 0.069584 | 0.069584 | 0.069584 | 0.069584 | 0.069584 | 0.069584 | 0.069584 | 0.069584 | 0.069584 | 0.069584 | 0.069584 | 0.069584 | 0.069584 | 0.069584 | 0.069584 | 0.069584
F7_Commercial_Warehouse_Existing_Food Preparation_Natural Gas_Steamer_Codes & Standards Forecast | F7 | Commercial | Warehouse | Existing | Food Preparation | Natural Gas | Steamer | Codes & Standards Forecast | Avg. Replacement Demand (S) | 0 | 0 | 0 | 0 | 0 | 0 | 0 | 0 | 0 | 0 | 0 | 0 | 0 | 0 | 0 | 0 | 0 | 0 | 0 | 0 | 0 | 0 | 0 | 0 | 0 | 0 | 0 | 0 | 0 | 0 | 0
F8_Commercial_Warehouse_Existing_Food Preparation_Natural Gas_Steamer_Codes & Standards Forecast | F8 | Commercial | Warehouse | Existing | Food Preparation | Natural Gas | Steamer | Codes & Standards Forecast | Avg. Replacement Demand (W) | 0 | 0 | 0 | 0 | 0 | 0 | 0 | 0 | 0 | 0 | 0 | 0 | 0 | 0 | 0 | 0 | 0 | 0 | 0 | 0 | 0 | 0 | 0 | 0 | 0 | 0 | 0 | 0 | 0 | 0 | 0
F1_Commercial_Warehouse_Existing_Food Preparation_Natural Gas_Food Prep Other_Codes & Standards Forecast | F1 | Commercial | Warehouse | Existing | Food Preparation | Natural Gas | Food Prep Other | Codes & Standards Forecast | Units | 0 | 0 | 0 | 0 | 0 | 0 | 0 | 0 | 0 | 0 | 0 | 0 | 0 | 0 | 0 | 0 | 0 | 0 | 0 | 0 | 0 | 0 | 0 | 0 | 0 | 0 | 0 | 0 | 0 | 0 | 0
F2_Commercial_Warehouse_Existing_Food Preparation_Natural Gas_Food Prep Other_Codes & Standards Forecast | F2 | Commercial | Warehouse | Existing | Food Preparation | Natural Gas | Food Prep Other | Codes & Standards Forecast | Usage (MMtherm) | 0 | 0 | 0 | 0 | 0 | 0 | 0 | 0 | 0 | 0 | 0 | 0 | 0 | 0 | 0 | 0 | 0 | 0 | 0 | 0 | 0 | 0 | 0 | 0 | 0 | 0 | 0 | 0 | 0 | 0 | 0
F3_Commercial_Warehouse_Existing_Food Preparation_Natural Gas_Food Prep Other_Codes & Standards Forecast | F3 | Commercial | Warehouse | Existing | Food Preparation | Natural Gas | Food Prep Other | Codes & Standards Forecast | Peak Demand (S) | 0 | 0 | 0 | 0 | 0 | 0 | 0 | 0 | 0 | 0 | 0 | 0 | 0 | 0 | 0 | 0 | 0 | 0 | 0 | 0 | 0 | 0 | 0 | 0 | 0 | 0 | 0 | 0 | 0 | 0 | 0
F4_Commercial_Warehouse_Existing_Food Preparation_Natural Gas_Food Prep Other_Codes & Standards Forecast | F4 | Commercial | Warehouse | Existing | Food Preparation | Natural Gas | Food Prep Other | Codes & Standards Forecast | Peak Demand (W) | 0 | 0 | 0 | 0 | 0 | 0 | 0 | 0 | 0 | 0 | 0 | 0 | 0 | 0 | 0 | 0 | 0 | 0 | 0 | 0 | 0 | 0 | 0 | 0 | 0 | 0 | 0 | 0 | 0 | 0 | 0
F5_Commercial_Warehouse_Existing_Food Preparation_Natural Gas_Food Prep Other_Codes & Standards Forecast | F5 | Commercial | Warehouse | Existing | Food Preparation | Natural Gas | Food Prep Other | Codes & Standards Forecast | Turnover | 0 | 0 | 0 | 0 | 0 | 0 | 0 | 0 | 0 | 0 | 0 | 0 | 0 | 0 | 0 | 0 | 0 | 0 | 0 | 0 | 0 | 0 | 0 | 0 | 0 | 0 | 0 | 0 | 0 | 0 | 0
F6_Commercial_Warehouse_Existing_Food Preparation_Natural Gas_Food Prep Other_Codes & Standards Forecast | F6 | Commercial | Warehouse | Existing | Food Preparation | Natural Gas | Food Prep Other | Codes & Standards Forecast | Avg. Replacement Usage | 0.13994 | 0.14557 | 0.14487 | 0.14338 | 0.14338 | 0.14338 | 0.14338 | 0.14338 | 0.14338 | 0.14338 | 0.14338 | 0.14338 | 0.14338 | 0.14338 | 0.14338 | 0.14338 | 0.14338 | 0.14338 | 0.14338 | 0.14338 | 0.14338 | 0.14338 | 0.14338 | 0.14338 | 0.14338 | 0.14338 | 0.14338 | 0.14338 | 0.14338 | 0.14338 | 0.14338
F7_Commercial_Warehouse_Existing_Food Preparation_Natural Gas_Food Prep Other_Codes & Standards Forecast | F7 | Commercial | Warehouse | Existing | Food Preparation | Natural Gas | Food Prep Other | Codes & Standards Forecast | Avg. Replacement Demand (S) | 0 | 0 | 0 | 0 | 0 | 0 | 0 | 0 | 0 | 0 | 0 | 0 | 0 | 0 | 0 | 0 | 0 | 0 | 0 | 0 | 0 | 0 | 0 | 0 | 0 | 0 | 0 | 0 | 0 | 0 | 0
F8_Commercial_Warehouse_Existing_Food Preparation_Natural Gas_Food Prep Other_Codes & Standards Forecast | F8 | Commercial | Warehouse | Existing | Food Preparation | Natural Gas | Food Prep Other | Codes & Standards Forecast | Avg. Replacement Demand (W) | 0 | 0 | 0 | 0 | 0 | 0 | 0 | 0 | 0 | 0 | 0 | 0 | 0 | 0 | 0 | 0 | 0 | 0 | 0 | 0 | 0 | 0 | 0 | 0 | 0 | 0 | 0 | 0 | 0 | 0 | 0
F1_Commercial_Warehouse_Existing_Miscellaneous_Natural Gas_Pool Heater_Codes & Standards Forecast | F1 | Commercial | Warehouse | Existing | Miscellaneous | Natural Gas | Pool Heater | Codes & Standards Forecast | Units | 0 | 0 | 0 | 0 | 0 | 0 | 0 | 0 | 0 | 0 | 0 | 0 | 0 | 0 | 0 | 0 | 0 | 0 | 0 | 0 | 0 | 0 | 0 | 0 | 0 | 0 | 0 | 0 | 0 | 0 | 0
F2_Commercial_Warehouse_Existing_Miscellaneous_Natural Gas_Pool Heater_Codes & Standards Forecast | F2 | Commercial | Warehouse | Existing | Miscellaneous | Natural Gas | Pool Heater | Codes & Standards Forecast | Usage (MMtherm) | 0 | 0 | 0 | 0 | 0 | 0 | 0 | 0 | 0 | 0 | 0 | 0 | 0 | 0 | 0 | 0 | 0 | 0 | 0 | 0 | 0 | 0 | 0 | 0 | 0 | 0 | 0 | 0 | 0 | 0 | 0
F3_Commercial_Warehouse_Existing_Miscellaneous_Natural Gas_Pool Heater_Codes & Standards Forecast | F3 | Commercial | Warehouse | Existing | Miscellaneous | Natural Gas | Pool Heater | Codes & Standards Forecast | Peak Demand (S) | 0 | 0 | 0 | 0 | 0 | 0 | 0 | 0 | 0 | 0 | 0 | 0 | 0 | 0 | 0 | 0 | 0 | 0 | 0 | 0 | 0 | 0 | 0 | 0 | 0 | 0 | 0 | 0 | 0 | 0 | 0
F4_Commercial_Warehouse_Existing_Miscellaneous_Natural Gas_Pool Heater_Codes & Standards Forecast | F4 | Commercial | Warehouse | Existing | Miscellaneous | Natural Gas | Pool Heater | Codes & Standards Forecast | Peak Demand (W) | 0 | 0 | 0 | 0 | 0 | 0 | 0 | 0 | 0 | 0 | 0 | 0 | 0 | 0 | 0 | 0 | 0 | 0 | 0 | 0 | 0 | 0 | 0 | 0 | 0 | 0 | 0 | 0 | 0 | 0 | 0
F5_Commercial_Warehouse_Existing_Miscellaneous_Natural Gas_Pool Heater_Codes & Standards Forecast | F5 | Commercial | Warehouse | Existing | Miscellaneous | Natural Gas | Pool Heater | Codes & Standards Forecast | Turnover | 0 | 0 | 0 | 0 | 0 | 0 | 0 | 0 | 0 | 0 | 0 | 0 | 0 | 0 | 0 | 0 | 0 | 0 | 0 | 0 | 0 | 0 | 0 | 0 | 0 | 0 | 0 | 0 | 0 | 0 | 0
F6_Commercial_Warehouse_Existing_Miscellaneous_Natural Gas_Pool Heater_Codes & Standards Forecast | F6 | Commercial | Warehouse | Existing | Miscellaneous | Natural Gas | Pool Heater | Codes & Standards Forecast | Avg. Replacement Usage | 0.010152 | 0.01056 | 0.01051 | 0.010402 | 0.010402 | 0.010402 | 0.010402 | 0.010402 | 0.010402 | 0.010402 | 0.010402 | 0.010402 | 0.010402 | 0.010402 | 0.010402 | 0.010402 | 0.010402 | 0.010402 | 0.010402 | 0.010402 | 0.010402 | 0.010402 | 0.010402 | 0.010402 | 0.010402 | 0.010402 | 0.010402 | 0.010402 | 0.010402 | 0.010402 | 0.010402
F7_Commercial_Warehouse_Existing_Miscellaneous_Natural Gas_Pool Heater_Codes & Standards Forecast | F7 | Commercial | Warehouse | Existing | Miscellaneous | Natural Gas | Pool Heater | Codes & Standards Forecast | Avg. Replacement Demand (S) | 0 | 0 | 0 | 0 | 0 | 0 | 0 | 0 | 0 | 0 | 0 | 0 | 0 | 0 | 0 | 0 | 0 | 0 | 0 | 0 | 0 | 0 | 0 | 0 | 0 | 0 | 0 | 0 | 0 | 0 | 0
F8_Commercial_Warehouse_Existing_Miscellaneous_Natural Gas_Pool Heater_Codes & Standards Forecast | F8 | Commercial | Warehouse | Existing | Miscellaneous | Natural Gas | Pool Heater | Codes & Standards Forecast | Avg. Replacement Demand (W) | 0 | 0 | 0 | 0 | 0 | 0 | 0 | 0 | 0 | 0 | 0 | 0 | 0 | 0 | 0 | 0 | 0 | 0 | 0 | 0 | 0 | 0 | 0 | 0 | 0 | 0 | 0 | 0 | 0 | 0 | 0
F1_Commercial_Warehouse_Existing_Miscellaneous_Natural Gas_Miscellaneous_Codes & Standards Forecast | F1 | Commercial | Warehouse | Existing | Miscellaneous | Natural Gas | Miscellaneous | Codes & Standards Forecast | Units | 0 | 0 | 0 | 0 | 0 | 0 | 0 | 0 | 0 | 0 | 0 | 0 | 0 | 0 | 0 | 0 | 0 | 0 | 0 | 0 | 0 | 0 | 0 | 0 | 0 | 0 | 0 | 0 | 0 | 0 | 0
F2_Commercial_Warehouse_Existing_Miscellaneous_Natural Gas_Miscellaneous_Codes & Standards Forecast | F2 | Commercial | Warehouse | Existing | Miscellaneous | Natural Gas | Miscellaneous | Codes & Standards Forecast | Usage (MMtherm) | 0 | 0 | 0 | 0 | 0 | 0 | 0 | 0 | 0 | 0 | 0 | 0 | 0 | 0 | 0 | 0 | 0 | 0 | 0 | 0 | 0 | 0 | 0 | 0 | 0 | 0 | 0 | 0 | 0 | 0 | 0
F3_Commercial_Warehouse_Existing_Miscellaneous_Natural Gas_Miscellaneous_Codes & Standards Forecast | F3 | Commercial | Warehouse | Existing | Miscellaneous | Natural Gas | Miscellaneous | Codes & Standards Forecast | Peak Demand (S) | 0 | 0 | 0 | 0 | 0 | 0 | 0 | 0 | 0 | 0 | 0 | 0 | 0 | 0 | 0 | 0 | 0 | 0 | 0 | 0 | 0 | 0 | 0 | 0 | 0 | 0 | 0 | 0 | 0 | 0 | 0
F4_Commercial_Warehouse_Existing_Miscellaneous_Natural Gas_Miscellaneous_Codes & Standards Forecast | F4 | Commercial | Warehouse | Existing | Miscellaneous | Natural Gas | Miscellaneous | Codes & Standards Forecast | Peak Demand (W) | 0 | 0 | 0 | 0 | 0 | 0 | 0 | 0 | 0 | 0 | 0 | 0 | 0 | 0 | 0 | 0 | 0 | 0 | 0 | 0 | 0 | 0 | 0 | 0 | 0 | 0 | 0 | 0 | 0 | 0 | 0
F5_Commercial_Warehouse_Existing_Miscellaneous_Natural Gas_Miscellaneous_Codes & Standards Forecast | F5 | Commercial | Warehouse | Existing | Miscellaneous | Natural Gas | Miscellaneous | Codes & Standards Forecast | Turnover | 0 | 0 | 0 | 0 | 0 | 0 | 0 | 0 | 0 | 0 | 0 | 0 | 0 | 0 | 0 | 0 | 0 | 0 | 0 | 0 | 0 | 0 | 0 | 0 | 0 | 0 | 0 | 0 | 0 | 0 | 0
F6_Commercial_Warehouse_Existing_Miscellaneous_Natural Gas_Miscellaneous_Codes & Standards Forecast | F6 | Commercial | Warehouse | Existing | Miscellaneous | Natural Gas | Miscellaneous | Codes & Standards Forecast | Avg. Replacement Usage | 0.01 | 0.010402 | 0.010353 | 0.010246 | 0.010246 | 0.010246 | 0.010246 | 0.010246 | 0.010246 | 0.010246 | 0.010246 | 0.010246 | 0.010246 | 0.010246 | 0.010246 | 0.010246 | 0.010246 | 0.010246 | 0.010246 | 0.010246 | 0.010246 | 0.010246 | 0.010246 | 0.010246 | 0.010246 | 0.010246 | 0.010246 | 0.010246 | 0.010246 | 0.010246 | 0.010246
F7_Commercial_Warehouse_Existing_Miscellaneous_Natural Gas_Miscellaneous_Codes & Standards Forecast | F7 | Commercial | Warehouse | Existing | Miscellaneous | Natural Gas | Miscellaneous | Codes & Standards Forecast | Avg. Replacement Demand (S) | 0 | 0 | 0 | 0 | 0 | 0 | 0 | 0 | 0 | 0 | 0 | 0 | 0 | 0 | 0 | 0 | 0 | 0 | 0 | 0 | 0 | 0 | 0 | 0 | 0 | 0 | 0 | 0 | 0 | 0 | 0
F8_Commercial_Warehouse_Existing_Miscellaneous_Natural Gas_Miscellaneous_Codes & Standards Forecast | F8 | Commercial | Warehouse | Existing | Miscellaneous | Natural Gas | Miscellaneous | Codes & Standards Forecast | Avg. Replacement Demand (W) | 0 | 0 | 0 | 0 | 0 | 0 | 0 | 0 | 0 | 0 | 0 | 0 | 0 | 0 | 0 | 0 | 0 | 0 | 0 | 0 | 0 | 0 | 0 | 0 | 0 | 0 | 0 | 0 | 0 | 0 | 0
F1_Commercial_Warehouse_New_Space Heating_Natural Gas_Furnace_Codes & Standards Forecast | F1 | Commercial | Warehouse | New | Space Heating | Natural Gas | Furnace | Codes & Standards Forecast | Units | 0 | 0 | 0 | 0 | 0 | 0 | 0 | 0 | 0 | 0 | 0 | 0 | 0 | 0 | 0 | 0 | 0 | 0 | 0 | 0 | 0 | 0 | 0 | 0 | 0 | 0 | 0 | 0 | 0 | 0 | 0
F2_Commercial_Warehouse_New_Space Heating_Natural Gas_Furnace_Codes & Standards Forecast | F2 | Commercial | Warehouse | New | Space Heating | Natural Gas | Furnace | Codes & Standards Forecast | Usage (MMtherm) | 0 | 0 | 0 | 0 | 0 | 0 | 0 | 0 | 0 | 0 | 0 | 0 | 0 | 0 | 0 | 0 | 0 | 0 | 0 | 0 | 0 | 0 | 0 | 0 | 0 | 0 | 0 | 0 | 0 | 0 | 0
F3_Commercial_Warehouse_New_Space Heating_Natural Gas_Furnace_Codes & Standards Forecast | F3 | Commercial | Warehouse | New | Space Heating | Natural Gas | Furnace | Codes & Standards Forecast | Peak Demand (S) | 0 | 0 | 0 | 0 | 0 | 0 | 0 | 0 | 0 | 0 | 0 | 0 | 0 | 0 | 0 | 0 | 0 | 0 | 0 | 0 | 0 | 0 | 0 | 0 | 0 | 0 | 0 | 0 | 0 | 0 | 0
F4_Commercial_Warehouse_New_Space Heating_Natural Gas_Furnace_Codes & Standards Forecast | F4 | Commercial | Warehouse | New | Space Heating | Natural Gas | Furnace | Codes & Standards Forecast | Peak Demand (W) | 0 | 0 | 0 | 0 | 0 | 0 | 0 | 0 | 0 | 0 | 0 | 0 | 0 | 0 | 0 | 0 | 0 | 0 | 0 | 0 | 0 | 0 | 0 | 0 | 0 | 0 | 0 | 0 | 0 | 0 | 0
F5_Commercial_Warehouse_New_Space Heating_Natural Gas_Furnace_Codes & Standards Forecast | F5 | Commercial | Warehouse | New | Space Heating | Natural Gas | Furnace | Codes & Standards Forecast | Turnover | 0 | 0 | 0 | 0 | 0 | 0 | 0 | 0 | 0 | 0 | 0 | 0 | 0 | 0 | 0 | 0 | 0 | 0 | 0 | 0 | 0 | 0 | 0 | 0 | 0 | 0 | 0 | 0 | 0 | 0 | 0
F6_Commercial_Warehouse_New_Space Heating_Natural Gas_Furnace_Codes & Standards Forecast | F6 | Commercial | Warehouse | New | Space Heating | Natural Gas | Furnace | Codes & Standards Forecast | Avg. Replacement Usage | 0.14299 | 0.14874 | 0.14803 | 0.1465 | 0.1465 | 0.12879 | 0.12879 | 0.12879 | 0.12879 | 0.12879 | 0.12879 | 0.12879 | 0.12879 | 0.12879 | 0.12879 | 0.12879 | 0.12879 | 0.12879 | 0.12879 | 0.12879 | 0.12879 | 0.12879 | 0.12879 | 0.12879 | 0.12879 | 0.12879 | 0.12879 | 0.12879 | 0.12879 | 0.12879 | 0.12879
F7_Commercial_Warehouse_New_Space Heating_Natural Gas_Furnace_Codes & Standards Forecast | F7 | Commercial | Warehouse | New | Space Heating | Natural Gas | Furnace | Codes & Standards Forecast | Avg. Replacement Demand (S) | 0 | 0 | 0 | 0 | 0 | 0 | 0 | 0 | 0 | 0 | 0 | 0 | 0 | 0 | 0 | 0 | 0 | 0 | 0 | 0 | 0 | 0 | 0 | 0 | 0 | 0 | 0 | 0 | 0 | 0 | 0
F8_Commercial_Warehouse_New_Space Heating_Natural Gas_Furnace_Codes & Standards Forecast | F8 | Commercial | Warehouse | New | Space Heating | Natural Gas | Furnace | Codes & Standards Forecast | Avg. Replacement Demand (W) | 0 | 0 | 0 | 0 | 0 | 0 | 0 | 0 | 0 | 0 | 0 | 0 | 0 | 0 | 0 | 0 | 0 | 0 | 0 | 0 | 0 | 0 | 0 | 0 | 0 | 0 | 0 | 0 | 0 | 0 | 0
F1_Commercial_Warehouse_New_Space Heating_Natural Gas_Boiler_Codes & Standards Forecast | F1 | Commercial | Warehouse | New | Space Heating | Natural Gas | Boiler | Codes & Standards Forecast | Units | 0 | 0 | 0 | 0 | 0 | 0 | 0 | 0 | 0 | 0 | 0 | 0 | 0 | 0 | 0 | 0 | 0 | 0 | 0 | 0 | 0 | 0 | 0 | 0 | 0 | 0 | 0 | 0 | 0 | 0 | 0
F2_Commercial_Warehouse_New_Space Heating_Natural Gas_Boiler_Codes & Standards Forecast | F2 | Commercial | Warehouse | New | Space Heating | Natural Gas | Boiler | Codes & Standards Forecast | Usage (MMtherm) | 0 | 0 | 0 | 0 | 0 | 0 | 0 | 0 | 0 | 0 | 0 | 0 | 0 | 0 | 0 | 0 | 0 | 0 | 0 | 0 | 0 | 0 | 0 | 0 | 0 | 0 | 0 | 0 | 0 | 0 | 0
F3_Commercial_Warehouse_New_Space Heating_Natural Gas_Boiler_Codes & Standards Forecast | F3 | Commercial | Warehouse | New | Space Heating | Natural Gas | Boiler | Codes & Standards Forecast | Peak Demand (S) | 0 | 0 | 0 | 0 | 0 | 0 | 0 | 0 | 0 | 0 | 0 | 0 | 0 | 0 | 0 | 0 | 0 | 0 | 0 | 0 | 0 | 0 | 0 | 0 | 0 | 0 | 0 | 0 | 0 | 0 | 0
F4_Commercial_Warehouse_New_Space Heating_Natural Gas_Boiler_Codes & Standards Forecast | F4 | Commercial | Warehouse | New | Space Heating | Natural Gas | Boiler | Codes & Standards Forecast | Peak Demand (W) | 0 | 0 | 0 | 0 | 0 | 0 | 0 | 0 | 0 | 0 | 0 | 0 | 0 | 0 | 0 | 0 | 0 | 0 | 0 | 0 | 0 | 0 | 0 | 0 | 0 | 0 | 0 | 0 | 0 | 0 | 0
F5_Commercial_Warehouse_New_Space Heating_Natural Gas_Boiler_Codes & Standards Forecast | F5 | Commercial | Warehouse | New | Space Heating | Natural Gas | Boiler | Codes & Standards Forecast | Turnover | 0 | 0 | 0 | 0 | 0 | 0 | 0 | 0 | 0 | 0 | 0 | 0 | 0 | 0 | 0 | 0 | 0 | 0 | 0 | 0 | 0 | 0 | 0 | 0 | 0 | 0 | 0 | 0 | 0 | 0 | 0
F6_Commercial_Warehouse_New_Space Heating_Natural Gas_Boiler_Codes & Standards Forecast | F6 | Commercial | Warehouse | New | Space Heating | Natural Gas | Boiler | Codes & Standards Forecast | Avg. Replacement Usage | 0.20532 | 0.21358 | 0.21256 | 0.21036 | 0.21036 | 0.17903 | 0.17903 | 0.17903 | 0.17903 | 0.17903 | 0.17903 | 0.17903 | 0.17903 | 0.17903 | 0.17903 | 0.17903 | 0.17903 | 0.17903 | 0.17903 | 0.17903 | 0.17903 | 0.17903 | 0.17903 | 0.17903 | 0.17903 | 0.17903 | 0.17903 | 0.17903 | 0.17903 | 0.17903 | 0.17903
F7_Commercial_Warehouse_New_Space Heating_Natural Gas_Boiler_Codes & Standards Forecast | F7 | Commercial | Warehouse | New | Space Heating | Natural Gas | Boiler | Codes & Standards Forecast | Avg. Replacement Demand (S) | 0 | 0 | 0 | 0 | 0 | 0 | 0 | 0 | 0 | 0 | 0 | 0 | 0 | 0 | 0 | 0 | 0 | 0 | 0 | 0 | 0 | 0 | 0 | 0 | 0 | 0 | 0 | 0 | 0 | 0 | 0
F8_Commercial_Warehouse_New_Space Heating_Natural Gas_Boiler_Codes & Standards Forecast | F8 | Commercial | Warehouse | New | Space Heating | Natural Gas | Boiler | Codes & Standards Forecast | Avg. Replacement Demand (W) | 0 | 0 | 0 | 0 | 0 | 0 | 0 | 0 | 0 | 0 | 0 | 0 | 0 | 0 | 0 | 0 | 0 | 0 | 0 | 0 | 0 | 0 | 0 | 0 | 0 | 0 | 0 | 0 | 0 | 0 | 0
F1_Commercial_Warehouse_New_Space Heating_Natural Gas_Unit Heater_Codes & Standards Forecast | F1 | Commercial | Warehouse | New | Space Heating | Natural Gas | Unit Heater | Codes & Standards Forecast | Units | 0 | 118774.9363 | 238639.072 | 365714.875 | 435461.1087 | 492283.6121 | 548275.2535 | 603454.1672 | 657838.1328 | 711444.582 | 764290.6058 | 816392.9613 | 867768.0785 | 918432.0669 | 968400.7219 | 1017689.531 | 1066313.6801 | 1114288.0597 | 1161627.2708 | 1208345.6305 | 1254457.178 | 1299975.6802 | 1344914.6369 | 1389287.2864 | 1433106.6109 | 1476385.3415 | 1519135.9631 | 1561370.7198 | 1603101.6194 | 1644340.4382 | 1685098.726
F2_Commercial_Warehouse_New_Space Heating_Natural Gas_Unit Heater_Codes & Standards Forecast | F2 | Commercial | Warehouse | New | Space Heating | Natural Gas | Unit Heater | Codes & Standards Forecast | Usage (MMtherm) | 0 | 0.017942 | 0.035878 | 0.054414 | 0.064792 | 0.0724 | 0.079897 | 0.087285 | 0.094566 | 0.10174 | 0.10882 | 0.11554 | 0.12195 | 0.12806 | 0.13402 | 0.14 | 0.14598 | 0.15194 | 0.15737 | 0.16284 | 0.16832 | 0.17406 | 0.18007 | 0.18602 | 0.19188 | 0.19768 | 0.2034 | 0.20906 | 0.21464 | 0.22017 | 0.22562
F3_Commercial_Warehouse_New_Space Heating_Natural Gas_Unit Heater_Codes & Standards Forecast | F3 | Commercial | Warehouse | New | Space Heating | Natural Gas | Unit Heater | Codes & Standards Forecast | Peak Demand (S) | 0 | 0 | 0 | 0 | 0 | 0 | 0 | 0 | 0 | 0 | 0 | 0 | 0 | 0 | 0 | 0 | 0 | 0 | 0 | 0 | 0 | 0 | 0 | 0 | 0 | 0 | 0 | 0 | 0 | 0 | 0
F4_Commercial_Warehouse_New_Space Heating_Natural Gas_Unit Heater_Codes & Standards Forecast | F4 | Commercial | Warehouse | New | Space Heating | Natural Gas | Unit Heater | Codes & Standards Forecast | Peak Demand (W) | 0 | 0 | 0 | 0 | 0 | 0 | 0 | 0 | 0 | 0 | 0 | 0 | 0 | 0 | 0 | 0 | 0 | 0 | 0 | 0 | 0 | 0 | 0 | 0 | 0 | 0 | 0 | 0 | 0 | 0 | 0
F5_Commercial_Warehouse_New_Space Heating_Natural Gas_Unit Heater_Codes & Standards Forecast | F5 | Commercial | Warehouse | New | Space Heating | Natural Gas | Unit Heater | Codes & Standards Forecast | Turnover | 0 | 118774.9363 | 119864.1357 | 127075.803 | 69746.2337 | 56822.5033 | 55991.6414 | 55178.9138 | 54383.9656 | 53606.4492 | 52846.0238 | 69070.2035 | 83042.435 | 95961.0898 | 98758.4895 | 99226.1677 | 99426.4053 | 99401.8726 | 133794.9844 | 128798.7185 | 126116.7436 | 107258.1764 | 105956.4612 | 110140.0172 | 114062.9156 | 117431.0759 | 120287.012 | 122673.232 | 134518.7641 | 143242.0007 | 149970.2066
F6_Commercial_Warehouse_New_Space Heating_Natural Gas_Unit Heater_Codes & Standards Forecast | F6 | Commercial | Warehouse | New | Space Heating | Natural Gas | Unit Heater | Codes & Standards Forecast | Avg. Replacement Usage | 0.14522 | 0.15106 | 0.15034 | 0.14879 | 0.14879 | 0.13389 | 0.13389 | 0.13389 | 0.13389 | 0.13389 | 0.13389 | 0.13389 | 0.13389 | 0.13389 | 0.13389 | 0.13389 | 0.13389 | 0.13389 | 0.13389 | 0.13389 | 0.13389 | 0.13389 | 0.13389 | 0.13389 | 0.13389 | 0.13389 | 0.13389 | 0.13389 | 0.13389 | 0.13389 | 0.13389
F7_Commercial_Warehouse_New_Space Heating_Natural Gas_Unit Heater_Codes & Standards Forecast | F7 | Commercial | Warehouse | New | Space Heating | Natural Gas | Unit Heater | Codes & Standards Forecast | Avg. Replacement Demand (S) | 0 | 0 | 0 | 0 | 0 | 0 | 0 | 0 | 0 | 0 | 0 | 0 | 0 | 0 | 0 | 0 | 0 | 0 | 0 | 0 | 0 | 0 | 0 | 0 | 0 | 0 | 0 | 0 | 0 | 0 | 0
F8_Commercial_Warehouse_New_Space Heating_Natural Gas_Unit Heater_Codes & Standards Forecast | F8 | Commercial | Warehouse | New | Space Heating | Natural Gas | Unit Heater | Codes & Standards Forecast | Avg. Replacement Demand (W) | 0 | 0 | 0 | 0 | 0 | 0 | 0 | 0 | 0 | 0 | 0 | 0 | 0 | 0 | 0 | 0 | 0 | 0 | 0 | 0 | 0 | 0 | 0 | 0 | 0 | 0 | 0 | 0 | 0 | 0 | 0
F1_Commercial_Warehouse_New_Water Heating_Natural Gas_Water Heater_Codes & Standards Forecast | F1 | Commercial | Warehouse | New | Water Heating | Natural Gas | Water Heater | Codes & Standards Forecast | Units | 0 | 0 | 0 | 0 | 0 | 0 | 0 | 0 | 0 | 0 | 0 | 0 | 0 | 0 | 0 | 0 | 0 | 0 | 0 | 0 | 0 | 0 | 0 | 0 | 0 | 0 | 0 | 0 | 0 | 0 | 0
F2_Commercial_Warehouse_New_Water Heating_Natural Gas_Water Heater_Codes & Standards Forecast | F2 | Commercial | Warehouse | New | Water Heating | Natural Gas | Water Heater | Codes & Standards Forecast | Usage (MMtherm) | 0 | 0 | 0 | 0 | 0 | 0 | 0 | 0 | 0 | 0 | 0 | 0 | 0 | 0 | 0 | 0 | 0 | 0 | 0 | 0 | 0 | 0 | 0 | 0 | 0 | 0 | 0 | 0 | 0 | 0 | 0
F3_Commercial_Warehouse_New_Water Heating_Natural Gas_Water Heater_Codes & Standards Forecast | F3 | Commercial | Warehouse | New | Water Heating | Natural Gas | Water Heater | Codes & Standards Forecast | Peak Demand (S) | 0 | 0 | 0 | 0 | 0 | 0 | 0 | 0 | 0 | 0 | 0 | 0 | 0 | 0 | 0 | 0 | 0 | 0 | 0 | 0 | 0 | 0 | 0 | 0 | 0 | 0 | 0 | 0 | 0 | 0 | 0
F4_Commercial_Warehouse_New_Water Heating_Natural Gas_Water Heater_Codes & Standards Forecast | F4 | Commercial | Warehouse | New | Water Heating | Natural Gas | Water Heater | Codes & Standards Forecast | Peak Demand (W) | 0 | 0 | 0 | 0 | 0 | 0 | 0 | 0 | 0 | 0 | 0 | 0 | 0 | 0 | 0 | 0 | 0 | 0 | 0 | 0 | 0 | 0 | 0 | 0 | 0 | 0 | 0 | 0 | 0 | 0 | 0
F5_Commercial_Warehouse_New_Water Heating_Natural Gas_Water Heater_Codes & Standards Forecast | F5 | Commercial | Warehouse | New | Water Heating | Natural Gas | Water Heater | Codes & Standards Forecast | Turnover | 0 | 0 | 0 | 0 | 0 | 0 | 0 | 0 | 0 | 0 | 0 | 0 | 0 | 0 | 0 | 0 | 0 | 0 | 0 | 0 | 0 | 0 | 0 | 0 | 0 | 0 | 0 | 0 | 0 | 0 | 0
F6_Commercial_Warehouse_New_Water Heating_Natural Gas_Water Heater_Codes & Standards Forecast | F6 | Commercial | Warehouse | New | Water Heating | Natural Gas | Water Heater | Codes & Standards Forecast | Avg. Replacement Usage | 0.078212 | 0.081356 | 0.08097 | 0.080133 | 0.080133 | 0.080133 | 0.080133 | 0.080133 | 0.080133 | 0.080133 | 0.080133 | 0.080133 | 0.080133 | 0.080133 | 0.080133 | 0.080133 | 0.080133 | 0.080133 | 0.080133 | 0.080133 | 0.080133 | 0.080133 | 0.080133 | 0.080133 | 0.080133 | 0.080133 | 0.080133 | 0.080133 | 0.080133 | 0.080133 | 0.080133
F7_Commercial_Warehouse_New_Water Heating_Natural Gas_Water Heater_Codes & Standards Forecast | F7 | Commercial | Warehouse | New | Water Heating | Natural Gas | Water Heater | Codes & Standards Forecast | Avg. Replacement Demand (S) | 0 | 0 | 0 | 0 | 0 | 0 | 0 | 0 | 0 | 0 | 0 | 0 | 0 | 0 | 0 | 0 | 0 | 0 | 0 | 0 | 0 | 0 | 0 | 0 | 0 | 0 | 0 | 0 | 0 | 0 | 0
F8_Commercial_Warehouse_New_Water Heating_Natural Gas_Water Heater_Codes & Standards Forecast | F8 | Commercial | Warehouse | New | Water Heating | Natural Gas | Water Heater | Codes & Standards Forecast | Avg. Replacement Demand (W) | 0 | 0 | 0 | 0 | 0 | 0 | 0 | 0 | 0 | 0 | 0 | 0 | 0 | 0 | 0 | 0 | 0 | 0 | 0 | 0 | 0 | 0 | 0 | 0 | 0 | 0 | 0 | 0 | 0 | 0 | 0
F1_Commercial_Warehouse_New_Food Preparation_Natural Gas_Oven_Codes & Standards Forecast | F1 | Commercial | Warehouse | New | Food Preparation | Natural Gas | Oven | Codes & Standards Forecast | Units | 0 | 110.7778 | 222.5715 | 341.0913 | 406.1416 | 459.1382 | 511.3599 | 562.8237 | 613.546 | 663.5431 | 712.831 | 761.4253 | 809.3413 | 856.5941 | 903.1984 | 949.1686 | 994.5189 | 1039.2632 | 1083.415 | 1126.9878 | 1169.9947 | 1212.4485 | 1254.3617 | 1295.7467 | 1336.6157 | 1376.9805 | 1416.8527 | 1456.2438 | 1495.165 | 1533.6272 | 1571.6412
F2_Commercial_Warehouse_New_Food Preparation_Natural Gas_Oven_Codes & Standards Forecast | F2 | Commercial | Warehouse | New | Food Preparation | Natural Gas | Oven | Codes & Standards Forecast | Usage (MMtherm) | 0 | 1.4818e-05 | 2.963e-05 | 4.4938e-05 | 5.3508e-05 | 6.049e-05 | 6.737e-05 | 7.415e-05 | 8.0833e-05 | 8.742e-05 | 9.3914e-05 | 0.00010032 | 0.00010663 | 0.00011285 | 0.00011899 | 0.00012505 | 0.00013103 | 0.00013692 | 0.00014274 | 0.00014848 | 0.00015414 | 0.00015974 | 0.00016526 | 0.00017071 | 0.0001761 | 0.00018141 | 0.00018667 | 0.00019186 | 0.00019698 | 0.00020205 | 0.00020706
F3_Commercial_Warehouse_New_Food Preparation_Natural Gas_Oven_Codes & Standards Forecast | F3 | Commercial | Warehouse | New | Food Preparation | Natural Gas | Oven | Codes & Standards Forecast | Peak Demand (S) | 0 | 0 | 0 | 0 | 0 | 0 | 0 | 0 | 0 | 0 | 0 | 0 | 0 | 0 | 0 | 0 | 0 | 0 | 0 | 0 | 0 | 0 | 0 | 0 | 0 | 0 | 0 | 0 | 0 | 0 | 0
F4_Commercial_Warehouse_New_Food Preparation_Natural Gas_Oven_Codes & Standards Forecast | F4 | Commercial | Warehouse | New | Food Preparation | Natural Gas | Oven | Codes & Standards Forecast | Peak Demand (W) | 0 | 0 | 0 | 0 | 0 | 0 | 0 | 0 | 0 | 0 | 0 | 0 | 0 | 0 | 0 | 0 | 0 | 0 | 0 | 0 | 0 | 0 | 0 | 0 | 0 | 0 | 0 | 0 | 0 | 0 | 0
F5_Commercial_Warehouse_New_Food Preparation_Natural Gas_Oven_Codes & Standards Forecast | F5 | Commercial | Warehouse | New | Food Preparation | Natural Gas | Oven | Codes & Standards Forecast | Turnover | 0 | 110.7778 | 111.7937 | 118.5198 | 65.0502 | 52.9967 | 52.2217 | 51.4637 | 50.7223 | 49.9971 | 67.7509 | 82.6124 | 96.0177 | 98.1793 | 97.8758 | 97.4001 | 127.7019 | 122.1078 | 118.8315 | 102.1753 | 102.247 | 107.6072 | 112.3595 | 116.196 | 119.2424 | 131.9143 | 140.6624 | 146.9293 | 146.1688 | 144.7917 | 144.4237
F6_Commercial_Warehouse_New_Food Preparation_Natural Gas_Oven_Codes & Standards Forecast | F6 | Commercial | Warehouse | New | Food Preparation | Natural Gas | Oven | Codes & Standards Forecast | Avg. Replacement Usage | 0.12859 | 0.13376 | 0.13312 | 0.13175 | 0.13175 | 0.13175 | 0.13175 | 0.13175 | 0.13175 | 0.13175 | 0.13175 | 0.13175 | 0.13175 | 0.13175 | 0.13175 | 0.13175 | 0.13175 | 0.13175 | 0.13175 | 0.13175 | 0.13175 | 0.13175 | 0.13175 | 0.13175 | 0.13175 | 0.13175 | 0.13175 | 0.13175 | 0.13175 | 0.13175 | 0.13175
F7_Commercial_Warehouse_New_Food Preparation_Natural Gas_Oven_Codes & Standards Forecast | F7 | Commercial | Warehouse | New | Food Preparation | Natural Gas | Oven | Codes & Standards Forecast | Avg. Replacement Demand (S) | 0 | 0 | 0 | 0 | 0 | 0 | 0 | 0 | 0 | 0 | 0 | 0 | 0 | 0 | 0 | 0 | 0 | 0 | 0 | 0 | 0 | 0 | 0 | 0 | 0 | 0 | 0 | 0 | 0 | 0 | 0
F8_Commercial_Warehouse_New_Food Preparation_Natural Gas_Oven_Codes & Standards Forecast | F8 | Commercial | Warehouse | New | Food Preparation | Natural Gas | Oven | Codes & Standards Forecast | Avg. Replacement Demand (W) | 0 | 0 | 0 | 0 | 0 | 0 | 0 | 0 | 0 | 0 | 0 | 0 | 0 | 0 | 0 | 0 | 0 | 0 | 0 | 0 | 0 | 0 | 0 | 0 | 0 | 0 | 0 | 0 | 0 | 0 | 0
F1_Commercial_Warehouse_New_Food Preparation_Natural Gas_Conveyor Oven_Codes & Standards Forecast | F1 | Commercial | Warehouse | New | Food Preparation | Natural Gas | Conveyor Oven | Codes & Standards Forecast | Units | 0 | 55.3889 | 111.2858 | 170.5457 | 203.0708 | 229.5691 | 255.68 | 281.4118 | 306.773 | 331.7715 | 356.4155 | 380.7127 | 404.6707 | 428.2971 | 451.5992 | 474.5843 | 497.2594 | 519.6316 | 541.7075 | 563.4939 | 584.9974 | 606.2242 | 627.1808 | 647.8734 | 668.3078 | 688.4902 | 708.4263 | 728.1219 | 747.5825 | 766.8136 | 785.8206
F2_Commercial_Warehouse_New_Food Preparation_Natural Gas_Conveyor Oven_Codes & Standards Forecast | F2 | Commercial | Warehouse | New | Food Preparation | Natural Gas | Conveyor Oven | Codes & Standards Forecast | Usage (MMtherm) | 0 | 1.1043e-05 | 2.2082e-05 | 3.3491e-05 | 3.9878e-05 | 4.5082e-05 | 5.0209e-05 | 5.5262e-05 | 6.0243e-05 | 6.5152e-05 | 6.9991e-05 | 7.4763e-05 | 7.9467e-05 | 8.4107e-05 | 8.8683e-05 | 9.3197e-05 | 9.765e-05 | 0.00010204 | 0.00010638 | 0.00011066 | 0.00011488 | 0.00011905 | 0.00012316 | 0.00012723 | 0.00013124 | 0.0001352 | 0.00013912 | 0.00014299 | 0.00014681 | 0.00015058 | 0.00015432
F3_Commercial_Warehouse_New_Food Preparation_Natural Gas_Conveyor Oven_Codes & Standards Forecast | F3 | Commercial | Warehouse | New | Food Preparation | Natural Gas | Conveyor Oven | Codes & Standards Forecast | Peak Demand (S) | 0 | 0 | 0 | 0 | 0 | 0 | 0 | 0 | 0 | 0 | 0 | 0 | 0 | 0 | 0 | 0 | 0 | 0 | 0 | 0 | 0 | 0 | 0 | 0 | 0 | 0 | 0 | 0 | 0 | 0 | 0
F4_Commercial_Warehouse_New_Food Preparation_Natural Gas_Conveyor Oven_Codes & Standards Forecast | F4 | Commercial | Warehouse | New | Food Preparation | Natural Gas | Conveyor Oven | Codes & Standards Forecast | Peak Demand (W) | 0 | 0 | 0 | 0 | 0 | 0 | 0 | 0 | 0 | 0 | 0 | 0 | 0 | 0 | 0 | 0 | 0 | 0 | 0 | 0 | 0 | 0 | 0 | 0 | 0 | 0 | 0 | 0 | 0 | 0 | 0
F5_Commercial_Warehouse_New_Food Preparation_Natural Gas_Conveyor Oven_Codes & Standards Forecast | F5 | Commercial | Warehouse | New | Food Preparation | Natural Gas | Conveyor Oven | Codes & Standards Forecast | Turnover | 0 | 55.3889 | 55.8968 | 59.2599 | 32.5251 | 26.4983 | 26.1109 | 25.7319 | 25.3611 | 24.9986 | 24.644 | 24.2972 | 23.958 | 23.6264 | 23.3021 | 22.9851 | 22.6751 | 33.4499 | 42.1175 | 49.6717 | 50.3167 | 49.5771 | 63.3789 | 59.9098 | 57.7622 | 48.0359 | 45.5678 | 44.9588 | 44.3634 | 43.7815 | 43.2127
F6_Commercial_Warehouse_New_Food Preparation_Natural Gas_Conveyor Oven_Codes & Standards Forecast | F6 | Commercial | Warehouse | New | Food Preparation | Natural Gas | Conveyor Oven | Codes & Standards Forecast | Avg. Replacement Usage | 0.19167 | 0.19937 | 0.19843 | 0.19638 | 0.19638 | 0.19638 | 0.19638 | 0.19638 | 0.19638 | 0.19638 | 0.19638 | 0.19638 | 0.19638 | 0.19638 | 0.19638 | 0.19638 | 0.19638 | 0.19638 | 0.19638 | 0.19638 | 0.19638 | 0.19638 | 0.19638 | 0.19638 | 0.19638 | 0.19638 | 0.19638 | 0.19638 | 0.19638 | 0.19638 | 0.19638
F7_Commercial_Warehouse_New_Food Preparation_Natural Gas_Conveyor Oven_Codes & Standards Forecast | F7 | Commercial | Warehouse | New | Food Preparation | Natural Gas | Conveyor Oven | Codes & Standards Forecast | Avg. Replacement Demand (S) | 0 | 0 | 0 | 0 | 0 | 0 | 0 | 0 | 0 | 0 | 0 | 0 | 0 | 0 | 0 | 0 | 0 | 0 | 0 | 0 | 0 | 0 | 0 | 0 | 0 | 0 | 0 | 0 | 0 | 0 | 0
F8_Commercial_Warehouse_New_Food Preparation_Natural Gas_Conveyor Oven_Codes & Standards Forecast | F8 | Commercial | Warehouse | New | Food Preparation | Natural Gas | Conveyor Oven | Codes & Standards Forecast | Avg. Replacement Demand (W) | 0 | 0 | 0 | 0 | 0 | 0 | 0 | 0 | 0 | 0 | 0 | 0 | 0 | 0 | 0 | 0 | 0 | 0 | 0 | 0 | 0 | 0 | 0 | 0 | 0 | 0 | 0 | 0 | 0 | 0 | 0
F1_Commercial_Warehouse_New_Food Preparation_Natural Gas_Double Rack Oven_Codes & Standards Forecast | F1 | Commercial | Warehouse | New | Food Preparation | Natural Gas | Double Rack Oven | Codes & Standards Forecast | Units | 0 | 55.3889 | 111.2858 | 170.5457 | 203.0708 | 229.5691 | 255.68 | 281.4118 | 306.773 | 331.7715 | 356.4155 | 380.7127 | 404.6707 | 428.2971 | 451.5992 | 474.5843 | 497.2594 | 519.6316 | 541.7075 | 563.4939 | 584.9974 | 606.2242 | 627.1808 | 647.8734 | 668.3078 | 688.4902 | 708.4263 | 728.1219 | 747.5825 | 766.8136 | 785.8206
F2_Commercial_Warehouse_New_Food Preparation_Natural Gas_Double Rack Oven_Codes & Standards Forecast | F2 | Commercial | Warehouse | New | Food Preparation | Natural Gas | Double Rack Oven | Codes & Standards Forecast | Usage (MMtherm) | 0 | 1.968e-05 | 3.9354e-05 | 5.9686e-05 | 7.1069e-05 | 8.0342e-05 | 8.948e-05 | 9.8486e-05 | 0.00010736 | 0.00011611 | 0.00012473 | 0.00013324 | 0.00014162 | 0.00014989 | 0.00015805 | 0.00016609 | 0.00017403 | 0.00018186 | 0.00018958 | 0.00019721 | 0.00020473 | 0.00021216 | 0.00021949 | 0.00022674 | 0.00023389 | 0.00024095 | 0.00024793 | 0.00025482 | 0.00026163 | 0.00026836 | 0.00027501
F3_Commercial_Warehouse_New_Food Preparation_Natural Gas_Double Rack Oven_Codes & Standards Forecast | F3 | Commercial | Warehouse | New | Food Preparation | Natural Gas | Double Rack Oven | Codes & Standards Forecast | Peak Demand (S) | 0 | 0 | 0 | 0 | 0 | 0 | 0 | 0 | 0 | 0 | 0 | 0 | 0 | 0 | 0 | 0 | 0 | 0 | 0 | 0 | 0 | 0 | 0 | 0 | 0 | 0 | 0 | 0 | 0 | 0 | 0
F4_Commercial_Warehouse_New_Food Preparation_Natural Gas_Double Rack Oven_Codes & Standards Forecast | F4 | Commercial | Warehouse | New | Food Preparation | Natural Gas | Double Rack Oven | Codes & Standards Forecast | Peak Demand (W) | 0 | 0 | 0 | 0 | 0 | 0 | 0 | 0 | 0 | 0 | 0 | 0 | 0 | 0 | 0 | 0 | 0 | 0 | 0 | 0 | 0 | 0 | 0 | 0 | 0 | 0 | 0 | 0 | 0 | 0 | 0
F5_Commercial_Warehouse_New_Food Preparation_Natural Gas_Double Rack Oven_Codes & Standards Forecast | F5 | Commercial | Warehouse | New | Food Preparation | Natural Gas | Double Rack Oven | Codes & Standards Forecast | Turnover | 0 | 55.3889 | 55.8968 | 59.2599 | 32.5251 | 26.4983 | 26.1109 | 25.7319 | 25.3611 | 24.9986 | 24.644 | 24.2972 | 35.0358 | 43.668 | 51.1874 | 51.7983 | 51.0254 | 64.7944 | 61.2933 | 59.1141 | 49.3569 | 46.8586 | 46.2198 | 47.8109 | 50.7656 | 54.5897 | 57.7287 | 60.0438 | 67.5131 | 72.1947 | 75.1718
F6_Commercial_Warehouse_New_Food Preparation_Natural Gas_Double Rack Oven_Codes & Standards Forecast | F6 | Commercial | Warehouse | New | Food Preparation | Natural Gas | Double Rack Oven | Codes & Standards Forecast | Avg. Replacement Usage | 0.34158 | 0.35531 | 0.35363 | 0.34997 | 0.34997 | 0.34997 | 0.34997 | 0.34997 | 0.34997 | 0.34997 | 0.34997 | 0.34997 | 0.34997 | 0.34997 | 0.34997 | 0.34997 | 0.34997 | 0.34997 | 0.34997 | 0.34997 | 0.34997 | 0.34997 | 0.34997 | 0.34997 | 0.34997 | 0.34997 | 0.34997 | 0.34997 | 0.34997 | 0.34997 | 0.34997
F7_Commercial_Warehouse_New_Food Preparation_Natural Gas_Double Rack Oven_Codes & Standards Forecast | F7 | Commercial | Warehouse | New | Food Preparation | Natural Gas | Double Rack Oven | Codes & Standards Forecast | Avg. Replacement Demand (S) | 0 | 0 | 0 | 0 | 0 | 0 | 0 | 0 | 0 | 0 | 0 | 0 | 0 | 0 | 0 | 0 | 0 | 0 | 0 | 0 | 0 | 0 | 0 | 0 | 0 | 0 | 0 | 0 | 0 | 0 | 0
F8_Commercial_Warehouse_New_Food Preparation_Natural Gas_Double Rack Oven_Codes & Standards Forecast | F8 | Commercial | Warehouse | New | Food Preparation | Natural Gas | Double Rack Oven | Codes & Standards Forecast | Avg. Replacement Demand (W) | 0 | 0 | 0 | 0 | 0 | 0 | 0 | 0 | 0 | 0 | 0 | 0 | 0 | 0 | 0 | 0 | 0 | 0 | 0 | 0 | 0 | 0 | 0 | 0 | 0 | 0 | 0 | 0 | 0 | 0 | 0
F1_Commercial_Warehouse_New_Food Preparation_Natural Gas_Fryer_Codes & Standards Forecast | F1 | Commercial | Warehouse | New | Food Preparation | Natural Gas | Fryer | Codes & Standards Forecast | Units | 0 | 3699.9256 | 7433.7806 | 11392.2842 | 13564.9301 | 15334.9924 | 17079.1727 | 18798.036 | 20492.1361 | 22162.016 | 23808.208 | 25431.2343 | 27031.6065 | 28609.8266 | 30166.3865 | 31701.7688 | 33216.4464 | 34710.8832 | 36185.534 | 37640.8449 | 39077.2531 | 40495.1875 | 41895.0687 | 43277.309 | 44642.3128 | 45990.4767 | 47322.1897 | 48637.8331 | 49937.7809 | 51222.4001 | 52492.0504
F2_Commercial_Warehouse_New_Food Preparation_Natural Gas_Fryer_Codes & Standards Forecast | F2 | Commercial | Warehouse | New | Food Preparation | Natural Gas | Fryer | Codes & Standards Forecast | Usage (MMtherm) | 0 | 0.0006545 | 0.0013088 | 0.0017587 | 0.0020131 | 0.0022203 | 0.0024246 | 0.0026258 | 0.0028242 | 0.0029774 | 0.0030936 | 0.0032224 | 0.0033609 | 0.0035065 | 0.0036019 | 0.0037118 | 0.0038891 | 0.0040641 | 0.0042368 | 0.0044072 | 0.0045753 | 0.0047414 | 0.0049053 | 0.0050671 | 0.0052269 | 0.0053848 | 0.0055407 | 0.0056947 | 0.0058469 | 0.0059974 | 0.006146
F3_Commercial_Warehouse_New_Food Preparation_Natural Gas_Fryer_Codes & Standards Forecast | F3 | Commercial | Warehouse | New | Food Preparation | Natural Gas | Fryer | Codes & Standards Forecast | Peak Demand (S) | 0 | 0 | 0 | 0 | 0 | 0 | 0 | 0 | 0 | 0 | 0 | 0 | 0 | 0 | 0 | 0 | 0 | 0 | 0 | 0 | 0 | 0 | 0 | 0 | 0 | 0 | 0 | 0 | 0 | 0 | 0
F4_Commercial_Warehouse_New_Food Preparation_Natural Gas_Fryer_Codes & Standards Forecast | F4 | Commercial | Warehouse | New | Food Preparation | Natural Gas | Fryer | Codes & Standards Forecast | Peak Demand (W) | 0 | 0 | 0 | 0 | 0 | 0 | 0 | 0 | 0 | 0 | 0 | 0 | 0 | 0 | 0 | 0 | 0 | 0 | 0 | 0 | 0 | 0 | 0 | 0 | 0 | 0 | 0 | 0 | 0 | 0 | 0
F5_Commercial_Warehouse_New_Food Preparation_Natural Gas_Fryer_Codes & Standards Forecast | F5 | Commercial | Warehouse | New | Food Preparation | Natural Gas | Fryer | Codes & Standards Forecast | Turnover | 0 | 3699.9256 | 3733.855 | 3958.5036 | 2172.6459 | 1770.0623 | 1744.1803 | 1718.8633 | 1694.1001 | 2409.865 | 2984.9512 | 3485.7343 | 3525.0678 | 3471.989 | 4390.3244 | 4155.0609 | 4008.1308 | 3503.0205 | 3572.9731 | 3824.3308 | 4030.001 | 4180.7149 | 4675.8039 | 4984.7461 | 5179.9119 | 5111.0055 | 5042.6666 | 5290.0085 | 5223.7673 | 5221.3009 | 5221.7448
F6_Commercial_Warehouse_New_Food Preparation_Natural Gas_Fryer_Codes & Standards Forecast | F6 | Commercial | Warehouse | New | Food Preparation | Natural Gas | Fryer | Codes & Standards Forecast | Avg. Replacement Usage | 0.17006 | 0.1769 | 0.17606 | 0.11708 | 0.11708 | 0.11708 | 0.11708 | 0.11708 | 0.11708 | 0.11708 | 0.11708 | 0.11708 | 0.11708 | 0.11708 | 0.11708 | 0.11708 | 0.11708 | 0.11708 | 0.11708 | 0.11708 | 0.11708 | 0.11708 | 0.11708 | 0.11708 | 0.11708 | 0.11708 | 0.11708 | 0.11708 | 0.11708 | 0.11708 | 0.11708
F7_Commercial_Warehouse_New_Food Preparation_Natural Gas_Fryer_Codes & Standards Forecast | F7 | Commercial | Warehouse | New | Food Preparation | Natural Gas | Fryer | Codes & Standards Forecast | Avg. Replacement Demand (S) | 0 | 0 | 0 | 0 | 0 | 0 | 0 | 0 | 0 | 0 | 0 | 0 | 0 | 0 | 0 | 0 | 0 | 0 | 0 | 0 | 0 | 0 | 0 | 0 | 0 | 0 | 0 | 0 | 0 | 0 | 0
F8_Commercial_Warehouse_New_Food Preparation_Natural Gas_Fryer_Codes & Standards Forecast | F8 | Commercial | Warehouse | New | Food Preparation | Natural Gas | Fryer | Codes & Standards Forecast | Avg. Replacement Demand (W) | 0 | 0 | 0 | 0 | 0 | 0 | 0 | 0 | 0 | 0 | 0 | 0 | 0 | 0 | 0 | 0 | 0 | 0 | 0 | 0 | 0 | 0 | 0 | 0 | 0 | 0 | 0 | 0 | 0 | 0 | 0
F1_Commercial_Warehouse_New_Food Preparation_Natural Gas_Broiler_Codes & Standards Forecast | F1 | Commercial | Warehouse | New | Food Preparation | Natural Gas | Broiler | Codes & Standards Forecast | Units | 0 | 0 | 0 | 0 | 0 | 0 | 0 | 0 | 0 | 0 | 0 | 0 | 0 | 0 | 0 | 0 | 0 | 0 | 0 | 0 | 0 | 0 | 0 | 0 | 0 | 0 | 0 | 0 | 0 | 0 | 0
F2_Commercial_Warehouse_New_Food Preparation_Natural Gas_Broiler_Codes & Standards Forecast | F2 | Commercial | Warehouse | New | Food Preparation | Natural Gas | Broiler | Codes & Standards Forecast | Usage (MMtherm) | 0 | 0 | 0 | 0 | 0 | 0 | 0 | 0 | 0 | 0 | 0 | 0 | 0 | 0 | 0 | 0 | 0 | 0 | 0 | 0 | 0 | 0 | 0 | 0 | 0 | 0 | 0 | 0 | 0 | 0 | 0
F3_Commercial_Warehouse_New_Food Preparation_Natural Gas_Broiler_Codes & Standards Forecast | F3 | Commercial | Warehouse | New | Food Preparation | Natural Gas | Broiler | Codes & Standards Forecast | Peak Demand (S) | 0 | 0 | 0 | 0 | 0 | 0 | 0 | 0 | 0 | 0 | 0 | 0 | 0 | 0 | 0 | 0 | 0 | 0 | 0 | 0 | 0 | 0 | 0 | 0 | 0 | 0 | 0 | 0 | 0 | 0 | 0
F4_Commercial_Warehouse_New_Food Preparation_Natural Gas_Broiler_Codes & Standards Forecast | F4 | Commercial | Warehouse | New | Food Preparation | Natural Gas | Broiler | Codes & Standards Forecast | Peak Demand (W) | 0 | 0 | 0 | 0 | 0 | 0 | 0 | 0 | 0 | 0 | 0 | 0 | 0 | 0 | 0 | 0 | 0 | 0 | 0 | 0 | 0 | 0 | 0 | 0 | 0 | 0 | 0 | 0 | 0 | 0 | 0
F5_Commercial_Warehouse_New_Food Preparation_Natural Gas_Broiler_Codes & Standards Forecast | F5 | Commercial | Warehouse | New | Food Preparation | Natural Gas | Broiler | Codes & Standards Forecast | Turnover | 0 | 0 | 0 | 0 | 0 | 0 | 0 | 0 | 0 | 0 | 0 | 0 | 0 | 0 | 0 | 0 | 0 | 0 | 0 | 0 | 0 | 0 | 0 | 0 | 0 | 0 | 0 | 0 | 0 | 0 | 0
F6_Commercial_Warehouse_New_Food Preparation_Natural Gas_Broiler_Codes & Standards Forecast | F6 | Commercial | Warehouse | New | Food Preparation | Natural Gas | Broiler | Codes & Standards Forecast | Avg. Replacement Usage | 0.17614 | 0.18322 | 0.18235 | 0.18047 | 0.18047 | 0.18047 | 0.18047 | 0.18047 | 0.18047 | 0.18047 | 0.18047 | 0.18047 | 0.18047 | 0.18047 | 0.18047 | 0.18047 | 0.18047 | 0.18047 | 0.18047 | 0.18047 | 0.18047 | 0.18047 | 0.18047 | 0.18047 | 0.18047 | 0.18047 | 0.18047 | 0.18047 | 0.18047 | 0.18047 | 0.18047
F7_Commercial_Warehouse_New_Food Preparation_Natural Gas_Broiler_Codes & Standards Forecast | F7 | Commercial | Warehouse | New | Food Preparation | Natural Gas | Broiler | Codes & Standards Forecast | Avg. Replacement Demand (S) | 0 | 0 | 0 | 0 | 0 | 0 | 0 | 0 | 0 | 0 | 0 | 0 | 0 | 0 | 0 | 0 | 0 | 0 | 0 | 0 | 0 | 0 | 0 | 0 | 0 | 0 | 0 | 0 | 0 | 0 | 0
F8_Commercial_Warehouse_New_Food Preparation_Natural Gas_Broiler_Codes & Standards Forecast | F8 | Commercial | Warehouse | New | Food Preparation | Natural Gas | Broiler | Codes & Standards Forecast | Avg. Replacement Demand (W) | 0 | 0 | 0 | 0 | 0 | 0 | 0 | 0 | 0 | 0 | 0 | 0 | 0 | 0 | 0 | 0 | 0 | 0 | 0 | 0 | 0 | 0 | 0 | 0 | 0 | 0 | 0 | 0 | 0 | 0 | 0
F1_Commercial_Warehouse_New_Food Preparation_Natural Gas_Griddle_Codes & Standards Forecast | F1 | Commercial | Warehouse | New | Food Preparation | Natural Gas | Griddle | Codes & Standards Forecast | Units | 0 | 0 | 0 | 0 | 0 | 0 | 0 | 0 | 0 | 0 | 0 | 0 | 0 | 0 | 0 | 0 | 0 | 0 | 0 | 0 | 0 | 0 | 0 | 0 | 0 | 0 | 0 | 0 | 0 | 0 | 0
F2_Commercial_Warehouse_New_Food Preparation_Natural Gas_Griddle_Codes & Standards Forecast | F2 | Commercial | Warehouse | New | Food Preparation | Natural Gas | Griddle | Codes & Standards Forecast | Usage (MMtherm) | 0 | 0 | 0 | 0 | 0 | 0 | 0 | 0 | 0 | 0 | 0 | 0 | 0 | 0 | 0 | 0 | 0 | 0 | 0 | 0 | 0 | 0 | 0 | 0 | 0 | 0 | 0 | 0 | 0 | 0 | 0
F3_Commercial_Warehouse_New_Food Preparation_Natural Gas_Griddle_Codes & Standards Forecast | F3 | Commercial | Warehouse | New | Food Preparation | Natural Gas | Griddle | Codes & Standards Forecast | Peak Demand (S) | 0 | 0 | 0 | 0 | 0 | 0 | 0 | 0 | 0 | 0 | 0 | 0 | 0 | 0 | 0 | 0 | 0 | 0 | 0 | 0 | 0 | 0 | 0 | 0 | 0 | 0 | 0 | 0 | 0 | 0 | 0
F4_Commercial_Warehouse_New_Food Preparation_Natural Gas_Griddle_Codes & Standards Forecast | F4 | Commercial | Warehouse | New | Food Preparation | Natural Gas | Griddle | Codes & Standards Forecast | Peak Demand (W) | 0 | 0 | 0 | 0 | 0 | 0 | 0 | 0 | 0 | 0 | 0 | 0 | 0 | 0 | 0 | 0 | 0 | 0 | 0 | 0 | 0 | 0 | 0 | 0 | 0 | 0 | 0 | 0 | 0 | 0 | 0
F5_Commercial_Warehouse_New_Food Preparation_Natural Gas_Griddle_Codes & Standards Forecast | F5 | Commercial | Warehouse | New | Food Preparation | Natural Gas | Griddle | Codes & Standards Forecast | Turnover | 0 | 0 | 0 | 0 | 0 | 0 | 0 | 0 | 0 | 0 | 0 | 0 | 0 | 0 | 0 | 0 | 0 | 0 | 0 | 0 | 0 | 0 | 0 | 0 | 0 | 0 | 0 | 0 | 0 | 0 | 0
F6_Commercial_Warehouse_New_Food Preparation_Natural Gas_Griddle_Codes & Standards Forecast | F6 | Commercial | Warehouse | New | Food Preparation | Natural Gas | Griddle | Codes & Standards Forecast | Avg. Replacement Usage | 0.11825 | 0.123 | 0.12241 | 0.12115 | 0.12115 | 0.12115 | 0.12115 | 0.12115 | 0.12115 | 0.12115 | 0.12115 | 0.12115 | 0.12115 | 0.12115 | 0.12115 | 0.12115 | 0.12115 | 0.12115 | 0.12115 | 0.12115 | 0.12115 | 0.12115 | 0.12115 | 0.12115 | 0.12115 | 0.12115 | 0.12115 | 0.12115 | 0.12115 | 0.12115 | 0.12115
F7_Commercial_Warehouse_New_Food Preparation_Natural Gas_Griddle_Codes & Standards Forecast | F7 | Commercial | Warehouse | New | Food Preparation | Natural Gas | Griddle | Codes & Standards Forecast | Avg. Replacement Demand (S) | 0 | 0 | 0 | 0 | 0 | 0 | 0 | 0 | 0 | 0 | 0 | 0 | 0 | 0 | 0 | 0 | 0 | 0 | 0 | 0 | 0 | 0 | 0 | 0 | 0 | 0 | 0 | 0 | 0 | 0 | 0
F8_Commercial_Warehouse_New_Food Preparation_Natural Gas_Griddle_Codes & Standards Forecast | F8 | Commercial | Warehouse | New | Food Preparation | Natural Gas | Griddle | Codes & Standards Forecast | Avg. Replacement Demand (W) | 0 | 0 | 0 | 0 | 0 | 0 | 0 | 0 | 0 | 0 | 0 | 0 | 0 | 0 | 0 | 0 | 0 | 0 | 0 | 0 | 0 | 0 | 0 | 0 | 0 | 0 | 0 | 0 | 0 | 0 | 0
F1_Commercial_Warehouse_New_Food Preparation_Natural Gas_Range_Codes & Standards Forecast | F1 | Commercial | Warehouse | New | Food Preparation | Natural Gas | Range | Codes & Standards Forecast | Units | 0 | 8016.4482 | 16106.4096 | 24683.1062 | 29390.472 | 33225.5796 | 37004.61 | 40728.7871 | 44399.3111 | 48017.3582 | 51584.0822 | 55100.614 | 58568.0624 | 61987.5148 | 65360.0373 | 68686.675 | 71968.453 | 75206.3763 | 78401.4303 | 81554.5813 | 84666.7769 | 87738.9463 | 90772.0005 | 93766.833 | 96724.3202 | 99645.3211 | 102530.6786 | 105381.2189 | 108197.7524 | 110981.0741 | 113731.9635
F2_Commercial_Warehouse_New_Food Preparation_Natural Gas_Range_Codes & Standards Forecast | F2 | Commercial | Warehouse | New | Food Preparation | Natural Gas | Range | Codes & Standards Forecast | Usage (MMtherm) | 0 | 0.0011523 | 0.0023042 | 0.0034947 | 0.0041612 | 0.0047042 | 0.0052392 | 0.0057665 | 0.0062862 | 0.0067984 | 0.0073034 | 0.0078013 | 0.0082922 | 0.0087763 | 0.0092538 | 0.0097248 | 0.010189 | 0.010648 | 0.0111 | 0.011547 | 0.011987 | 0.012422 | 0.012852 | 0.013276 | 0.013694 | 0.014108 | 0.014517 | 0.01492 | 0.015319 | 0.015713 | 0.016102
F3_Commercial_Warehouse_New_Food Preparation_Natural Gas_Range_Codes & Standards Forecast | F3 | Commercial | Warehouse | New | Food Preparation | Natural Gas | Range | Codes & Standards Forecast | Peak Demand (S) | 0 | 0 | 0 | 0 | 0 | 0 | 0 | 0 | 0 | 0 | 0 | 0 | 0 | 0 | 0 | 0 | 0 | 0 | 0 | 0 | 0 | 0 | 0 | 0 | 0 | 0 | 0 | 0 | 0 | 0 | 0
F4_Commercial_Warehouse_New_Food Preparation_Natural Gas_Range_Codes & Standards Forecast | F4 | Commercial | Warehouse | New | Food Preparation | Natural Gas | Range | Codes & Standards Forecast | Peak Demand (W) | 0 | 0 | 0 | 0 | 0 | 0 | 0 | 0 | 0 | 0 | 0 | 0 | 0 | 0 | 0 | 0 | 0 | 0 | 0 | 0 | 0 | 0 | 0 | 0 | 0 | 0 | 0 | 0 | 0 | 0 | 0
F5_Commercial_Warehouse_New_Food Preparation_Natural Gas_Range_Codes & Standards Forecast | F5 | Commercial | Warehouse | New | Food Preparation | Natural Gas | Range | Codes & Standards Forecast | Turnover | 0 | 8016.4482 | 8089.9613 | 8576.6966 | 4707.3658 | 3835.1076 | 3779.0304 | 3724.1772 | 3670.5239 | 3618.0472 | 5170.0136 | 6417.1557 | 7503.287 | 7589.5964 | 7475.6591 | 9466.417 | 8957.7079 | 8640.3667 | 7226.2963 | 7183.4903 | 7605.1979 | 8152.8491 | 8601.4524 | 8930.9265 | 10006.4844 | 10678.6711 | 11104.2897 | 10893.5709 | 10657.7881 | 11099.2301 | 10900.8309
F6_Commercial_Warehouse_New_Food Preparation_Natural Gas_Range_Codes & Standards Forecast | F6 | Commercial | Warehouse | New | Food Preparation | Natural Gas | Range | Codes & Standards Forecast | Avg. Replacement Usage | 0.13819 | 0.14374 | 0.14306 | 0.14158 | 0.14158 | 0.14158 | 0.14158 | 0.14158 | 0.14158 | 0.14158 | 0.14158 | 0.14158 | 0.14158 | 0.14158 | 0.14158 | 0.14158 | 0.14158 | 0.14158 | 0.14158 | 0.14158 | 0.14158 | 0.14158 | 0.14158 | 0.14158 | 0.14158 | 0.14158 | 0.14158 | 0.14158 | 0.14158 | 0.14158 | 0.14158
F7_Commercial_Warehouse_New_Food Preparation_Natural Gas_Range_Codes & Standards Forecast | F7 | Commercial | Warehouse | New | Food Preparation | Natural Gas | Range | Codes & Standards Forecast | Avg. Replacement Demand (S) | 0 | 0 | 0 | 0 | 0 | 0 | 0 | 0 | 0 | 0 | 0 | 0 | 0 | 0 | 0 | 0 | 0 | 0 | 0 | 0 | 0 | 0 | 0 | 0 | 0 | 0 | 0 | 0 | 0 | 0 | 0
F8_Commercial_Warehouse_New_Food Preparation_Natural Gas_Range_Codes & Standards Forecast | F8 | Commercial | Warehouse | New | Food Preparation | Natural Gas | Range | Codes & Standards Forecast | Avg. Replacement Demand (W) | 0 | 0 | 0 | 0 | 0 | 0 | 0 | 0 | 0 | 0 | 0 | 0 | 0 | 0 | 0 | 0 | 0 | 0 | 0 | 0 | 0 | 0 | 0 | 0 | 0 | 0 | 0 | 0 | 0 | 0 | 0
F1_Commercial_Warehouse_New_Food Preparation_Natural Gas_Steamer_Codes & Standards Forecast | F1 | Commercial | Warehouse | New | Food Preparation | Natural Gas | Steamer | Codes & Standards Forecast | Units | 0 | 0 | 0 | 0 | 0 | 0 | 0 | 0 | 0 | 0 | 0 | 0 | 0 | 0 | 0 | 0 | 0 | 0 | 0 | 0 | 0 | 0 | 0 | 0 | 0 | 0 | 0 | 0 | 0 | 0 | 0
F2_Commercial_Warehouse_New_Food Preparation_Natural Gas_Steamer_Codes & Standards Forecast | F2 | Commercial | Warehouse | New | Food Preparation | Natural Gas | Steamer | Codes & Standards Forecast | Usage (MMtherm) | 0 | 0 | 0 | 0 | 0 | 0 | 0 | 0 | 0 | 0 | 0 | 0 | 0 | 0 | 0 | 0 | 0 | 0 | 0 | 0 | 0 | 0 | 0 | 0 | 0 | 0 | 0 | 0 | 0 | 0 | 0
F3_Commercial_Warehouse_New_Food Preparation_Natural Gas_Steamer_Codes & Standards Forecast | F3 | Commercial | Warehouse | New | Food Preparation | Natural Gas | Steamer | Codes & Standards Forecast | Peak Demand (S) | 0 | 0 | 0 | 0 | 0 | 0 | 0 | 0 | 0 | 0 | 0 | 0 | 0 | 0 | 0 | 0 | 0 | 0 | 0 | 0 | 0 | 0 | 0 | 0 | 0 | 0 | 0 | 0 | 0 | 0 | 0
F4_Commercial_Warehouse_New_Food Preparation_Natural Gas_Steamer_Codes & Standards Forecast | F4 | Commercial | Warehouse | New | Food Preparation | Natural Gas | Steamer | Codes & Standards Forecast | Peak Demand (W) | 0 | 0 | 0 | 0 | 0 | 0 | 0 | 0 | 0 | 0 | 0 | 0 | 0 | 0 | 0 | 0 | 0 | 0 | 0 | 0 | 0 | 0 | 0 | 0 | 0 | 0 | 0 | 0 | 0 | 0 | 0
F5_Commercial_Warehouse_New_Food Preparation_Natural Gas_Steamer_Codes & Standards Forecast | F5 | Commercial | Warehouse | New | Food Preparation | Natural Gas | Steamer | Codes & Standards Forecast | Turnover | 0 | 0 | 0 | 0 | 0 | 0 | 0 | 0 | 0 | 0 | 0 | 0 | 0 | 0 | 0 | 0 | 0 | 0 | 0 | 0 | 0 | 0 | 0 | 0 | 0 | 0 | 0 | 0 | 0 | 0 | 0
F6_Commercial_Warehouse_New_Food Preparation_Natural Gas_Steamer_Codes & Standards Forecast | F6 | Commercial | Warehouse | New | Food Preparation | Natural Gas | Steamer | Codes & Standards Forecast | Avg. Replacement Usage | 0.3256 | 0.33869 | 0.33708 | 0.069584 | 0.069584 | 0.069584 | 0.069584 | 0.069584 | 0.069584 | 0.069584 | 0.069584 | 0.069584 | 0.069584 | 0.069584 | 0.069584 | 0.069584 | 0.069584 | 0.069584 | 0.069584 | 0.069584 | 0.069584 | 0.069584 | 0.069584 | 0.069584 | 0.069584 | 0.069584 | 0.069584 | 0.069584 | 0.069584 | 0.069584 | 0.069584
F7_Commercial_Warehouse_New_Food Preparation_Natural Gas_Steamer_Codes & Standards Forecast | F7 | Commercial | Warehouse | New | Food Preparation | Natural Gas | Steamer | Codes & Standards Forecast | Avg. Replacement Demand (S) | 0 | 0 | 0 | 0 | 0 | 0 | 0 | 0 | 0 | 0 | 0 | 0 | 0 | 0 | 0 | 0 | 0 | 0 | 0 | 0 | 0 | 0 | 0 | 0 | 0 | 0 | 0 | 0 | 0 | 0 | 0
F8_Commercial_Warehouse_New_Food Preparation_Natural Gas_Steamer_Codes & Standards Forecast | F8 | Commercial | Warehouse | New | Food Preparation | Natural Gas | Steamer | Codes & Standards Forecast | Avg. Replacement Demand (W) | 0 | 0 | 0 | 0 | 0 | 0 | 0 | 0 | 0 | 0 | 0 | 0 | 0 | 0 | 0 | 0 | 0 | 0 | 0 | 0 | 0 | 0 | 0 | 0 | 0 | 0 | 0 | 0 | 0 | 0 | 0
F1_Commercial_Warehouse_New_Food Preparation_Natural Gas_Food Prep Other_Codes & Standards Forecast | F1 | Commercial | Warehouse | New | Food Preparation | Natural Gas | Food Prep Other | Codes & Standards Forecast | Units | 0 | 0 | 0 | 0 | 0 | 0 | 0 | 0 | 0 | 0 | 0 | 0 | 0 | 0 | 0 | 0 | 0 | 0 | 0 | 0 | 0 | 0 | 0 | 0 | 0 | 0 | 0 | 0 | 0 | 0 | 0
F2_Commercial_Warehouse_New_Food Preparation_Natural Gas_Food Prep Other_Codes & Standards Forecast | F2 | Commercial | Warehouse | New | Food Preparation | Natural Gas | Food Prep Other | Codes & Standards Forecast | Usage (MMtherm) | 0 | 0 | 0 | 0 | 0 | 0 | 0 | 0 | 0 | 0 | 0 | 0 | 0 | 0 | 0 | 0 | 0 | 0 | 0 | 0 | 0 | 0 | 0 | 0 | 0 | 0 | 0 | 0 | 0 | 0 | 0
F3_Commercial_Warehouse_New_Food Preparation_Natural Gas_Food Prep Other_Codes & Standards Forecast | F3 | Commercial | Warehouse | New | Food Preparation | Natural Gas | Food Prep Other | Codes & Standards Forecast | Peak Demand (S) | 0 | 0 | 0 | 0 | 0 | 0 | 0 | 0 | 0 | 0 | 0 | 0 | 0 | 0 | 0 | 0 | 0 | 0 | 0 | 0 | 0 | 0 | 0 | 0 | 0 | 0 | 0 | 0 | 0 | 0 | 0
F4_Commercial_Warehouse_New_Food Preparation_Natural Gas_Food Prep Other_Codes & Standards Forecast | F4 | Commercial | Warehouse | New | Food Preparation | Natural Gas | Food Prep Other | Codes & Standards Forecast | Peak Demand (W) | 0 | 0 | 0 | 0 | 0 | 0 | 0 | 0 | 0 | 0 | 0 | 0 | 0 | 0 | 0 | 0 | 0 | 0 | 0 | 0 | 0 | 0 | 0 | 0 | 0 | 0 | 0 | 0 | 0 | 0 | 0
F5_Commercial_Warehouse_New_Food Preparation_Natural Gas_Food Prep Other_Codes & Standards Forecast | F5 | Commercial | Warehouse | New | Food Preparation | Natural Gas | Food Prep Other | Codes & Standards Forecast | Turnover | 0 | 0 | 0 | 0 | 0 | 0 | 0 | 0 | 0 | 0 | 0 | 0 | 0 | 0 | 0 | 0 | 0 | 0 | 0 | 0 | 0 | 0 | 0 | 0 | 0 | 0 | 0 | 0 | 0 | 0 | 0
F6_Commercial_Warehouse_New_Food Preparation_Natural Gas_Food Prep Other_Codes & Standards Forecast | F6 | Commercial | Warehouse | New | Food Preparation | Natural Gas | Food Prep Other | Codes & Standards Forecast | Avg. Replacement Usage | 0.13994 | 0.14557 | 0.14487 | 0.14338 | 0.14338 | 0.14338 | 0.14338 | 0.14338 | 0.14338 | 0.14338 | 0.14338 | 0.14338 | 0.14338 | 0.14338 | 0.14338 | 0.14338 | 0.14338 | 0.14338 | 0.14338 | 0.14338 | 0.14338 | 0.14338 | 0.14338 | 0.14338 | 0.14338 | 0.14338 | 0.14338 | 0.14338 | 0.14338 | 0.14338 | 0.14338
F7_Commercial_Warehouse_New_Food Preparation_Natural Gas_Food Prep Other_Codes & Standards Forecast | F7 | Commercial | Warehouse | New | Food Preparation | Natural Gas | Food Prep Other | Codes & Standards Forecast | Avg. Replacement Demand (S) | 0 | 0 | 0 | 0 | 0 | 0 | 0 | 0 | 0 | 0 | 0 | 0 | 0 | 0 | 0 | 0 | 0 | 0 | 0 | 0 | 0 | 0 | 0 | 0 | 0 | 0 | 0 | 0 | 0 | 0 | 0
F8_Commercial_Warehouse_New_Food Preparation_Natural Gas_Food Prep Other_Codes & Standards Forecast | F8 | Commercial | Warehouse | New | Food Preparation | Natural Gas | Food Prep Other | Codes & Standards Forecast | Avg. Replacement Demand (W) | 0 | 0 | 0 | 0 | 0 | 0 | 0 | 0 | 0 | 0 | 0 | 0 | 0 | 0 | 0 | 0 | 0 | 0 | 0 | 0 | 0 | 0 | 0 | 0 | 0 | 0 | 0 | 0 | 0 | 0 | 0
F1_Commercial_Warehouse_New_Miscellaneous_Natural Gas_Pool Heater_Codes & Standards Forecast | F1 | Commercial | Warehouse | New | Miscellaneous | Natural Gas | Pool Heater | Codes & Standards Forecast | Units | 0 | 0 | 0 | 0 | 0 | 0 | 0 | 0 | 0 | 0 | 0 | 0 | 0 | 0 | 0 | 0 | 0 | 0 | 0 | 0 | 0 | 0 | 0 | 0 | 0 | 0 | 0 | 0 | 0 | 0 | 0
F2_Commercial_Warehouse_New_Miscellaneous_Natural Gas_Pool Heater_Codes & Standards Forecast | F2 | Commercial | Warehouse | New | Miscellaneous | Natural Gas | Pool Heater | Codes & Standards Forecast | Usage (MMtherm) | 0 | 0 | 0 | 0 | 0 | 0 | 0 | 0 | 0 | 0 | 0 | 0 | 0 | 0 | 0 | 0 | 0 | 0 | 0 | 0 | 0 | 0 | 0 | 0 | 0 | 0 | 0 | 0 | 0 | 0 | 0
F3_Commercial_Warehouse_New_Miscellaneous_Natural Gas_Pool Heater_Codes & Standards Forecast | F3 | Commercial | Warehouse | New | Miscellaneous | Natural Gas | Pool Heater | Codes & Standards Forecast | Peak Demand (S) | 0 | 0 | 0 | 0 | 0 | 0 | 0 | 0 | 0 | 0 | 0 | 0 | 0 | 0 | 0 | 0 | 0 | 0 | 0 | 0 | 0 | 0 | 0 | 0 | 0 | 0 | 0 | 0 | 0 | 0 | 0
F4_Commercial_Warehouse_New_Miscellaneous_Natural Gas_Pool Heater_Codes & Standards Forecast | F4 | Commercial | Warehouse | New | Miscellaneous | Natural Gas | Pool Heater | Codes & Standards Forecast | Peak Demand (W) | 0 | 0 | 0 | 0 | 0 | 0 | 0 | 0 | 0 | 0 | 0 | 0 | 0 | 0 | 0 | 0 | 0 | 0 | 0 | 0 | 0 | 0 | 0 | 0 | 0 | 0 | 0 | 0 | 0 | 0 | 0
F5_Commercial_Warehouse_New_Miscellaneous_Natural Gas_Pool Heater_Codes & Standards Forecast | F5 | Commercial | Warehouse | New | Miscellaneous | Natural Gas | Pool Heater | Codes & Standards Forecast | Turnover | 0 | 0 | 0 | 0 | 0 | 0 | 0 | 0 | 0 | 0 | 0 | 0 | 0 | 0 | 0 | 0 | 0 | 0 | 0 | 0 | 0 | 0 | 0 | 0 | 0 | 0 | 0 | 0 | 0 | 0 | 0
F6_Commercial_Warehouse_New_Miscellaneous_Natural Gas_Pool Heater_Codes & Standards Forecast | F6 | Commercial | Warehouse | New | Miscellaneous | Natural Gas | Pool Heater | Codes & Standards Forecast | Avg. Replacement Usage | 0.010152 | 0.01056 | 0.01051 | 0.010402 | 0.010402 | 0.010402 | 0.010402 | 0.010402 | 0.010402 | 0.010402 | 0.010402 | 0.010402 | 0.010402 | 0.010402 | 0.010402 | 0.010402 | 0.010402 | 0.010402 | 0.010402 | 0.010402 | 0.010402 | 0.010402 | 0.010402 | 0.010402 | 0.010402 | 0.010402 | 0.010402 | 0.010402 | 0.010402 | 0.010402 | 0.010402
F7_Commercial_Warehouse_New_Miscellaneous_Natural Gas_Pool Heater_Codes & Standards Forecast | F7 | Commercial | Warehouse | New | Miscellaneous | Natural Gas | Pool Heater | Codes & Standards Forecast | Avg. Replacement Demand (S) | 0 | 0 | 0 | 0 | 0 | 0 | 0 | 0 | 0 | 0 | 0 | 0 | 0 | 0 | 0 | 0 | 0 | 0 | 0 | 0 | 0 | 0 | 0 | 0 | 0 | 0 | 0 | 0 | 0 | 0 | 0
F8_Commercial_Warehouse_New_Miscellaneous_Natural Gas_Pool Heater_Codes & Standards Forecast | F8 | Commercial | Warehouse | New | Miscellaneous | Natural Gas | Pool Heater | Codes & Standards Forecast | Avg. Replacement Demand (W) | 0 | 0 | 0 | 0 | 0 | 0 | 0 | 0 | 0 | 0 | 0 | 0 | 0 | 0 | 0 | 0 | 0 | 0 | 0 | 0 | 0 | 0 | 0 | 0 | 0 | 0 | 0 | 0 | 0 | 0 | 0
F1_Commercial_Warehouse_New_Miscellaneous_Natural Gas_Miscellaneous_Codes & Standards Forecast | F1 | Commercial | Warehouse | New | Miscellaneous | Natural Gas | Miscellaneous | Codes & Standards Forecast | Units | 0 | 0 | 0 | 0 | 0 | 0 | 0 | 0 | 0 | 0 | 0 | 0 | 0 | 0 | 0 | 0 | 0 | 0 | 0 | 0 | 0 | 0 | 0 | 0 | 0 | 0 | 0 | 0 | 0 | 0 | 0
F2_Commercial_Warehouse_New_Miscellaneous_Natural Gas_Miscellaneous_Codes & Standards Forecast | F2 | Commercial | Warehouse | New | Miscellaneous | Natural Gas | Miscellaneous | Codes & Standards Forecast | Usage (MMtherm) | 0 | 0 | 0 | 0 | 0 | 0 | 0 | 0 | 0 | 0 | 0 | 0 | 0 | 0 | 0 | 0 | 0 | 0 | 0 | 0 | 0 | 0 | 0 | 0 | 0 | 0 | 0 | 0 | 0 | 0 | 0
F3_Commercial_Warehouse_New_Miscellaneous_Natural Gas_Miscellaneous_Codes & Standards Forecast | F3 | Commercial | Warehouse | New | Miscellaneous | Natural Gas | Miscellaneous | Codes & Standards Forecast | Peak Demand (S) | 0 | 0 | 0 | 0 | 0 | 0 | 0 | 0 | 0 | 0 | 0 | 0 | 0 | 0 | 0 | 0 | 0 | 0 | 0 | 0 | 0 | 0 | 0 | 0 | 0 | 0 | 0 | 0 | 0 | 0 | 0
F4_Commercial_Warehouse_New_Miscellaneous_Natural Gas_Miscellaneous_Codes & Standards Forecast | F4 | Commercial | Warehouse | New | Miscellaneous | Natural Gas | Miscellaneous | Codes & Standards Forecast | Peak Demand (W) | 0 | 0 | 0 | 0 | 0 | 0 | 0 | 0 | 0 | 0 | 0 | 0 | 0 | 0 | 0 | 0 | 0 | 0 | 0 | 0 | 0 | 0 | 0 | 0 | 0 | 0 | 0 | 0 | 0 | 0 | 0
F5_Commercial_Warehouse_New_Miscellaneous_Natural Gas_Miscellaneous_Codes & Standards Forecast | F5 | Commercial | Warehouse | New | Miscellaneous | Natural Gas | Miscellaneous | Codes & Standards Forecast | Turnover | 0 | 0 | 0 | 0 | 0 | 0 | 0 | 0 | 0 | 0 | 0 | 0 | 0 | 0 | 0 | 0 | 0 | 0 | 0 | 0 | 0 | 0 | 0 | 0 | 0 | 0 | 0 | 0 | 0 | 0 | 0
F6_Commercial_Warehouse_New_Miscellaneous_Natural Gas_Miscellaneous_Codes & Standards Forecast | F6 | Commercial | Warehouse | New | Miscellaneous | Natural Gas | Miscellaneous | Codes & Standards Forecast | Avg. Replacement Usage | 0.01 | 0.010402 | 0.010353 | 0.010246 | 0.010246 | 0.010246 | 0.010246 | 0.010246 | 0.010246 | 0.010246 | 0.010246 | 0.010246 | 0.010246 | 0.010246 | 0.010246 | 0.010246 | 0.010246 | 0.010246 | 0.010246 | 0.010246 | 0.010246 | 0.010246 | 0.010246 | 0.010246 | 0.010246 | 0.010246 | 0.010246 | 0.010246 | 0.010246 | 0.010246 | 0.010246
F7_Commercial_Warehouse_New_Miscellaneous_Natural Gas_Miscellaneous_Codes & Standards Forecast | F7 | Commercial | Warehouse | New | Miscellaneous | Natural Gas | Miscellaneous | Codes & Standards Forecast | Avg. Replacement Demand (S) | 0 | 0 | 0 | 0 | 0 | 0 | 0 | 0 | 0 | 0 | 0 | 0 | 0 | 0 | 0 | 0 | 0 | 0 | 0 | 0 | 0 | 0 | 0 | 0 | 0 | 0 | 0 | 0 | 0 | 0 | 0
F8_Commercial_Warehouse_New_Miscellaneous_Natural Gas_Miscellaneous_Codes & Standards Forecast | F8 | Commercial | Warehouse | New | Miscellaneous | Natural Gas | Miscellaneous | Codes & Standards Forecast | Avg. Replacement Demand (W) | 0 | 0 | 0 | 0 | 0 | 0 | 0 | 0 | 0 | 0 | 0 | 0 | 0 | 0 | 0 | 0 | 0 | 0 | 0 | 0 | 0 | 0 | 0 | 0 | 0 | 0 | 0 | 0 | 0 | 0 | 0
F1_Commercial_Miscellaneous_Existing_Space Heating_Natural Gas_Furnace_Codes & Standards Forecast | F1 | Commercial | Miscellaneous | Existing | Space Heating | Natural Gas | Furnace | Codes & Standards Forecast | Units | 21563818.3973 | 21132542.0293 | 20709891.1887 | 20295693.365 | 19889779.4977 | 19491983.9077 | 19102144.2295 | 18720101.345 | 18345699.3181 | 17978785.3317 | 17619209.6251 | 17266825.4326 | 16921488.9239 | 16583059.1454 | 16251397.9625 | 15926370.0033 | 15607842.6032 | 15295685.7511 | 14989772.0361 | 14689976.5954 | 14396177.0635 | 14108253.5222 | 13826088.4518 | 13549566.6827 | 13278575.3491 | 13013003.8421 | 12752743.7653 | 12497688.89 | 12247735.1122 | 12002780.4099 | 11762724.8017
F2_Commercial_Miscellaneous_Existing_Space Heating_Natural Gas_Furnace_Codes & Standards Forecast | F2 | Commercial | Miscellaneous | Existing | Space Heating | Natural Gas | Furnace | Codes & Standards Forecast | Usage (MMtherm) | 5.3016 | 5.3755 | 5.2144 | 5.0293 | 4.9014 | 4.76 | 4.622 | 4.4876 | 4.357 | 4.2302 | 4.1073 | 3.9883 | 3.8745 | 3.7657 | 3.6615 | 3.5616 | 3.4657 | 3.3737 | 3.2853 | 3.1995 | 3.1162 | 3.0352 | 2.9565 | 2.8807 | 2.8079 | 2.7377 | 2.67 | 2.6047 | 2.5417 | 2.4808 | 2.422
F3_Commercial_Miscellaneous_Existing_Space Heating_Natural Gas_Furnace_Codes & Standards Forecast | F3 | Commercial | Miscellaneous | Existing | Space Heating | Natural Gas | Furnace | Codes & Standards Forecast | Peak Demand (S) | 0 | 0 | 0 | 0 | 0 | 0 | 0 | 0 | 0 | 0 | 0 | 0 | 0 | 0 | 0 | 0 | 0 | 0 | 0 | 0 | 0 | 0 | 0 | 0 | 0 | 0 | 0 | 0 | 0 | 0 | 0
F4_Commercial_Miscellaneous_Existing_Space Heating_Natural Gas_Furnace_Codes & Standards Forecast | F4 | Commercial | Miscellaneous | Existing | Space Heating | Natural Gas | Furnace | Codes & Standards Forecast | Peak Demand (W) | 0 | 0 | 0 | 0 | 0 | 0 | 0 | 0 | 0 | 0 | 0 | 0 | 0 | 0 | 0 | 0 | 0 | 0 | 0 | 0 | 0 | 0 | 0 | 0 | 0 | 0 | 0 | 0 | 0 | 0 | 0
F5_Commercial_Miscellaneous_Existing_Space Heating_Natural Gas_Furnace_Codes & Standards Forecast | F5 | Commercial | Miscellaneous | Existing | Space Heating | Natural Gas | Furnace | Codes & Standards Forecast | Turnover | 0 | 552484.7589 | 577265.3253 | 598768.166 | 617274.8584 | 633044.5749 | 646315.8335 | 657308.1118 | 666223.3359 | 673247.2538 | 678550.7011 | 682290.769 | 629312.8975 | 580448.6019 | 535378.4752 | 493807.9112 | 455465.1793 | 420099.6477 | 387480.1457 | 386935.8886 | 387234.946 | 388163.0498 | 389538.2087 | 391206.6813 | 393039.4078 | 394928.8497 | 396786.1948 | 398538.8866 | 400128.4434 | 401508.5342 | 399686.3404
F6_Commercial_Miscellaneous_Existing_Space Heating_Natural Gas_Furnace_Codes & Standards Forecast | F6 | Commercial | Miscellaneous | Existing | Space Heating | Natural Gas | Furnace | Codes & Standards Forecast | Avg. Replacement Usage | 0.21515 | 0.22379 | 0.22273 | 0.22043 | 0.22043 | 0.19378 | 0.19378 | 0.19378 | 0.19378 | 0.19378 | 0.19378 | 0.19378 | 0.19378 | 0.19378 | 0.19378 | 0.19378 | 0.19378 | 0.19378 | 0.19378 | 0.19378 | 0.19378 | 0.19378 | 0.19378 | 0.19378 | 0.19378 | 0.19378 | 0.19378 | 0.19378 | 0.19378 | 0.19378 | 0.19378
F7_Commercial_Miscellaneous_Existing_Space Heating_Natural Gas_Furnace_Codes & Standards Forecast | F7 | Commercial | Miscellaneous | Existing | Space Heating | Natural Gas | Furnace | Codes & Standards Forecast | Avg. Replacement Demand (S) | 0 | 0 | 0 | 0 | 0 | 0 | 0 | 0 | 0 | 0 | 0 | 0 | 0 | 0 | 0 | 0 | 0 | 0 | 0 | 0 | 0 | 0 | 0 | 0 | 0 | 0 | 0 | 0 | 0 | 0 | 0
F8_Commercial_Miscellaneous_Existing_Space Heating_Natural Gas_Furnace_Codes & Standards Forecast | F8 | Commercial | Miscellaneous | Existing | Space Heating | Natural Gas | Furnace | Codes & Standards Forecast | Avg. Replacement Demand (W) | 0 | 0 | 0 | 0 | 0 | 0 | 0 | 0 | 0 | 0 | 0 | 0 | 0 | 0 | 0 | 0 | 0 | 0 | 0 | 0 | 0 | 0 | 0 | 0 | 0 | 0 | 0 | 0 | 0 | 0 | 0
F1_Commercial_Miscellaneous_Existing_Space Heating_Natural Gas_Boiler_Codes & Standards Forecast | F1 | Commercial | Miscellaneous | Existing | Space Heating | Natural Gas | Boiler | Codes & Standards Forecast | Units | 5298385.0661 | 5192417.3648 | 5088569.0175 | 4986797.6371 | 4887061.6844 | 4789320.4507 | 4693534.0417 | 4599663.3609 | 4507670.0937 | 4417516.6918 | 4329166.3579 | 4242583.0308 | 4157731.3702 | 4074576.7428 | 3993085.2079 | 3913223.5038 | 3834959.0337 | 3758259.853 | 3683094.6559 | 3609432.7628 | 3537244.1076 | 3466499.2254 | 3397169.2409 | 3329225.8561 | 3262641.339 | 3197388.5122 | 3133440.7419 | 3070771.9271 | 3009356.4886 | 2949169.3588 | 2890185.9716
F2_Commercial_Miscellaneous_Existing_Space Heating_Natural Gas_Boiler_Codes & Standards Forecast | F2 | Commercial | Miscellaneous | Existing | Space Heating | Natural Gas | Boiler | Codes & Standards Forecast | Usage (MMtherm) | 4.5839 | 4.6553 | 4.5238 | 4.3717 | 4.2693 | 4.1511 | 4.0363 | 3.9248 | 3.8167 | 3.7118 | 3.61 | 3.5114 | 3.4158 | 3.3232 | 3.2335 | 3.1466 | 3.0624 | 2.9809 | 2.902 | 2.8257 | 2.7518 | 2.6792 | 2.6091 | 2.5411 | 2.4752 | 2.4122 | 2.352 | 2.2941 | 2.2386 | 2.1853 | 2.1339
F3_Commercial_Miscellaneous_Existing_Space Heating_Natural Gas_Boiler_Codes & Standards Forecast | F3 | Commercial | Miscellaneous | Existing | Space Heating | Natural Gas | Boiler | Codes & Standards Forecast | Peak Demand (S) | 0 | 0 | 0 | 0 | 0 | 0 | 0 | 0 | 0 | 0 | 0 | 0 | 0 | 0 | 0 | 0 | 0 | 0 | 0 | 0 | 0 | 0 | 0 | 0 | 0 | 0 | 0 | 0 | 0 | 0 | 0
F4_Commercial_Miscellaneous_Existing_Space Heating_Natural Gas_Boiler_Codes & Standards Forecast | F4 | Commercial | Miscellaneous | Existing | Space Heating | Natural Gas | Boiler | Codes & Standards Forecast | Peak Demand (W) | 0 | 0 | 0 | 0 | 0 | 0 | 0 | 0 | 0 | 0 | 0 | 0 | 0 | 0 | 0 | 0 | 0 | 0 | 0 | 0 | 0 | 0 | 0 | 0 | 0 | 0 | 0 | 0 | 0 | 0 | 0
F5_Commercial_Miscellaneous_Existing_Space Heating_Natural Gas_Boiler_Codes & Standards Forecast | F5 | Commercial | Miscellaneous | Existing | Space Heating | Natural Gas | Boiler | Codes & Standards Forecast | Turnover | 0 | 157345.9808 | 155600.8708 | 153737.7383 | 151775.6265 | 149731.3777 | 147619.876 | 145454.2634 | 143246.1319 | 141005.6954 | 138741.9418 | 136462.7695 | 134175.1079 | 131885.0256 | 129597.8265 | 127318.1348 | 125049.9717 | 122796.8228 | 120561.6987 | 118347.1884 | 116155.5076 | 122068.9586 | 116853.8961 | 112211.0295 | 108062.1037 | 104339.2212 | 100983.5324 | 97944.0859 | 95176.8198 | 92643.6775 | 90311.8325
F6_Commercial_Miscellaneous_Existing_Space Heating_Natural Gas_Boiler_Codes & Standards Forecast | F6 | Commercial | Miscellaneous | Existing | Space Heating | Natural Gas | Boiler | Codes & Standards Forecast | Avg. Replacement Usage | 0.8147 | 0.84744 | 0.84342 | 0.8347 | 0.8347 | 0.71038 | 0.71038 | 0.71038 | 0.71038 | 0.71038 | 0.71038 | 0.71038 | 0.71038 | 0.71038 | 0.71038 | 0.71038 | 0.71038 | 0.71038 | 0.71038 | 0.71038 | 0.71038 | 0.71038 | 0.71038 | 0.71038 | 0.71038 | 0.71038 | 0.71038 | 0.71038 | 0.71038 | 0.71038 | 0.71038
F7_Commercial_Miscellaneous_Existing_Space Heating_Natural Gas_Boiler_Codes & Standards Forecast | F7 | Commercial | Miscellaneous | Existing | Space Heating | Natural Gas | Boiler | Codes & Standards Forecast | Avg. Replacement Demand (S) | 0 | 0 | 0 | 0 | 0 | 0 | 0 | 0 | 0 | 0 | 0 | 0 | 0 | 0 | 0 | 0 | 0 | 0 | 0 | 0 | 0 | 0 | 0 | 0 | 0 | 0 | 0 | 0 | 0 | 0 | 0
F8_Commercial_Miscellaneous_Existing_Space Heating_Natural Gas_Boiler_Codes & Standards Forecast | F8 | Commercial | Miscellaneous | Existing | Space Heating | Natural Gas | Boiler | Codes & Standards Forecast | Avg. Replacement Demand (W) | 0 | 0 | 0 | 0 | 0 | 0 | 0 | 0 | 0 | 0 | 0 | 0 | 0 | 0 | 0 | 0 | 0 | 0 | 0 | 0 | 0 | 0 | 0 | 0 | 0 | 0 | 0 | 0 | 0 | 0 | 0
F1_Commercial_Miscellaneous_Existing_Space Heating_Natural Gas_Unit Heater_Codes & Standards Forecast | F1 | Commercial | Miscellaneous | Existing | Space Heating | Natural Gas | Unit Heater | Codes & Standards Forecast | Units | 4529481.5982 | 4438891.9662 | 4350114.1269 | 4263111.8443 | 4177849.6074 | 4094292.6153 | 4012406.763 | 3932158.6277 | 3853515.4552 | 3776445.1461 | 3700916.2432 | 3626897.9183 | 3554359.9599 | 3483272.7607 | 3413607.3055 | 3345335.1594 | 3278428.4562 | 3212859.8871 | 3148602.6893 | 3085630.6356 | 3023918.0228 | 2963439.6624 | 2904170.8691 | 2846087.4518 | 2789165.7027 | 2733382.3887 | 2678714.7409 | 2625140.4461 | 2572637.6372 | 2521184.8844 | 2470761.1867
F2_Commercial_Miscellaneous_Existing_Space Heating_Natural Gas_Unit Heater_Codes & Standards Forecast | F2 | Commercial | Miscellaneous | Existing | Space Heating | Natural Gas | Unit Heater | Codes & Standards Forecast | Usage (MMtherm) | 2.6329 | 2.6839 | 2.6178 | 2.5389 | 2.4881 | 2.4356 | 2.3832 | 2.331 | 2.2787 | 2.2263 | 2.1741 | 2.1221 | 2.0704 | 2.019 | 1.968 | 1.9177 | 1.8681 | 1.8208 | 1.7754 | 1.7319 | 1.69 | 1.6496 | 1.6111 | 1.574 | 1.5382 | 1.5036 | 1.47 | 1.4376 | 1.4061 | 1.3755 | 1.3459
F3_Commercial_Miscellaneous_Existing_Space Heating_Natural Gas_Unit Heater_Codes & Standards Forecast | F3 | Commercial | Miscellaneous | Existing | Space Heating | Natural Gas | Unit Heater | Codes & Standards Forecast | Peak Demand (S) | 0 | 0 | 0 | 0 | 0 | 0 | 0 | 0 | 0 | 0 | 0 | 0 | 0 | 0 | 0 | 0 | 0 | 0 | 0 | 0 | 0 | 0 | 0 | 0 | 0 | 0 | 0 | 0 | 0 | 0 | 0
F4_Commercial_Miscellaneous_Existing_Space Heating_Natural Gas_Unit Heater_Codes & Standards Forecast | F4 | Commercial | Miscellaneous | Existing | Space Heating | Natural Gas | Unit Heater | Codes & Standards Forecast | Peak Demand (W) | 0 | 0 | 0 | 0 | 0 | 0 | 0 | 0 | 0 | 0 | 0 | 0 | 0 | 0 | 0 | 0 | 0 | 0 | 0 | 0 | 0 | 0 | 0 | 0 | 0 | 0 | 0 | 0 | 0 | 0 | 0
F5_Commercial_Miscellaneous_Existing_Space Heating_Natural Gas_Unit Heater_Codes & Standards Forecast | F5 | Commercial | Miscellaneous | Existing | Space Heating | Natural Gas | Unit Heater | Codes & Standards Forecast | Turnover | 0 | 3736.441 | 10652.2538 | 20255.6237 | 32112.753 | 45841.4148 | 61105.2138 | 77608.4753 | 95091.6952 | 113327.4887 | 129001.7342 | 142841.452 | 155406.8953 | 167124.227 | 178312.3016 | 189204.5669 | 199966.9337 | 186372.4667 | 176746.9693 | 170554.7375 | 166957.9957 | 165337.0265 | 165235.9014 | 166320.7003 | 168347.5332 | 171138.2282 | 174561.9876 | 175036.7939 | 173676.7279 | 171319.3393 | 168541.164
F6_Commercial_Miscellaneous_Existing_Space Heating_Natural Gas_Unit Heater_Codes & Standards Forecast | F6 | Commercial | Miscellaneous | Existing | Space Heating | Natural Gas | Unit Heater | Codes & Standards Forecast | Avg. Replacement Usage | 0.58127 | 0.60464 | 0.60177 | 0.59554 | 0.59554 | 0.53592 | 0.53592 | 0.53592 | 0.53592 | 0.53592 | 0.53592 | 0.53592 | 0.53592 | 0.53592 | 0.53592 | 0.53592 | 0.53592 | 0.53592 | 0.53592 | 0.53592 | 0.53592 | 0.53592 | 0.53592 | 0.53592 | 0.53592 | 0.53592 | 0.53592 | 0.53592 | 0.53592 | 0.53592 | 0.53592
F7_Commercial_Miscellaneous_Existing_Space Heating_Natural Gas_Unit Heater_Codes & Standards Forecast | F7 | Commercial | Miscellaneous | Existing | Space Heating | Natural Gas | Unit Heater | Codes & Standards Forecast | Avg. Replacement Demand (S) | 0 | 0 | 0 | 0 | 0 | 0 | 0 | 0 | 0 | 0 | 0 | 0 | 0 | 0 | 0 | 0 | 0 | 0 | 0 | 0 | 0 | 0 | 0 | 0 | 0 | 0 | 0 | 0 | 0 | 0 | 0
F8_Commercial_Miscellaneous_Existing_Space Heating_Natural Gas_Unit Heater_Codes & Standards Forecast | F8 | Commercial | Miscellaneous | Existing | Space Heating | Natural Gas | Unit Heater | Codes & Standards Forecast | Avg. Replacement Demand (W) | 0 | 0 | 0 | 0 | 0 | 0 | 0 | 0 | 0 | 0 | 0 | 0 | 0 | 0 | 0 | 0 | 0 | 0 | 0 | 0 | 0 | 0 | 0 | 0 | 0 | 0 | 0 | 0 | 0 | 0 | 0
F1_Commercial_Miscellaneous_Existing_Water Heating_Natural Gas_Water Heater_Codes & Standards Forecast | F1 | Commercial | Miscellaneous | Existing | Water Heating | Natural Gas | Water Heater | Codes & Standards Forecast | Units | 9424935.6295 | 9236436.9169 | 9051708.1786 | 8870674.015 | 8693260.5347 | 8519395.324 | 8349007.4175 | 8182027.2692 | 8018386.7238 | 7858018.9893 | 7700858.6095 | 7546841.4373 | 7395904.6086 | 7247986.5164 | 7103026.7861 | 6960966.2504 | 6821746.9254 | 6685311.9869 | 6551605.7471 | 6420573.6322 | 6292162.1595 | 6166318.9163 | 6042992.538 | 5922132.6873 | 5803690.0335 | 5687616.2328 | 5573863.9082 | 5462386.63 | 5353138.8974 | 5246076.1195 | 5141154.5971
F2_Commercial_Miscellaneous_Existing_Water Heating_Natural Gas_Water Heater_Codes & Standards Forecast | F2 | Commercial | Miscellaneous | Existing | Water Heating | Natural Gas | Water Heater | Codes & Standards Forecast | Usage (MMtherm) | 1.5806 | 1.5964 | 1.5422 | 1.4813 | 1.4378 | 1.3959 | 1.3557 | 1.3176 | 1.2814 | 1.2474 | 1.2155 | 1.1859 | 1.1574 | 1.13 | 1.1036 | 1.0781 | 1.0535 | 1.0298 | 1.0068 | 0.98455 | 0.96296 | 0.94201 | 0.92166 | 0.90189 | 0.88266 | 0.86394 | 0.84571 | 0.82795 | 0.81064 | 0.79376 | 0.77729
F3_Commercial_Miscellaneous_Existing_Water Heating_Natural Gas_Water Heater_Codes & Standards Forecast | F3 | Commercial | Miscellaneous | Existing | Water Heating | Natural Gas | Water Heater | Codes & Standards Forecast | Peak Demand (S) | 0 | 0 | 0 | 0 | 0 | 0 | 0 | 0 | 0 | 0 | 0 | 0 | 0 | 0 | 0 | 0 | 0 | 0 | 0 | 0 | 0 | 0 | 0 | 0 | 0 | 0 | 0 | 0 | 0 | 0 | 0
F4_Commercial_Miscellaneous_Existing_Water Heating_Natural Gas_Water Heater_Codes & Standards Forecast | F4 | Commercial | Miscellaneous | Existing | Water Heating | Natural Gas | Water Heater | Codes & Standards Forecast | Peak Demand (W) | 0 | 0 | 0 | 0 | 0 | 0 | 0 | 0 | 0 | 0 | 0 | 0 | 0 | 0 | 0 | 0 | 0 | 0 | 0 | 0 | 0 | 0 | 0 | 0 | 0 | 0 | 0 | 0 | 0 | 0 | 0
F5_Commercial_Miscellaneous_Existing_Water Heating_Natural Gas_Water Heater_Codes & Standards Forecast | F5 | Commercial | Miscellaneous | Existing | Water Heating | Natural Gas | Water Heater | Codes & Standards Forecast | Turnover | 0 | 279892.0278 | 304217.1895 | 324791.5204 | 342046.1457 | 356364.7196 | 368088.6133 | 377521.5359 | 384933.6516 | 390565.2471 | 441301.8699 | 484636.7137 | 476590.9183 | 468526.3728 | 460463.052 | 507714.6217 | 493671.4928 | 480333.4632 | 467640.1505 | 463319.9424 | 464638.6186 | 462085.4284 | 456738.5212 | 449419.7746 | 459193.884 | 462094.6354 | 451132.8151 | 439467.0277 | 428749.736 | 430733.6471 | 419290.1532
F6_Commercial_Miscellaneous_Existing_Water Heating_Natural Gas_Water Heater_Codes & Standards Forecast | F6 | Commercial | Miscellaneous | Existing | Water Heating | Natural Gas | Water Heater | Codes & Standards Forecast | Avg. Replacement Usage | 0.14643 | 0.15232 | 0.15159 | 0.15003 | 0.15003 | 0.15003 | 0.15003 | 0.15003 | 0.15003 | 0.15003 | 0.15003 | 0.15003 | 0.15003 | 0.15003 | 0.15003 | 0.15003 | 0.15003 | 0.15003 | 0.15003 | 0.15003 | 0.15003 | 0.15003 | 0.15003 | 0.15003 | 0.15003 | 0.15003 | 0.15003 | 0.15003 | 0.15003 | 0.15003 | 0.15003
F7_Commercial_Miscellaneous_Existing_Water Heating_Natural Gas_Water Heater_Codes & Standards Forecast | F7 | Commercial | Miscellaneous | Existing | Water Heating | Natural Gas | Water Heater | Codes & Standards Forecast | Avg. Replacement Demand (S) | 0 | 0 | 0 | 0 | 0 | 0 | 0 | 0 | 0 | 0 | 0 | 0 | 0 | 0 | 0 | 0 | 0 | 0 | 0 | 0 | 0 | 0 | 0 | 0 | 0 | 0 | 0 | 0 | 0 | 0 | 0
F8_Commercial_Miscellaneous_Existing_Water Heating_Natural Gas_Water Heater_Codes & Standards Forecast | F8 | Commercial | Miscellaneous | Existing | Water Heating | Natural Gas | Water Heater | Codes & Standards Forecast | Avg. Replacement Demand (W) | 0 | 0 | 0 | 0 | 0 | 0 | 0 | 0 | 0 | 0 | 0 | 0 | 0 | 0 | 0 | 0 | 0 | 0 | 0 | 0 | 0 | 0 | 0 | 0 | 0 | 0 | 0 | 0 | 0 | 0 | 0
F1_Commercial_Miscellaneous_Existing_Food Preparation_Natural Gas_Oven_Codes & Standards Forecast | F1 | Commercial | Miscellaneous | Existing | Food Preparation | Natural Gas | Oven | Codes & Standards Forecast | Units | 860071.4751 | 842870.0456 | 826012.6447 | 809492.3918 | 793302.5439 | 777436.4931 | 761887.7632 | 746650.0079 | 731717.0078 | 717082.6676 | 702741.0143 | 688686.194 | 674912.4701 | 661414.2207 | 648185.9363 | 635222.2176 | 622517.7732 | 610067.4177 | 597866.0694 | 585908.748 | 574190.573 | 562706.7616 | 551452.6264 | 540423.5738 | 529615.1023 | 519022.8003 | 508642.3443 | 498469.4974 | 488500.1075 | 478730.1053 | 469155.5032
F2_Commercial_Miscellaneous_Existing_Food Preparation_Natural Gas_Oven_Codes & Standards Forecast | F2 | Commercial | Miscellaneous | Existing | Food Preparation | Natural Gas | Oven | Codes & Standards Forecast | Usage (MMtherm) | 0.0057684 | 0.0059596 | 0.0059132 | 0.0058505 | 0.0058609 | 0.0058795 | 0.0059037 | 0.0059314 | 0.005961 | 0.0059912 | 0.0059885 | 0.0059606 | 0.0059134 | 0.0058515 | 0.0057788 | 0.0056979 | 0.0056111 | 0.0055202 | 0.0054266 | 0.0053311 | 0.0052348 | 0.0051381 | 0.0050417 | 0.0049458 | 0.0048508 | 0.0047568 | 0.0046641 | 0.0045727 | 0.0044827 | 0.0043942 | 0.0043072
F3_Commercial_Miscellaneous_Existing_Food Preparation_Natural Gas_Oven_Codes & Standards Forecast | F3 | Commercial | Miscellaneous | Existing | Food Preparation | Natural Gas | Oven | Codes & Standards Forecast | Peak Demand (S) | 0 | 0 | 0 | 0 | 0 | 0 | 0 | 0 | 0 | 0 | 0 | 0 | 0 | 0 | 0 | 0 | 0 | 0 | 0 | 0 | 0 | 0 | 0 | 0 | 0 | 0 | 0 | 0 | 0 | 0 | 0
F4_Commercial_Miscellaneous_Existing_Food Preparation_Natural Gas_Oven_Codes & Standards Forecast | F4 | Commercial | Miscellaneous | Existing | Food Preparation | Natural Gas | Oven | Codes & Standards Forecast | Peak Demand (W) | 0 | 0 | 0 | 0 | 0 | 0 | 0 | 0 | 0 | 0 | 0 | 0 | 0 | 0 | 0 | 0 | 0 | 0 | 0 | 0 | 0 | 0 | 0 | 0 | 0 | 0 | 0 | 0 | 0 | 0 | 0
F5_Commercial_Miscellaneous_Existing_Food Preparation_Natural Gas_Oven_Codes & Standards Forecast | F5 | Commercial | Miscellaneous | Existing | Food Preparation | Natural Gas | Oven | Codes & Standards Forecast | Turnover | 0 | 33714.8018 | 42952.6575 | 49864.7313 | 54960.0002 | 58637.3701 | 61209.4534 | 62921.2116 | 63964.5701 | 64489.8763 | 55245.0031 | 49433.7375 | 46005.1101 | 44192.7859 | 43443.0006 | 43360.0027 | 50614.1964 | 51882.8783 | 52633.498 | 51680.818 | 49874.941 | 47750.9651 | 45629.1187 | 43685.9123 | 42004.1849 | 39642.2103 | 38571.0101 | 38276.9273 | 38230.6653 | 38159.1824 | 37944.4767
F6_Commercial_Miscellaneous_Existing_Food Preparation_Natural Gas_Oven_Codes & Standards Forecast | F6 | Commercial | Miscellaneous | Existing | Food Preparation | Natural Gas | Oven | Codes & Standards Forecast | Avg. Replacement Usage | 0.0089682 | 0.0093287 | 0.0092844 | 0.0091884 | 0.0091884 | 0.0091884 | 0.0091884 | 0.0091884 | 0.0091884 | 0.0091884 | 0.0091884 | 0.0091884 | 0.0091884 | 0.0091884 | 0.0091884 | 0.0091884 | 0.0091884 | 0.0091884 | 0.0091884 | 0.0091884 | 0.0091884 | 0.0091884 | 0.0091884 | 0.0091884 | 0.0091884 | 0.0091884 | 0.0091884 | 0.0091884 | 0.0091884 | 0.0091884 | 0.0091884
F7_Commercial_Miscellaneous_Existing_Food Preparation_Natural Gas_Oven_Codes & Standards Forecast | F7 | Commercial | Miscellaneous | Existing | Food Preparation | Natural Gas | Oven | Codes & Standards Forecast | Avg. Replacement Demand (S) | 0 | 0 | 0 | 0 | 0 | 0 | 0 | 0 | 0 | 0 | 0 | 0 | 0 | 0 | 0 | 0 | 0 | 0 | 0 | 0 | 0 | 0 | 0 | 0 | 0 | 0 | 0 | 0 | 0 | 0 | 0
F8_Commercial_Miscellaneous_Existing_Food Preparation_Natural Gas_Oven_Codes & Standards Forecast | F8 | Commercial | Miscellaneous | Existing | Food Preparation | Natural Gas | Oven | Codes & Standards Forecast | Avg. Replacement Demand (W) | 0 | 0 | 0 | 0 | 0 | 0 | 0 | 0 | 0 | 0 | 0 | 0 | 0 | 0 | 0 | 0 | 0 | 0 | 0 | 0 | 0 | 0 | 0 | 0 | 0 | 0 | 0 | 0 | 0 | 0 | 0
F1_Commercial_Miscellaneous_Existing_Food Preparation_Natural Gas_Conveyor Oven_Codes & Standards Forecast | F1 | Commercial | Miscellaneous | Existing | Food Preparation | Natural Gas | Conveyor Oven | Codes & Standards Forecast | Units | 430035.7375 | 421435.0228 | 413006.3223 | 404746.1959 | 396651.272 | 388718.2465 | 380943.8816 | 373325.004 | 365858.5039 | 358541.3338 | 351370.5071 | 344343.097 | 337456.2351 | 330707.1104 | 324092.9681 | 317611.1088 | 311258.8866 | 305033.7089 | 298933.0347 | 292954.374 | 287095.2865 | 281353.3808 | 275726.3132 | 270211.7869 | 264807.5512 | 259511.4002 | 254321.1721 | 249234.7487 | 244250.0537 | 239365.0527 | 234577.7516
F2_Commercial_Miscellaneous_Existing_Food Preparation_Natural Gas_Conveyor Oven_Codes & Standards Forecast | F2 | Commercial | Miscellaneous | Existing | Food Preparation | Natural Gas | Conveyor Oven | Codes & Standards Forecast | Usage (MMtherm) | 0.0049351 | 0.0050308 | 0.0049067 | 0.0047589 | 0.0046637 | 0.0045734 | 0.0044902 | 0.0044156 | 0.0043505 | 0.0042956 | 0.0042485 | 0.0042073 | 0.0041705 | 0.0041371 | 0.0041061 | 0.0040769 | 0.0040488 | 0.0040098 | 0.0039625 | 0.0039091 | 0.0038511 | 0.0037899 | 0.0037266 | 0.0036618 | 0.0035962 | 0.0035302 | 0.0034643 | 0.0033987 | 0.0033336 | 0.0032692 | 0.0032056
F3_Commercial_Miscellaneous_Existing_Food Preparation_Natural Gas_Conveyor Oven_Codes & Standards Forecast | F3 | Commercial | Miscellaneous | Existing | Food Preparation | Natural Gas | Conveyor Oven | Codes & Standards Forecast | Peak Demand (S) | 0 | 0 | 0 | 0 | 0 | 0 | 0 | 0 | 0 | 0 | 0 | 0 | 0 | 0 | 0 | 0 | 0 | 0 | 0 | 0 | 0 | 0 | 0 | 0 | 0 | 0 | 0 | 0 | 0 | 0 | 0
F4_Commercial_Miscellaneous_Existing_Food Preparation_Natural Gas_Conveyor Oven_Codes & Standards Forecast | F4 | Commercial | Miscellaneous | Existing | Food Preparation | Natural Gas | Conveyor Oven | Codes & Standards Forecast | Peak Demand (W) | 0 | 0 | 0 | 0 | 0 | 0 | 0 | 0 | 0 | 0 | 0 | 0 | 0 | 0 | 0 | 0 | 0 | 0 | 0 | 0 | 0 | 0 | 0 | 0 | 0 | 0 | 0 | 0 | 0 | 0 | 0
F5_Commercial_Miscellaneous_Existing_Food Preparation_Natural Gas_Conveyor Oven_Codes & Standards Forecast | F5 | Commercial | Miscellaneous | Existing | Food Preparation | Natural Gas | Conveyor Oven | Codes & Standards Forecast | Turnover | 0 | 0 | 0 | 0 | 0 | 1554.873 | 4266.5715 | 7824.8921 | 11988.4515 | 16569.7726 | 20018.1119 | 22581.0616 | 24452.677 | 25785.041 | 26697.3315 | 27282.9301 | 27614.9949 | 21650.156 | 16973.7223 | 13307.3983 | 10433.0003 | 8404.5549 | 7206.798 | 6782.8574 | 7053.203 | 7928.3439 | 9380.3094 | 11093.4016 | 12861.9052 | 14557.2942 | 16104.4737
F6_Commercial_Miscellaneous_Existing_Food Preparation_Natural Gas_Conveyor Oven_Codes & Standards Forecast | F6 | Commercial | Miscellaneous | Existing | Food Preparation | Natural Gas | Conveyor Oven | Codes & Standards Forecast | Avg. Replacement Usage | 0.013368 | 0.013905 | 0.013839 | 0.013696 | 0.013696 | 0.013696 | 0.013696 | 0.013696 | 0.013696 | 0.013696 | 0.013696 | 0.013696 | 0.013696 | 0.013696 | 0.013696 | 0.013696 | 0.013696 | 0.013696 | 0.013696 | 0.013696 | 0.013696 | 0.013696 | 0.013696 | 0.013696 | 0.013696 | 0.013696 | 0.013696 | 0.013696 | 0.013696 | 0.013696 | 0.013696
F7_Commercial_Miscellaneous_Existing_Food Preparation_Natural Gas_Conveyor Oven_Codes & Standards Forecast | F7 | Commercial | Miscellaneous | Existing | Food Preparation | Natural Gas | Conveyor Oven | Codes & Standards Forecast | Avg. Replacement Demand (S) | 0 | 0 | 0 | 0 | 0 | 0 | 0 | 0 | 0 | 0 | 0 | 0 | 0 | 0 | 0 | 0 | 0 | 0 | 0 | 0 | 0 | 0 | 0 | 0 | 0 | 0 | 0 | 0 | 0 | 0 | 0
F8_Commercial_Miscellaneous_Existing_Food Preparation_Natural Gas_Conveyor Oven_Codes & Standards Forecast | F8 | Commercial | Miscellaneous | Existing | Food Preparation | Natural Gas | Conveyor Oven | Codes & Standards Forecast | Avg. Replacement Demand (W) | 0 | 0 | 0 | 0 | 0 | 0 | 0 | 0 | 0 | 0 | 0 | 0 | 0 | 0 | 0 | 0 | 0 | 0 | 0 | 0 | 0 | 0 | 0 | 0 | 0 | 0 | 0 | 0 | 0 | 0 | 0
F1_Commercial_Miscellaneous_Existing_Food Preparation_Natural Gas_Double Rack Oven_Codes & Standards Forecast | F1 | Commercial | Miscellaneous | Existing | Food Preparation | Natural Gas | Double Rack Oven | Codes & Standards Forecast | Units | 430035.7375 | 421435.0228 | 413006.3223 | 404746.1959 | 396651.272 | 388718.2465 | 380943.8816 | 373325.004 | 365858.5039 | 358541.3338 | 351370.5071 | 344343.097 | 337456.2351 | 330707.1104 | 324092.9681 | 317611.1088 | 311258.8866 | 305033.7089 | 298933.0347 | 292954.374 | 287095.2865 | 281353.3808 | 275726.3132 | 270211.7869 | 264807.5512 | 259511.4002 | 254321.1721 | 249234.7487 | 244250.0537 | 239365.0527 | 234577.7516
F2_Commercial_Miscellaneous_Existing_Food Preparation_Natural Gas_Double Rack Oven_Codes & Standards Forecast | F2 | Commercial | Miscellaneous | Existing | Food Preparation | Natural Gas | Double Rack Oven | Codes & Standards Forecast | Usage (MMtherm) | 0.0074973 | 0.0077049 | 0.0075993 | 0.0074724 | 0.0074407 | 0.0074228 | 0.0074161 | 0.0074184 | 0.0074278 | 0.0074428 | 0.0074364 | 0.0074118 | 0.0073717 | 0.0073184 | 0.0072541 | 0.0071805 | 0.0070991 | 0.0070114 | 0.0069184 | 0.0068212 | 0.0067206 | 0.0066174 | 0.0065123 | 0.0064057 | 0.0062982 | 0.0061902 | 0.0060821 | 0.0059741 | 0.0058665 | 0.0057595 | 0.0056534
F3_Commercial_Miscellaneous_Existing_Food Preparation_Natural Gas_Double Rack Oven_Codes & Standards Forecast | F3 | Commercial | Miscellaneous | Existing | Food Preparation | Natural Gas | Double Rack Oven | Codes & Standards Forecast | Peak Demand (S) | 0 | 0 | 0 | 0 | 0 | 0 | 0 | 0 | 0 | 0 | 0 | 0 | 0 | 0 | 0 | 0 | 0 | 0 | 0 | 0 | 0 | 0 | 0 | 0 | 0 | 0 | 0 | 0 | 0 | 0 | 0
F4_Commercial_Miscellaneous_Existing_Food Preparation_Natural Gas_Double Rack Oven_Codes & Standards Forecast | F4 | Commercial | Miscellaneous | Existing | Food Preparation | Natural Gas | Double Rack Oven | Codes & Standards Forecast | Peak Demand (W) | 0 | 0 | 0 | 0 | 0 | 0 | 0 | 0 | 0 | 0 | 0 | 0 | 0 | 0 | 0 | 0 | 0 | 0 | 0 | 0 | 0 | 0 | 0 | 0 | 0 | 0 | 0 | 0 | 0 | 0 | 0
F5_Commercial_Miscellaneous_Existing_Food Preparation_Natural Gas_Double Rack Oven_Codes & Standards Forecast | F5 | Commercial | Miscellaneous | Existing | Food Preparation | Natural Gas | Double Rack Oven | Codes & Standards Forecast | Turnover | 0 | 9365.2227 | 12747.1087 | 15601.328 | 17997.7265 | 19997.1112 | 21652.4155 | 23009.7153 | 24109.1132 | 24985.509 | 21765.1545 | 18959.8679 | 18015.9571 | 17604.6526 | 17553.8448 | 17736.249 | 18058.7314 | 20231.0188 | 20944.9434 | 21500.4216 | 21919.2037 | 21594.9809 | 20772.3482 | 19872.4164 | 19010.5588 | 18247.9404 | 16869.8642 | 15876.7881 | 15761.7632 | 15859.9858 | 16072.4016
F6_Commercial_Miscellaneous_Existing_Food Preparation_Natural Gas_Double Rack Oven_Codes & Standards Forecast | F6 | Commercial | Miscellaneous | Existing | Food Preparation | Natural Gas | Double Rack Oven | Codes & Standards Forecast | Avg. Replacement Usage | 0.023823 | 0.02478 | 0.024663 | 0.024408 | 0.024408 | 0.024408 | 0.024408 | 0.024408 | 0.024408 | 0.024408 | 0.024408 | 0.024408 | 0.024408 | 0.024408 | 0.024408 | 0.024408 | 0.024408 | 0.024408 | 0.024408 | 0.024408 | 0.024408 | 0.024408 | 0.024408 | 0.024408 | 0.024408 | 0.024408 | 0.024408 | 0.024408 | 0.024408 | 0.024408 | 0.024408
F7_Commercial_Miscellaneous_Existing_Food Preparation_Natural Gas_Double Rack Oven_Codes & Standards Forecast | F7 | Commercial | Miscellaneous | Existing | Food Preparation | Natural Gas | Double Rack Oven | Codes & Standards Forecast | Avg. Replacement Demand (S) | 0 | 0 | 0 | 0 | 0 | 0 | 0 | 0 | 0 | 0 | 0 | 0 | 0 | 0 | 0 | 0 | 0 | 0 | 0 | 0 | 0 | 0 | 0 | 0 | 0 | 0 | 0 | 0 | 0 | 0 | 0
F8_Commercial_Miscellaneous_Existing_Food Preparation_Natural Gas_Double Rack Oven_Codes & Standards Forecast | F8 | Commercial | Miscellaneous | Existing | Food Preparation | Natural Gas | Double Rack Oven | Codes & Standards Forecast | Avg. Replacement Demand (W) | 0 | 0 | 0 | 0 | 0 | 0 | 0 | 0 | 0 | 0 | 0 | 0 | 0 | 0 | 0 | 0 | 0 | 0 | 0 | 0 | 0 | 0 | 0 | 0 | 0 | 0 | 0 | 0 | 0 | 0 | 0
F1_Commercial_Miscellaneous_Existing_Food Preparation_Natural Gas_Fryer_Codes & Standards Forecast | F1 | Commercial | Miscellaneous | Existing | Food Preparation | Natural Gas | Fryer | Codes & Standards Forecast | Units | 1397573.5133 | 1369622.043 | 1342229.6021 | 1315385.0101 | 1289077.3099 | 1263295.7637 | 1238029.8484 | 1213269.2515 | 1189003.8664 | 1165223.7891 | 1141919.3133 | 1119080.927 | 1096699.3085 | 1074765.3223 | 1053270.0159 | 1032204.6156 | 1011560.5233 | 991329.3128 | 971502.7265 | 952072.672 | 933031.2186 | 914370.5942 | 896083.1823 | 878161.5187 | 860598.2883 | 843386.3225 | 826518.5961 | 809988.2242 | 793788.4597 | 777912.6905 | 762354.4367
F2_Commercial_Miscellaneous_Existing_Food Preparation_Natural Gas_Fryer_Codes & Standards Forecast | F2 | Commercial | Miscellaneous | Existing | Food Preparation | Natural Gas | Fryer | Codes & Standards Forecast | Usage (MMtherm) | 0.015162 | 0.0155 | 0.015165 | 0.014566 | 0.014125 | 0.013687 | 0.013252 | 0.012822 | 0.012397 | 0.01195 | 0.011486 | 0.011041 | 0.010633 | 0.010257 | 0.0098758 | 0.0095235 | 0.0092355 | 0.0089639 | 0.0087072 | 0.0084641 | 0.0082334 | 0.008014 | 0.0078049 | 0.0076054 | 0.0074146 | 0.0072318 | 0.0070564 | 0.0068879 | 0.0067258 | 0.0065695 | 0.0064188
F3_Commercial_Miscellaneous_Existing_Food Preparation_Natural Gas_Fryer_Codes & Standards Forecast | F3 | Commercial | Miscellaneous | Existing | Food Preparation | Natural Gas | Fryer | Codes & Standards Forecast | Peak Demand (S) | 0 | 0 | 0 | 0 | 0 | 0 | 0 | 0 | 0 | 0 | 0 | 0 | 0 | 0 | 0 | 0 | 0 | 0 | 0 | 0 | 0 | 0 | 0 | 0 | 0 | 0 | 0 | 0 | 0 | 0 | 0
F4_Commercial_Miscellaneous_Existing_Food Preparation_Natural Gas_Fryer_Codes & Standards Forecast | F4 | Commercial | Miscellaneous | Existing | Food Preparation | Natural Gas | Fryer | Codes & Standards Forecast | Peak Demand (W) | 0 | 0 | 0 | 0 | 0 | 0 | 0 | 0 | 0 | 0 | 0 | 0 | 0 | 0 | 0 | 0 | 0 | 0 | 0 | 0 | 0 | 0 | 0 | 0 | 0 | 0 | 0 | 0 | 0 | 0 | 0
F5_Commercial_Miscellaneous_Existing_Food Preparation_Natural Gas_Fryer_Codes & Standards Forecast | F5 | Commercial | Miscellaneous | Existing | Food Preparation | Natural Gas | Fryer | Codes & Standards Forecast | Turnover | 0 | 41503.6983 | 45110.747 | 48161.6049 | 50720.2014 | 52843.4265 | 54581.9003 | 55980.6581 | 57079.7613 | 64976.8029 | 71729.8707 | 77469.4112 | 75664.8651 | 73924.2454 | 80610.1586 | 78072.1087 | 75685.8212 | 74638.8539 | 74503.9711 | 74962.2296 | 74646.8749 | 73775.9844 | 75362.7292 | 75759.6453 | 75294.8572 | 73082.8071 | 71178.1572 | 71318.2454 | 69420.3824 | 67696.3989 | 66778.7346
F6_Commercial_Miscellaneous_Existing_Food Preparation_Natural Gas_Fryer_Codes & Standards Forecast | F6 | Commercial | Miscellaneous | Existing | Food Preparation | Natural Gas | Fryer | Codes & Standards Forecast | Avg. Replacement Usage | 0.01186 | 0.012337 | 0.012279 | 0.0081658 | 0.0081658 | 0.0081658 | 0.0081658 | 0.0081658 | 0.0081658 | 0.0081658 | 0.0081658 | 0.0081658 | 0.0081658 | 0.0081658 | 0.0081658 | 0.0081658 | 0.0081658 | 0.0081658 | 0.0081658 | 0.0081658 | 0.0081658 | 0.0081658 | 0.0081658 | 0.0081658 | 0.0081658 | 0.0081658 | 0.0081658 | 0.0081658 | 0.0081658 | 0.0081658 | 0.0081658
F7_Commercial_Miscellaneous_Existing_Food Preparation_Natural Gas_Fryer_Codes & Standards Forecast | F7 | Commercial | Miscellaneous | Existing | Food Preparation | Natural Gas | Fryer | Codes & Standards Forecast | Avg. Replacement Demand (S) | 0 | 0 | 0 | 0 | 0 | 0 | 0 | 0 | 0 | 0 | 0 | 0 | 0 | 0 | 0 | 0 | 0 | 0 | 0 | 0 | 0 | 0 | 0 | 0 | 0 | 0 | 0 | 0 | 0 | 0 | 0
F8_Commercial_Miscellaneous_Existing_Food Preparation_Natural Gas_Fryer_Codes & Standards Forecast | F8 | Commercial | Miscellaneous | Existing | Food Preparation | Natural Gas | Fryer | Codes & Standards Forecast | Avg. Replacement Demand (W) | 0 | 0 | 0 | 0 | 0 | 0 | 0 | 0 | 0 | 0 | 0 | 0 | 0 | 0 | 0 | 0 | 0 | 0 | 0 | 0 | 0 | 0 | 0 | 0 | 0 | 0 | 0 | 0 | 0 | 0 | 0
F1_Commercial_Miscellaneous_Existing_Food Preparation_Natural Gas_Broiler_Codes & Standards Forecast | F1 | Commercial | Miscellaneous | Existing | Food Preparation | Natural Gas | Broiler | Codes & Standards Forecast | Units | 986928.021 | 967189.4606 | 947845.6713 | 928888.7579 | 910310.9828 | 892104.7631 | 874262.6678 | 856777.4145 | 839641.8662 | 822849.0289 | 806392.0483 | 790264.2073 | 774458.9232 | 758969.7447 | 743790.3498 | 728914.5428 | 714336.252 | 700049.5269 | 686048.5364 | 672327.5657 | 658881.0144 | 645703.3941 | 632789.3262 | 620133.5397 | 607730.8689 | 595576.2515 | 583664.7265 | 571991.4319 | 560551.6033 | 549340.5712 | 538353.7598
F2_Commercial_Miscellaneous_Existing_Food Preparation_Natural Gas_Broiler_Codes & Standards Forecast | F2 | Commercial | Miscellaneous | Existing | Food Preparation | Natural Gas | Broiler | Codes & Standards Forecast | Usage (MMtherm) | 0.010998 | 0.011254 | 0.011024 | 0.010742 | 0.010582 | 0.010427 | 0.010277 | 0.010132 | 0.0099912 | 0.0098542 | 0.0097118 | 0.0095652 | 0.0094154 | 0.0092633 | 0.0091095 | 0.0089548 | 0.0087996 | 0.0086444 | 0.0084896 | 0.0083356 | 0.0081827 | 0.008031 | 0.0078808 | 0.0077323 | 0.0075856 | 0.0074408 | 0.007298 | 0.0071573 | 0.0070187 | 0.0068823 | 0.0067481
F3_Commercial_Miscellaneous_Existing_Food Preparation_Natural Gas_Broiler_Codes & Standards Forecast | F3 | Commercial | Miscellaneous | Existing | Food Preparation | Natural Gas | Broiler | Codes & Standards Forecast | Peak Demand (S) | 0 | 0 | 0 | 0 | 0 | 0 | 0 | 0 | 0 | 0 | 0 | 0 | 0 | 0 | 0 | 0 | 0 | 0 | 0 | 0 | 0 | 0 | 0 | 0 | 0 | 0 | 0 | 0 | 0 | 0 | 0
F4_Commercial_Miscellaneous_Existing_Food Preparation_Natural Gas_Broiler_Codes & Standards Forecast | F4 | Commercial | Miscellaneous | Existing | Food Preparation | Natural Gas | Broiler | Codes & Standards Forecast | Peak Demand (W) | 0 | 0 | 0 | 0 | 0 | 0 | 0 | 0 | 0 | 0 | 0 | 0 | 0 | 0 | 0 | 0 | 0 | 0 | 0 | 0 | 0 | 0 | 0 | 0 | 0 | 0 | 0 | 0 | 0 | 0 | 0
F5_Commercial_Miscellaneous_Existing_Food Preparation_Natural Gas_Broiler_Codes & Standards Forecast | F5 | Commercial | Miscellaneous | Existing | Food Preparation | Natural Gas | Broiler | Codes & Standards Forecast | Turnover | 0 | 35821.8319 | 39981.1446 | 43428.8411 | 46260.1514 | 48557.9612 | 50394.4042 | 51832.2497 | 52926.1103 | 53723.4953 | 46799.1337 | 40767.2453 | 41249.5331 | 41836.0247 | 42449.2443 | 43036.0981 | 43561.6105 | 50800.9494 | 50605.5727 | 50308.3319 | 49924.897 | 48273.1206 | 45801.1144 | 43756.4684 | 42087.2541 | 40737.2986 | 38234.6935 | 36433.5528 | 37336.1465 | 37983.7686 | 38407.3613
F6_Commercial_Miscellaneous_Existing_Food Preparation_Natural Gas_Broiler_Codes & Standards Forecast | F6 | Commercial | Miscellaneous | Existing | Food Preparation | Natural Gas | Broiler | Codes & Standards Forecast | Avg. Replacement Usage | 0.012285 | 0.012778 | 0.012718 | 0.012586 | 0.012586 | 0.012586 | 0.012586 | 0.012586 | 0.012586 | 0.012586 | 0.012586 | 0.012586 | 0.012586 | 0.012586 | 0.012586 | 0.012586 | 0.012586 | 0.012586 | 0.012586 | 0.012586 | 0.012586 | 0.012586 | 0.012586 | 0.012586 | 0.012586 | 0.012586 | 0.012586 | 0.012586 | 0.012586 | 0.012586 | 0.012586
F7_Commercial_Miscellaneous_Existing_Food Preparation_Natural Gas_Broiler_Codes & Standards Forecast | F7 | Commercial | Miscellaneous | Existing | Food Preparation | Natural Gas | Broiler | Codes & Standards Forecast | Avg. Replacement Demand (S) | 0 | 0 | 0 | 0 | 0 | 0 | 0 | 0 | 0 | 0 | 0 | 0 | 0 | 0 | 0 | 0 | 0 | 0 | 0 | 0 | 0 | 0 | 0 | 0 | 0 | 0 | 0 | 0 | 0 | 0 | 0
F8_Commercial_Miscellaneous_Existing_Food Preparation_Natural Gas_Broiler_Codes & Standards Forecast | F8 | Commercial | Miscellaneous | Existing | Food Preparation | Natural Gas | Broiler | Codes & Standards Forecast | Avg. Replacement Demand (W) | 0 | 0 | 0 | 0 | 0 | 0 | 0 | 0 | 0 | 0 | 0 | 0 | 0 | 0 | 0 | 0 | 0 | 0 | 0 | 0 | 0 | 0 | 0 | 0 | 0 | 0 | 0 | 0 | 0 | 0 | 0
F1_Commercial_Miscellaneous_Existing_Food Preparation_Natural Gas_Griddle_Codes & Standards Forecast | F1 | Commercial | Miscellaneous | Existing | Food Preparation | Natural Gas | Griddle | Codes & Standards Forecast | Units | 1235784.5796 | 1211068.8881 | 1186847.5103 | 1163110.5601 | 1139848.3489 | 1117051.3819 | 1094710.3543 | 1072816.1472 | 1051359.8242 | 1030332.6278 | 1009725.9752 | 989531.4557 | 969740.8266 | 950346.01 | 931339.0898 | 912712.3081 | 894458.0619 | 876568.9007 | 859037.5226 | 841856.7722 | 825019.6367 | 808519.244 | 792348.8591 | 776501.8819 | 760971.8443 | 745752.4074 | 730837.3593 | 716220.6121 | 701896.1998 | 687858.2758 | 674101.1103
F2_Commercial_Miscellaneous_Existing_Food Preparation_Natural Gas_Griddle_Codes & Standards Forecast | F2 | Commercial | Miscellaneous | Existing | Food Preparation | Natural Gas | Griddle | Codes & Standards Forecast | Usage (MMtherm) | 0.0097883 | 0.0099933 | 0.0097639 | 0.0094878 | 0.0093174 | 0.0091513 | 0.0089894 | 0.0088313 | 0.0086768 | 0.0085257 | 0.0083748 | 0.0082244 | 0.0080747 | 0.0079262 | 0.0077789 | 0.0076332 | 0.007489 | 0.0073467 | 0.0072063 | 0.0070678 | 0.0069314 | 0.006797 | 0.0066648 | 0.0065348 | 0.0064069 | 0.0062813 | 0.0061578 | 0.0060365 | 0.0059174 | 0.0058005 | 0.0056857
F3_Commercial_Miscellaneous_Existing_Food Preparation_Natural Gas_Griddle_Codes & Standards Forecast | F3 | Commercial | Miscellaneous | Existing | Food Preparation | Natural Gas | Griddle | Codes & Standards Forecast | Peak Demand (S) | 0 | 0 | 0 | 0 | 0 | 0 | 0 | 0 | 0 | 0 | 0 | 0 | 0 | 0 | 0 | 0 | 0 | 0 | 0 | 0 | 0 | 0 | 0 | 0 | 0 | 0 | 0 | 0 | 0 | 0 | 0
F4_Commercial_Miscellaneous_Existing_Food Preparation_Natural Gas_Griddle_Codes & Standards Forecast | F4 | Commercial | Miscellaneous | Existing | Food Preparation | Natural Gas | Griddle | Codes & Standards Forecast | Peak Demand (W) | 0 | 0 | 0 | 0 | 0 | 0 | 0 | 0 | 0 | 0 | 0 | 0 | 0 | 0 | 0 | 0 | 0 | 0 | 0 | 0 | 0 | 0 | 0 | 0 | 0 | 0 | 0 | 0 | 0 | 0 | 0
F5_Commercial_Miscellaneous_Existing_Food Preparation_Natural Gas_Griddle_Codes & Standards Forecast | F5 | Commercial | Miscellaneous | Existing | Food Preparation | Natural Gas | Griddle | Codes & Standards Forecast | Turnover | 0 | 44854.4033 | 50062.4979 | 54379.5404 | 57924.7732 | 60801.9819 | 63101.489 | 64901.891 | 66271.5716 | 67270.0193 | 58599.6613 | 51046.816 | 51650.714 | 52385.0909 | 53152.9356 | 53887.7662 | 54545.788 | 63610.5456 | 63365.9042 | 62993.7133 | 62513.5943 | 60445.318 | 57349.9888 | 54789.7797 | 52699.6686 | 51009.3182 | 47875.6744 | 45620.3713 | 46750.5564 | 47561.4781 | 48091.8809
F6_Commercial_Miscellaneous_Existing_Food Preparation_Natural Gas_Griddle_Codes & Standards Forecast | F6 | Commercial | Miscellaneous | Existing | Food Preparation | Natural Gas | Griddle | Codes & Standards Forecast | Avg. Replacement Usage | 0.0082468 | 0.0085782 | 0.0085375 | 0.0084492 | 0.0084492 | 0.0084492 | 0.0084492 | 0.0084492 | 0.0084492 | 0.0084492 | 0.0084492 | 0.0084492 | 0.0084492 | 0.0084492 | 0.0084492 | 0.0084492 | 0.0084492 | 0.0084492 | 0.0084492 | 0.0084492 | 0.0084492 | 0.0084492 | 0.0084492 | 0.0084492 | 0.0084492 | 0.0084492 | 0.0084492 | 0.0084492 | 0.0084492 | 0.0084492 | 0.0084492
F7_Commercial_Miscellaneous_Existing_Food Preparation_Natural Gas_Griddle_Codes & Standards Forecast | F7 | Commercial | Miscellaneous | Existing | Food Preparation | Natural Gas | Griddle | Codes & Standards Forecast | Avg. Replacement Demand (S) | 0 | 0 | 0 | 0 | 0 | 0 | 0 | 0 | 0 | 0 | 0 | 0 | 0 | 0 | 0 | 0 | 0 | 0 | 0 | 0 | 0 | 0 | 0 | 0 | 0 | 0 | 0 | 0 | 0 | 0 | 0
F8_Commercial_Miscellaneous_Existing_Food Preparation_Natural Gas_Griddle_Codes & Standards Forecast | F8 | Commercial | Miscellaneous | Existing | Food Preparation | Natural Gas | Griddle | Codes & Standards Forecast | Avg. Replacement Demand (W) | 0 | 0 | 0 | 0 | 0 | 0 | 0 | 0 | 0 | 0 | 0 | 0 | 0 | 0 | 0 | 0 | 0 | 0 | 0 | 0 | 0 | 0 | 0 | 0 | 0 | 0 | 0 | 0 | 0 | 0 | 0
F1_Commercial_Miscellaneous_Existing_Food Preparation_Natural Gas_Range_Codes & Standards Forecast | F1 | Commercial | Miscellaneous | Existing | Food Preparation | Natural Gas | Range | Codes & Standards Forecast | Units | 4683723.2396 | 4590048.7748 | 4498247.7993 | 4408282.8433 | 4320117.1864 | 4233714.8427 | 4149040.5458 | 4066059.7349 | 3984738.5402 | 3905043.7694 | 3826942.894 | 3750404.0362 | 3675395.9554 | 3601888.0363 | 3529850.2756 | 3459253.2701 | 3390068.2047 | 3322266.8406 | 3255821.5038 | 3190705.0737 | 3126890.9722 | 3064353.1528 | 3003066.0897 | 2943004.7679 | 2884144.6726 | 2826461.7791 | 2769932.5435 | 2714533.8927 | 2660243.2148 | 2607038.3505 | 2554897.5835
F2_Commercial_Miscellaneous_Existing_Food Preparation_Natural Gas_Range_Codes & Standards Forecast | F2 | Commercial | Miscellaneous | Existing | Food Preparation | Natural Gas | Range | Codes & Standards Forecast | Usage (MMtherm) | 0.038482 | 0.0395 | 0.03887 | 0.038094 | 0.037768 | 0.037478 | 0.037214 | 0.036969 | 0.036737 | 0.036514 | 0.036184 | 0.035775 | 0.035306 | 0.034793 | 0.034249 | 0.033683 | 0.033102 | 0.032513 | 0.03192 | 0.031327 | 0.030735 | 0.030148 | 0.029567 | 0.028992 | 0.028426 | 0.027868 | 0.027319 | 0.026779 | 0.026248 | 0.025727 | 0.025216
F3_Commercial_Miscellaneous_Existing_Food Preparation_Natural Gas_Range_Codes & Standards Forecast | F3 | Commercial | Miscellaneous | Existing | Food Preparation | Natural Gas | Range | Codes & Standards Forecast | Peak Demand (S) | 0 | 0 | 0 | 0 | 0 | 0 | 0 | 0 | 0 | 0 | 0 | 0 | 0 | 0 | 0 | 0 | 0 | 0 | 0 | 0 | 0 | 0 | 0 | 0 | 0 | 0 | 0 | 0 | 0 | 0 | 0
F4_Commercial_Miscellaneous_Existing_Food Preparation_Natural Gas_Range_Codes & Standards Forecast | F4 | Commercial | Miscellaneous | Existing | Food Preparation | Natural Gas | Range | Codes & Standards Forecast | Peak Demand (W) | 0 | 0 | 0 | 0 | 0 | 0 | 0 | 0 | 0 | 0 | 0 | 0 | 0 | 0 | 0 | 0 | 0 | 0 | 0 | 0 | 0 | 0 | 0 | 0 | 0 | 0 | 0 | 0 | 0 | 0 | 0
F5_Commercial_Miscellaneous_Existing_Food Preparation_Natural Gas_Range_Codes & Standards Forecast | F5 | Commercial | Miscellaneous | Existing | Food Preparation | Natural Gas | Range | Codes & Standards Forecast | Turnover | 0 | 183601.951 | 233908.8856 | 271550.2231 | 299297.7187 | 319323.7083 | 333330.5982 | 342652.3837 | 348334.2396 | 351194.9193 | 305952.3598 | 278870.8521 | 263915.6262 | 256817.6116 | 254592.0929 | 291455.8285 | 296302.7336 | 298746.68 | 299333.8272 | 290834.1298 | 278544.5159 | 265545.4242 | 253488.2639 | 243129.4372 | 231663.0254 | 226890.7595 | 225845.5253 | 226617.1682 | 226739.3931 | 232499.7152 | 228668.5412
F6_Commercial_Miscellaneous_Existing_Food Preparation_Natural Gas_Range_Codes & Standards Forecast | F6 | Commercial | Miscellaneous | Existing | Food Preparation | Natural Gas | Range | Codes & Standards Forecast | Avg. Replacement Usage | 0.0096377 | 0.010025 | 0.0099775 | 0.0098743 | 0.0098743 | 0.0098743 | 0.0098743 | 0.0098743 | 0.0098743 | 0.0098743 | 0.0098743 | 0.0098743 | 0.0098743 | 0.0098743 | 0.0098743 | 0.0098743 | 0.0098743 | 0.0098743 | 0.0098743 | 0.0098743 | 0.0098743 | 0.0098743 | 0.0098743 | 0.0098743 | 0.0098743 | 0.0098743 | 0.0098743 | 0.0098743 | 0.0098743 | 0.0098743 | 0.0098743
F7_Commercial_Miscellaneous_Existing_Food Preparation_Natural Gas_Range_Codes & Standards Forecast | F7 | Commercial | Miscellaneous | Existing | Food Preparation | Natural Gas | Range | Codes & Standards Forecast | Avg. Replacement Demand (S) | 0 | 0 | 0 | 0 | 0 | 0 | 0 | 0 | 0 | 0 | 0 | 0 | 0 | 0 | 0 | 0 | 0 | 0 | 0 | 0 | 0 | 0 | 0 | 0 | 0 | 0 | 0 | 0 | 0 | 0 | 0
F8_Commercial_Miscellaneous_Existing_Food Preparation_Natural Gas_Range_Codes & Standards Forecast | F8 | Commercial | Miscellaneous | Existing | Food Preparation | Natural Gas | Range | Codes & Standards Forecast | Avg. Replacement Demand (W) | 0 | 0 | 0 | 0 | 0 | 0 | 0 | 0 | 0 | 0 | 0 | 0 | 0 | 0 | 0 | 0 | 0 | 0 | 0 | 0 | 0 | 0 | 0 | 0 | 0 | 0 | 0 | 0 | 0 | 0 | 0
F1_Commercial_Miscellaneous_Existing_Food Preparation_Natural Gas_Steamer_Codes & Standards Forecast | F1 | Commercial | Miscellaneous | Existing | Food Preparation | Natural Gas | Steamer | Codes & Standards Forecast | Units | 352213.348 | 345169.0811 | 338265.6994 | 331500.3854 | 324870.3777 | 318372.9702 | 312005.5108 | 305765.4006 | 299650.0926 | 293657.0907 | 287783.9489 | 282028.2699 | 276387.7045 | 270859.9504 | 265442.7514 | 260133.8964 | 254931.2185 | 249832.5941 | 244835.9422 | 239939.2234 | 235140.4389 | 230437.6301 | 225828.8775 | 221312.3 | 216886.054 | 212548.3329 | 208297.3662 | 204131.4189 | 200048.7905 | 196047.8147 | 192126.8584
F2_Commercial_Miscellaneous_Existing_Food Preparation_Natural Gas_Steamer_Codes & Standards Forecast | F2 | Commercial | Miscellaneous | Existing | Food Preparation | Natural Gas | Steamer | Codes & Standards Forecast | Usage (MMtherm) | 0.0048332 | 0.0050464 | 0.0050547 | 0.0047597 | 0.0045125 | 0.0042628 | 0.0040119 | 0.0037614 | 0.0035123 | 0.0032655 | 0.0030246 | 0.0027869 | 0.0025767 | 0.0023907 | 0.0022257 | 0.0020791 | 0.0019486 | 0.0018321 | 0.001728 | 0.0015843 | 0.0014506 | 0.0013879 | 0.0013308 | 0.0012786 | 0.0012308 | 0.0011867 | 0.0011461 | 0.0011085 | 0.0010735 | 0.0010408 | 0.0010103
F3_Commercial_Miscellaneous_Existing_Food Preparation_Natural Gas_Steamer_Codes & Standards Forecast | F3 | Commercial | Miscellaneous | Existing | Food Preparation | Natural Gas | Steamer | Codes & Standards Forecast | Peak Demand (S) | 0 | 0 | 0 | 0 | 0 | 0 | 0 | 0 | 0 | 0 | 0 | 0 | 0 | 0 | 0 | 0 | 0 | 0 | 0 | 0 | 0 | 0 | 0 | 0 | 0 | 0 | 0 | 0 | 0 | 0 | 0
F4_Commercial_Miscellaneous_Existing_Food Preparation_Natural Gas_Steamer_Codes & Standards Forecast | F4 | Commercial | Miscellaneous | Existing | Food Preparation | Natural Gas | Steamer | Codes & Standards Forecast | Peak Demand (W) | 0 | 0 | 0 | 0 | 0 | 0 | 0 | 0 | 0 | 0 | 0 | 0 | 0 | 0 | 0 | 0 | 0 | 0 | 0 | 0 | 0 | 0 | 0 | 0 | 0 | 0 | 0 | 0 | 0 | 0 | 0
F5_Commercial_Miscellaneous_Existing_Food Preparation_Natural Gas_Steamer_Codes & Standards Forecast | F5 | Commercial | Miscellaneous | Existing | Food Preparation | Natural Gas | Steamer | Codes & Standards Forecast | Turnover | 0 | 12784.04 | 14268.4091 | 15498.8177 | 16509.2514 | 17329.2902 | 17984.6772 | 18497.8132 | 18888.1885 | 19172.758 | 17885.8986 | 16902.4111 | 16159.6675 | 15606.2605 | 15200.1488 | 14907.0945 | 14699.348 | 14554.5414 | 14454.761 | 16985.2341 | 16734.325 | 16398.9397 | 16013.6939 | 15604.0496 | 15188.3205 | 14779.284 | 14385.4712 | 14012.1951 | 13586.2813 | 13251.4508 | 12976.0307
F6_Commercial_Miscellaneous_Existing_Food Preparation_Natural Gas_Steamer_Codes & Standards Forecast | F6 | Commercial | Miscellaneous | Existing | Food Preparation | Natural Gas | Steamer | Codes & Standards Forecast | Avg. Replacement Usage | 0.022708 | 0.023621 | 0.023509 | 0.004853 | 0.004853 | 0.004853 | 0.004853 | 0.004853 | 0.004853 | 0.004853 | 0.004853 | 0.004853 | 0.004853 | 0.004853 | 0.004853 | 0.004853 | 0.004853 | 0.004853 | 0.004853 | 0.004853 | 0.004853 | 0.004853 | 0.004853 | 0.004853 | 0.004853 | 0.004853 | 0.004853 | 0.004853 | 0.004853 | 0.004853 | 0.004853
F7_Commercial_Miscellaneous_Existing_Food Preparation_Natural Gas_Steamer_Codes & Standards Forecast | F7 | Commercial | Miscellaneous | Existing | Food Preparation | Natural Gas | Steamer | Codes & Standards Forecast | Avg. Replacement Demand (S) | 0 | 0 | 0 | 0 | 0 | 0 | 0 | 0 | 0 | 0 | 0 | 0 | 0 | 0 | 0 | 0 | 0 | 0 | 0 | 0 | 0 | 0 | 0 | 0 | 0 | 0 | 0 | 0 | 0 | 0 | 0
F8_Commercial_Miscellaneous_Existing_Food Preparation_Natural Gas_Steamer_Codes & Standards Forecast | F8 | Commercial | Miscellaneous | Existing | Food Preparation | Natural Gas | Steamer | Codes & Standards Forecast | Avg. Replacement Demand (W) | 0 | 0 | 0 | 0 | 0 | 0 | 0 | 0 | 0 | 0 | 0 | 0 | 0 | 0 | 0 | 0 | 0 | 0 | 0 | 0 | 0 | 0 | 0 | 0 | 0 | 0 | 0 | 0 | 0 | 0 | 0
F1_Commercial_Miscellaneous_Existing_Food Preparation_Natural Gas_Food Prep Other_Codes & Standards Forecast | F1 | Commercial | Miscellaneous | Existing | Food Preparation | Natural Gas | Food Prep Other | Codes & Standards Forecast | Units | 352213.348 | 345169.0811 | 338265.6994 | 331500.3854 | 324870.3777 | 318372.9702 | 312005.5108 | 305765.4006 | 299650.0926 | 293657.0907 | 287783.9489 | 282028.2699 | 276387.7045 | 270859.9504 | 265442.7514 | 260133.8964 | 254931.2185 | 249832.5941 | 244835.9422 | 239939.2234 | 235140.4389 | 230437.6301 | 225828.8775 | 221312.3 | 216886.054 | 212548.3329 | 208297.3662 | 204131.4189 | 200048.7905 | 196047.8147 | 192126.8584
F2_Commercial_Miscellaneous_Existing_Food Preparation_Natural Gas_Food Prep Other_Codes & Standards Forecast | F2 | Commercial | Miscellaneous | Existing | Food Preparation | Natural Gas | Food Prep Other | Codes & Standards Forecast | Usage (MMtherm) | 0.0034375 | 0.0035042 | 0.0034178 | 0.0033148 | 0.0032485 | 0.0031836 | 0.0031199 | 0.0030575 | 0.0029963 | 0.0029364 | 0.0028777 | 0.0028201 | 0.0027637 | 0.0027085 | 0.0026543 | 0.0026012 | 0.0025492 | 0.0024982 | 0.0024482 | 0.0023993 | 0.0023513 | 0.0023042 | 0.0022582 | 0.002213 | 0.0021687 | 0.0021254 | 0.0020829 | 0.0020412 | 0.0020004 | 0.0019604 | 0.0019212
F3_Commercial_Miscellaneous_Existing_Food Preparation_Natural Gas_Food Prep Other_Codes & Standards Forecast | F3 | Commercial | Miscellaneous | Existing | Food Preparation | Natural Gas | Food Prep Other | Codes & Standards Forecast | Peak Demand (S) | 0 | 0 | 0 | 0 | 0 | 0 | 0 | 0 | 0 | 0 | 0 | 0 | 0 | 0 | 0 | 0 | 0 | 0 | 0 | 0 | 0 | 0 | 0 | 0 | 0 | 0 | 0 | 0 | 0 | 0 | 0
F4_Commercial_Miscellaneous_Existing_Food Preparation_Natural Gas_Food Prep Other_Codes & Standards Forecast | F4 | Commercial | Miscellaneous | Existing | Food Preparation | Natural Gas | Food Prep Other | Codes & Standards Forecast | Peak Demand (W) | 0 | 0 | 0 | 0 | 0 | 0 | 0 | 0 | 0 | 0 | 0 | 0 | 0 | 0 | 0 | 0 | 0 | 0 | 0 | 0 | 0 | 0 | 0 | 0 | 0 | 0 | 0 | 0 | 0 | 0 | 0
F5_Commercial_Miscellaneous_Existing_Food Preparation_Natural Gas_Food Prep Other_Codes & Standards Forecast | F5 | Commercial | Miscellaneous | Existing | Food Preparation | Natural Gas | Food Prep Other | Codes & Standards Forecast | Turnover | 0 | 13806.7632 | 17589.8164 | 20420.4237 | 22507.0198 | 24012.9629 | 25066.2731 | 25767.2661 | 26194.5385 | 26409.66 | 23007.445 | 20970.9309 | 19846.3064 | 19312.5397 | 19145.1819 | 21917.314 | 22281.7986 | 22465.582 | 22509.7351 | 21870.5627 | 20946.3906 | 19968.8662 | 19062.1746 | 18283.1967 | 17420.929 | 17062.0572 | 16983.4562 | 17041.4833 | 17050.6746 | 17483.8476 | 17195.7454
F6_Commercial_Miscellaneous_Existing_Food Preparation_Natural Gas_Food Prep Other_Codes & Standards Forecast | F6 | Commercial | Miscellaneous | Existing | Food Preparation | Natural Gas | Food Prep Other | Codes & Standards Forecast | Avg. Replacement Usage | 0.0097598 | 0.010152 | 0.010104 | 0.0099995 | 0.0099995 | 0.0099995 | 0.0099995 | 0.0099995 | 0.0099995 | 0.0099995 | 0.0099995 | 0.0099995 | 0.0099995 | 0.0099995 | 0.0099995 | 0.0099995 | 0.0099995 | 0.0099995 | 0.0099995 | 0.0099995 | 0.0099995 | 0.0099995 | 0.0099995 | 0.0099995 | 0.0099995 | 0.0099995 | 0.0099995 | 0.0099995 | 0.0099995 | 0.0099995 | 0.0099995
F7_Commercial_Miscellaneous_Existing_Food Preparation_Natural Gas_Food Prep Other_Codes & Standards Forecast | F7 | Commercial | Miscellaneous | Existing | Food Preparation | Natural Gas | Food Prep Other | Codes & Standards Forecast | Avg. Replacement Demand (S) | 0 | 0 | 0 | 0 | 0 | 0 | 0 | 0 | 0 | 0 | 0 | 0 | 0 | 0 | 0 | 0 | 0 | 0 | 0 | 0 | 0 | 0 | 0 | 0 | 0 | 0 | 0 | 0 | 0 | 0 | 0
F8_Commercial_Miscellaneous_Existing_Food Preparation_Natural Gas_Food Prep Other_Codes & Standards Forecast | F8 | Commercial | Miscellaneous | Existing | Food Preparation | Natural Gas | Food Prep Other | Codes & Standards Forecast | Avg. Replacement Demand (W) | 0 | 0 | 0 | 0 | 0 | 0 | 0 | 0 | 0 | 0 | 0 | 0 | 0 | 0 | 0 | 0 | 0 | 0 | 0 | 0 | 0 | 0 | 0 | 0 | 0 | 0 | 0 | 0 | 0 | 0 | 0
F1_Commercial_Miscellaneous_Existing_Miscellaneous_Natural Gas_Pool Heater_Codes & Standards Forecast | F1 | Commercial | Miscellaneous | Existing | Miscellaneous | Natural Gas | Pool Heater | Codes & Standards Forecast | Units | 2040510.0951 | 1999699.8932 | 1959705.8953 | 1920511.7774 | 1882101.5419 | 1844459.511 | 1807570.3208 | 1771418.9144 | 1735990.5361 | 1701270.7254 | 1667245.3109 | 1633900.4047 | 1601222.3966 | 1569197.9486 | 1537813.9897 | 1507057.7099 | 1476916.5557 | 1447378.2246 | 1418430.6601 | 1390062.0469 | 1362260.8059 | 1335015.5898 | 1308315.278 | 1282148.9725 | 1256505.993 | 1231375.8731 | 1206748.3557 | 1182613.3886 | 1158961.1208 | 1135781.8984 | 1113066.2604
F2_Commercial_Miscellaneous_Existing_Miscellaneous_Natural Gas_Pool Heater_Codes & Standards Forecast | F2 | Commercial | Miscellaneous | Existing | Miscellaneous | Natural Gas | Pool Heater | Codes & Standards Forecast | Usage (MMtherm) | 0.00068494 | 0.0006995 | 0.00068346 | 0.00066399 | 0.0006518 | 0.00063981 | 0.00062783 | 0.00061592 | 0.0006041 | 0.00059242 | 0.00058088 | 0.0005695 | 0.0005583 | 0.00054729 | 0.00053646 | 0.00052582 | 0.00051538 | 0.00050512 | 0.00049507 | 0.0004852 | 0.00047552 | 0.00046603 | 0.00045673 | 0.00044761 | 0.00043867 | 0.0004299 | 0.00042131 | 0.00041289 | 0.00040463 | 0.00039654 | 0.00038862
F3_Commercial_Miscellaneous_Existing_Miscellaneous_Natural Gas_Pool Heater_Codes & Standards Forecast | F3 | Commercial | Miscellaneous | Existing | Miscellaneous | Natural Gas | Pool Heater | Codes & Standards Forecast | Peak Demand (S) | 0 | 0 | 0 | 0 | 0 | 0 | 0 | 0 | 0 | 0 | 0 | 0 | 0 | 0 | 0 | 0 | 0 | 0 | 0 | 0 | 0 | 0 | 0 | 0 | 0 | 0 | 0 | 0 | 0 | 0 | 0
F4_Commercial_Miscellaneous_Existing_Miscellaneous_Natural Gas_Pool Heater_Codes & Standards Forecast | F4 | Commercial | Miscellaneous | Existing | Miscellaneous | Natural Gas | Pool Heater | Codes & Standards Forecast | Peak Demand (W) | 0 | 0 | 0 | 0 | 0 | 0 | 0 | 0 | 0 | 0 | 0 | 0 | 0 | 0 | 0 | 0 | 0 | 0 | 0 | 0 | 0 | 0 | 0 | 0 | 0 | 0 | 0 | 0 | 0 | 0 | 0
F5_Commercial_Miscellaneous_Existing_Miscellaneous_Natural Gas_Pool Heater_Codes & Standards Forecast | F5 | Commercial | Miscellaneous | Existing | Miscellaneous | Natural Gas | Pool Heater | Codes & Standards Forecast | Turnover | 0 | 239963.9872 | 227325.8839 | 216633.7285 | 207482.874 | 199555.7634 | 199833.4062 | 197766.3093 | 194212.733 | 189772.3996 | 184858.0822 | 232453.5133 | 216317.5671 | 203387.2196 | 192731.4144 | 183711.7464 | 186968.2506 | 186103.1943 | 182760.1429 | 178007.6319 | 172530.5056 | 180051.2125 | 172344.2777 | 166315.1563 | 161160.941 | 156434.6566 | 156679.6779 | 154609.6331 | 151362.2791 | 147568.3388 | 143563.8875
F6_Commercial_Miscellaneous_Existing_Miscellaneous_Natural Gas_Pool Heater_Codes & Standards Forecast | F6 | Commercial | Miscellaneous | Existing | Miscellaneous | Natural Gas | Pool Heater | Codes & Standards Forecast | Avg. Replacement Usage | 0.00034078 | 0.00035448 | 0.0003528 | 0.00034915 | 0.00034915 | 0.00034915 | 0.00034915 | 0.00034915 | 0.00034915 | 0.00034915 | 0.00034915 | 0.00034915 | 0.00034915 | 0.00034915 | 0.00034915 | 0.00034915 | 0.00034915 | 0.00034915 | 0.00034915 | 0.00034915 | 0.00034915 | 0.00034915 | 0.00034915 | 0.00034915 | 0.00034915 | 0.00034915 | 0.00034915 | 0.00034915 | 0.00034915 | 0.00034915 | 0.00034915
F7_Commercial_Miscellaneous_Existing_Miscellaneous_Natural Gas_Pool Heater_Codes & Standards Forecast | F7 | Commercial | Miscellaneous | Existing | Miscellaneous | Natural Gas | Pool Heater | Codes & Standards Forecast | Avg. Replacement Demand (S) | 0 | 0 | 0 | 0 | 0 | 0 | 0 | 0 | 0 | 0 | 0 | 0 | 0 | 0 | 0 | 0 | 0 | 0 | 0 | 0 | 0 | 0 | 0 | 0 | 0 | 0 | 0 | 0 | 0 | 0 | 0
F8_Commercial_Miscellaneous_Existing_Miscellaneous_Natural Gas_Pool Heater_Codes & Standards Forecast | F8 | Commercial | Miscellaneous | Existing | Miscellaneous | Natural Gas | Pool Heater | Codes & Standards Forecast | Avg. Replacement Demand (W) | 0 | 0 | 0 | 0 | 0 | 0 | 0 | 0 | 0 | 0 | 0 | 0 | 0 | 0 | 0 | 0 | 0 | 0 | 0 | 0 | 0 | 0 | 0 | 0 | 0 | 0 | 0 | 0 | 0 | 0 | 0
F1_Commercial_Miscellaneous_Existing_Miscellaneous_Natural Gas_Miscellaneous_Codes & Standards Forecast | F1 | Commercial | Miscellaneous | Existing | Miscellaneous | Natural Gas | Miscellaneous | Codes & Standards Forecast | Units | 29106512.1061 | 28524381.8639 | 27953894.2267 | 27394816.3421 | 26846920.0153 | 26309981.615 | 25783781.9827 | 25268106.343 | 24762744.2162 | 24267489.3318 | 23782139.5452 | 23306496.7543 | 22840366.8192 | 22383559.4828 | 21935888.2932 | 21497170.5273 | 21067227.1168 | 20645882.5744 | 20232964.9229 | 19828305.6245 | 19431739.512 | 19043104.7217 | 18662242.6273 | 18288997.7748 | 17923217.8193 | 17564753.4629 | 17213458.3936 | 16869189.2258 | 16531805.4412 | 16201169.3324 | 15877145.9458
F2_Commercial_Miscellaneous_Existing_Miscellaneous_Natural Gas_Miscellaneous_Codes & Standards Forecast | F2 | Commercial | Miscellaneous | Existing | Miscellaneous | Natural Gas | Miscellaneous | Codes & Standards Forecast | Usage (MMtherm) | 0.011846 | 0.012076 | 0.011778 | 0.011423 | 0.011195 | 0.010971 | 0.010751 | 0.010536 | 0.010326 | 0.010119 | 0.0099166 | 0.0097183 | 0.0095239 | 0.0093334 | 0.0091468 | 0.0089638 | 0.0087846 | 0.0086089 | 0.0084367 | 0.008268 | 0.0081026 | 0.0079405 | 0.0077817 | 0.0076261 | 0.0074736 | 0.0073241 | 0.0071776 | 0.0070341 | 0.0068934 | 0.0067555 | 0.0066204
F3_Commercial_Miscellaneous_Existing_Miscellaneous_Natural Gas_Miscellaneous_Codes & Standards Forecast | F3 | Commercial | Miscellaneous | Existing | Miscellaneous | Natural Gas | Miscellaneous | Codes & Standards Forecast | Peak Demand (S) | 0 | 0 | 0 | 0 | 0 | 0 | 0 | 0 | 0 | 0 | 0 | 0 | 0 | 0 | 0 | 0 | 0 | 0 | 0 | 0 | 0 | 0 | 0 | 0 | 0 | 0 | 0 | 0 | 0 | 0 | 0
F4_Commercial_Miscellaneous_Existing_Miscellaneous_Natural Gas_Miscellaneous_Codes & Standards Forecast | F4 | Commercial | Miscellaneous | Existing | Miscellaneous | Natural Gas | Miscellaneous | Codes & Standards Forecast | Peak Demand (W) | 0 | 0 | 0 | 0 | 0 | 0 | 0 | 0 | 0 | 0 | 0 | 0 | 0 | 0 | 0 | 0 | 0 | 0 | 0 | 0 | 0 | 0 | 0 | 0 | 0 | 0 | 0 | 0 | 0 | 0 | 0
F5_Commercial_Miscellaneous_Existing_Miscellaneous_Natural Gas_Miscellaneous_Codes & Standards Forecast | F5 | Commercial | Miscellaneous | Existing | Miscellaneous | Natural Gas | Miscellaneous | Codes & Standards Forecast | Turnover | 0 | 2444947.0169 | 2852438.1864 | 3178757.1149 | 2998893.7726 | 2902598.1978 | 2865585.4528 | 2810311.0414 | 2750933.0181 | 2696078.8928 | 2642569.4514 | 3171681.8901 | 3135365.0035 | 3080280.4362 | 2986203.657 | 2921333.9171 | 2873091.2733 | 2815394.6675 | 2756967.3146 | 2702196.0737 | 2648489.5205 | 2733964.3067 | 2666311.9069 | 2597621.9765 | 2541870.2781 | 2492447.6899 | 2445346.3313 | 2395804.7366 | 2347095.9668 | 2300439.7296 | 2254580.0084
F6_Commercial_Miscellaneous_Existing_Miscellaneous_Natural Gas_Miscellaneous_Codes & Standards Forecast | F6 | Commercial | Miscellaneous | Existing | Miscellaneous | Natural Gas | Miscellaneous | Codes & Standards Forecast | Avg. Replacement Usage | 0.00040699 | 0.00042334 | 0.00042134 | 0.00041698 | 0.00041698 | 0.00041698 | 0.00041698 | 0.00041698 | 0.00041698 | 0.00041698 | 0.00041698 | 0.00041698 | 0.00041698 | 0.00041698 | 0.00041698 | 0.00041698 | 0.00041698 | 0.00041698 | 0.00041698 | 0.00041698 | 0.00041698 | 0.00041698 | 0.00041698 | 0.00041698 | 0.00041698 | 0.00041698 | 0.00041698 | 0.00041698 | 0.00041698 | 0.00041698 | 0.00041698
F7_Commercial_Miscellaneous_Existing_Miscellaneous_Natural Gas_Miscellaneous_Codes & Standards Forecast | F7 | Commercial | Miscellaneous | Existing | Miscellaneous | Natural Gas | Miscellaneous | Codes & Standards Forecast | Avg. Replacement Demand (S) | 0 | 0 | 0 | 0 | 0 | 0 | 0 | 0 | 0 | 0 | 0 | 0 | 0 | 0 | 0 | 0 | 0 | 0 | 0 | 0 | 0 | 0 | 0 | 0 | 0 | 0 | 0 | 0 | 0 | 0 | 0
F8_Commercial_Miscellaneous_Existing_Miscellaneous_Natural Gas_Miscellaneous_Codes & Standards Forecast | F8 | Commercial | Miscellaneous | Existing | Miscellaneous | Natural Gas | Miscellaneous | Codes & Standards Forecast | Avg. Replacement Demand (W) | 0 | 0 | 0 | 0 | 0 | 0 | 0 | 0 | 0 | 0 | 0 | 0 | 0 | 0 | 0 | 0 | 0 | 0 | 0 | 0 | 0 | 0 | 0 | 0 | 0 | 0 | 0 | 0 | 0 | 0 | 0
F1_Commercial_Miscellaneous_New_Space Heating_Natural Gas_Furnace_Codes & Standards Forecast | F1 | Commercial | Miscellaneous | New | Space Heating | Natural Gas | Furnace | Codes & Standards Forecast | Units | 0 | 0 | 0 | 0 | 0 | 0 | 0 | 0 | 0 | 0 | 0 | 0 | 0 | 0 | 0 | 0 | 0 | 0 | 0 | 0 | 0 | 0 | 0 | 0 | 0 | 0 | 0 | 0 | 0 | 0 | 0
F2_Commercial_Miscellaneous_New_Space Heating_Natural Gas_Furnace_Codes & Standards Forecast | F2 | Commercial | Miscellaneous | New | Space Heating | Natural Gas | Furnace | Codes & Standards Forecast | Usage (MMtherm) | 0 | 0 | 0 | 0 | 0 | 0 | 0 | 0 | 0 | 0 | 0 | 0 | 0 | 0 | 0 | 0 | 0 | 0 | 0 | 0 | 0 | 0 | 0 | 0 | 0 | 0 | 0 | 0 | 0 | 0 | 0
F3_Commercial_Miscellaneous_New_Space Heating_Natural Gas_Furnace_Codes & Standards Forecast | F3 | Commercial | Miscellaneous | New | Space Heating | Natural Gas | Furnace | Codes & Standards Forecast | Peak Demand (S) | 0 | 0 | 0 | 0 | 0 | 0 | 0 | 0 | 0 | 0 | 0 | 0 | 0 | 0 | 0 | 0 | 0 | 0 | 0 | 0 | 0 | 0 | 0 | 0 | 0 | 0 | 0 | 0 | 0 | 0 | 0
F4_Commercial_Miscellaneous_New_Space Heating_Natural Gas_Furnace_Codes & Standards Forecast | F4 | Commercial | Miscellaneous | New | Space Heating | Natural Gas | Furnace | Codes & Standards Forecast | Peak Demand (W) | 0 | 0 | 0 | 0 | 0 | 0 | 0 | 0 | 0 | 0 | 0 | 0 | 0 | 0 | 0 | 0 | 0 | 0 | 0 | 0 | 0 | 0 | 0 | 0 | 0 | 0 | 0 | 0 | 0 | 0 | 0
F5_Commercial_Miscellaneous_New_Space Heating_Natural Gas_Furnace_Codes & Standards Forecast | F5 | Commercial | Miscellaneous | New | Space Heating | Natural Gas | Furnace | Codes & Standards Forecast | Turnover | 0 | 0 | 0 | 0 | 0 | 0 | 0 | 0 | 0 | 0 | 0 | 0 | 0 | 0 | 0 | 0 | 0 | 0 | 0 | 0 | 0 | 0 | 0 | 0 | 0 | 0 | 0 | 0 | 0 | 0 | 0
F6_Commercial_Miscellaneous_New_Space Heating_Natural Gas_Furnace_Codes & Standards Forecast | F6 | Commercial | Miscellaneous | New | Space Heating | Natural Gas | Furnace | Codes & Standards Forecast | Avg. Replacement Usage | 0.21517 | 0.22382 | 0.22276 | 0.22045 | 0.22045 | 0.1938 | 0.1938 | 0.1938 | 0.1938 | 0.1938 | 0.1938 | 0.1938 | 0.1938 | 0.1938 | 0.1938 | 0.1938 | 0.1938 | 0.1938 | 0.1938 | 0.1938 | 0.1938 | 0.1938 | 0.1938 | 0.1938 | 0.1938 | 0.1938 | 0.1938 | 0.1938 | 0.1938 | 0.1938 | 0.1938
F7_Commercial_Miscellaneous_New_Space Heating_Natural Gas_Furnace_Codes & Standards Forecast | F7 | Commercial | Miscellaneous | New | Space Heating | Natural Gas | Furnace | Codes & Standards Forecast | Avg. Replacement Demand (S) | 0 | 0 | 0 | 0 | 0 | 0 | 0 | 0 | 0 | 0 | 0 | 0 | 0 | 0 | 0 | 0 | 0 | 0 | 0 | 0 | 0 | 0 | 0 | 0 | 0 | 0 | 0 | 0 | 0 | 0 | 0
F8_Commercial_Miscellaneous_New_Space Heating_Natural Gas_Furnace_Codes & Standards Forecast | F8 | Commercial | Miscellaneous | New | Space Heating | Natural Gas | Furnace | Codes & Standards Forecast | Avg. Replacement Demand (W) | 0 | 0 | 0 | 0 | 0 | 0 | 0 | 0 | 0 | 0 | 0 | 0 | 0 | 0 | 0 | 0 | 0 | 0 | 0 | 0 | 0 | 0 | 0 | 0 | 0 | 0 | 0 | 0 | 0 | 0 | 0
F1_Commercial_Miscellaneous_New_Space Heating_Natural Gas_Boiler_Codes & Standards Forecast | F1 | Commercial | Miscellaneous | New | Space Heating | Natural Gas | Boiler | Codes & Standards Forecast | Units | 0 | 0 | 0 | 0 | 0 | 0 | 0 | 0 | 0 | 0 | 0 | 0 | 0 | 0 | 0 | 0 | 0 | 0 | 0 | 0 | 0 | 0 | 0 | 0 | 0 | 0 | 0 | 0 | 0 | 0 | 0
F2_Commercial_Miscellaneous_New_Space Heating_Natural Gas_Boiler_Codes & Standards Forecast | F2 | Commercial | Miscellaneous | New | Space Heating | Natural Gas | Boiler | Codes & Standards Forecast | Usage (MMtherm) | 0 | 0 | 0 | 0 | 0 | 0 | 0 | 0 | 0 | 0 | 0 | 0 | 0 | 0 | 0 | 0 | 0 | 0 | 0 | 0 | 0 | 0 | 0 | 0 | 0 | 0 | 0 | 0 | 0 | 0 | 0
F3_Commercial_Miscellaneous_New_Space Heating_Natural Gas_Boiler_Codes & Standards Forecast | F3 | Commercial | Miscellaneous | New | Space Heating | Natural Gas | Boiler | Codes & Standards Forecast | Peak Demand (S) | 0 | 0 | 0 | 0 | 0 | 0 | 0 | 0 | 0 | 0 | 0 | 0 | 0 | 0 | 0 | 0 | 0 | 0 | 0 | 0 | 0 | 0 | 0 | 0 | 0 | 0 | 0 | 0 | 0 | 0 | 0
F4_Commercial_Miscellaneous_New_Space Heating_Natural Gas_Boiler_Codes & Standards Forecast | F4 | Commercial | Miscellaneous | New | Space Heating | Natural Gas | Boiler | Codes & Standards Forecast | Peak Demand (W) | 0 | 0 | 0 | 0 | 0 | 0 | 0 | 0 | 0 | 0 | 0 | 0 | 0 | 0 | 0 | 0 | 0 | 0 | 0 | 0 | 0 | 0 | 0 | 0 | 0 | 0 | 0 | 0 | 0 | 0 | 0
F5_Commercial_Miscellaneous_New_Space Heating_Natural Gas_Boiler_Codes & Standards Forecast | F5 | Commercial | Miscellaneous | New | Space Heating | Natural Gas | Boiler | Codes & Standards Forecast | Turnover | 0 | 0 | 0 | 0 | 0 | 0 | 0 | 0 | 0 | 0 | 0 | 0 | 0 | 0 | 0 | 0 | 0 | 0 | 0 | 0 | 0 | 0 | 0 | 0 | 0 | 0 | 0 | 0 | 0 | 0 | 0
F6_Commercial_Miscellaneous_New_Space Heating_Natural Gas_Boiler_Codes & Standards Forecast | F6 | Commercial | Miscellaneous | New | Space Heating | Natural Gas | Boiler | Codes & Standards Forecast | Avg. Replacement Usage | 0.81846 | 0.85136 | 0.84732 | 0.83856 | 0.83856 | 0.71367 | 0.71367 | 0.71367 | 0.71367 | 0.71367 | 0.71367 | 0.71367 | 0.71367 | 0.71367 | 0.71367 | 0.71367 | 0.71367 | 0.71367 | 0.71367 | 0.71367 | 0.71367 | 0.71367 | 0.71367 | 0.71367 | 0.71367 | 0.71367 | 0.71367 | 0.71367 | 0.71367 | 0.71367 | 0.71367
F7_Commercial_Miscellaneous_New_Space Heating_Natural Gas_Boiler_Codes & Standards Forecast | F7 | Commercial | Miscellaneous | New | Space Heating | Natural Gas | Boiler | Codes & Standards Forecast | Avg. Replacement Demand (S) | 0 | 0 | 0 | 0 | 0 | 0 | 0 | 0 | 0 | 0 | 0 | 0 | 0 | 0 | 0 | 0 | 0 | 0 | 0 | 0 | 0 | 0 | 0 | 0 | 0 | 0 | 0 | 0 | 0 | 0 | 0
F8_Commercial_Miscellaneous_New_Space Heating_Natural Gas_Boiler_Codes & Standards Forecast | F8 | Commercial | Miscellaneous | New | Space Heating | Natural Gas | Boiler | Codes & Standards Forecast | Avg. Replacement Demand (W) | 0 | 0 | 0 | 0 | 0 | 0 | 0 | 0 | 0 | 0 | 0 | 0 | 0 | 0 | 0 | 0 | 0 | 0 | 0 | 0 | 0 | 0 | 0 | 0 | 0 | 0 | 0 | 0 | 0 | 0 | 0
F1_Commercial_Miscellaneous_New_Space Heating_Natural Gas_Unit Heater_Codes & Standards Forecast | F1 | Commercial | Miscellaneous | New | Space Heating | Natural Gas | Unit Heater | Codes & Standards Forecast | Units | 0 | 44543.176 | 89494.8253 | 137151.0063 | 163307.3559 | 184617.0265 | 205615.1059 | 226308.3947 | 246703.5608 | 266807.1413 | 286625.5459 | 306165.0587 | 325431.8414 | 344431.9354 | 363171.2642 | 381655.6361 | 399890.7462 | 417882.1785 | 435635.4089 | 453155.8066 | 470448.6366 | 487519.0617 | 504372.1446 | 521012.8501 | 537446.0468 | 553676.5089 | 569708.9188 | 585547.8682 | 601197.8602 | 616663.3112 | 631948.5528
F2_Commercial_Miscellaneous_New_Space Heating_Natural Gas_Unit Heater_Codes & Standards Forecast | F2 | Commercial | Miscellaneous | New | Space Heating | Natural Gas | Unit Heater | Codes & Standards Forecast | Usage (MMtherm) | 0 | 0.026932 | 0.053855 | 0.08168 | 0.097257 | 0.10868 | 0.11993 | 0.13102 | 0.14195 | 0.15272 | 0.16335 | 0.17344 | 0.18306 | 0.19223 | 0.20118 | 0.21015 | 0.21912 | 0.22807 | 0.23623 | 0.24444 | 0.25265 | 0.26127 | 0.2703 | 0.27922 | 0.28803 | 0.29673 | 0.30532 | 0.31381 | 0.3222 | 0.33048 | 0.33868
F3_Commercial_Miscellaneous_New_Space Heating_Natural Gas_Unit Heater_Codes & Standards Forecast | F3 | Commercial | Miscellaneous | New | Space Heating | Natural Gas | Unit Heater | Codes & Standards Forecast | Peak Demand (S) | 0 | 0 | 0 | 0 | 0 | 0 | 0 | 0 | 0 | 0 | 0 | 0 | 0 | 0 | 0 | 0 | 0 | 0 | 0 | 0 | 0 | 0 | 0 | 0 | 0 | 0 | 0 | 0 | 0 | 0 | 0
F4_Commercial_Miscellaneous_New_Space Heating_Natural Gas_Unit Heater_Codes & Standards Forecast | F4 | Commercial | Miscellaneous | New | Space Heating | Natural Gas | Unit Heater | Codes & Standards Forecast | Peak Demand (W) | 0 | 0 | 0 | 0 | 0 | 0 | 0 | 0 | 0 | 0 | 0 | 0 | 0 | 0 | 0 | 0 | 0 | 0 | 0 | 0 | 0 | 0 | 0 | 0 | 0 | 0 | 0 | 0 | 0 | 0 | 0
F5_Commercial_Miscellaneous_New_Space Heating_Natural Gas_Unit Heater_Codes & Standards Forecast | F5 | Commercial | Miscellaneous | New | Space Heating | Natural Gas | Unit Heater | Codes & Standards Forecast | Turnover | 0 | 44543.176 | 44951.6494 | 47656.1809 | 26156.3497 | 21309.6706 | 20998.0793 | 20693.2889 | 20395.1661 | 20103.5805 | 19818.4045 | 25902.8237 | 31142.7133 | 35987.489 | 37036.5745 | 37211.964 | 37287.0574 | 37277.8571 | 50176.0196 | 48302.3116 | 47296.5129 | 40224.1414 | 39735.9699 | 41304.8941 | 42776.0661 | 44039.1992 | 45110.2371 | 46005.1214 | 50447.4527 | 53718.8555 | 56242.0786
F6_Commercial_Miscellaneous_New_Space Heating_Natural Gas_Unit Heater_Codes & Standards Forecast | F6 | Commercial | Miscellaneous | New | Space Heating | Natural Gas | Unit Heater | Codes & Standards Forecast | Avg. Replacement Usage | 0.58127 | 0.60464 | 0.60177 | 0.59554 | 0.59554 | 0.53592 | 0.53592 | 0.53592 | 0.53592 | 0.53592 | 0.53592 | 0.53592 | 0.53592 | 0.53592 | 0.53592 | 0.53592 | 0.53592 | 0.53592 | 0.53592 | 0.53592 | 0.53592 | 0.53592 | 0.53592 | 0.53592 | 0.53592 | 0.53592 | 0.53592 | 0.53592 | 0.53592 | 0.53592 | 0.53592
F7_Commercial_Miscellaneous_New_Space Heating_Natural Gas_Unit Heater_Codes & Standards Forecast | F7 | Commercial | Miscellaneous | New | Space Heating | Natural Gas | Unit Heater | Codes & Standards Forecast | Avg. Replacement Demand (S) | 0 | 0 | 0 | 0 | 0 | 0 | 0 | 0 | 0 | 0 | 0 | 0 | 0 | 0 | 0 | 0 | 0 | 0 | 0 | 0 | 0 | 0 | 0 | 0 | 0 | 0 | 0 | 0 | 0 | 0 | 0
F8_Commercial_Miscellaneous_New_Space Heating_Natural Gas_Unit Heater_Codes & Standards Forecast | F8 | Commercial | Miscellaneous | New | Space Heating | Natural Gas | Unit Heater | Codes & Standards Forecast | Avg. Replacement Demand (W) | 0 | 0 | 0 | 0 | 0 | 0 | 0 | 0 | 0 | 0 | 0 | 0 | 0 | 0 | 0 | 0 | 0 | 0 | 0 | 0 | 0 | 0 | 0 | 0 | 0 | 0 | 0 | 0 | 0 | 0 | 0
F1_Commercial_Miscellaneous_New_Water Heating_Natural Gas_Water Heater_Codes & Standards Forecast | F1 | Commercial | Miscellaneous | New | Water Heating | Natural Gas | Water Heater | Codes & Standards Forecast | Units | 0 | 0 | 0 | 0 | 0 | 0 | 0 | 0 | 0 | 0 | 0 | 0 | 0 | 0 | 0 | 0 | 0 | 0 | 0 | 0 | 0 | 0 | 0 | 0 | 0 | 0 | 0 | 0 | 0 | 0 | 0
F2_Commercial_Miscellaneous_New_Water Heating_Natural Gas_Water Heater_Codes & Standards Forecast | F2 | Commercial | Miscellaneous | New | Water Heating | Natural Gas | Water Heater | Codes & Standards Forecast | Usage (MMtherm) | 0 | 0 | 0 | 0 | 0 | 0 | 0 | 0 | 0 | 0 | 0 | 0 | 0 | 0 | 0 | 0 | 0 | 0 | 0 | 0 | 0 | 0 | 0 | 0 | 0 | 0 | 0 | 0 | 0 | 0 | 0
F3_Commercial_Miscellaneous_New_Water Heating_Natural Gas_Water Heater_Codes & Standards Forecast | F3 | Commercial | Miscellaneous | New | Water Heating | Natural Gas | Water Heater | Codes & Standards Forecast | Peak Demand (S) | 0 | 0 | 0 | 0 | 0 | 0 | 0 | 0 | 0 | 0 | 0 | 0 | 0 | 0 | 0 | 0 | 0 | 0 | 0 | 0 | 0 | 0 | 0 | 0 | 0 | 0 | 0 | 0 | 0 | 0 | 0
F4_Commercial_Miscellaneous_New_Water Heating_Natural Gas_Water Heater_Codes & Standards Forecast | F4 | Commercial | Miscellaneous | New | Water Heating | Natural Gas | Water Heater | Codes & Standards Forecast | Peak Demand (W) | 0 | 0 | 0 | 0 | 0 | 0 | 0 | 0 | 0 | 0 | 0 | 0 | 0 | 0 | 0 | 0 | 0 | 0 | 0 | 0 | 0 | 0 | 0 | 0 | 0 | 0 | 0 | 0 | 0 | 0 | 0
F5_Commercial_Miscellaneous_New_Water Heating_Natural Gas_Water Heater_Codes & Standards Forecast | F5 | Commercial | Miscellaneous | New | Water Heating | Natural Gas | Water Heater | Codes & Standards Forecast | Turnover | 0 | 0 | 0 | 0 | 0 | 0 | 0 | 0 | 0 | 0 | 0 | 0 | 0 | 0 | 0 | 0 | 0 | 0 | 0 | 0 | 0 | 0 | 0 | 0 | 0 | 0 | 0 | 0 | 0 | 0 | 0
F6_Commercial_Miscellaneous_New_Water Heating_Natural Gas_Water Heater_Codes & Standards Forecast | F6 | Commercial | Miscellaneous | New | Water Heating | Natural Gas | Water Heater | Codes & Standards Forecast | Avg. Replacement Usage | 0.14647 | 0.15236 | 0.15163 | 0.15007 | 0.15007 | 0.15007 | 0.15007 | 0.15007 | 0.15007 | 0.15007 | 0.15007 | 0.15007 | 0.15007 | 0.15007 | 0.15007 | 0.15007 | 0.15007 | 0.15007 | 0.15007 | 0.15007 | 0.15007 | 0.15007 | 0.15007 | 0.15007 | 0.15007 | 0.15007 | 0.15007 | 0.15007 | 0.15007 | 0.15007 | 0.15007
F7_Commercial_Miscellaneous_New_Water Heating_Natural Gas_Water Heater_Codes & Standards Forecast | F7 | Commercial | Miscellaneous | New | Water Heating | Natural Gas | Water Heater | Codes & Standards Forecast | Avg. Replacement Demand (S) | 0 | 0 | 0 | 0 | 0 | 0 | 0 | 0 | 0 | 0 | 0 | 0 | 0 | 0 | 0 | 0 | 0 | 0 | 0 | 0 | 0 | 0 | 0 | 0 | 0 | 0 | 0 | 0 | 0 | 0 | 0
F8_Commercial_Miscellaneous_New_Water Heating_Natural Gas_Water Heater_Codes & Standards Forecast | F8 | Commercial | Miscellaneous | New | Water Heating | Natural Gas | Water Heater | Codes & Standards Forecast | Avg. Replacement Demand (W) | 0 | 0 | 0 | 0 | 0 | 0 | 0 | 0 | 0 | 0 | 0 | 0 | 0 | 0 | 0 | 0 | 0 | 0 | 0 | 0 | 0 | 0 | 0 | 0 | 0 | 0 | 0 | 0 | 0 | 0 | 0
F1_Commercial_Miscellaneous_New_Food Preparation_Natural Gas_Oven_Codes & Standards Forecast | F1 | Commercial | Miscellaneous | New | Food Preparation | Natural Gas | Oven | Codes & Standards Forecast | Units | 0 | 21144.9778 | 42483.8609 | 65106.6053 | 77523.2195 | 87639.079 | 97607.0239 | 107430.2824 | 117112.0198 | 126655.3394 | 136063.2838 | 145338.8362 | 154484.9216 | 163504.4079 | 172400.107 | 181174.7762 | 189831.1189 | 198371.786 | 206799.3768 | 215116.4403 | 223325.4756 | 231428.9336 | 239429.2178 | 247328.6848 | 255129.6457 | 262834.3672 | 270445.0717 | 277963.939 | 285393.1069 | 292734.6719 | 299990.69
F2_Commercial_Miscellaneous_New_Food Preparation_Natural Gas_Oven_Codes & Standards Forecast | F2 | Commercial | Miscellaneous | New | Food Preparation | Natural Gas | Oven | Codes & Standards Forecast | Usage (MMtherm) | 0 | 0.00019725 | 0.00039444 | 0.00059823 | 0.00071231 | 0.00080526 | 0.00089685 | 0.00098711 | 0.0010761 | 0.0011638 | 0.0012502 | 0.0013354 | 0.0014195 | 0.0015023 | 0.0015841 | 0.0016647 | 0.0017442 | 0.0018227 | 0.0019002 | 0.0019766 | 0.002052 | 0.0021265 | 0.0022 | 0.0022726 | 0.0023442 | 0.002415 | 0.002485 | 0.002554 | 0.0026223 | 0.0026898 | 0.0027564
F3_Commercial_Miscellaneous_New_Food Preparation_Natural Gas_Oven_Codes & Standards Forecast | F3 | Commercial | Miscellaneous | New | Food Preparation | Natural Gas | Oven | Codes & Standards Forecast | Peak Demand (S) | 0 | 0 | 0 | 0 | 0 | 0 | 0 | 0 | 0 | 0 | 0 | 0 | 0 | 0 | 0 | 0 | 0 | 0 | 0 | 0 | 0 | 0 | 0 | 0 | 0 | 0 | 0 | 0 | 0 | 0 | 0
F4_Commercial_Miscellaneous_New_Food Preparation_Natural Gas_Oven_Codes & Standards Forecast | F4 | Commercial | Miscellaneous | New | Food Preparation | Natural Gas | Oven | Codes & Standards Forecast | Peak Demand (W) | 0 | 0 | 0 | 0 | 0 | 0 | 0 | 0 | 0 | 0 | 0 | 0 | 0 | 0 | 0 | 0 | 0 | 0 | 0 | 0 | 0 | 0 | 0 | 0 | 0 | 0 | 0 | 0 | 0 | 0 | 0
F5_Commercial_Miscellaneous_New_Food Preparation_Natural Gas_Oven_Codes & Standards Forecast | F5 | Commercial | Miscellaneous | New | Food Preparation | Natural Gas | Oven | Codes & Standards Forecast | Turnover | 0 | 21144.9778 | 21338.8831 | 22622.7444 | 12416.6142 | 10115.8595 | 9967.9448 | 9823.2585 | 9681.7374 | 9543.3196 | 12932.1074 | 15768.8354 | 18327.612 | 18740.1941 | 18682.2656 | 18591.4653 | 24375.3912 | 23307.6125 | 22682.2341 | 19502.9403 | 19516.6403 | 20539.7839 | 21446.8754 | 22179.1747 | 22760.6651 | 25179.4552 | 26849.2635 | 28045.4797 | 27900.3124 | 27637.4586 | 27567.2195
F6_Commercial_Miscellaneous_New_Food Preparation_Natural Gas_Oven_Codes & Standards Forecast | F6 | Commercial | Miscellaneous | New | Food Preparation | Natural Gas | Oven | Codes & Standards Forecast | Avg. Replacement Usage | 0.0089682 | 0.0093287 | 0.0092844 | 0.0091884 | 0.0091884 | 0.0091884 | 0.0091884 | 0.0091884 | 0.0091884 | 0.0091884 | 0.0091884 | 0.0091884 | 0.0091884 | 0.0091884 | 0.0091884 | 0.0091884 | 0.0091884 | 0.0091884 | 0.0091884 | 0.0091884 | 0.0091884 | 0.0091884 | 0.0091884 | 0.0091884 | 0.0091884 | 0.0091884 | 0.0091884 | 0.0091884 | 0.0091884 | 0.0091884 | 0.0091884
F7_Commercial_Miscellaneous_New_Food Preparation_Natural Gas_Oven_Codes & Standards Forecast | F7 | Commercial | Miscellaneous | New | Food Preparation | Natural Gas | Oven | Codes & Standards Forecast | Avg. Replacement Demand (S) | 0 | 0 | 0 | 0 | 0 | 0 | 0 | 0 | 0 | 0 | 0 | 0 | 0 | 0 | 0 | 0 | 0 | 0 | 0 | 0 | 0 | 0 | 0 | 0 | 0 | 0 | 0 | 0 | 0 | 0 | 0
F8_Commercial_Miscellaneous_New_Food Preparation_Natural Gas_Oven_Codes & Standards Forecast | F8 | Commercial | Miscellaneous | New | Food Preparation | Natural Gas | Oven | Codes & Standards Forecast | Avg. Replacement Demand (W) | 0 | 0 | 0 | 0 | 0 | 0 | 0 | 0 | 0 | 0 | 0 | 0 | 0 | 0 | 0 | 0 | 0 | 0 | 0 | 0 | 0 | 0 | 0 | 0 | 0 | 0 | 0 | 0 | 0 | 0 | 0
F1_Commercial_Miscellaneous_New_Food Preparation_Natural Gas_Conveyor Oven_Codes & Standards Forecast | F1 | Commercial | Miscellaneous | New | Food Preparation | Natural Gas | Conveyor Oven | Codes & Standards Forecast | Units | 0 | 10572.4889 | 21241.9304 | 32553.3027 | 38761.6098 | 43819.5395 | 48803.5119 | 53715.1412 | 58556.0099 | 63327.6697 | 68031.6419 | 72669.4181 | 77242.4608 | 81752.2039 | 86200.0535 | 90587.3881 | 94915.5594 | 99185.893 | 103399.6884 | 107558.2201 | 111662.7378 | 115714.4668 | 119714.6089 | 123664.3424 | 127564.8229 | 131417.1836 | 135222.5358 | 138981.9695 | 142696.5535 | 146367.3359 | 149995.345
F2_Commercial_Miscellaneous_New_Food Preparation_Natural Gas_Conveyor Oven_Codes & Standards Forecast | F2 | Commercial | Miscellaneous | New | Food Preparation | Natural Gas | Conveyor Oven | Codes & Standards Forecast | Usage (MMtherm) | 0 | 0.00014701 | 0.00029396 | 0.00044584 | 0.00053087 | 0.00060014 | 0.0006684 | 0.00073567 | 0.00080197 | 0.00086732 | 0.00093174 | 0.00099526 | 0.0010579 | 0.0011197 | 0.0011806 | 0.0012407 | 0.0012999 | 0.0013584 | 0.0014161 | 0.0014731 | 0.0015293 | 0.0015848 | 0.0016396 | 0.0016937 | 0.0017471 | 0.0017999 | 0.001852 | 0.0019035 | 0.0019543 | 0.0020046 | 0.0020543
F3_Commercial_Miscellaneous_New_Food Preparation_Natural Gas_Conveyor Oven_Codes & Standards Forecast | F3 | Commercial | Miscellaneous | New | Food Preparation | Natural Gas | Conveyor Oven | Codes & Standards Forecast | Peak Demand (S) | 0 | 0 | 0 | 0 | 0 | 0 | 0 | 0 | 0 | 0 | 0 | 0 | 0 | 0 | 0 | 0 | 0 | 0 | 0 | 0 | 0 | 0 | 0 | 0 | 0 | 0 | 0 | 0 | 0 | 0 | 0
F4_Commercial_Miscellaneous_New_Food Preparation_Natural Gas_Conveyor Oven_Codes & Standards Forecast | F4 | Commercial | Miscellaneous | New | Food Preparation | Natural Gas | Conveyor Oven | Codes & Standards Forecast | Peak Demand (W) | 0 | 0 | 0 | 0 | 0 | 0 | 0 | 0 | 0 | 0 | 0 | 0 | 0 | 0 | 0 | 0 | 0 | 0 | 0 | 0 | 0 | 0 | 0 | 0 | 0 | 0 | 0 | 0 | 0 | 0 | 0
F5_Commercial_Miscellaneous_New_Food Preparation_Natural Gas_Conveyor Oven_Codes & Standards Forecast | F5 | Commercial | Miscellaneous | New | Food Preparation | Natural Gas | Conveyor Oven | Codes & Standards Forecast | Turnover | 0 | 10572.4889 | 10669.4416 | 11311.3722 | 6208.3071 | 5057.9298 | 4983.9724 | 4911.6293 | 4840.8687 | 4771.6598 | 4703.9722 | 4637.7762 | 4573.0427 | 4509.7431 | 4447.8496 | 4387.3346 | 4328.1713 | 6384.8313 | 8039.282 | 9481.1954 | 9604.31 | 9463.1489 | 12097.5869 | 11435.4308 | 11025.4904 | 9168.9627 | 8697.8637 | 8581.6106 | 8467.9697 | 8356.8903 | 8248.3225
F6_Commercial_Miscellaneous_New_Food Preparation_Natural Gas_Conveyor Oven_Codes & Standards Forecast | F6 | Commercial | Miscellaneous | New | Food Preparation | Natural Gas | Conveyor Oven | Codes & Standards Forecast | Avg. Replacement Usage | 0.013368 | 0.013905 | 0.013839 | 0.013696 | 0.013696 | 0.013696 | 0.013696 | 0.013696 | 0.013696 | 0.013696 | 0.013696 | 0.013696 | 0.013696 | 0.013696 | 0.013696 | 0.013696 | 0.013696 | 0.013696 | 0.013696 | 0.013696 | 0.013696 | 0.013696 | 0.013696 | 0.013696 | 0.013696 | 0.013696 | 0.013696 | 0.013696 | 0.013696 | 0.013696 | 0.013696
F7_Commercial_Miscellaneous_New_Food Preparation_Natural Gas_Conveyor Oven_Codes & Standards Forecast | F7 | Commercial | Miscellaneous | New | Food Preparation | Natural Gas | Conveyor Oven | Codes & Standards Forecast | Avg. Replacement Demand (S) | 0 | 0 | 0 | 0 | 0 | 0 | 0 | 0 | 0 | 0 | 0 | 0 | 0 | 0 | 0 | 0 | 0 | 0 | 0 | 0 | 0 | 0 | 0 | 0 | 0 | 0 | 0 | 0 | 0 | 0 | 0
F8_Commercial_Miscellaneous_New_Food Preparation_Natural Gas_Conveyor Oven_Codes & Standards Forecast | F8 | Commercial | Miscellaneous | New | Food Preparation | Natural Gas | Conveyor Oven | Codes & Standards Forecast | Avg. Replacement Demand (W) | 0 | 0 | 0 | 0 | 0 | 0 | 0 | 0 | 0 | 0 | 0 | 0 | 0 | 0 | 0 | 0 | 0 | 0 | 0 | 0 | 0 | 0 | 0 | 0 | 0 | 0 | 0 | 0 | 0 | 0 | 0
F1_Commercial_Miscellaneous_New_Food Preparation_Natural Gas_Double Rack Oven_Codes & Standards Forecast | F1 | Commercial | Miscellaneous | New | Food Preparation | Natural Gas | Double Rack Oven | Codes & Standards Forecast | Units | 0 | 10572.4889 | 21241.9304 | 32553.3027 | 38761.6098 | 43819.5395 | 48803.5119 | 53715.1412 | 58556.0099 | 63327.6697 | 68031.6419 | 72669.4181 | 77242.4608 | 81752.2039 | 86200.0535 | 90587.3881 | 94915.5594 | 99185.893 | 103399.6884 | 107558.2201 | 111662.7378 | 115714.4668 | 119714.6089 | 123664.3424 | 127564.8229 | 131417.1836 | 135222.5358 | 138981.9695 | 142696.5535 | 146367.3359 | 149995.345
F2_Commercial_Miscellaneous_New_Food Preparation_Natural Gas_Double Rack Oven_Codes & Standards Forecast | F2 | Commercial | Miscellaneous | New | Food Preparation | Natural Gas | Double Rack Oven | Codes & Standards Forecast | Usage (MMtherm) | 0 | 0.00026199 | 0.00052389 | 0.00079455 | 0.00094609 | 0.0010695 | 0.0011912 | 0.0013111 | 0.0014292 | 0.0015457 | 0.0016605 | 0.0017737 | 0.0018853 | 0.0019954 | 0.002104 | 0.002211 | 0.0023167 | 0.0024209 | 0.0025238 | 0.0026253 | 0.0027254 | 0.0028243 | 0.002922 | 0.0030184 | 0.0031136 | 0.0032076 | 0.0033005 | 0.0033922 | 0.0034829 | 0.0035725 | 0.0036611
F3_Commercial_Miscellaneous_New_Food Preparation_Natural Gas_Double Rack Oven_Codes & Standards Forecast | F3 | Commercial | Miscellaneous | New | Food Preparation | Natural Gas | Double Rack Oven | Codes & Standards Forecast | Peak Demand (S) | 0 | 0 | 0 | 0 | 0 | 0 | 0 | 0 | 0 | 0 | 0 | 0 | 0 | 0 | 0 | 0 | 0 | 0 | 0 | 0 | 0 | 0 | 0 | 0 | 0 | 0 | 0 | 0 | 0 | 0 | 0
F4_Commercial_Miscellaneous_New_Food Preparation_Natural Gas_Double Rack Oven_Codes & Standards Forecast | F4 | Commercial | Miscellaneous | New | Food Preparation | Natural Gas | Double Rack Oven | Codes & Standards Forecast | Peak Demand (W) | 0 | 0 | 0 | 0 | 0 | 0 | 0 | 0 | 0 | 0 | 0 | 0 | 0 | 0 | 0 | 0 | 0 | 0 | 0 | 0 | 0 | 0 | 0 | 0 | 0 | 0 | 0 | 0 | 0 | 0 | 0
F5_Commercial_Miscellaneous_New_Food Preparation_Natural Gas_Double Rack Oven_Codes & Standards Forecast | F5 | Commercial | Miscellaneous | New | Food Preparation | Natural Gas | Double Rack Oven | Codes & Standards Forecast | Turnover | 0 | 10572.4889 | 10669.4416 | 11311.3722 | 6208.3071 | 5057.9298 | 4983.9724 | 4911.6293 | 4840.8687 | 4771.6598 | 4703.9722 | 4637.7762 | 6687.5405 | 8335.2297 | 9770.5132 | 9887.1269 | 9739.5912 | 12367.7784 | 11699.4927 | 11283.5416 | 9421.1196 | 8944.2405 | 8822.319 | 9126.0188 | 9690.0052 | 10419.9405 | 11019.0975 | 11460.9953 | 12886.7223 | 13780.3235 | 14348.6012
F6_Commercial_Miscellaneous_New_Food Preparation_Natural Gas_Double Rack Oven_Codes & Standards Forecast | F6 | Commercial | Miscellaneous | New | Food Preparation | Natural Gas | Double Rack Oven | Codes & Standards Forecast | Avg. Replacement Usage | 0.023823 | 0.02478 | 0.024663 | 0.024408 | 0.024408 | 0.024408 | 0.024408 | 0.024408 | 0.024408 | 0.024408 | 0.024408 | 0.024408 | 0.024408 | 0.024408 | 0.024408 | 0.024408 | 0.024408 | 0.024408 | 0.024408 | 0.024408 | 0.024408 | 0.024408 | 0.024408 | 0.024408 | 0.024408 | 0.024408 | 0.024408 | 0.024408 | 0.024408 | 0.024408 | 0.024408
F7_Commercial_Miscellaneous_New_Food Preparation_Natural Gas_Double Rack Oven_Codes & Standards Forecast | F7 | Commercial | Miscellaneous | New | Food Preparation | Natural Gas | Double Rack Oven | Codes & Standards Forecast | Avg. Replacement Demand (S) | 0 | 0 | 0 | 0 | 0 | 0 | 0 | 0 | 0 | 0 | 0 | 0 | 0 | 0 | 0 | 0 | 0 | 0 | 0 | 0 | 0 | 0 | 0 | 0 | 0 | 0 | 0 | 0 | 0 | 0 | 0
F8_Commercial_Miscellaneous_New_Food Preparation_Natural Gas_Double Rack Oven_Codes & Standards Forecast | F8 | Commercial | Miscellaneous | New | Food Preparation | Natural Gas | Double Rack Oven | Codes & Standards Forecast | Avg. Replacement Demand (W) | 0 | 0 | 0 | 0 | 0 | 0 | 0 | 0 | 0 | 0 | 0 | 0 | 0 | 0 | 0 | 0 | 0 | 0 | 0 | 0 | 0 | 0 | 0 | 0 | 0 | 0 | 0 | 0 | 0 | 0 | 0
F1_Commercial_Miscellaneous_New_Food Preparation_Natural Gas_Fryer_Codes & Standards Forecast | F1 | Commercial | Miscellaneous | New | Food Preparation | Natural Gas | Fryer | Codes & Standards Forecast | Units | 0 | 34359.5407 | 69034.168 | 105795.0063 | 125971.3889 | 142409.1592 | 158606.5754 | 174568.8836 | 190301.2269 | 205808.6482 | 221096.0915 | 236168.4044 | 251030.3398 | 265686.5579 | 280141.6281 | 294400.0305 | 308466.1583 | 322344.319 | 336038.7363 | 349553.5521 | 362892.8276 | 376060.5452 | 389060.6104 | 401896.8527 | 414573.0276 | 427092.8179 | 439459.8355 | 451677.6222 | 463749.6518 | 475679.3309 | 487470.0007
F2_Commercial_Miscellaneous_New_Food Preparation_Natural Gas_Fryer_Codes & Standards Forecast | F2 | Commercial | Miscellaneous | New | Food Preparation | Natural Gas | Fryer | Codes & Standards Forecast | Usage (MMtherm) | 0 | 0.0004239 | 0.00084765 | 0.0011391 | 0.0013038 | 0.001438 | 0.0015703 | 0.0017007 | 0.0018291 | 0.0019284 | 0.0020036 | 0.0020871 | 0.0021767 | 0.002271 | 0.0023329 | 0.002404 | 0.0025189 | 0.0026322 | 0.002744 | 0.0028544 | 0.0029633 | 0.0030708 | 0.003177 | 0.0032818 | 0.0033853 | 0.0034875 | 0.0035885 | 0.0036883 | 0.0037869 | 0.0038843 | 0.0039806
F3_Commercial_Miscellaneous_New_Food Preparation_Natural Gas_Fryer_Codes & Standards Forecast | F3 | Commercial | Miscellaneous | New | Food Preparation | Natural Gas | Fryer | Codes & Standards Forecast | Peak Demand (S) | 0 | 0 | 0 | 0 | 0 | 0 | 0 | 0 | 0 | 0 | 0 | 0 | 0 | 0 | 0 | 0 | 0 | 0 | 0 | 0 | 0 | 0 | 0 | 0 | 0 | 0 | 0 | 0 | 0 | 0 | 0
F4_Commercial_Miscellaneous_New_Food Preparation_Natural Gas_Fryer_Codes & Standards Forecast | F4 | Commercial | Miscellaneous | New | Food Preparation | Natural Gas | Fryer | Codes & Standards Forecast | Peak Demand (W) | 0 | 0 | 0 | 0 | 0 | 0 | 0 | 0 | 0 | 0 | 0 | 0 | 0 | 0 | 0 | 0 | 0 | 0 | 0 | 0 | 0 | 0 | 0 | 0 | 0 | 0 | 0 | 0 | 0 | 0 | 0
F5_Commercial_Miscellaneous_New_Food Preparation_Natural Gas_Fryer_Codes & Standards Forecast | F5 | Commercial | Miscellaneous | New | Food Preparation | Natural Gas | Fryer | Codes & Standards Forecast | Turnover | 0 | 34359.5407 | 34674.6273 | 36760.8383 | 20176.3826 | 16437.7703 | 16197.4162 | 15962.3082 | 15732.3434 | 22379.3294 | 27719.8953 | 32370.4421 | 32735.7153 | 32242.7961 | 40770.9632 | 38586.1766 | 37221.7035 | 32530.9715 | 33180.5903 | 35514.8352 | 37424.8019 | 38824.4142 | 43422.0825 | 46291.0888 | 48103.5057 | 47463.6035 | 46828.9703 | 49125.9238 | 48510.7709 | 48487.8666 | 48491.989
F6_Commercial_Miscellaneous_New_Food Preparation_Natural Gas_Fryer_Codes & Standards Forecast | F6 | Commercial | Miscellaneous | New | Food Preparation | Natural Gas | Fryer | Codes & Standards Forecast | Avg. Replacement Usage | 0.01186 | 0.012337 | 0.012279 | 0.0081658 | 0.0081658 | 0.0081658 | 0.0081658 | 0.0081658 | 0.0081658 | 0.0081658 | 0.0081658 | 0.0081658 | 0.0081658 | 0.0081658 | 0.0081658 | 0.0081658 | 0.0081658 | 0.0081658 | 0.0081658 | 0.0081658 | 0.0081658 | 0.0081658 | 0.0081658 | 0.0081658 | 0.0081658 | 0.0081658 | 0.0081658 | 0.0081658 | 0.0081658 | 0.0081658 | 0.0081658
F7_Commercial_Miscellaneous_New_Food Preparation_Natural Gas_Fryer_Codes & Standards Forecast | F7 | Commercial | Miscellaneous | New | Food Preparation | Natural Gas | Fryer | Codes & Standards Forecast | Avg. Replacement Demand (S) | 0 | 0 | 0 | 0 | 0 | 0 | 0 | 0 | 0 | 0 | 0 | 0 | 0 | 0 | 0 | 0 | 0 | 0 | 0 | 0 | 0 | 0 | 0 | 0 | 0 | 0 | 0 | 0 | 0 | 0 | 0
F8_Commercial_Miscellaneous_New_Food Preparation_Natural Gas_Fryer_Codes & Standards Forecast | F8 | Commercial | Miscellaneous | New | Food Preparation | Natural Gas | Fryer | Codes & Standards Forecast | Avg. Replacement Demand (W) | 0 | 0 | 0 | 0 | 0 | 0 | 0 | 0 | 0 | 0 | 0 | 0 | 0 | 0 | 0 | 0 | 0 | 0 | 0 | 0 | 0 | 0 | 0 | 0 | 0 | 0 | 0 | 0 | 0 | 0 | 0
F1_Commercial_Miscellaneous_New_Food Preparation_Natural Gas_Broiler_Codes & Standards Forecast | F1 | Commercial | Miscellaneous | New | Food Preparation | Natural Gas | Broiler | Codes & Standards Forecast | Units | 0 | 24263.7637 | 48750.033 | 74709.5271 | 88957.5342 | 100565.4359 | 112003.6063 | 123275.7498 | 134385.4985 | 145336.4134 | 156131.9859 | 166775.6392 | 177270.7297 | 187620.5483 | 197828.3217 | 207897.2138 | 217830.3268 | 227630.7026 | 237301.3239 | 246845.1156 | 256264.9454 | 265563.6259 | 274743.9148 | 283808.5165 | 292760.0829 | 301601.2149 | 310334.463 | 318962.3284 | 327487.264 | 335911.6756 | 344237.9227
F2_Commercial_Miscellaneous_New_Food Preparation_Natural Gas_Broiler_Codes & Standards Forecast | F2 | Commercial | Miscellaneous | New | Food Preparation | Natural Gas | Broiler | Codes & Standards Forecast | Usage (MMtherm) | 0 | 0.00031005 | 0.00061999 | 0.00094031 | 0.0011196 | 0.0012657 | 0.0014097 | 0.0015516 | 0.0016914 | 0.0018292 | 0.0019651 | 0.0020991 | 0.0022312 | 0.0023614 | 0.0024899 | 0.0026166 | 0.0027416 | 0.002865 | 0.0029867 | 0.0031068 | 0.0032254 | 0.0033424 | 0.003458 | 0.0035721 | 0.0036847 | 0.003796 | 0.0039059 | 0.0040145 | 0.0041218 | 0.0042278 | 0.0043326
F3_Commercial_Miscellaneous_New_Food Preparation_Natural Gas_Broiler_Codes & Standards Forecast | F3 | Commercial | Miscellaneous | New | Food Preparation | Natural Gas | Broiler | Codes & Standards Forecast | Peak Demand (S) | 0 | 0 | 0 | 0 | 0 | 0 | 0 | 0 | 0 | 0 | 0 | 0 | 0 | 0 | 0 | 0 | 0 | 0 | 0 | 0 | 0 | 0 | 0 | 0 | 0 | 0 | 0 | 0 | 0 | 0 | 0
F4_Commercial_Miscellaneous_New_Food Preparation_Natural Gas_Broiler_Codes & Standards Forecast | F4 | Commercial | Miscellaneous | New | Food Preparation | Natural Gas | Broiler | Codes & Standards Forecast | Peak Demand (W) | 0 | 0 | 0 | 0 | 0 | 0 | 0 | 0 | 0 | 0 | 0 | 0 | 0 | 0 | 0 | 0 | 0 | 0 | 0 | 0 | 0 | 0 | 0 | 0 | 0 | 0 | 0 | 0 | 0 | 0 | 0
F5_Commercial_Miscellaneous_New_Food Preparation_Natural Gas_Broiler_Codes & Standards Forecast | F5 | Commercial | Miscellaneous | New | Food Preparation | Natural Gas | Broiler | Codes & Standards Forecast | Turnover | 0 | 24263.7637 | 24486.2692 | 25959.4941 | 14248.0071 | 11607.9018 | 11438.1704 | 11272.1435 | 11109.7487 | 10950.9149 | 10795.5725 | 10643.6533 | 15347.8432 | 19129.2746 | 22423.2371 | 22690.8644 | 22352.2712 | 28383.9365 | 26850.2271 | 25895.623 | 21621.3819 | 20526.9489 | 20247.1402 | 20944.1284 | 22238.472 | 23913.6665 | 25288.7265 | 26302.8776 | 29574.9079 | 31625.7145 | 32929.9064
F6_Commercial_Miscellaneous_New_Food Preparation_Natural Gas_Broiler_Codes & Standards Forecast | F6 | Commercial | Miscellaneous | New | Food Preparation | Natural Gas | Broiler | Codes & Standards Forecast | Avg. Replacement Usage | 0.012285 | 0.012778 | 0.012718 | 0.012586 | 0.012586 | 0.012586 | 0.012586 | 0.012586 | 0.012586 | 0.012586 | 0.012586 | 0.012586 | 0.012586 | 0.012586 | 0.012586 | 0.012586 | 0.012586 | 0.012586 | 0.012586 | 0.012586 | 0.012586 | 0.012586 | 0.012586 | 0.012586 | 0.012586 | 0.012586 | 0.012586 | 0.012586 | 0.012586 | 0.012586 | 0.012586
F7_Commercial_Miscellaneous_New_Food Preparation_Natural Gas_Broiler_Codes & Standards Forecast | F7 | Commercial | Miscellaneous | New | Food Preparation | Natural Gas | Broiler | Codes & Standards Forecast | Avg. Replacement Demand (S) | 0 | 0 | 0 | 0 | 0 | 0 | 0 | 0 | 0 | 0 | 0 | 0 | 0 | 0 | 0 | 0 | 0 | 0 | 0 | 0 | 0 | 0 | 0 | 0 | 0 | 0 | 0 | 0 | 0 | 0 | 0
F8_Commercial_Miscellaneous_New_Food Preparation_Natural Gas_Broiler_Codes & Standards Forecast | F8 | Commercial | Miscellaneous | New | Food Preparation | Natural Gas | Broiler | Codes & Standards Forecast | Avg. Replacement Demand (W) | 0 | 0 | 0 | 0 | 0 | 0 | 0 | 0 | 0 | 0 | 0 | 0 | 0 | 0 | 0 | 0 | 0 | 0 | 0 | 0 | 0 | 0 | 0 | 0 | 0 | 0 | 0 | 0 | 0 | 0 | 0
F1_Commercial_Miscellaneous_New_Food Preparation_Natural Gas_Griddle_Codes & Standards Forecast | F1 | Commercial | Miscellaneous | New | Food Preparation | Natural Gas | Griddle | Codes & Standards Forecast | Units | 0 | 30381.9371 | 61042.4851 | 93547.7355 | 111388.416 | 125923.2815 | 140245.6173 | 154360.0622 | 168271.1639 | 181983.3815 | 195501.0866 | 208828.5658 | 221970.0216 | 234929.5749 | 247711.2658 | 260319.0562 | 272756.8304 | 285028.3974 | 297137.4919 | 309087.7763 | 320882.8417 | 332526.2095 | 344021.3329 | 355371.5983 | 366580.3263 | 377650.7736 | 388586.1337 | 399389.5385 | 410064.0597 | 420612.7094 | 431038.4421
F2_Commercial_Miscellaneous_New_Food Preparation_Natural Gas_Griddle_Codes & Standards Forecast | F2 | Commercial | Miscellaneous | New | Food Preparation | Natural Gas | Griddle | Codes & Standards Forecast | Usage (MMtherm) | 0 | 0.00026062 | 0.00052115 | 0.00079041 | 0.00094115 | 0.001064 | 0.001185 | 0.0013042 | 0.0014218 | 0.0015376 | 0.0016518 | 0.0017644 | 0.0018755 | 0.001985 | 0.002093 | 0.0021995 | 0.0023046 | 0.0024083 | 0.0025106 | 0.0026116 | 0.0027112 | 0.0028096 | 0.0029067 | 0.0030026 | 0.0030973 | 0.0031909 | 0.0032832 | 0.0033745 | 0.0034647 | 0.0035538 | 0.0036419
F3_Commercial_Miscellaneous_New_Food Preparation_Natural Gas_Griddle_Codes & Standards Forecast | F3 | Commercial | Miscellaneous | New | Food Preparation | Natural Gas | Griddle | Codes & Standards Forecast | Peak Demand (S) | 0 | 0 | 0 | 0 | 0 | 0 | 0 | 0 | 0 | 0 | 0 | 0 | 0 | 0 | 0 | 0 | 0 | 0 | 0 | 0 | 0 | 0 | 0 | 0 | 0 | 0 | 0 | 0 | 0 | 0 | 0
F4_Commercial_Miscellaneous_New_Food Preparation_Natural Gas_Griddle_Codes & Standards Forecast | F4 | Commercial | Miscellaneous | New | Food Preparation | Natural Gas | Griddle | Codes & Standards Forecast | Peak Demand (W) | 0 | 0 | 0 | 0 | 0 | 0 | 0 | 0 | 0 | 0 | 0 | 0 | 0 | 0 | 0 | 0 | 0 | 0 | 0 | 0 | 0 | 0 | 0 | 0 | 0 | 0 | 0 | 0 | 0 | 0 | 0
F5_Commercial_Miscellaneous_New_Food Preparation_Natural Gas_Griddle_Codes & Standards Forecast | F5 | Commercial | Miscellaneous | New | Food Preparation | Natural Gas | Griddle | Codes & Standards Forecast | Turnover | 0 | 30381.9371 | 30660.548 | 32505.2505 | 17840.6805 | 14534.8655 | 14322.3358 | 14114.4448 | 13911.1017 | 13712.2176 | 13517.7052 | 13327.4792 | 19217.8433 | 23952.7728 | 28077.3167 | 28412.427 | 27988.4566 | 35541.0226 | 33620.5842 | 32425.2741 | 27073.2716 | 25702.8743 | 25352.5111 | 26225.2468 | 27845.9626 | 29943.5619 | 31665.3469 | 32935.219 | 37032.3006 | 39600.2235 | 41233.271
F6_Commercial_Miscellaneous_New_Food Preparation_Natural Gas_Griddle_Codes & Standards Forecast | F6 | Commercial | Miscellaneous | New | Food Preparation | Natural Gas | Griddle | Codes & Standards Forecast | Avg. Replacement Usage | 0.0082468 | 0.0085782 | 0.0085375 | 0.0084492 | 0.0084492 | 0.0084492 | 0.0084492 | 0.0084492 | 0.0084492 | 0.0084492 | 0.0084492 | 0.0084492 | 0.0084492 | 0.0084492 | 0.0084492 | 0.0084492 | 0.0084492 | 0.0084492 | 0.0084492 | 0.0084492 | 0.0084492 | 0.0084492 | 0.0084492 | 0.0084492 | 0.0084492 | 0.0084492 | 0.0084492 | 0.0084492 | 0.0084492 | 0.0084492 | 0.0084492
F7_Commercial_Miscellaneous_New_Food Preparation_Natural Gas_Griddle_Codes & Standards Forecast | F7 | Commercial | Miscellaneous | New | Food Preparation | Natural Gas | Griddle | Codes & Standards Forecast | Avg. Replacement Demand (S) | 0 | 0 | 0 | 0 | 0 | 0 | 0 | 0 | 0 | 0 | 0 | 0 | 0 | 0 | 0 | 0 | 0 | 0 | 0 | 0 | 0 | 0 | 0 | 0 | 0 | 0 | 0 | 0 | 0 | 0 | 0
F8_Commercial_Miscellaneous_New_Food Preparation_Natural Gas_Griddle_Codes & Standards Forecast | F8 | Commercial | Miscellaneous | New | Food Preparation | Natural Gas | Griddle | Codes & Standards Forecast | Avg. Replacement Demand (W) | 0 | 0 | 0 | 0 | 0 | 0 | 0 | 0 | 0 | 0 | 0 | 0 | 0 | 0 | 0 | 0 | 0 | 0 | 0 | 0 | 0 | 0 | 0 | 0 | 0 | 0 | 0 | 0 | 0 | 0 | 0
F1_Commercial_Miscellaneous_New_Food Preparation_Natural Gas_Range_Codes & Standards Forecast | F1 | Commercial | Miscellaneous | New | Food Preparation | Natural Gas | Range | Codes & Standards Forecast | Units | 0 | 115149.9923 | 231355.9423 | 354553.4636 | 422171.0816 | 477259.3942 | 531542.2024 | 585037.0868 | 637761.2845 | 689731.6951 | 740964.8881 | 791477.1091 | 841284.2868 | 890402.0389 | 938845.6788 | 986630.2212 | 1033770.3888 | 1080280.6174 | 1126175.0625 | 1171467.6043 | 1216171.8534 | 1260301.1566 | 1303868.6017 | 1346887.023 | 1389369.0065 | 1431326.8947 | 1472772.7915 | 1513718.5672 | 1554175.8633 | 1594156.0967 | 1633670.4646
F2_Commercial_Miscellaneous_New_Food Preparation_Natural Gas_Range_Codes & Standards Forecast | F2 | Commercial | Miscellaneous | New | Food Preparation | Natural Gas | Range | Codes & Standards Forecast | Usage (MMtherm) | 0 | 0.0011544 | 0.0023084 | 0.003501 | 0.0041687 | 0.0047126 | 0.0052486 | 0.0057768 | 0.0062975 | 0.0068106 | 0.0073165 | 0.0078153 | 0.0083071 | 0.0087921 | 0.0092705 | 0.0097423 | 0.010208 | 0.010667 | 0.01112 | 0.011567 | 0.012009 | 0.012445 | 0.012875 | 0.0133 | 0.013719 | 0.014133 | 0.014543 | 0.014947 | 0.015346 | 0.015741 | 0.016131
F3_Commercial_Miscellaneous_New_Food Preparation_Natural Gas_Range_Codes & Standards Forecast | F3 | Commercial | Miscellaneous | New | Food Preparation | Natural Gas | Range | Codes & Standards Forecast | Peak Demand (S) | 0 | 0 | 0 | 0 | 0 | 0 | 0 | 0 | 0 | 0 | 0 | 0 | 0 | 0 | 0 | 0 | 0 | 0 | 0 | 0 | 0 | 0 | 0 | 0 | 0 | 0 | 0 | 0 | 0 | 0 | 0
F4_Commercial_Miscellaneous_New_Food Preparation_Natural Gas_Range_Codes & Standards Forecast | F4 | Commercial | Miscellaneous | New | Food Preparation | Natural Gas | Range | Codes & Standards Forecast | Peak Demand (W) | 0 | 0 | 0 | 0 | 0 | 0 | 0 | 0 | 0 | 0 | 0 | 0 | 0 | 0 | 0 | 0 | 0 | 0 | 0 | 0 | 0 | 0 | 0 | 0 | 0 | 0 | 0 | 0 | 0 | 0 | 0
F5_Commercial_Miscellaneous_New_Food Preparation_Natural Gas_Range_Codes & Standards Forecast | F5 | Commercial | Miscellaneous | New | Food Preparation | Natural Gas | Range | Codes & Standards Forecast | Turnover | 0 | 115149.9923 | 116205.95 | 123197.5213 | 67617.6181 | 55088.3126 | 54282.8081 | 53494.8845 | 52724.1977 | 51970.4106 | 74263.1914 | 92177.4098 | 107778.8329 | 109018.6 | 107381.9806 | 135977.6563 | 128670.4485 | 124112.0914 | 103800.0793 | 103185.2051 | 109242.7036 | 117109.2839 | 123553.1187 | 128285.7556 | 143735.3009 | 153390.7366 | 159504.4134 | 156477.6023 | 153090.7684 | 159431.7368 | 156581.8867
F6_Commercial_Miscellaneous_New_Food Preparation_Natural Gas_Range_Codes & Standards Forecast | F6 | Commercial | Miscellaneous | New | Food Preparation | Natural Gas | Range | Codes & Standards Forecast | Avg. Replacement Usage | 0.0096377 | 0.010025 | 0.0099775 | 0.0098743 | 0.0098743 | 0.0098743 | 0.0098743 | 0.0098743 | 0.0098743 | 0.0098743 | 0.0098743 | 0.0098743 | 0.0098743 | 0.0098743 | 0.0098743 | 0.0098743 | 0.0098743 | 0.0098743 | 0.0098743 | 0.0098743 | 0.0098743 | 0.0098743 | 0.0098743 | 0.0098743 | 0.0098743 | 0.0098743 | 0.0098743 | 0.0098743 | 0.0098743 | 0.0098743 | 0.0098743
F7_Commercial_Miscellaneous_New_Food Preparation_Natural Gas_Range_Codes & Standards Forecast | F7 | Commercial | Miscellaneous | New | Food Preparation | Natural Gas | Range | Codes & Standards Forecast | Avg. Replacement Demand (S) | 0 | 0 | 0 | 0 | 0 | 0 | 0 | 0 | 0 | 0 | 0 | 0 | 0 | 0 | 0 | 0 | 0 | 0 | 0 | 0 | 0 | 0 | 0 | 0 | 0 | 0 | 0 | 0 | 0 | 0 | 0
F8_Commercial_Miscellaneous_New_Food Preparation_Natural Gas_Range_Codes & Standards Forecast | F8 | Commercial | Miscellaneous | New | Food Preparation | Natural Gas | Range | Codes & Standards Forecast | Avg. Replacement Demand (W) | 0 | 0 | 0 | 0 | 0 | 0 | 0 | 0 | 0 | 0 | 0 | 0 | 0 | 0 | 0 | 0 | 0 | 0 | 0 | 0 | 0 | 0 | 0 | 0 | 0 | 0 | 0 | 0 | 0 | 0 | 0
F1_Commercial_Miscellaneous_New_Food Preparation_Natural Gas_Steamer_Codes & Standards Forecast | F1 | Commercial | Miscellaneous | New | Food Preparation | Natural Gas | Steamer | Codes & Standards Forecast | Units | 0 | 8659.2145 | 17397.8365 | 26662.2206 | 31747.0274 | 35889.6375 | 39971.6741 | 43994.4592 | 47959.2892 | 51867.4348 | 55720.142 | 59518.6326 | 63264.1042 | 66957.7315 | 70600.6659 | 74194.0366 | 77738.9506 | 81236.4936 | 84687.73 | 88093.7036 | 91455.438 | 94773.9367 | 98050.184 | 101285.1451 | 104479.7663 | 107634.9758 | 110751.6839 | 113830.7832 | 116873.149 | 119879.6401 | 122851.0983
F2_Commercial_Miscellaneous_New_Food Preparation_Natural Gas_Steamer_Codes & Standards Forecast | F2 | Commercial | Miscellaneous | New | Food Preparation | Natural Gas | Steamer | Codes & Standards Forecast | Usage (MMtherm) | 0 | 0.00020454 | 0.000409 | 0.00044973 | 0.00047441 | 0.00049451 | 0.00051432 | 0.00053384 | 0.00055308 | 0.00057205 | 0.00057303 | 0.00055784 | 0.00054613 | 0.00053749 | 0.00053155 | 0.000528 | 0.00052654 | 0.00052693 | 0.00052893 | 0.00048326 | 0.00044383 | 0.00045994 | 0.00047584 | 0.00049154 | 0.00050704 | 0.00052235 | 0.00053748 | 0.00055242 | 0.00056718 | 0.00058177 | 0.00059619
F3_Commercial_Miscellaneous_New_Food Preparation_Natural Gas_Steamer_Codes & Standards Forecast | F3 | Commercial | Miscellaneous | New | Food Preparation | Natural Gas | Steamer | Codes & Standards Forecast | Peak Demand (S) | 0 | 0 | 0 | 0 | 0 | 0 | 0 | 0 | 0 | 0 | 0 | 0 | 0 | 0 | 0 | 0 | 0 | 0 | 0 | 0 | 0 | 0 | 0 | 0 | 0 | 0 | 0 | 0 | 0 | 0 | 0
F4_Commercial_Miscellaneous_New_Food Preparation_Natural Gas_Steamer_Codes & Standards Forecast | F4 | Commercial | Miscellaneous | New | Food Preparation | Natural Gas | Steamer | Codes & Standards Forecast | Peak Demand (W) | 0 | 0 | 0 | 0 | 0 | 0 | 0 | 0 | 0 | 0 | 0 | 0 | 0 | 0 | 0 | 0 | 0 | 0 | 0 | 0 | 0 | 0 | 0 | 0 | 0 | 0 | 0 | 0 | 0 | 0 | 0
F5_Commercial_Miscellaneous_New_Food Preparation_Natural Gas_Steamer_Codes & Standards Forecast | F5 | Commercial | Miscellaneous | New | Food Preparation | Natural Gas | Steamer | Codes & Standards Forecast | Turnover | 0 | 8659.2145 | 8738.622 | 9264.3842 | 5084.8068 | 4142.6101 | 4082.0366 | 4022.7852 | 3964.83 | 3908.1456 | 4814.8422 | 5624.6796 | 6398.1269 | 6616.5215 | 6701.3526 | 6765.5243 | 6811.5823 | 6841.7847 | 6858.1341 | 9635.8814 | 9548.8477 | 9690.9645 | 8388.7456 | 8233.8529 | 8371.1522 | 8495.1666 | 8605.6878 | 8702.7515 | 9391.0351 | 9960.122 | 10467.4174
F6_Commercial_Miscellaneous_New_Food Preparation_Natural Gas_Steamer_Codes & Standards Forecast | F6 | Commercial | Miscellaneous | New | Food Preparation | Natural Gas | Steamer | Codes & Standards Forecast | Avg. Replacement Usage | 0.022708 | 0.023621 | 0.023509 | 0.004853 | 0.004853 | 0.004853 | 0.004853 | 0.004853 | 0.004853 | 0.004853 | 0.004853 | 0.004853 | 0.004853 | 0.004853 | 0.004853 | 0.004853 | 0.004853 | 0.004853 | 0.004853 | 0.004853 | 0.004853 | 0.004853 | 0.004853 | 0.004853 | 0.004853 | 0.004853 | 0.004853 | 0.004853 | 0.004853 | 0.004853 | 0.004853
F7_Commercial_Miscellaneous_New_Food Preparation_Natural Gas_Steamer_Codes & Standards Forecast | F7 | Commercial | Miscellaneous | New | Food Preparation | Natural Gas | Steamer | Codes & Standards Forecast | Avg. Replacement Demand (S) | 0 | 0 | 0 | 0 | 0 | 0 | 0 | 0 | 0 | 0 | 0 | 0 | 0 | 0 | 0 | 0 | 0 | 0 | 0 | 0 | 0 | 0 | 0 | 0 | 0 | 0 | 0 | 0 | 0 | 0 | 0
F8_Commercial_Miscellaneous_New_Food Preparation_Natural Gas_Steamer_Codes & Standards Forecast | F8 | Commercial | Miscellaneous | New | Food Preparation | Natural Gas | Steamer | Codes & Standards Forecast | Avg. Replacement Demand (W) | 0 | 0 | 0 | 0 | 0 | 0 | 0 | 0 | 0 | 0 | 0 | 0 | 0 | 0 | 0 | 0 | 0 | 0 | 0 | 0 | 0 | 0 | 0 | 0 | 0 | 0 | 0 | 0 | 0 | 0 | 0
F1_Commercial_Miscellaneous_New_Food Preparation_Natural Gas_Food Prep Other_Codes & Standards Forecast | F1 | Commercial | Miscellaneous | New | Food Preparation | Natural Gas | Food Prep Other | Codes & Standards Forecast | Units | 0 | 8659.2145 | 17397.8365 | 26662.2206 | 31747.0274 | 35889.6375 | 39971.6741 | 43994.4592 | 47959.2892 | 51867.4348 | 55720.142 | 59518.6326 | 63264.1042 | 66957.7315 | 70600.6659 | 74194.0366 | 77738.9506 | 81236.4936 | 84687.73 | 88093.7036 | 91455.438 | 94773.9367 | 98050.184 | 101285.1451 | 104479.7663 | 107634.9758 | 110751.6839 | 113830.7832 | 116873.149 | 119879.6401 | 122851.0983
F2_Commercial_Miscellaneous_New_Food Preparation_Natural Gas_Food Prep Other_Codes & Standards Forecast | F2 | Commercial | Miscellaneous | New | Food Preparation | Natural Gas | Food Prep Other | Codes & Standards Forecast | Usage (MMtherm) | 0 | 8.7909e-05 | 0.00017579 | 0.00026661 | 0.00031745 | 0.00035888 | 0.00039969 | 0.00043992 | 0.00047957 | 0.00051865 | 0.00055717 | 0.00059515 | 0.00063261 | 0.00066954 | 0.00070597 | 0.0007419 | 0.00077735 | 0.00081232 | 0.00084683 | 0.00088089 | 0.0009145 | 0.00094769 | 0.00098045 | 0.0010128 | 0.0010447 | 0.0010763 | 0.0011075 | 0.0011382 | 0.0011687 | 0.0011987 | 0.0012284
F3_Commercial_Miscellaneous_New_Food Preparation_Natural Gas_Food Prep Other_Codes & Standards Forecast | F3 | Commercial | Miscellaneous | New | Food Preparation | Natural Gas | Food Prep Other | Codes & Standards Forecast | Peak Demand (S) | 0 | 0 | 0 | 0 | 0 | 0 | 0 | 0 | 0 | 0 | 0 | 0 | 0 | 0 | 0 | 0 | 0 | 0 | 0 | 0 | 0 | 0 | 0 | 0 | 0 | 0 | 0 | 0 | 0 | 0 | 0
F4_Commercial_Miscellaneous_New_Food Preparation_Natural Gas_Food Prep Other_Codes & Standards Forecast | F4 | Commercial | Miscellaneous | New | Food Preparation | Natural Gas | Food Prep Other | Codes & Standards Forecast | Peak Demand (W) | 0 | 0 | 0 | 0 | 0 | 0 | 0 | 0 | 0 | 0 | 0 | 0 | 0 | 0 | 0 | 0 | 0 | 0 | 0 | 0 | 0 | 0 | 0 | 0 | 0 | 0 | 0 | 0 | 0 | 0 | 0
F5_Commercial_Miscellaneous_New_Food Preparation_Natural Gas_Food Prep Other_Codes & Standards Forecast | F5 | Commercial | Miscellaneous | New | Food Preparation | Natural Gas | Food Prep Other | Codes & Standards Forecast | Turnover | 0 | 8659.2145 | 8738.622 | 9264.3842 | 5084.8068 | 4142.6101 | 4082.0366 | 4022.7852 | 3964.83 | 3908.1456 | 5584.5501 | 6931.6893 | 8104.9075 | 8198.1373 | 8075.0644 | 10225.4431 | 9675.9452 | 9333.1593 | 7805.7075 | 7759.4693 | 8214.9897 | 8806.5522 | 9291.1249 | 9647.0165 | 10808.8136 | 11534.8969 | 11994.642 | 11767.0275 | 11512.3395 | 11989.1768 | 11774.8696
F6_Commercial_Miscellaneous_New_Food Preparation_Natural Gas_Food Prep Other_Codes & Standards Forecast | F6 | Commercial | Miscellaneous | New | Food Preparation | Natural Gas | Food Prep Other | Codes & Standards Forecast | Avg. Replacement Usage | 0.0097598 | 0.010152 | 0.010104 | 0.0099995 | 0.0099995 | 0.0099995 | 0.0099995 | 0.0099995 | 0.0099995 | 0.0099995 | 0.0099995 | 0.0099995 | 0.0099995 | 0.0099995 | 0.0099995 | 0.0099995 | 0.0099995 | 0.0099995 | 0.0099995 | 0.0099995 | 0.0099995 | 0.0099995 | 0.0099995 | 0.0099995 | 0.0099995 | 0.0099995 | 0.0099995 | 0.0099995 | 0.0099995 | 0.0099995 | 0.0099995
F7_Commercial_Miscellaneous_New_Food Preparation_Natural Gas_Food Prep Other_Codes & Standards Forecast | F7 | Commercial | Miscellaneous | New | Food Preparation | Natural Gas | Food Prep Other | Codes & Standards Forecast | Avg. Replacement Demand (S) | 0 | 0 | 0 | 0 | 0 | 0 | 0 | 0 | 0 | 0 | 0 | 0 | 0 | 0 | 0 | 0 | 0 | 0 | 0 | 0 | 0 | 0 | 0 | 0 | 0 | 0 | 0 | 0 | 0 | 0 | 0
F8_Commercial_Miscellaneous_New_Food Preparation_Natural Gas_Food Prep Other_Codes & Standards Forecast | F8 | Commercial | Miscellaneous | New | Food Preparation | Natural Gas | Food Prep Other | Codes & Standards Forecast | Avg. Replacement Demand (W) | 0 | 0 | 0 | 0 | 0 | 0 | 0 | 0 | 0 | 0 | 0 | 0 | 0 | 0 | 0 | 0 | 0 | 0 | 0 | 0 | 0 | 0 | 0 | 0 | 0 | 0 | 0 | 0 | 0 | 0 | 0
F1_Commercial_Miscellaneous_New_Miscellaneous_Natural Gas_Pool Heater_Codes & Standards Forecast | F1 | Commercial | Miscellaneous | New | Miscellaneous | Natural Gas | Pool Heater | Codes & Standards Forecast | Units | 0 | 50166.2267 | 100792.4917 | 154464.7035 | 183922.9839 | 207922.7491 | 231571.5883 | 254877.1609 | 277846.9762 | 300488.3967 | 322808.6411 | 344814.787 | 366513.7738 | 387912.4056 | 409017.3538 | 429835.1597 | 450372.2373 | 470634.8759 | 490629.2422 | 510361.3835 | 529837.2294 | 549062.5943 | 568043.1803 | 586784.5786 | 605292.2725 | 623571.6392 | 641627.9517 | 659466.3817 | 677092.0006 | 694509.7825 | 711724.6055
F2_Commercial_Miscellaneous_New_Miscellaneous_Natural Gas_Pool Heater_Codes & Standards Forecast | F2 | Commercial | Miscellaneous | New | Miscellaneous | Natural Gas | Pool Heater | Codes & Standards Forecast | Usage (MMtherm) | 0 | 1.7783e-05 | 3.5559e-05 | 5.3931e-05 | 6.4216e-05 | 7.2596e-05 | 8.0853e-05 | 8.899e-05 | 9.701e-05 | 0.00010492 | 0.00011271 | 0.00012039 | 0.00012797 | 0.00013544 | 0.00014281 | 0.00015008 | 0.00015725 | 0.00016432 | 0.0001713 | 0.00017819 | 0.00018499 | 0.0001917 | 0.00019833 | 0.00020488 | 0.00021134 | 0.00021772 | 0.00022402 | 0.00023025 | 0.00023641 | 0.00024249 | 0.0002485
F3_Commercial_Miscellaneous_New_Miscellaneous_Natural Gas_Pool Heater_Codes & Standards Forecast | F3 | Commercial | Miscellaneous | New | Miscellaneous | Natural Gas | Pool Heater | Codes & Standards Forecast | Peak Demand (S) | 0 | 0 | 0 | 0 | 0 | 0 | 0 | 0 | 0 | 0 | 0 | 0 | 0 | 0 | 0 | 0 | 0 | 0 | 0 | 0 | 0 | 0 | 0 | 0 | 0 | 0 | 0 | 0 | 0 | 0 | 0
F4_Commercial_Miscellaneous_New_Miscellaneous_Natural Gas_Pool Heater_Codes & Standards Forecast | F4 | Commercial | Miscellaneous | New | Miscellaneous | Natural Gas | Pool Heater | Codes & Standards Forecast | Peak Demand (W) | 0 | 0 | 0 | 0 | 0 | 0 | 0 | 0 | 0 | 0 | 0 | 0 | 0 | 0 | 0 | 0 | 0 | 0 | 0 | 0 | 0 | 0 | 0 | 0 | 0 | 0 | 0 | 0 | 0 | 0 | 0
F5_Commercial_Miscellaneous_New_Miscellaneous_Natural Gas_Pool Heater_Codes & Standards Forecast | F5 | Commercial | Miscellaneous | New | Miscellaneous | Natural Gas | Pool Heater | Codes & Standards Forecast | Turnover | 0 | 50166.2267 | 50626.265 | 53672.2118 | 29458.2804 | 23999.7652 | 33682.0846 | 41457.4218 | 48225.7371 | 48737.814 | 47997.3122 | 62434.9924 | 62454.1447 | 64446.3822 | 58943.1744 | 59256.9324 | 66313.5392 | 71412.8948 | 75578.121 | 76122.0178 | 76245.0154 | 81688.1597 | 83238.4213 | 85785.544 | 85924.7811 | 87544.2892 | 91655.7297 | 94702.4134 | 97365.8036 | 98537.4651 | 99651.6705
F6_Commercial_Miscellaneous_New_Miscellaneous_Natural Gas_Pool Heater_Codes & Standards Forecast | F6 | Commercial | Miscellaneous | New | Miscellaneous | Natural Gas | Pool Heater | Codes & Standards Forecast | Avg. Replacement Usage | 0.00034078 | 0.00035448 | 0.0003528 | 0.00034915 | 0.00034915 | 0.00034915 | 0.00034915 | 0.00034915 | 0.00034915 | 0.00034915 | 0.00034915 | 0.00034915 | 0.00034915 | 0.00034915 | 0.00034915 | 0.00034915 | 0.00034915 | 0.00034915 | 0.00034915 | 0.00034915 | 0.00034915 | 0.00034915 | 0.00034915 | 0.00034915 | 0.00034915 | 0.00034915 | 0.00034915 | 0.00034915 | 0.00034915 | 0.00034915 | 0.00034915
F7_Commercial_Miscellaneous_New_Miscellaneous_Natural Gas_Pool Heater_Codes & Standards Forecast | F7 | Commercial | Miscellaneous | New | Miscellaneous | Natural Gas | Pool Heater | Codes & Standards Forecast | Avg. Replacement Demand (S) | 0 | 0 | 0 | 0 | 0 | 0 | 0 | 0 | 0 | 0 | 0 | 0 | 0 | 0 | 0 | 0 | 0 | 0 | 0 | 0 | 0 | 0 | 0 | 0 | 0 | 0 | 0 | 0 | 0 | 0 | 0
F8_Commercial_Miscellaneous_New_Miscellaneous_Natural Gas_Pool Heater_Codes & Standards Forecast | F8 | Commercial | Miscellaneous | New | Miscellaneous | Natural Gas | Pool Heater | Codes & Standards Forecast | Avg. Replacement Demand (W) | 0 | 0 | 0 | 0 | 0 | 0 | 0 | 0 | 0 | 0 | 0 | 0 | 0 | 0 | 0 | 0 | 0 | 0 | 0 | 0 | 0 | 0 | 0 | 0 | 0 | 0 | 0 | 0 | 0 | 0 | 0
F1_Commercial_Miscellaneous_New_Miscellaneous_Natural Gas_Miscellaneous_Codes & Standards Forecast | F1 | Commercial | Miscellaneous | New | Miscellaneous | Natural Gas | Miscellaneous | Codes & Standards Forecast | Units | 0 | 1431175.3591 | 2875474.9975 | 4406671.4242 | 5247076.7678 | 5931757.9737 | 6606427.7313 | 7271304.5497 | 7926602.6617 | 8572532.1108 | 9209298.8346 | 9837104.7479 | 10456147.8237 | 11066622.1722 | 11668718.1191 | 12262622.2812 | 12848517.6414 | 13426583.6221 | 13996996.1565 | 14559927.7592 | 15115547.5952 | 15664021.5469 | 16205512.281 | 16740179.3128 | 17268179.07 | 17789664.955 | 18304787.4058 | 18813693.9561 | 19316529.2938 | 19813435.3182 | 20304551.197
F2_Commercial_Miscellaneous_New_Miscellaneous_Natural Gas_Miscellaneous_Codes & Standards Forecast | F2 | Commercial | Miscellaneous | New | Miscellaneous | Natural Gas | Miscellaneous | Codes & Standards Forecast | Usage (MMtherm) | 0 | 0.00060588 | 0.0012115 | 0.0018375 | 0.0021879 | 0.0024734 | 0.0027547 | 0.003032 | 0.0033052 | 0.0035746 | 0.0038401 | 0.0041019 | 0.00436 | 0.0046145 | 0.0048656 | 0.0051132 | 0.0053575 | 0.0055986 | 0.0058364 | 0.0060712 | 0.0063028 | 0.0065315 | 0.0067573 | 0.0069803 | 0.0072004 | 0.0074179 | 0.0076327 | 0.0078449 | 0.0080546 | 0.0082618 | 0.0084665
F3_Commercial_Miscellaneous_New_Miscellaneous_Natural Gas_Miscellaneous_Codes & Standards Forecast | F3 | Commercial | Miscellaneous | New | Miscellaneous | Natural Gas | Miscellaneous | Codes & Standards Forecast | Peak Demand (S) | 0 | 0 | 0 | 0 | 0 | 0 | 0 | 0 | 0 | 0 | 0 | 0 | 0 | 0 | 0 | 0 | 0 | 0 | 0 | 0 | 0 | 0 | 0 | 0 | 0 | 0 | 0 | 0 | 0 | 0 | 0
F4_Commercial_Miscellaneous_New_Miscellaneous_Natural Gas_Miscellaneous_Codes & Standards Forecast | F4 | Commercial | Miscellaneous | New | Miscellaneous | Natural Gas | Miscellaneous | Codes & Standards Forecast | Peak Demand (W) | 0 | 0 | 0 | 0 | 0 | 0 | 0 | 0 | 0 | 0 | 0 | 0 | 0 | 0 | 0 | 0 | 0 | 0 | 0 | 0 | 0 | 0 | 0 | 0 | 0 | 0 | 0 | 0 | 0 | 0 | 0
F5_Commercial_Miscellaneous_New_Miscellaneous_Natural Gas_Miscellaneous_Codes & Standards Forecast | F5 | Commercial | Miscellaneous | New | Miscellaneous | Natural Gas | Miscellaneous | Codes & Standards Forecast | Turnover | 0 | 1431175.3591 | 1444299.6384 | 1531196.4267 | 1044858.9663 | 1066255.688 | 1220475.9462 | 1281976.2608 | 1336562.7325 | 1404224.2588 | 1469873.1694 | 1949817.862 | 1956623.4928 | 1992271.731 | 1923341.2148 | 2012151.8357 | 2131079.6458 | 2195191.2412 | 2259874.3218 | 2335195.3252 | 2407429.055 | 2598413.5041 | 2634163.9804 | 2682691.7627 | 2720282.3426 | 2802769.9935 | 2888400.978 | 2950436.4229 | 3014816.8199 | 3084607.0334 | 3151682.0463
F6_Commercial_Miscellaneous_New_Miscellaneous_Natural Gas_Miscellaneous_Codes & Standards Forecast | F6 | Commercial | Miscellaneous | New | Miscellaneous | Natural Gas | Miscellaneous | Codes & Standards Forecast | Avg. Replacement Usage | 0.00040699 | 0.00042334 | 0.00042134 | 0.00041698 | 0.00041698 | 0.00041698 | 0.00041698 | 0.00041698 | 0.00041698 | 0.00041698 | 0.00041698 | 0.00041698 | 0.00041698 | 0.00041698 | 0.00041698 | 0.00041698 | 0.00041698 | 0.00041698 | 0.00041698 | 0.00041698 | 0.00041698 | 0.00041698 | 0.00041698 | 0.00041698 | 0.00041698 | 0.00041698 | 0.00041698 | 0.00041698 | 0.00041698 | 0.00041698 | 0.00041698
F7_Commercial_Miscellaneous_New_Miscellaneous_Natural Gas_Miscellaneous_Codes & Standards Forecast | F7 | Commercial | Miscellaneous | New | Miscellaneous | Natural Gas | Miscellaneous | Codes & Standards Forecast | Avg. Replacement Demand (S) | 0 | 0 | 0 | 0 | 0 | 0 | 0 | 0 | 0 | 0 | 0 | 0 | 0 | 0 | 0 | 0 | 0 | 0 | 0 | 0 | 0 | 0 | 0 | 0 | 0 | 0 | 0 | 0 | 0 | 0 | 0
F8_Commercial_Miscellaneous_New_Miscellaneous_Natural Gas_Miscellaneous_Codes & Standards Forecast | F8 | Commercial | Miscellaneous | New | Miscellaneous | Natural Gas | Miscellaneous | Codes & Standards Forecast | Avg. Replacement Demand (W) | 0 | 0 | 0 | 0 | 0 | 0 | 0 | 0 | 0 | 0 | 0 | 0 | 0 | 0 | 0 | 0 | 0 | 0 | 0 | 0 | 0 | 0 | 0 | 0 | 0 | 0 | 0 | 0 | 0 | 0 | 0

## Equipment Purchases
Key | Sector | Segment | Vintage | End Use | Fuel | Technology | Equipment | Label | Case | 2019 | 2020 | 2021 | 2022 | 2023 | 2024 | 2025 | 2026 | 2027 | 2028 | 2029 | 2030 | 2031 | 2032 | 2033 | 2034 | 2035 | 2036 | 2037 | 2038 | 2039 | 2040 | 2041 | 2042 | 2043 | 2044 | 2045 | 2046 | 2047 | 2048
Commercial_Office_Existing_Space Heating_Natural Gas_Furnace_E1_Baseline Forecast | Commercial | Office | Existing | Space Heating | Natural Gas | Furnace | E1 | AFUE 80% (Standard) | Baseline Forecast | 0 | 876629.7955 | 915949.2201 | 950067.8641 | 979432.5076 | 0 | 0 | 0 | 0 | 0 | 0 | 0 | 0 | 0 | 0 | 0 | 0 | 0 | 0 | 0 | 0 | 0 | 0 | 0 | 0 | 0 | 0 | 0 | 0 | 0 | 0
Commercial_Office_Existing_Space Heating_Natural Gas_Furnace_E2_Baseline Forecast | Commercial | Office | Existing | Space Heating | Natural Gas | Furnace | E2 | AFUE 90% | Baseline Forecast | 0 | 0 | 0 | 0 | 0 | 0 | 0 | 0 | 0 | 0 | 0 | 0 | 0 | 0 | 0 | 0 | 0 | 0 | 0 | 0 | 0 | 0 | 0 | 0 | 0 | 0 | 0 | 0 | 0 | 0 | 0
Commercial_Office_Existing_Space Heating_Natural Gas_Furnace_E3_Baseline Forecast | Commercial | Office | Existing | Space Heating | Natural Gas | Furnace | E3 | AFUE 95% | Baseline Forecast | 0 | 0 | 0 | 0 | 0 | 1004454.3805 | 1025511.94 | 705351.013 | 715069.4075 | 722826.2108 | 728639.6929 | 732822.1814 | 678321.3246 | 625809.425 | 577235.2962 | 532539.1108 | 491229.4158 | 453098.0474 | 418155.3873 | 417487.8839 | 417776.2978 | 418718.1126 | 420117.8543 | 427487.6226 | 429690.0909 | 431962.1981 | 434209.0266 | 436353.3925 | 438333.327 | 440100.0594 | 438372.889
Commercial_Office_Existing_Space Heating_Natural Gas_Furnace_E4_Baseline Forecast | Commercial | Office | Existing | Space Heating | Natural Gas | Furnace | E4 |  | Baseline Forecast | 0 | 0 | 0 | 0 | 0 | 0 | 0 | 0 | 0 | 0 | 0 | 0 | 0 | 0 | 0 | 0 | 0 | 0 | 0 | 0 | 0 | 0 | 0 | 0 | 0 | 0 | 0 | 0 | 0 | 0 | 0
Commercial_Office_Existing_Space Heating_Natural Gas_Furnace_E5_Baseline Forecast | Commercial | Office | Existing | Space Heating | Natural Gas | Furnace | E5 |  | Baseline Forecast | 0 | 0 | 0 | 0 | 0 | 0 | 0 | 337602.4193 | 342029.8468 | 345417.9224 | 348019.4415 | 349771.3338 | 320211.9882 | 295190.7129 | 272251.8899 | 250987.8938 | 231459.0214 | 213475.7581 | 196660.9228 | 196464.8512 | 196650.953 | 197181.7642 | 197963.9926 | 193241.5967 | 193947.1228 | 194673.0007 | 195373.2292 | 196009.8664 | 196552.088 | 196975.1514 | 195811.0395
Commercial_Office_Existing_Space Heating_Natural Gas_Furnace_E6_Baseline Forecast | Commercial | Office | Existing | Space Heating | Natural Gas | Furnace | E6 |  | Baseline Forecast | 0 | 0 | 0 | 0 | 0 | 0 | 0 | 0 | 0 | 0 | 0 | 0 | 0 | 0 | 0 | 0 | 0 | 0 | 0 | 0 | 0 | 0 | 0 | 0 | 0 | 0 | 0 | 0 | 0 | 0 | 0
Commercial_Office_Existing_Space Heating_Natural Gas_Furnace_E7_Baseline Forecast | Commercial | Office | Existing | Space Heating | Natural Gas | Furnace | E7 |  | Baseline Forecast | 0 | 0 | 0 | 0 | 0 | 0 | 0 | 0 | 0 | 0 | 0 | 0 | 0 | 0 | 0 | 0 | 0 | 0 | 0 | 0 | 0 | 0 | 0 | 0 | 0 | 0 | 0 | 0 | 0 | 0 | 0
Commercial_Office_Existing_Space Heating_Natural Gas_Furnace_E8_Baseline Forecast | Commercial | Office | Existing | Space Heating | Natural Gas | Furnace | E8 |  | Baseline Forecast | 0 | 0 | 0 | 0 | 0 | 0 | 0 | 0 | 0 | 0 | 0 | 0 | 0 | 0 | 0 | 0 | 0 | 0 | 0 | 0 | 0 | 0 | 0 | 0 | 0 | 0 | 0 | 0 | 0 | 0 | 0
Commercial_Office_Existing_Space Heating_Natural Gas_Furnace_E9_Baseline Forecast | Commercial | Office | Existing | Space Heating | Natural Gas | Furnace | E9 |  | Baseline Forecast | 0 | 0 | 0 | 0 | 0 | 0 | 0 | 0 | 0 | 0 | 0 | 0 | 0 | 0 | 0 | 0 | 0 | 0 | 0 | 0 | 0 | 0 | 0 | 0 | 0 | 0 | 0 | 0 | 0 | 0 | 0
Commercial_Office_Existing_Space Heating_Natural Gas_Furnace_E10_Baseline Forecast | Commercial | Office | Existing | Space Heating | Natural Gas | Furnace | E10 |  | Baseline Forecast | 0 | 0 | 0 | 0 | 0 | 0 | 0 | 0 | 0 | 0 | 0 | 0 | 0 | 0 | 0 | 0 | 0 | 0 | 0 | 0 | 0 | 0 | 0 | 0 | 0 | 0 | 0 | 0 | 0 | 0 | 0
Commercial_Office_Existing_Space Heating_Natural Gas_Boiler_E1_Baseline Forecast | Commercial | Office | Existing | Space Heating | Natural Gas | Boiler | E1 | AFUE 80% (Standard) | Baseline Forecast | 0 | 261751.0654 | 258832.7433 | 255715.6773 | 252416.963 | 0 | 0 | 0 | 0 | 0 | 0 | 0 | 0 | 0 | 0 | 0 | 0 | 0 | 0 | 0 | 0 | 0 | 0 | 0 | 0 | 0 | 0 | 0 | 0 | 0 | 0
Commercial_Office_Existing_Space Heating_Natural Gas_Boiler_E2_Baseline Forecast | Commercial | Office | Existing | Space Heating | Natural Gas | Boiler | E2 | AFUE 85% | Baseline Forecast | 0 | 0 | 0 | 0 | 0 | 0 | 0 | 0 | 0 | 0 | 0 | 0 | 0 | 0 | 0 | 0 | 0 | 0 | 0 | 0 | 0 | 0 | 0 | 0 | 0 | 0 | 0 | 0 | 0 | 0 | 0
Commercial_Office_Existing_Space Heating_Natural Gas_Boiler_E3_Baseline Forecast | Commercial | Office | Existing | Space Heating | Natural Gas | Boiler | E3 | AFUE 98% | Baseline Forecast | 0 | 39552.9133 | 39129.5003 | 38678.8284 | 38220.2679 | 286722.6708 | 282679.3272 | 278532.3658 | 274303.9845 | 270013.7419 | 265678.8491 | 261314.4307 | 256933.7561 | 252548.4461 | 248168.6571 | 243803.2442 | 239459.9076 | 235145.3219 | 230865.252 | 226624.6559 | 222427.7761 | 233751.5246 | 223765.1298 | 214874.4408 | 206929.6059 | 199800.6071 | 193374.7526 | 187554.4747 | 182255.3989 | 177404.65 | 172939.3679
Commercial_Office_Existing_Space Heating_Natural Gas_Boiler_E4_Baseline Forecast | Commercial | Office | Existing | Space Heating | Natural Gas | Boiler | E4 | Convert to NG Air Source Heat Pump | Baseline Forecast | 0 | 0 | 0 | 0 | 0 | 0 | 0 | 0 | 0 | 0 | 0 | 0 | 0 | 0 | 0 | 0 | 0 | 0 | 0 | 0 | 0 | 0 | 0 | 0 | 0 | 0 | 0 | 0 | 0 | 0 | 0
Commercial_Office_Existing_Space Heating_Natural Gas_Boiler_E5_Baseline Forecast | Commercial | Office | Existing | Space Heating | Natural Gas | Boiler | E5 |  | Baseline Forecast | 0 | 0 | 0 | 0 | 0 | 0 | 0 | 0 | 0 | 0 | 0 | 0 | 0 | 0 | 0 | 0 | 0 | 0 | 0 | 0 | 0 | 0 | 0 | 0 | 0 | 0 | 0 | 0 | 0 | 0 | 0
Commercial_Office_Existing_Space Heating_Natural Gas_Boiler_E6_Baseline Forecast | Commercial | Office | Existing | Space Heating | Natural Gas | Boiler | E6 |  | Baseline Forecast | 0 | 0 | 0 | 0 | 0 | 0 | 0 | 0 | 0 | 0 | 0 | 0 | 0 | 0 | 0 | 0 | 0 | 0 | 0 | 0 | 0 | 0 | 0 | 0 | 0 | 0 | 0 | 0 | 0 | 0 | 0
Commercial_Office_Existing_Space Heating_Natural Gas_Boiler_E7_Baseline Forecast | Commercial | Office | Existing | Space Heating | Natural Gas | Boiler | E7 |  | Baseline Forecast | 0 | 0 | 0 | 0 | 0 | 0 | 0 | 0 | 0 | 0 | 0 | 0 | 0 | 0 | 0 | 0 | 0 | 0 | 0 | 0 | 0 | 0 | 0 | 0 | 0 | 0 | 0 | 0 | 0 | 0 | 0
Commercial_Office_Existing_Space Heating_Natural Gas_Boiler_E8_Baseline Forecast | Commercial | Office | Existing | Space Heating | Natural Gas | Boiler | E8 |  | Baseline Forecast | 0 | 0 | 0 | 0 | 0 | 0 | 0 | 0 | 0 | 0 | 0 | 0 | 0 | 0 | 0 | 0 | 0 | 0 | 0 | 0 | 0 | 0 | 0 | 0 | 0 | 0 | 0 | 0 | 0 | 0 | 0
Commercial_Office_Existing_Space Heating_Natural Gas_Boiler_E9_Baseline Forecast | Commercial | Office | Existing | Space Heating | Natural Gas | Boiler | E9 |  | Baseline Forecast | 0 | 0 | 0 | 0 | 0 | 0 | 0 | 0 | 0 | 0 | 0 | 0 | 0 | 0 | 0 | 0 | 0 | 0 | 0 | 0 | 0 | 0 | 0 | 0 | 0 | 0 | 0 | 0 | 0 | 0 | 0
Commercial_Office_Existing_Space Heating_Natural Gas_Boiler_E10_Baseline Forecast | Commercial | Office | Existing | Space Heating | Natural Gas | Boiler | E10 |  | Baseline Forecast | 0 | 0 | 0 | 0 | 0 | 0 | 0 | 0 | 0 | 0 | 0 | 0 | 0 | 0 | 0 | 0 | 0 | 0 | 0 | 0 | 0 | 0 | 0 | 0 | 0 | 0 | 0 | 0 | 0 | 0 | 0
Commercial_Office_Existing_Space Heating_Natural Gas_Unit Heater_E1_Baseline Forecast | Commercial | Office | Existing | Space Heating | Natural Gas | Unit Heater | E1 | Standard | Baseline Forecast | 0 | 5733.6832 | 16346.2096 | 31082.8748 | 49278.0028 | 0 | 0 | 0 | 0 | 0 | 0 | 0 | 0 | 0 | 0 | 0 | 0 | 0 | 0 | 0 | 0 | 0 | 0 | 0 | 0 | 0 | 0 | 0 | 0 | 0 | 0
Commercial_Office_Existing_Space Heating_Natural Gas_Unit Heater_E2_Baseline Forecast | Commercial | Office | Existing | Space Heating | Natural Gas | Unit Heater | E2 | Condensing | Baseline Forecast | 0 | 0 | 0 | 0 | 0 | 70345.0549 | 93767.8219 | 119092.5821 | 145921.1184 | 173904.5019 | 197957.1116 | 219194.5824 | 238476.64 | 256457.2443 | 273625.6873 | 290340.202 | 306855.3835 | 285994.2576 | 271223.637 | 261721.4676 | 256202.1573 | 253714.7304 | 253559.5508 | 255224.2079 | 258334.4451 | 262616.852 | 267870.7156 | 268599.3205 | 266512.2576 | 262894.7726 | 258631.5774
Commercial_Office_Existing_Space Heating_Natural Gas_Unit Heater_E3_Baseline Forecast | Commercial | Office | Existing | Space Heating | Natural Gas | Unit Heater | E3 | Infrared Radiant | Baseline Forecast | 0 | 0 | 0 | 0 | 0 | 0 | 0 | 0 | 0 | 0 | 0 | 0 | 0 | 0 | 0 | 0 | 0 | 0 | 0 | 0 | 0 | 0 | 0 | 0 | 0 | 0 | 0 | 0 | 0 | 0 | 0
Commercial_Office_Existing_Space Heating_Natural Gas_Unit Heater_E4_Baseline Forecast | Commercial | Office | Existing | Space Heating | Natural Gas | Unit Heater | E4 |  | Baseline Forecast | 0 | 0 | 0 | 0 | 0 | 0 | 0 | 0 | 0 | 0 | 0 | 0 | 0 | 0 | 0 | 0 | 0 | 0 | 0 | 0 | 0 | 0 | 0 | 0 | 0 | 0 | 0 | 0 | 0 | 0 | 0
Commercial_Office_Existing_Space Heating_Natural Gas_Unit Heater_E5_Baseline Forecast | Commercial | Office | Existing | Space Heating | Natural Gas | Unit Heater | E5 |  | Baseline Forecast | 0 | 0 | 0 | 0 | 0 | 0 | 0 | 0 | 0 | 0 | 0 | 0 | 0 | 0 | 0 | 0 | 0 | 0 | 0 | 0 | 0 | 0 | 0 | 0 | 0 | 0 | 0 | 0 | 0 | 0 | 0
Commercial_Office_Existing_Space Heating_Natural Gas_Unit Heater_E6_Baseline Forecast | Commercial | Office | Existing | Space Heating | Natural Gas | Unit Heater | E6 |  | Baseline Forecast | 0 | 0 | 0 | 0 | 0 | 0 | 0 | 0 | 0 | 0 | 0 | 0 | 0 | 0 | 0 | 0 | 0 | 0 | 0 | 0 | 0 | 0 | 0 | 0 | 0 | 0 | 0 | 0 | 0 | 0 | 0
Commercial_Office_Existing_Space Heating_Natural Gas_Unit Heater_E7_Baseline Forecast | Commercial | Office | Existing | Space Heating | Natural Gas | Unit Heater | E7 |  | Baseline Forecast | 0 | 0 | 0 | 0 | 0 | 0 | 0 | 0 | 0 | 0 | 0 | 0 | 0 | 0 | 0 | 0 | 0 | 0 | 0 | 0 | 0 | 0 | 0 | 0 | 0 | 0 | 0 | 0 | 0 | 0 | 0
Commercial_Office_Existing_Space Heating_Natural Gas_Unit Heater_E8_Baseline Forecast | Commercial | Office | Existing | Space Heating | Natural Gas | Unit Heater | E8 |  | Baseline Forecast | 0 | 0 | 0 | 0 | 0 | 0 | 0 | 0 | 0 | 0 | 0 | 0 | 0 | 0 | 0 | 0 | 0 | 0 | 0 | 0 | 0 | 0 | 0 | 0 | 0 | 0 | 0 | 0 | 0 | 0 | 0
Commercial_Office_Existing_Space Heating_Natural Gas_Unit Heater_E9_Baseline Forecast | Commercial | Office | Existing | Space Heating | Natural Gas | Unit Heater | E9 |  | Baseline Forecast | 0 | 0 | 0 | 0 | 0 | 0 | 0 | 0 | 0 | 0 | 0 | 0 | 0 | 0 | 0 | 0 | 0 | 0 | 0 | 0 | 0 | 0 | 0 | 0 | 0 | 0 | 0 | 0 | 0 | 0 | 0
Commercial_Office_Existing_Space Heating_Natural Gas_Unit Heater_E10_Baseline Forecast | Commercial | Office | Existing | Space Heating | Natural Gas | Unit Heater | E10 |  | Baseline Forecast | 0 | 0 | 0 | 0 | 0 | 0 | 0 | 0 | 0 | 0 | 0 | 0 | 0 | 0 | 0 | 0 | 0 | 0 | 0 | 0 | 0 | 0 | 0 | 0 | 0 | 0 | 0 | 0 | 0 | 0 | 0
Commercial_Office_Existing_Water Heating_Natural Gas_Water Heater_E1_Baseline Forecast | Commercial | Office | Existing | Water Heating | Natural Gas | Water Heater | E1 | TE 0.80 | Baseline Forecast | 0 | 139233.6676 | 151296.9277 | 161487.0191 | 170004.3023 | 177326.1712 | 183344.7261 | 2018.2113 | 2128.6249 | 2248.0736 | 2643.0159 | 2768.5517 | 2829.6173 | 2513.8928 | 2195.3789 | 2134.7699 | 1804.4363 | 1530.2848 | 1317.3121 | 1256.9366 | 1214.3888 | 880.718 | 925.1264 | 1413.2033 | 1492.9848 | 1557.6397 | 1609.719 | 1678.6288 | 2148.26 | 2096.9352 | 2014.6613
Commercial_Office_Existing_Water Heating_Natural Gas_Water Heater_E2_Baseline Forecast | Commercial | Office | Existing | Water Heating | Natural Gas | Water Heater | E2 | TE 0.90 | Baseline Forecast | 0 | 498734.6208 | 542116.6046 | 578822.3495 | 609634.1741 | 634949.1624 | 655653.3136 | 7211.9824 | 7604.4663 | 8027.7498 | 9435.2645 | 9896.3049 | 10085.6034 | 8975.9803 | 7854.1848 | 7650.1314 | 6466.7298 | 5484.8171 | 4719.4156 | 4504.529 | 4352.9859 | 3157.8395 | 3318.2237 | 4956.1998 | 5231.8834 | 5454.3051 | 5632.5067 | 5869.3884 | 7506.1438 | 7321.6731 | 7029.505
Commercial_Office_Existing_Water Heating_Natural Gas_Water Heater_E3_Baseline Forecast | Commercial | Office | Existing | Water Heating | Natural Gas | Water Heater | E3 | TE 0.94 | Baseline Forecast | 0 | 0 | 0 | 0 | 0 | 0 | 0 | 0 | 0 | 0 | 0 | 0 | 0 | 0 | 0 | 0 | 0 | 0 | 0 | 0 | 0 | 0 | 0 | 0 | 0 | 0 | 0 | 0 | 0 | 0 | 0
Commercial_Office_Existing_Water Heating_Natural Gas_Water Heater_E4_Baseline Forecast | Commercial | Office | Existing | Water Heating | Natural Gas | Water Heater | E4 | Instantaneous TE 0.94 | Baseline Forecast | 0 | 0 | 0 | 0 | 0 | 0 | 0 | 851268.6566 | 867660.4694 | 879954.0419 | 993797.4527 | 1091985.5945 | 1073396.1502 | 1056439.6799 | 1039500.9629 | 1147467.8821 | 975023.9249 | 831857.0403 | 712460.5992 | 686437.1611 | 668261.0039 | 488960.9921 | 518800.2439 | 550546.7221 | 577744.3618 | 598995.3204 | 615374.7521 | 638120.5634 | 812251.1307 | 788704.4836 | 756452.115
Commercial_Office_Existing_Water Heating_Natural Gas_Water Heater_E5_Baseline Forecast | Commercial | Office | Existing | Water Heating | Natural Gas | Water Heater | E5 | Gas-Fired Absorption HPWH | Baseline Forecast | 0 | 0 | 0 | 0 | 0 | 0 | 0 | 0 | 0 | 0 | 0 | 0 | 0 | 0 | 0 | 0 | 0 | 0 | 0 | 0 | 0 | 0 | 0 | 0 | 0 | 0 | 0 | 0 | 0 | 0 | 0
Commercial_Office_Existing_Water Heating_Natural Gas_Water Heater_E6_Baseline Forecast | Commercial | Office | Existing | Water Heating | Natural Gas | Water Heater | E6 |  | Baseline Forecast | 0 | 0 | 0 | 0 | 0 | 0 | 0 | 0 | 0 | 0 | 0 | 0 | 0 | 0 | 0 | 0 | 0 | 0 | 0 | 0 | 0 | 0 | 0 | 0 | 0 | 0 | 0 | 0 | 0 | 0 | 0
Commercial_Office_Existing_Water Heating_Natural Gas_Water Heater_E7_Baseline Forecast | Commercial | Office | Existing | Water Heating | Natural Gas | Water Heater | E7 |  | Baseline Forecast | 0 | 0 | 0 | 0 | 0 | 0 | 0 | 0 | 0 | 0 | 0 | 0 | 0 | 0 | 0 | 0 | 0 | 0 | 0 | 0 | 0 | 0 | 0 | 0 | 0 | 0 | 0 | 0 | 0 | 0 | 0
Commercial_Office_Existing_Water Heating_Natural Gas_Water Heater_E8_Baseline Forecast | Commercial | Office | Existing | Water Heating | Natural Gas | Water Heater | E8 |  | Baseline Forecast | 0 | 0 | 0 | 0 | 0 | 0 | 0 | 0 | 0 | 0 | 0 | 0 | 0 | 0 | 0 | 0 | 0 | 0 | 0 | 0 | 0 | 0 | 0 | 0 | 0 | 0 | 0 | 0 | 0 | 0 | 0
Commercial_Office_Existing_Water Heating_Natural Gas_Water Heater_E9_Baseline Forecast | Commercial | Office | Existing | Water Heating | Natural Gas | Water Heater | E9 |  | Baseline Forecast | 0 | 0 | 0 | 0 | 0 | 0 | 0 | 0 | 0 | 0 | 0 | 0 | 0 | 0 | 0 | 0 | 0 | 0 | 0 | 0 | 0 | 0 | 0 | 0 | 0 | 0 | 0 | 0 | 0 | 0 | 0
Commercial_Office_Existing_Water Heating_Natural Gas_Water Heater_E10_Baseline Forecast | Commercial | Office | Existing | Water Heating | Natural Gas | Water Heater | E10 |  | Baseline Forecast | 0 | 0 | 0 | 0 | 0 | 0 | 0 | 0 | 0 | 0 | 0 | 0 | 0 | 0 | 0 | 0 | 0 | 0 | 0 | 0 | 0 | 0 | 0 | 0 | 0 | 0 | 0 | 0 | 0 | 0 | 0
Commercial_Office_Existing_Food Preparation_Natural Gas_Oven_E1_Baseline Forecast | Commercial | Office | Existing | Food Preparation | Natural Gas | Oven | E1 | Standard | Baseline Forecast | 0 | 6416.8386 | 8169.0466 | 9476.4556 | 10432.4822 | 11179.3016 | 11712.6747 | 12064.0704 | 12273.5337 | 12388.5172 | 10583.168 | 9445.2758 | 8855.6128 | 8479.1473 | 8300.061 | 8251.6486 | 9630.7055 | 9869.0943 | 10025.4275 | 9834.8365 | 9485.0929 | 9073.2549 | 8660.5872 | 8639.6586 | 8313.894 | 7852.4494 | 7645.8423 | 7592.822 | 7588.6981 | 7579.3775 | 7541.4264
Commercial_Office_Existing_Food Preparation_Natural Gas_Oven_E2_Baseline Forecast | Commercial | Office | Existing | Food Preparation | Natural Gas | Oven | E2 | ENERGY STAR (EF ≥ 44%) Convection Oven utilizing ASTM Std F1496 | Baseline Forecast | 0 | 9250.4843 | 11791.1227 | 13695.7656 | 15107.5186 | 16069.579 | 16731.4571 | 17175.5183 | 17450.9052 | 17580.0324 | 15089.2741 | 13526.6618 | 12523.0361 | 12057.3117 | 11887.9715 | 11897.8146 | 13889.7933 | 14240.9631 | 14433.444 | 14181.3231 | 13691.8727 | 13116.6956 | 12543.3379 | 11661.2554 | 11205.5186 | 10569.3497 | 10278.1684 | 10194.5279 | 10177.1538 | 10153.2561 | 10091.4332
Commercial_Office_Existing_Food Preparation_Natural Gas_Oven_E3_Baseline Forecast | Commercial | Office | Existing | Food Preparation | Natural Gas | Oven | E3 |  | Baseline Forecast | 0 | 0 | 0 | 0 | 0 | 0 | 0 | 0 | 0 | 0 | 0 | 0 | 0 | 0 | 0 | 0 | 0 | 0 | 0 | 0 | 0 | 0 | 0 | 0 | 0 | 0 | 0 | 0 | 0 | 0 | 0
Commercial_Office_Existing_Food Preparation_Natural Gas_Oven_E4_Baseline Forecast | Commercial | Office | Existing | Food Preparation | Natural Gas | Oven | E4 |  | Baseline Forecast | 0 | 0 | 0 | 0 | 0 | 0 | 0 | 0 | 0 | 0 | 0 | 0 | 0 | 0 | 0 | 0 | 0 | 0 | 0 | 0 | 0 | 0 | 0 | 0 | 0 | 0 | 0 | 0 | 0 | 0 | 0
Commercial_Office_Existing_Food Preparation_Natural Gas_Oven_E5_Baseline Forecast | Commercial | Office | Existing | Food Preparation | Natural Gas | Oven | E5 |  | Baseline Forecast | 0 | 0 | 0 | 0 | 0 | 0 | 0 | 0 | 0 | 0 | 0 | 0 | 0 | 0 | 0 | 0 | 0 | 0 | 0 | 0 | 0 | 0 | 0 | 0 | 0 | 0 | 0 | 0 | 0 | 0 | 0
Commercial_Office_Existing_Food Preparation_Natural Gas_Oven_E6_Baseline Forecast | Commercial | Office | Existing | Food Preparation | Natural Gas | Oven | E6 |  | Baseline Forecast | 0 | 0 | 0 | 0 | 0 | 0 | 0 | 0 | 0 | 0 | 0 | 0 | 0 | 0 | 0 | 0 | 0 | 0 | 0 | 0 | 0 | 0 | 0 | 0 | 0 | 0 | 0 | 0 | 0 | 0 | 0
Commercial_Office_Existing_Food Preparation_Natural Gas_Oven_E7_Baseline Forecast | Commercial | Office | Existing | Food Preparation | Natural Gas | Oven | E7 |  | Baseline Forecast | 0 | 0 | 0 | 0 | 0 | 0 | 0 | 0 | 0 | 0 | 0 | 0 | 0 | 0 | 0 | 0 | 0 | 0 | 0 | 0 | 0 | 0 | 0 | 0 | 0 | 0 | 0 | 0 | 0 | 0 | 0
Commercial_Office_Existing_Food Preparation_Natural Gas_Oven_E8_Baseline Forecast | Commercial | Office | Existing | Food Preparation | Natural Gas | Oven | E8 |  | Baseline Forecast | 0 | 0 | 0 | 0 | 0 | 0 | 0 | 0 | 0 | 0 | 0 | 0 | 0 | 0 | 0 | 0 | 0 | 0 | 0 | 0 | 0 | 0 | 0 | 0 | 0 | 0 | 0 | 0 | 0 | 0 | 0
Commercial_Office_Existing_Food Preparation_Natural Gas_Oven_E9_Baseline Forecast | Commercial | Office | Existing | Food Preparation | Natural Gas | Oven | E9 |  | Baseline Forecast | 0 | 0 | 0 | 0 | 0 | 0 | 0 | 0 | 0 | 0 | 0 | 0 | 0 | 0 | 0 | 0 | 0 | 0 | 0 | 0 | 0 | 0 | 0 | 0 | 0 | 0 | 0 | 0 | 0 | 0 | 0
Commercial_Office_Existing_Food Preparation_Natural Gas_Oven_E10_Baseline Forecast | Commercial | Office | Existing | Food Preparation | Natural Gas | Oven | E10 |  | Baseline Forecast | 0 | 0 | 0 | 0 | 0 | 0 | 0 | 0 | 0 | 0 | 0 | 0 | 0 | 0 | 0 | 0 | 0 | 0 | 0 | 0 | 0 | 0 | 0 | 0 | 0 | 0 | 0 | 0 | 0 | 0 | 0
Commercial_Office_Existing_Food Preparation_Natural Gas_Conveyor Oven_E1_Baseline Forecast | Commercial | Office | Existing | Food Preparation | Natural Gas | Conveyor Oven | E1 | Standard | Baseline Forecast | 0 | 0 | 0 | 0 | 0 | 296.4021 | 813.634 | 1490.7399 | 2279.3539 | 3151.8982 | 3808.6638 | 4297.7857 | 4688.7407 | 4946.5385 | 5121.3802 | 5236.0033 | 5300.2096 | 4155.1932 | 3261.7275 | 2555.7908 | 2003.0792 | 1612.801 | 1382.0047 | 1354.7467 | 1410.633 | 1587.7098 | 1880.8262 | 2227.021 | 2585.1224 | 2929.2981 | 3245.6927
Commercial_Office_Existing_Food Preparation_Natural Gas_Conveyor Oven_E2_Baseline Forecast | Commercial | Office | Existing | Food Preparation | Natural Gas | Conveyor Oven | E2 | ENERGY STAR (EF ≥ 44%) Convection Oven utilizing ASTM Std F1496 | Baseline Forecast | 0 | 0 | 0 | 0 | 0 | 426.1499 | 1169.0486 | 2145.5001 | 3291.6989 | 4548.1019 | 5493.7851 | 6195.6701 | 6674.4578 | 7035.8116 | 7284.9129 | 7442.4184 | 7532.5231 | 5905.6692 | 4625.9887 | 3628.1787 | 2845.1529 | 2292.8092 | 1967.0059 | 1797.2581 | 1867.0019 | 2096.6044 | 2478.2188 | 2928.1006 | 3391.8257 | 3835.5001 | 4238.0823
Commercial_Office_Existing_Food Preparation_Natural Gas_Conveyor Oven_E3_Baseline Forecast | Commercial | Office | Existing | Food Preparation | Natural Gas | Conveyor Oven | E3 |  | Baseline Forecast | 0 | 0 | 0 | 0 | 0 | 0 | 0 | 0 | 0 | 0 | 0 | 0 | 0 | 0 | 0 | 0 | 0 | 0 | 0 | 0 | 0 | 0 | 0 | 0 | 0 | 0 | 0 | 0 | 0 | 0 | 0
Commercial_Office_Existing_Food Preparation_Natural Gas_Conveyor Oven_E4_Baseline Forecast | Commercial | Office | Existing | Food Preparation | Natural Gas | Conveyor Oven | E4 |  | Baseline Forecast | 0 | 0 | 0 | 0 | 0 | 0 | 0 | 0 | 0 | 0 | 0 | 0 | 0 | 0 | 0 | 0 | 0 | 0 | 0 | 0 | 0 | 0 | 0 | 0 | 0 | 0 | 0 | 0 | 0 | 0 | 0
Commercial_Office_Existing_Food Preparation_Natural Gas_Conveyor Oven_E5_Baseline Forecast | Commercial | Office | Existing | Food Preparation | Natural Gas | Conveyor Oven | E5 |  | Baseline Forecast | 0 | 0 | 0 | 0 | 0 | 0 | 0 | 0 | 0 | 0 | 0 | 0 | 0 | 0 | 0 | 0 | 0 | 0 | 0 | 0 | 0 | 0 | 0 | 0 | 0 | 0 | 0 | 0 | 0 | 0 | 0
Commercial_Office_Existing_Food Preparation_Natural Gas_Conveyor Oven_E6_Baseline Forecast | Commercial | Office | Existing | Food Preparation | Natural Gas | Conveyor Oven | E6 |  | Baseline Forecast | 0 | 0 | 0 | 0 | 0 | 0 | 0 | 0 | 0 | 0 | 0 | 0 | 0 | 0 | 0 | 0 | 0 | 0 | 0 | 0 | 0 | 0 | 0 | 0 | 0 | 0 | 0 | 0 | 0 | 0 | 0
Commercial_Office_Existing_Food Preparation_Natural Gas_Conveyor Oven_E7_Baseline Forecast | Commercial | Office | Existing | Food Preparation | Natural Gas | Conveyor Oven | E7 |  | Baseline Forecast | 0 | 0 | 0 | 0 | 0 | 0 | 0 | 0 | 0 | 0 | 0 | 0 | 0 | 0 | 0 | 0 | 0 | 0 | 0 | 0 | 0 | 0 | 0 | 0 | 0 | 0 | 0 | 0 | 0 | 0 | 0
Commercial_Office_Existing_Food Preparation_Natural Gas_Conveyor Oven_E8_Baseline Forecast | Commercial | Office | Existing | Food Preparation | Natural Gas | Conveyor Oven | E8 |  | Baseline Forecast | 0 | 0 | 0 | 0 | 0 | 0 | 0 | 0 | 0 | 0 | 0 | 0 | 0 | 0 | 0 | 0 | 0 | 0 | 0 | 0 | 0 | 0 | 0 | 0 | 0 | 0 | 0 | 0 | 0 | 0 | 0
Commercial_Office_Existing_Food Preparation_Natural Gas_Conveyor Oven_E9_Baseline Forecast | Commercial | Office | Existing | Food Preparation | Natural Gas | Conveyor Oven | E9 |  | Baseline Forecast | 0 | 0 | 0 | 0 | 0 | 0 | 0 | 0 | 0 | 0 | 0 | 0 | 0 | 0 | 0 | 0 | 0 | 0 | 0 | 0 | 0 | 0 | 0 | 0 | 0 | 0 | 0 | 0 | 0 | 0 | 0
Commercial_Office_Existing_Food Preparation_Natural Gas_Conveyor Oven_E10_Baseline Forecast | Commercial | Office | Existing | Food Preparation | Natural Gas | Conveyor Oven | E10 |  | Baseline Forecast | 0 | 0 | 0 | 0 | 0 | 0 | 0 | 0 | 0 | 0 | 0 | 0 | 0 | 0 | 0 | 0 | 0 | 0 | 0 | 0 | 0 | 0 | 0 | 0 | 0 | 0 | 0 | 0 | 0 | 0 | 0
Commercial_Office_Existing_Food Preparation_Natural Gas_Double Rack Oven_E1_Baseline Forecast | Commercial | Office | Existing | Food Preparation | Natural Gas | Double Rack Oven | E1 | Standard | Baseline Forecast | 0 | 1780.1112 | 2418.8199 | 2962.9793 | 3417.563 | 3832.1783 | 4182.8517 | 4465.8873 | 4688.5476 | 4831.5714 | 4178.9486 | 3614.5695 | 3480.2994 | 3370.5513 | 3359.0491 | 3396.5879 | 3457.8533 | 3871.9522 | 4020.6049 | 4119.7557 | 4194.9192 | 4125.9036 | 3960.2446 | 4207.173 | 4036.0236 | 3884.4883 | 3600.3352 | 3396.757 | 3380.2106 | 3409.1994 | 3462.7353
Commercial_Office_Existing_Food Preparation_Natural Gas_Double Rack Oven_E2_Baseline Forecast | Commercial | Office | Existing | Food Preparation | Natural Gas | Double Rack Oven | E2 | FTSC Qualified (>50% Cooking Efficiency) | Baseline Forecast | 0 | 2571.9229 | 3504.7821 | 4286.983 | 4946.0096 | 5460.5115 | 5879.0608 | 6226.7646 | 6514.9962 | 6779.235 | 5935.3539 | 5196.1118 | 4891.745 | 4810.3591 | 4798.251 | 4845.4756 | 4934.0683 | 5529.4349 | 5712.5441 | 5871.5249 | 5990.9702 | 5909.3188 | 5692.6991 | 5027.571 | 4798.2137 | 4595.3591 | 4239.1179 | 3981.2121 | 3944.3062 | 3960.9616 | 4006.1357
Commercial_Office_Existing_Food Preparation_Natural Gas_Double Rack Oven_E3_Baseline Forecast | Commercial | Office | Existing | Food Preparation | Natural Gas | Double Rack Oven | E3 |  | Baseline Forecast | 0 | 0 | 0 | 0 | 0 | 0 | 0 | 0 | 0 | 0 | 0 | 0 | 0 | 0 | 0 | 0 | 0 | 0 | 0 | 0 | 0 | 0 | 0 | 0 | 0 | 0 | 0 | 0 | 0 | 0 | 0
Commercial_Office_Existing_Food Preparation_Natural Gas_Double Rack Oven_E4_Baseline Forecast | Commercial | Office | Existing | Food Preparation | Natural Gas | Double Rack Oven | E4 |  | Baseline Forecast | 0 | 0 | 0 | 0 | 0 | 0 | 0 | 0 | 0 | 0 | 0 | 0 | 0 | 0 | 0 | 0 | 0 | 0 | 0 | 0 | 0 | 0 | 0 | 0 | 0 | 0 | 0 | 0 | 0 | 0 | 0
Commercial_Office_Existing_Food Preparation_Natural Gas_Double Rack Oven_E5_Baseline Forecast | Commercial | Office | Existing | Food Preparation | Natural Gas | Double Rack Oven | E5 |  | Baseline Forecast | 0 | 0 | 0 | 0 | 0 | 0 | 0 | 0 | 0 | 0 | 0 | 0 | 0 | 0 | 0 | 0 | 0 | 0 | 0 | 0 | 0 | 0 | 0 | 0 | 0 | 0 | 0 | 0 | 0 | 0 | 0
Commercial_Office_Existing_Food Preparation_Natural Gas_Double Rack Oven_E6_Baseline Forecast | Commercial | Office | Existing | Food Preparation | Natural Gas | Double Rack Oven | E6 |  | Baseline Forecast | 0 | 0 | 0 | 0 | 0 | 0 | 0 | 0 | 0 | 0 | 0 | 0 | 0 | 0 | 0 | 0 | 0 | 0 | 0 | 0 | 0 | 0 | 0 | 0 | 0 | 0 | 0 | 0 | 0 | 0 | 0
Commercial_Office_Existing_Food Preparation_Natural Gas_Double Rack Oven_E7_Baseline Forecast | Commercial | Office | Existing | Food Preparation | Natural Gas | Double Rack Oven | E7 |  | Baseline Forecast | 0 | 0 | 0 | 0 | 0 | 0 | 0 | 0 | 0 | 0 | 0 | 0 | 0 | 0 | 0 | 0 | 0 | 0 | 0 | 0 | 0 | 0 | 0 | 0 | 0 | 0 | 0 | 0 | 0 | 0 | 0
Commercial_Office_Existing_Food Preparation_Natural Gas_Double Rack Oven_E8_Baseline Forecast | Commercial | Office | Existing | Food Preparation | Natural Gas | Double Rack Oven | E8 |  | Baseline Forecast | 0 | 0 | 0 | 0 | 0 | 0 | 0 | 0 | 0 | 0 | 0 | 0 | 0 | 0 | 0 | 0 | 0 | 0 | 0 | 0 | 0 | 0 | 0 | 0 | 0 | 0 | 0 | 0 | 0 | 0 | 0
Commercial_Office_Existing_Food Preparation_Natural Gas_Double Rack Oven_E9_Baseline Forecast | Commercial | Office | Existing | Food Preparation | Natural Gas | Double Rack Oven | E9 |  | Baseline Forecast | 0 | 0 | 0 | 0 | 0 | 0 | 0 | 0 | 0 | 0 | 0 | 0 | 0 | 0 | 0 | 0 | 0 | 0 | 0 | 0 | 0 | 0 | 0 | 0 | 0 | 0 | 0 | 0 | 0 | 0 | 0
Commercial_Office_Existing_Food Preparation_Natural Gas_Double Rack Oven_E10_Baseline Forecast | Commercial | Office | Existing | Food Preparation | Natural Gas | Double Rack Oven | E10 |  | Baseline Forecast | 0 | 0 | 0 | 0 | 0 | 0 | 0 | 0 | 0 | 0 | 0 | 0 | 0 | 0 | 0 | 0 | 0 | 0 | 0 | 0 | 0 | 0 | 0 | 0 | 0 | 0 | 0 | 0 | 0 | 0 | 0
Commercial_Office_Existing_Food Preparation_Natural Gas_Fryer_E1_Baseline Forecast | Commercial | Office | Existing | Food Preparation | Natural Gas | Fryer | E1 | Standard | Baseline Forecast | 0 | 18206.0758 | 19774.1377 | 0 | 0 | 0 | 0 | 0 | 0 | 0 | 0 | 0 | 0 | 0 | 0 | 0 | 0 | 0 | 0 | 0 | 0 | 0 | 0 | 0 | 0 | 0 | 0 | 0 | 0 | 0 | 0
Commercial_Office_Existing_Food Preparation_Natural Gas_Fryer_E2_Baseline Forecast | Commercial | Office | Existing | Food Preparation | Natural Gas | Fryer | E2 | ENERGY STAR | Baseline Forecast | 0 | 6419.1743 | 6991.2705 | 28575.5635 | 30093.647 | 31353.413 | 32384.8958 | 33214.8161 | 33866.9433 | 38552.4686 | 42559.2436 | 45964.6659 | 44893.9807 | 43861.2246 | 47828.1551 | 46322.2624 | 44906.4145 | 44285.2209 | 44205.1913 | 44477.0883 | 44289.9799 | 43773.2574 | 44714.7153 | 44950.2163 | 44674.4451 | 43361.9769 | 42231.8973 | 42315.0154 | 41188.9627 | 40166.0773 | 39621.6026
Commercial_Office_Existing_Food Preparation_Natural Gas_Fryer_E3_Baseline Forecast | Commercial | Office | Existing | Food Preparation | Natural Gas | Fryer | E3 |  | Baseline Forecast | 0 | 0 | 0 | 0 | 0 | 0 | 0 | 0 | 0 | 0 | 0 | 0 | 0 | 0 | 0 | 0 | 0 | 0 | 0 | 0 | 0 | 0 | 0 | 0 | 0 | 0 | 0 | 0 | 0 | 0 | 0
Commercial_Office_Existing_Food Preparation_Natural Gas_Fryer_E4_Baseline Forecast | Commercial | Office | Existing | Food Preparation | Natural Gas | Fryer | E4 |  | Baseline Forecast | 0 | 0 | 0 | 0 | 0 | 0 | 0 | 0 | 0 | 0 | 0 | 0 | 0 | 0 | 0 | 0 | 0 | 0 | 0 | 0 | 0 | 0 | 0 | 0 | 0 | 0 | 0 | 0 | 0 | 0 | 0
Commercial_Office_Existing_Food Preparation_Natural Gas_Fryer_E5_Baseline Forecast | Commercial | Office | Existing | Food Preparation | Natural Gas | Fryer | E5 |  | Baseline Forecast | 0 | 0 | 0 | 0 | 0 | 0 | 0 | 0 | 0 | 0 | 0 | 0 | 0 | 0 | 0 | 0 | 0 | 0 | 0 | 0 | 0 | 0 | 0 | 0 | 0 | 0 | 0 | 0 | 0 | 0 | 0
Commercial_Office_Existing_Food Preparation_Natural Gas_Fryer_E6_Baseline Forecast | Commercial | Office | Existing | Food Preparation | Natural Gas | Fryer | E6 |  | Baseline Forecast | 0 | 0 | 0 | 0 | 0 | 0 | 0 | 0 | 0 | 0 | 0 | 0 | 0 | 0 | 0 | 0 | 0 | 0 | 0 | 0 | 0 | 0 | 0 | 0 | 0 | 0 | 0 | 0 | 0 | 0 | 0
Commercial_Office_Existing_Food Preparation_Natural Gas_Fryer_E7_Baseline Forecast | Commercial | Office | Existing | Food Preparation | Natural Gas | Fryer | E7 |  | Baseline Forecast | 0 | 0 | 0 | 0 | 0 | 0 | 0 | 0 | 0 | 0 | 0 | 0 | 0 | 0 | 0 | 0 | 0 | 0 | 0 | 0 | 0 | 0 | 0 | 0 | 0 | 0 | 0 | 0 | 0 | 0 | 0
Commercial_Office_Existing_Food Preparation_Natural Gas_Fryer_E8_Baseline Forecast | Commercial | Office | Existing | Food Preparation | Natural Gas | Fryer | E8 |  | Baseline Forecast | 0 | 0 | 0 | 0 | 0 | 0 | 0 | 0 | 0 | 0 | 0 | 0 | 0 | 0 | 0 | 0 | 0 | 0 | 0 | 0 | 0 | 0 | 0 | 0 | 0 | 0 | 0 | 0 | 0 | 0 | 0
Commercial_Office_Existing_Food Preparation_Natural Gas_Fryer_E9_Baseline Forecast | Commercial | Office | Existing | Food Preparation | Natural Gas | Fryer | E9 |  | Baseline Forecast | 0 | 0 | 0 | 0 | 0 | 0 | 0 | 0 | 0 | 0 | 0 | 0 | 0 | 0 | 0 | 0 | 0 | 0 | 0 | 0 | 0 | 0 | 0 | 0 | 0 | 0 | 0 | 0 | 0 | 0 | 0
Commercial_Office_Existing_Food Preparation_Natural Gas_Fryer_E10_Baseline Forecast | Commercial | Office | Existing | Food Preparation | Natural Gas | Fryer | E10 |  | Baseline Forecast | 0 | 0 | 0 | 0 | 0 | 0 | 0 | 0 | 0 | 0 | 0 | 0 | 0 | 0 | 0 | 0 | 0 | 0 | 0 | 0 | 0 | 0 | 0 | 0 | 0 | 0 | 0 | 0 | 0 | 0 | 0
Commercial_Office_Existing_Food Preparation_Natural Gas_Broiler_E1_Baseline Forecast | Commercial | Office | Existing | Food Preparation | Natural Gas | Broiler | E1 | Standard | Baseline Forecast | 0 | 4565.6734 | 5092.7516 | 5533.6002 | 5894.0331 | 6206.724 | 6459.4907 | 6654.5478 | 6799.6304 | 6888.5954 | 5985.8859 | 5201.4302 | 5287.2838 | 5345.7771 | 5423.1318 | 5499.5981 | 5566.4767 | 6490.4658 | 6472.2682 | 6430.1789 | 6378.4701 | 6163.7958 | 5843.7654 | 5782.0828 | 5566.4848 | 5392.5192 | 5065.3504 | 4830.5 | 4953.903 | 5043.5285 | 5103.4263
Commercial_Office_Existing_Food Preparation_Natural Gas_Broiler_E2_Baseline Forecast | Commercial | Office | Existing | Food Preparation | Natural Gas | Broiler | E2 | Infrared Burners | Baseline Forecast | 0 | 1609.2992 | 1799.2039 | 1952.6696 | 2080.2985 | 2163.7043 | 2227.5039 | 2280.3029 | 2323.7801 | 2372.2684 | 2081.3555 | 1826.0334 | 1823.3166 | 1865.9228 | 1894.275 | 1918.9707 | 1942.6799 | 2266.6091 | 2251.1277 | 2241.9786 | 2227.5908 | 2157.5317 | 2051.4373 | 1760.6635 | 1688.5221 | 1629.7822 | 1525.5516 | 1449.9211 | 1482.1073 | 1504.1189 | 1517.2401
Commercial_Office_Existing_Food Preparation_Natural Gas_Broiler_E3_Baseline Forecast | Commercial | Office | Existing | Food Preparation | Natural Gas | Broiler | E3 |  | Baseline Forecast | 0 | 0 | 0 | 0 | 0 | 0 | 0 | 0 | 0 | 0 | 0 | 0 | 0 | 0 | 0 | 0 | 0 | 0 | 0 | 0 | 0 | 0 | 0 | 0 | 0 | 0 | 0 | 0 | 0 | 0 | 0
Commercial_Office_Existing_Food Preparation_Natural Gas_Broiler_E4_Baseline Forecast | Commercial | Office | Existing | Food Preparation | Natural Gas | Broiler | E4 |  | Baseline Forecast | 0 | 0 | 0 | 0 | 0 | 0 | 0 | 0 | 0 | 0 | 0 | 0 | 0 | 0 | 0 | 0 | 0 | 0 | 0 | 0 | 0 | 0 | 0 | 0 | 0 | 0 | 0 | 0 | 0 | 0 | 0
Commercial_Office_Existing_Food Preparation_Natural Gas_Broiler_E5_Baseline Forecast | Commercial | Office | Existing | Food Preparation | Natural Gas | Broiler | E5 |  | Baseline Forecast | 0 | 0 | 0 | 0 | 0 | 0 | 0 | 0 | 0 | 0 | 0 | 0 | 0 | 0 | 0 | 0 | 0 | 0 | 0 | 0 | 0 | 0 | 0 | 0 | 0 | 0 | 0 | 0 | 0 | 0 | 0
Commercial_Office_Existing_Food Preparation_Natural Gas_Broiler_E6_Baseline Forecast | Commercial | Office | Existing | Food Preparation | Natural Gas | Broiler | E6 |  | Baseline Forecast | 0 | 0 | 0 | 0 | 0 | 0 | 0 | 0 | 0 | 0 | 0 | 0 | 0 | 0 | 0 | 0 | 0 | 0 | 0 | 0 | 0 | 0 | 0 | 0 | 0 | 0 | 0 | 0 | 0 | 0 | 0
Commercial_Office_Existing_Food Preparation_Natural Gas_Broiler_E7_Baseline Forecast | Commercial | Office | Existing | Food Preparation | Natural Gas | Broiler | E7 |  | Baseline Forecast | 0 | 0 | 0 | 0 | 0 | 0 | 0 | 0 | 0 | 0 | 0 | 0 | 0 | 0 | 0 | 0 | 0 | 0 | 0 | 0 | 0 | 0 | 0 | 0 | 0 | 0 | 0 | 0 | 0 | 0 | 0
Commercial_Office_Existing_Food Preparation_Natural Gas_Broiler_E8_Baseline Forecast | Commercial | Office | Existing | Food Preparation | Natural Gas | Broiler | E8 |  | Baseline Forecast | 0 | 0 | 0 | 0 | 0 | 0 | 0 | 0 | 0 | 0 | 0 | 0 | 0 | 0 | 0 | 0 | 0 | 0 | 0 | 0 | 0 | 0 | 0 | 0 | 0 | 0 | 0 | 0 | 0 | 0 | 0
Commercial_Office_Existing_Food Preparation_Natural Gas_Broiler_E9_Baseline Forecast | Commercial | Office | Existing | Food Preparation | Natural Gas | Broiler | E9 |  | Baseline Forecast | 0 | 0 | 0 | 0 | 0 | 0 | 0 | 0 | 0 | 0 | 0 | 0 | 0 | 0 | 0 | 0 | 0 | 0 | 0 | 0 | 0 | 0 | 0 | 0 | 0 | 0 | 0 | 0 | 0 | 0 | 0
Commercial_Office_Existing_Food Preparation_Natural Gas_Broiler_E10_Baseline Forecast | Commercial | Office | Existing | Food Preparation | Natural Gas | Broiler | E10 |  | Baseline Forecast | 0 | 0 | 0 | 0 | 0 | 0 | 0 | 0 | 0 | 0 | 0 | 0 | 0 | 0 | 0 | 0 | 0 | 0 | 0 | 0 | 0 | 0 | 0 | 0 | 0 | 0 | 0 | 0 | 0 | 0 | 0
Commercial_Office_Existing_Food Preparation_Natural Gas_Griddle_E1_Baseline Forecast | Commercial | Office | Existing | Food Preparation | Natural Gas | Griddle | E1 | Standard | Baseline Forecast | 0 | 11516.2867 | 12851.3943 | 13960.7483 | 14870.6882 | 15622.9366 | 16226.3114 | 16696.8444 | 17052.5028 | 17299.9056 | 15059.7997 | 13109.8739 | 13281.7673 | 13459.0355 | 13655.6254 | 13845.4379 | 14014.3137 | 16342.5553 | 16284.3642 | 16185.9049 | 16060.6838 | 15526.8153 | 14728.7073 | 14222.6818 | 13684.359 | 13249.3589 | 12438.9581 | 11856.2562 | 12153.2356 | 12367.2829 | 12508.4209
Commercial_Office_Existing_Food Preparation_Natural Gas_Griddle_E2_Baseline Forecast | Commercial | Office | Existing | Food Preparation | Natural Gas | Griddle | E2 | ENERGY STAR | Baseline Forecast | 0 | 4707.4767 | 5256.1283 | 5708.2414 | 6080.6064 | 6369.0396 | 6597.3927 | 6778.0621 | 6917.8149 | 7031.549 | 6135.6007 | 5353.6749 | 5400.2104 | 5488.5651 | 5569.7034 | 5645.6779 | 5714.8074 | 6665.2737 | 6634.9784 | 6598.8169 | 6550.3797 | 6336.1561 | 6014.6887 | 5594.6908 | 5377.0239 | 5200.627 | 4877.5941 | 4644.5565 | 4756.3632 | 4835.625 | 4886.3328
Commercial_Office_Existing_Food Preparation_Natural Gas_Griddle_E3_Baseline Forecast | Commercial | Office | Existing | Food Preparation | Natural Gas | Griddle | E3 |  | Baseline Forecast | 0 | 0 | 0 | 0 | 0 | 0 | 0 | 0 | 0 | 0 | 0 | 0 | 0 | 0 | 0 | 0 | 0 | 0 | 0 | 0 | 0 | 0 | 0 | 0 | 0 | 0 | 0 | 0 | 0 | 0 | 0
Commercial_Office_Existing_Food Preparation_Natural Gas_Griddle_E4_Baseline Forecast | Commercial | Office | Existing | Food Preparation | Natural Gas | Griddle | E4 |  | Baseline Forecast | 0 | 0 | 0 | 0 | 0 | 0 | 0 | 0 | 0 | 0 | 0 | 0 | 0 | 0 | 0 | 0 | 0 | 0 | 0 | 0 | 0 | 0 | 0 | 0 | 0 | 0 | 0 | 0 | 0 | 0 | 0
Commercial_Office_Existing_Food Preparation_Natural Gas_Griddle_E5_Baseline Forecast | Commercial | Office | Existing | Food Preparation | Natural Gas | Griddle | E5 |  | Baseline Forecast | 0 | 0 | 0 | 0 | 0 | 0 | 0 | 0 | 0 | 0 | 0 | 0 | 0 | 0 | 0 | 0 | 0 | 0 | 0 | 0 | 0 | 0 | 0 | 0 | 0 | 0 | 0 | 0 | 0 | 0 | 0
Commercial_Office_Existing_Food Preparation_Natural Gas_Griddle_E6_Baseline Forecast | Commercial | Office | Existing | Food Preparation | Natural Gas | Griddle | E6 |  | Baseline Forecast | 0 | 0 | 0 | 0 | 0 | 0 | 0 | 0 | 0 | 0 | 0 | 0 | 0 | 0 | 0 | 0 | 0 | 0 | 0 | 0 | 0 | 0 | 0 | 0 | 0 | 0 | 0 | 0 | 0 | 0 | 0
Commercial_Office_Existing_Food Preparation_Natural Gas_Griddle_E7_Baseline Forecast | Commercial | Office | Existing | Food Preparation | Natural Gas | Griddle | E7 |  | Baseline Forecast | 0 | 0 | 0 | 0 | 0 | 0 | 0 | 0 | 0 | 0 | 0 | 0 | 0 | 0 | 0 | 0 | 0 | 0 | 0 | 0 | 0 | 0 | 0 | 0 | 0 | 0 | 0 | 0 | 0 | 0 | 0
Commercial_Office_Existing_Food Preparation_Natural Gas_Griddle_E8_Baseline Forecast | Commercial | Office | Existing | Food Preparation | Natural Gas | Griddle | E8 |  | Baseline Forecast | 0 | 0 | 0 | 0 | 0 | 0 | 0 | 0 | 0 | 0 | 0 | 0 | 0 | 0 | 0 | 0 | 0 | 0 | 0 | 0 | 0 | 0 | 0 | 0 | 0 | 0 | 0 | 0 | 0 | 0 | 0
Commercial_Office_Existing_Food Preparation_Natural Gas_Griddle_E9_Baseline Forecast | Commercial | Office | Existing | Food Preparation | Natural Gas | Griddle | E9 |  | Baseline Forecast | 0 | 0 | 0 | 0 | 0 | 0 | 0 | 0 | 0 | 0 | 0 | 0 | 0 | 0 | 0 | 0 | 0 | 0 | 0 | 0 | 0 | 0 | 0 | 0 | 0 | 0 | 0 | 0 | 0 | 0 | 0
Commercial_Office_Existing_Food Preparation_Natural Gas_Griddle_E10_Baseline Forecast | Commercial | Office | Existing | Food Preparation | Natural Gas | Griddle | E10 |  | Baseline Forecast | 0 | 0 | 0 | 0 | 0 | 0 | 0 | 0 | 0 | 0 | 0 | 0 | 0 | 0 | 0 | 0 | 0 | 0 | 0 | 0 | 0 | 0 | 0 | 0 | 0 | 0 | 0 | 0 | 0 | 0 | 0
Commercial_Office_Existing_Food Preparation_Natural Gas_Range_E1_Baseline Forecast | Commercial | Office | Existing | Food Preparation | Natural Gas | Range | E1 | Standard | Baseline Forecast | 0 | 38337.2013 | 48808.4866 | 56621.8603 | 62343.849 | 66728.5097 | 69840.7517 | 71898.4427 | 73129.634 | 73791.3484 | 64321.6654 | 58480.0118 | 55645.2096 | 53972.7136 | 53296.8822 | 60799.7801 | 61803.0615 | 62298.2488 | 62479.8612 | 60664.5851 | 58073.8886 | 55329.0788 | 52775.9447 | 52463.2341 | 50033.1059 | 49043.441 | 48856.4582 | 49060.918 | 49123.6732 | 50407.8633 | 49612.0221
Commercial_Office_Existing_Food Preparation_Natural Gas_Range_E2_Baseline Forecast | Commercial | Office | Existing | Food Preparation | Natural Gas | Range | E2 | High Efficiency | Baseline Forecast | 0 | 55258.3722 | 70432.2741 | 81807.4905 | 90230.4645 | 96054.5406 | 100082.6524 | 102776.969 | 104442.2424 | 105238.8292 | 91645.0139 | 83681.2082 | 78892.2191 | 76946.329 | 76487.648 | 87776.9386 | 89244.4853 | 89995.1593 | 90112.8595 | 87595.2075 | 83920.9735 | 80039.1792 | 76445.8817 | 71477.9277 | 68062.7728 | 66619.6587 | 66273.8079 | 66462.7119 | 66462.2638 | 68114.5384 | 66957.3452
Commercial_Office_Existing_Food Preparation_Natural Gas_Range_E3_Baseline Forecast | Commercial | Office | Existing | Food Preparation | Natural Gas | Range | E3 |  | Baseline Forecast | 0 | 0 | 0 | 0 | 0 | 0 | 0 | 0 | 0 | 0 | 0 | 0 | 0 | 0 | 0 | 0 | 0 | 0 | 0 | 0 | 0 | 0 | 0 | 0 | 0 | 0 | 0 | 0 | 0 | 0 | 0
Commercial_Office_Existing_Food Preparation_Natural Gas_Range_E4_Baseline Forecast | Commercial | Office | Existing | Food Preparation | Natural Gas | Range | E4 |  | Baseline Forecast | 0 | 0 | 0 | 0 | 0 | 0 | 0 | 0 | 0 | 0 | 0 | 0 | 0 | 0 | 0 | 0 | 0 | 0 | 0 | 0 | 0 | 0 | 0 | 0 | 0 | 0 | 0 | 0 | 0 | 0 | 0
Commercial_Office_Existing_Food Preparation_Natural Gas_Range_E5_Baseline Forecast | Commercial | Office | Existing | Food Preparation | Natural Gas | Range | E5 |  | Baseline Forecast | 0 | 0 | 0 | 0 | 0 | 0 | 0 | 0 | 0 | 0 | 0 | 0 | 0 | 0 | 0 | 0 | 0 | 0 | 0 | 0 | 0 | 0 | 0 | 0 | 0 | 0 | 0 | 0 | 0 | 0 | 0
Commercial_Office_Existing_Food Preparation_Natural Gas_Range_E6_Baseline Forecast | Commercial | Office | Existing | Food Preparation | Natural Gas | Range | E6 |  | Baseline Forecast | 0 | 0 | 0 | 0 | 0 | 0 | 0 | 0 | 0 | 0 | 0 | 0 | 0 | 0 | 0 | 0 | 0 | 0 | 0 | 0 | 0 | 0 | 0 | 0 | 0 | 0 | 0 | 0 | 0 | 0 | 0
Commercial_Office_Existing_Food Preparation_Natural Gas_Range_E7_Baseline Forecast | Commercial | Office | Existing | Food Preparation | Natural Gas | Range | E7 |  | Baseline Forecast | 0 | 0 | 0 | 0 | 0 | 0 | 0 | 0 | 0 | 0 | 0 | 0 | 0 | 0 | 0 | 0 | 0 | 0 | 0 | 0 | 0 | 0 | 0 | 0 | 0 | 0 | 0 | 0 | 0 | 0 | 0
Commercial_Office_Existing_Food Preparation_Natural Gas_Range_E8_Baseline Forecast | Commercial | Office | Existing | Food Preparation | Natural Gas | Range | E8 |  | Baseline Forecast | 0 | 0 | 0 | 0 | 0 | 0 | 0 | 0 | 0 | 0 | 0 | 0 | 0 | 0 | 0 | 0 | 0 | 0 | 0 | 0 | 0 | 0 | 0 | 0 | 0 | 0 | 0 | 0 | 0 | 0 | 0
Commercial_Office_Existing_Food Preparation_Natural Gas_Range_E9_Baseline Forecast | Commercial | Office | Existing | Food Preparation | Natural Gas | Range | E9 |  | Baseline Forecast | 0 | 0 | 0 | 0 | 0 | 0 | 0 | 0 | 0 | 0 | 0 | 0 | 0 | 0 | 0 | 0 | 0 | 0 | 0 | 0 | 0 | 0 | 0 | 0 | 0 | 0 | 0 | 0 | 0 | 0 | 0
Commercial_Office_Existing_Food Preparation_Natural Gas_Range_E10_Baseline Forecast | Commercial | Office | Existing | Food Preparation | Natural Gas | Range | E10 |  | Baseline Forecast | 0 | 0 | 0 | 0 | 0 | 0 | 0 | 0 | 0 | 0 | 0 | 0 | 0 | 0 | 0 | 0 | 0 | 0 | 0 | 0 | 0 | 0 | 0 | 0 | 0 | 0 | 0 | 0 | 0 | 0 | 0
Commercial_Office_Existing_Food Preparation_Natural Gas_Steamer_E1_Baseline Forecast | Commercial | Office | Existing | Food Preparation | Natural Gas | Steamer | E1 | Standard | Baseline Forecast | 0 | 2940.5301 | 3277.5019 | 0 | 0 | 0 | 0 | 0 | 0 | 0 | 0 | 0 | 0 | 0 | 0 | 0 | 0 | 0 | 0 | 0 | 0 | 0 | 0 | 0 | 0 | 0 | 0 | 0 | 0 | 0 | 0
Commercial_Office_Existing_Food Preparation_Natural Gas_Steamer_E2_Baseline Forecast | Commercial | Office | Existing | Food Preparation | Natural Gas | Steamer | E2 | ENERGY STAR | Baseline Forecast | 0 | 2954.4566 | 3301.9582 | 7146.8271 | 7612.7591 | 7990.896 | 8293.1086 | 8529.7263 | 8709.7364 | 8840.9574 | 8247.5597 | 7794.0532 | 7451.5587 | 7196.3712 | 7009.1047 | 6873.9712 | 6778.175 | 6711.4017 | 6665.3908 | 7832.2446 | 7716.5452 | 7561.8921 | 7384.2472 | 7195.3517 | 7003.6504 | 6815.0351 | 6633.4399 | 6461.3145 | 6264.9168 | 6110.5195 | 5983.5176
Commercial_Office_Existing_Food Preparation_Natural Gas_Steamer_E3_Baseline Forecast | Commercial | Office | Existing | Food Preparation | Natural Gas | Steamer | E3 |  | Baseline Forecast | 0 | 0 | 0 | 0 | 0 | 0 | 0 | 0 | 0 | 0 | 0 | 0 | 0 | 0 | 0 | 0 | 0 | 0 | 0 | 0 | 0 | 0 | 0 | 0 | 0 | 0 | 0 | 0 | 0 | 0 | 0
Commercial_Office_Existing_Food Preparation_Natural Gas_Steamer_E4_Baseline Forecast | Commercial | Office | Existing | Food Preparation | Natural Gas | Steamer | E4 |  | Baseline Forecast | 0 | 0 | 0 | 0 | 0 | 0 | 0 | 0 | 0 | 0 | 0 | 0 | 0 | 0 | 0 | 0 | 0 | 0 | 0 | 0 | 0 | 0 | 0 | 0 | 0 | 0 | 0 | 0 | 0 | 0 | 0
Commercial_Office_Existing_Food Preparation_Natural Gas_Steamer_E5_Baseline Forecast | Commercial | Office | Existing | Food Preparation | Natural Gas | Steamer | E5 |  | Baseline Forecast | 0 | 0 | 0 | 0 | 0 | 0 | 0 | 0 | 0 | 0 | 0 | 0 | 0 | 0 | 0 | 0 | 0 | 0 | 0 | 0 | 0 | 0 | 0 | 0 | 0 | 0 | 0 | 0 | 0 | 0 | 0
Commercial_Office_Existing_Food Preparation_Natural Gas_Steamer_E6_Baseline Forecast | Commercial | Office | Existing | Food Preparation | Natural Gas | Steamer | E6 |  | Baseline Forecast | 0 | 0 | 0 | 0 | 0 | 0 | 0 | 0 | 0 | 0 | 0 | 0 | 0 | 0 | 0 | 0 | 0 | 0 | 0 | 0 | 0 | 0 | 0 | 0 | 0 | 0 | 0 | 0 | 0 | 0 | 0
Commercial_Office_Existing_Food Preparation_Natural Gas_Steamer_E7_Baseline Forecast | Commercial | Office | Existing | Food Preparation | Natural Gas | Steamer | E7 |  | Baseline Forecast | 0 | 0 | 0 | 0 | 0 | 0 | 0 | 0 | 0 | 0 | 0 | 0 | 0 | 0 | 0 | 0 | 0 | 0 | 0 | 0 | 0 | 0 | 0 | 0 | 0 | 0 | 0 | 0 | 0 | 0 | 0
Commercial_Office_Existing_Food Preparation_Natural Gas_Steamer_E8_Baseline Forecast | Commercial | Office | Existing | Food Preparation | Natural Gas | Steamer | E8 |  | Baseline Forecast | 0 | 0 | 0 | 0 | 0 | 0 | 0 | 0 | 0 | 0 | 0 | 0 | 0 | 0 | 0 | 0 | 0 | 0 | 0 | 0 | 0 | 0 | 0 | 0 | 0 | 0 | 0 | 0 | 0 | 0 | 0
Commercial_Office_Existing_Food Preparation_Natural Gas_Steamer_E9_Baseline Forecast | Commercial | Office | Existing | Food Preparation | Natural Gas | Steamer | E9 |  | Baseline Forecast | 0 | 0 | 0 | 0 | 0 | 0 | 0 | 0 | 0 | 0 | 0 | 0 | 0 | 0 | 0 | 0 | 0 | 0 | 0 | 0 | 0 | 0 | 0 | 0 | 0 | 0 | 0 | 0 | 0 | 0 | 0
Commercial_Office_Existing_Food Preparation_Natural Gas_Steamer_E10_Baseline Forecast | Commercial | Office | Existing | Food Preparation | Natural Gas | Steamer | E10 |  | Baseline Forecast | 0 | 0 | 0 | 0 | 0 | 0 | 0 | 0 | 0 | 0 | 0 | 0 | 0 | 0 | 0 | 0 | 0 | 0 | 0 | 0 | 0 | 0 | 0 | 0 | 0 | 0 | 0 | 0 | 0 | 0 | 0
Commercial_Office_Existing_Food Preparation_Natural Gas_Food Prep Other_E1_Baseline Forecast | Commercial | Office | Existing | Food Preparation | Natural Gas | Food Prep Other | E1 | Standard | Baseline Forecast | 0 | 10342.5675 | 13176.4275 | 15296.8145 | 16859.8643 | 17987.9789 | 18777.028 | 19302.1504 | 19622.2228 | 19783.3766 | 17234.7945 | 15709.2319 | 14866.8163 | 14466.9519 | 14341.5612 | 16418.1287 | 16691.1611 | 16828.8306 | 16861.9116 | 16383.107 | 15690.8125 | 14958.5514 | 14279.3503 | 13696.082 | 13050.1594 | 12781.334 | 12722.4613 | 12765.9378 | 12772.8308 | 13097.3328 | 12881.5202
Commercial_Office_Existing_Food Preparation_Natural Gas_Food Prep Other_E2_Baseline Forecast | Commercial | Office | Existing | Food Preparation | Natural Gas | Food Prep Other | E2 | ENERGY STAR | Baseline Forecast | 0 | 3633.8804 | 4629.5671 | 5374.5755 | 5923.7659 | 6320.1025 | 6597.3087 | 6781.7946 | 6894.2457 | 6950.8573 | 6055.4113 | 5519.431 | 5223.4005 | 5082.9383 | 5038.9144 | 5768.5484 | 5864.48 | 5912.8526 | 5924.4674 | 5756.2442 | 5513.0086 | 5255.7315 | 5017.0978 | 4811.8145 | 4584.8722 | 4490.4154 | 4469.721 | 4484.9848 | 4487.396 | 4601.3906 | 4525.5604
Commercial_Office_Existing_Food Preparation_Natural Gas_Food Prep Other_E3_Baseline Forecast | Commercial | Office | Existing | Food Preparation | Natural Gas | Food Prep Other | E3 |  | Baseline Forecast | 0 | 0 | 0 | 0 | 0 | 0 | 0 | 0 | 0 | 0 | 0 | 0 | 0 | 0 | 0 | 0 | 0 | 0 | 0 | 0 | 0 | 0 | 0 | 0 | 0 | 0 | 0 | 0 | 0 | 0 | 0
Commercial_Office_Existing_Food Preparation_Natural Gas_Food Prep Other_E4_Baseline Forecast | Commercial | Office | Existing | Food Preparation | Natural Gas | Food Prep Other | E4 |  | Baseline Forecast | 0 | 0 | 0 | 0 | 0 | 0 | 0 | 0 | 0 | 0 | 0 | 0 | 0 | 0 | 0 | 0 | 0 | 0 | 0 | 0 | 0 | 0 | 0 | 0 | 0 | 0 | 0 | 0 | 0 | 0 | 0
Commercial_Office_Existing_Food Preparation_Natural Gas_Food Prep Other_E5_Baseline Forecast | Commercial | Office | Existing | Food Preparation | Natural Gas | Food Prep Other | E5 |  | Baseline Forecast | 0 | 0 | 0 | 0 | 0 | 0 | 0 | 0 | 0 | 0 | 0 | 0 | 0 | 0 | 0 | 0 | 0 | 0 | 0 | 0 | 0 | 0 | 0 | 0 | 0 | 0 | 0 | 0 | 0 | 0 | 0
Commercial_Office_Existing_Food Preparation_Natural Gas_Food Prep Other_E6_Baseline Forecast | Commercial | Office | Existing | Food Preparation | Natural Gas | Food Prep Other | E6 |  | Baseline Forecast | 0 | 0 | 0 | 0 | 0 | 0 | 0 | 0 | 0 | 0 | 0 | 0 | 0 | 0 | 0 | 0 | 0 | 0 | 0 | 0 | 0 | 0 | 0 | 0 | 0 | 0 | 0 | 0 | 0 | 0 | 0
Commercial_Office_Existing_Food Preparation_Natural Gas_Food Prep Other_E7_Baseline Forecast | Commercial | Office | Existing | Food Preparation | Natural Gas | Food Prep Other | E7 |  | Baseline Forecast | 0 | 0 | 0 | 0 | 0 | 0 | 0 | 0 | 0 | 0 | 0 | 0 | 0 | 0 | 0 | 0 | 0 | 0 | 0 | 0 | 0 | 0 | 0 | 0 | 0 | 0 | 0 | 0 | 0 | 0 | 0
Commercial_Office_Existing_Food Preparation_Natural Gas_Food Prep Other_E8_Baseline Forecast | Commercial | Office | Existing | Food Preparation | Natural Gas | Food Prep Other | E8 |  | Baseline Forecast | 0 | 0 | 0 | 0 | 0 | 0 | 0 | 0 | 0 | 0 | 0 | 0 | 0 | 0 | 0 | 0 | 0 | 0 | 0 | 0 | 0 | 0 | 0 | 0 | 0 | 0 | 0 | 0 | 0 | 0 | 0
Commercial_Office_Existing_Food Preparation_Natural Gas_Food Prep Other_E9_Baseline Forecast | Commercial | Office | Existing | Food Preparation | Natural Gas | Food Prep Other | E9 |  | Baseline Forecast | 0 | 0 | 0 | 0 | 0 | 0 | 0 | 0 | 0 | 0 | 0 | 0 | 0 | 0 | 0 | 0 | 0 | 0 | 0 | 0 | 0 | 0 | 0 | 0 | 0 | 0 | 0 | 0 | 0 | 0 | 0
Commercial_Office_Existing_Food Preparation_Natural Gas_Food Prep Other_E10_Baseline Forecast | Commercial | Office | Existing | Food Preparation | Natural Gas | Food Prep Other | E10 |  | Baseline Forecast | 0 | 0 | 0 | 0 | 0 | 0 | 0 | 0 | 0 | 0 | 0 | 0 | 0 | 0 | 0 | 0 | 0 | 0 | 0 | 0 | 0 | 0 | 0 | 0 | 0 | 0 | 0 | 0 | 0 | 0 | 0
Commercial_Office_Existing_Miscellaneous_Natural Gas_Pool Heater_E1_Baseline Forecast | Commercial | Office | Existing | Miscellaneous | Natural Gas | Pool Heater | E1 | Standard (EF .82) | Baseline Forecast | 0 | 45978.9188 | 43550.2359 | 41500.2809 | 39730.3216 | 38238.3651 | 38310.8322 | 37915.0845 | 37221.074 | 36377.3221 | 35437.2606 | 44566.9931 | 41619.5247 | 39143.9172 | 37096.5337 | 35306.1503 | 35873.7275 | 35652.6073 | 34974.9672 | 34014.7926 | 32962.7589 | 34392.7759 | 32913.0296 | 32136.3409 | 31149.077 | 30243.5343 | 30298.4654 | 29905.2975 | 29283.9065 | 28556.2649 | 27787.405
Commercial_Office_Existing_Miscellaneous_Natural Gas_Pool Heater_E2_Baseline Forecast | Commercial | Office | Existing | Miscellaneous | Natural Gas | Pool Heater | E2 | Condensing (EF .90) | Baseline Forecast | 0 | 5130.4418 | 4867.3651 | 4640.0232 | 4460.9637 | 4264.5437 | 4251.2112 | 4206.6928 | 4143.8355 | 4041.8513 | 3935.224 | 4942.7295 | 4453.441 | 4175.0444 | 3952.8732 | 3822.1789 | 3948.1968 | 3985.0707 | 3950.6822 | 3898.6308 | 3784.1043 | 3955.9049 | 3794.1695 | 3286.7299 | 3176.2097 | 3075.1122 | 3072.3677 | 3024.6416 | 2954.3864 | 2873.9656 | 2789.927
Commercial_Office_Existing_Miscellaneous_Natural Gas_Pool Heater_E3_Baseline Forecast | Commercial | Office | Existing | Miscellaneous | Natural Gas | Pool Heater | E3 |  | Baseline Forecast | 0 | 0 | 0 | 0 | 0 | 0 | 0 | 0 | 0 | 0 | 0 | 0 | 0 | 0 | 0 | 0 | 0 | 0 | 0 | 0 | 0 | 0 | 0 | 0 | 0 | 0 | 0 | 0 | 0 | 0 | 0
Commercial_Office_Existing_Miscellaneous_Natural Gas_Pool Heater_E4_Baseline Forecast | Commercial | Office | Existing | Miscellaneous | Natural Gas | Pool Heater | E4 |  | Baseline Forecast | 0 | 0 | 0 | 0 | 0 | 0 | 0 | 0 | 0 | 0 | 0 | 0 | 0 | 0 | 0 | 0 | 0 | 0 | 0 | 0 | 0 | 0 | 0 | 0 | 0 | 0 | 0 | 0 | 0 | 0 | 0
Commercial_Office_Existing_Miscellaneous_Natural Gas_Pool Heater_E5_Baseline Forecast | Commercial | Office | Existing | Miscellaneous | Natural Gas | Pool Heater | E5 |  | Baseline Forecast | 0 | 0 | 0 | 0 | 0 | 0 | 0 | 0 | 0 | 0 | 0 | 0 | 0 | 0 | 0 | 0 | 0 | 0 | 0 | 0 | 0 | 0 | 0 | 0 | 0 | 0 | 0 | 0 | 0 | 0 | 0
Commercial_Office_Existing_Miscellaneous_Natural Gas_Pool Heater_E6_Baseline Forecast | Commercial | Office | Existing | Miscellaneous | Natural Gas | Pool Heater | E6 |  | Baseline Forecast | 0 | 0 | 0 | 0 | 0 | 0 | 0 | 0 | 0 | 0 | 0 | 0 | 0 | 0 | 0 | 0 | 0 | 0 | 0 | 0 | 0 | 0 | 0 | 0 | 0 | 0 | 0 | 0 | 0 | 0 | 0
Commercial_Office_Existing_Miscellaneous_Natural Gas_Pool Heater_E7_Baseline Forecast | Commercial | Office | Existing | Miscellaneous | Natural Gas | Pool Heater | E7 |  | Baseline Forecast | 0 | 0 | 0 | 0 | 0 | 0 | 0 | 0 | 0 | 0 | 0 | 0 | 0 | 0 | 0 | 0 | 0 | 0 | 0 | 0 | 0 | 0 | 0 | 0 | 0 | 0 | 0 | 0 | 0 | 0 | 0
Commercial_Office_Existing_Miscellaneous_Natural Gas_Pool Heater_E8_Baseline Forecast | Commercial | Office | Existing | Miscellaneous | Natural Gas | Pool Heater | E8 |  | Baseline Forecast | 0 | 0 | 0 | 0 | 0 | 0 | 0 | 0 | 0 | 0 | 0 | 0 | 0 | 0 | 0 | 0 | 0 | 0 | 0 | 0 | 0 | 0 | 0 | 0 | 0 | 0 | 0 | 0 | 0 | 0 | 0
Commercial_Office_Existing_Miscellaneous_Natural Gas_Pool Heater_E9_Baseline Forecast | Commercial | Office | Existing | Miscellaneous | Natural Gas | Pool Heater | E9 |  | Baseline Forecast | 0 | 0 | 0 | 0 | 0 | 0 | 0 | 0 | 0 | 0 | 0 | 0 | 0 | 0 | 0 | 0 | 0 | 0 | 0 | 0 | 0 | 0 | 0 | 0 | 0 | 0 | 0 | 0 | 0 | 0 | 0
Commercial_Office_Existing_Miscellaneous_Natural Gas_Pool Heater_E10_Baseline Forecast | Commercial | Office | Existing | Miscellaneous | Natural Gas | Pool Heater | E10 |  | Baseline Forecast | 0 | 0 | 0 | 0 | 0 | 0 | 0 | 0 | 0 | 0 | 0 | 0 | 0 | 0 | 0 | 0 | 0 | 0 | 0 | 0 | 0 | 0 | 0 | 0 | 0 | 0 | 0 | 0 | 0 | 0 | 0
Commercial_Office_Existing_Miscellaneous_Natural Gas_Miscellaneous_E1_Baseline Forecast | Commercial | Office | Existing | Miscellaneous | Natural Gas | Miscellaneous | E1 | Standard | Baseline Forecast | 0 | 3779953.8609 | 4409946.1711 | 4914444.013 | 4636370.4473 | 4487494.8981 | 4430272.1986 | 4344816.4717 | 4253016.4502 | 4168210.4969 | 4085483.4609 | 4903505.5251 | 4847358.6415 | 4762196.4185 | 4616751.1871 | 4516460.8241 | 4441876.399 | 4352675.8944 | 4262345.6349 | 4177667.8231 | 4094636.0471 | 4226782.3659 | 4122189.9358 | 4015993.4557 | 3929799.8301 | 3853391.1792 | 3780571.2117 | 3703978.5736 | 3628673.5051 | 3556541.7073 | 3485641.3446
Commercial_Office_Existing_Miscellaneous_Natural Gas_Miscellaneous_E2_Baseline Forecast | Commercial | Office | Existing | Miscellaneous | Natural Gas | Miscellaneous | E2 |  | Baseline Forecast | 0 | 0 | 0 | 0 | 0 | 0 | 0 | 0 | 0 | 0 | 0 | 0 | 0 | 0 | 0 | 0 | 0 | 0 | 0 | 0 | 0 | 0 | 0 | 0 | 0 | 0 | 0 | 0 | 0 | 0 | 0
Commercial_Office_Existing_Miscellaneous_Natural Gas_Miscellaneous_E3_Baseline Forecast | Commercial | Office | Existing | Miscellaneous | Natural Gas | Miscellaneous | E3 |  | Baseline Forecast | 0 | 0 | 0 | 0 | 0 | 0 | 0 | 0 | 0 | 0 | 0 | 0 | 0 | 0 | 0 | 0 | 0 | 0 | 0 | 0 | 0 | 0 | 0 | 0 | 0 | 0 | 0 | 0 | 0 | 0 | 0
Commercial_Office_Existing_Miscellaneous_Natural Gas_Miscellaneous_E4_Baseline Forecast | Commercial | Office | Existing | Miscellaneous | Natural Gas | Miscellaneous | E4 |  | Baseline Forecast | 0 | 0 | 0 | 0 | 0 | 0 | 0 | 0 | 0 | 0 | 0 | 0 | 0 | 0 | 0 | 0 | 0 | 0 | 0 | 0 | 0 | 0 | 0 | 0 | 0 | 0 | 0 | 0 | 0 | 0 | 0
Commercial_Office_Existing_Miscellaneous_Natural Gas_Miscellaneous_E5_Baseline Forecast | Commercial | Office | Existing | Miscellaneous | Natural Gas | Miscellaneous | E5 |  | Baseline Forecast | 0 | 0 | 0 | 0 | 0 | 0 | 0 | 0 | 0 | 0 | 0 | 0 | 0 | 0 | 0 | 0 | 0 | 0 | 0 | 0 | 0 | 0 | 0 | 0 | 0 | 0 | 0 | 0 | 0 | 0 | 0
Commercial_Office_Existing_Miscellaneous_Natural Gas_Miscellaneous_E6_Baseline Forecast | Commercial | Office | Existing | Miscellaneous | Natural Gas | Miscellaneous | E6 |  | Baseline Forecast | 0 | 0 | 0 | 0 | 0 | 0 | 0 | 0 | 0 | 0 | 0 | 0 | 0 | 0 | 0 | 0 | 0 | 0 | 0 | 0 | 0 | 0 | 0 | 0 | 0 | 0 | 0 | 0 | 0 | 0 | 0
Commercial_Office_Existing_Miscellaneous_Natural Gas_Miscellaneous_E7_Baseline Forecast | Commercial | Office | Existing | Miscellaneous | Natural Gas | Miscellaneous | E7 |  | Baseline Forecast | 0 | 0 | 0 | 0 | 0 | 0 | 0 | 0 | 0 | 0 | 0 | 0 | 0 | 0 | 0 | 0 | 0 | 0 | 0 | 0 | 0 | 0 | 0 | 0 | 0 | 0 | 0 | 0 | 0 | 0 | 0
Commercial_Office_Existing_Miscellaneous_Natural Gas_Miscellaneous_E8_Baseline Forecast | Commercial | Office | Existing | Miscellaneous | Natural Gas | Miscellaneous | E8 |  | Baseline Forecast | 0 | 0 | 0 | 0 | 0 | 0 | 0 | 0 | 0 | 0 | 0 | 0 | 0 | 0 | 0 | 0 | 0 | 0 | 0 | 0 | 0 | 0 | 0 | 0 | 0 | 0 | 0 | 0 | 0 | 0 | 0
Commercial_Office_Existing_Miscellaneous_Natural Gas_Miscellaneous_E9_Baseline Forecast | Commercial | Office | Existing | Miscellaneous | Natural Gas | Miscellaneous | E9 |  | Baseline Forecast | 0 | 0 | 0 | 0 | 0 | 0 | 0 | 0 | 0 | 0 | 0 | 0 | 0 | 0 | 0 | 0 | 0 | 0 | 0 | 0 | 0 | 0 | 0 | 0 | 0 | 0 | 0 | 0 | 0 | 0 | 0
Commercial_Office_Existing_Miscellaneous_Natural Gas_Miscellaneous_E10_Baseline Forecast | Commercial | Office | Existing | Miscellaneous | Natural Gas | Miscellaneous | E10 |  | Baseline Forecast | 0 | 0 | 0 | 0 | 0 | 0 | 0 | 0 | 0 | 0 | 0 | 0 | 0 | 0 | 0 | 0 | 0 | 0 | 0 | 0 | 0 | 0 | 0 | 0 | 0 | 0 | 0 | 0 | 0 | 0 | 0
Commercial_Office_New_Space Heating_Natural Gas_Furnace_E1_Baseline Forecast | Commercial | Office | New | Space Heating | Natural Gas | Furnace | E1 | AFUE 80% (Standard) | Baseline Forecast | 0 | 0 | 0 | 0 | 0 | 0 | 0 | 0 | 0 | 0 | 0 | 0 | 0 | 0 | 0 | 0 | 0 | 0 | 0 | 0 | 0 | 0 | 0 | 0 | 0 | 0 | 0 | 0 | 0 | 0 | 0
Commercial_Office_New_Space Heating_Natural Gas_Furnace_E2_Baseline Forecast | Commercial | Office | New | Space Heating | Natural Gas | Furnace | E2 | AFUE 90% | Baseline Forecast | 0 | 0 | 0 | 0 | 0 | 0 | 0 | 0 | 0 | 0 | 0 | 0 | 0 | 0 | 0 | 0 | 0 | 0 | 0 | 0 | 0 | 0 | 0 | 0 | 0 | 0 | 0 | 0 | 0 | 0 | 0
Commercial_Office_New_Space Heating_Natural Gas_Furnace_E3_Baseline Forecast | Commercial | Office | New | Space Heating | Natural Gas | Furnace | E3 | AFUE 95% | Baseline Forecast | 0 | 0 | 0 | 0 | 0 | 0 | 0 | 0 | 0 | 0 | 0 | 0 | 0 | 0 | 0 | 0 | 0 | 0 | 0 | 0 | 0 | 0 | 0 | 0 | 0 | 0 | 0 | 0 | 0 | 0 | 0
Commercial_Office_New_Space Heating_Natural Gas_Furnace_E4_Baseline Forecast | Commercial | Office | New | Space Heating | Natural Gas | Furnace | E4 |  | Baseline Forecast | 0 | 0 | 0 | 0 | 0 | 0 | 0 | 0 | 0 | 0 | 0 | 0 | 0 | 0 | 0 | 0 | 0 | 0 | 0 | 0 | 0 | 0 | 0 | 0 | 0 | 0 | 0 | 0 | 0 | 0 | 0
Commercial_Office_New_Space Heating_Natural Gas_Furnace_E5_Baseline Forecast | Commercial | Office | New | Space Heating | Natural Gas | Furnace | E5 |  | Baseline Forecast | 0 | 0 | 0 | 0 | 0 | 0 | 0 | 0 | 0 | 0 | 0 | 0 | 0 | 0 | 0 | 0 | 0 | 0 | 0 | 0 | 0 | 0 | 0 | 0 | 0 | 0 | 0 | 0 | 0 | 0 | 0
Commercial_Office_New_Space Heating_Natural Gas_Furnace_E6_Baseline Forecast | Commercial | Office | New | Space Heating | Natural Gas | Furnace | E6 |  | Baseline Forecast | 0 | 0 | 0 | 0 | 0 | 0 | 0 | 0 | 0 | 0 | 0 | 0 | 0 | 0 | 0 | 0 | 0 | 0 | 0 | 0 | 0 | 0 | 0 | 0 | 0 | 0 | 0 | 0 | 0 | 0 | 0
Commercial_Office_New_Space Heating_Natural Gas_Furnace_E7_Baseline Forecast | Commercial | Office | New | Space Heating | Natural Gas | Furnace | E7 |  | Baseline Forecast | 0 | 0 | 0 | 0 | 0 | 0 | 0 | 0 | 0 | 0 | 0 | 0 | 0 | 0 | 0 | 0 | 0 | 0 | 0 | 0 | 0 | 0 | 0 | 0 | 0 | 0 | 0 | 0 | 0 | 0 | 0
Commercial_Office_New_Space Heating_Natural Gas_Furnace_E8_Baseline Forecast | Commercial | Office | New | Space Heating | Natural Gas | Furnace | E8 |  | Baseline Forecast | 0 | 0 | 0 | 0 | 0 | 0 | 0 | 0 | 0 | 0 | 0 | 0 | 0 | 0 | 0 | 0 | 0 | 0 | 0 | 0 | 0 | 0 | 0 | 0 | 0 | 0 | 0 | 0 | 0 | 0 | 0
Commercial_Office_New_Space Heating_Natural Gas_Furnace_E9_Baseline Forecast | Commercial | Office | New | Space Heating | Natural Gas | Furnace | E9 |  | Baseline Forecast | 0 | 0 | 0 | 0 | 0 | 0 | 0 | 0 | 0 | 0 | 0 | 0 | 0 | 0 | 0 | 0 | 0 | 0 | 0 | 0 | 0 | 0 | 0 | 0 | 0 | 0 | 0 | 0 | 0 | 0 | 0
Commercial_Office_New_Space Heating_Natural Gas_Furnace_E10_Baseline Forecast | Commercial | Office | New | Space Heating | Natural Gas | Furnace | E10 |  | Baseline Forecast | 0 | 0 | 0 | 0 | 0 | 0 | 0 | 0 | 0 | 0 | 0 | 0 | 0 | 0 | 0 | 0 | 0 | 0 | 0 | 0 | 0 | 0 | 0 | 0 | 0 | 0 | 0 | 0 | 0 | 0 | 0
Commercial_Office_New_Space Heating_Natural Gas_Boiler_E1_Baseline Forecast | Commercial | Office | New | Space Heating | Natural Gas | Boiler | E1 | AFUE 80% (Standard) | Baseline Forecast | 0 | 0 | 0 | 0 | 0 | 0 | 0 | 0 | 0 | 0 | 0 | 0 | 0 | 0 | 0 | 0 | 0 | 0 | 0 | 0 | 0 | 0 | 0 | 0 | 0 | 0 | 0 | 0 | 0 | 0 | 0
Commercial_Office_New_Space Heating_Natural Gas_Boiler_E2_Baseline Forecast | Commercial | Office | New | Space Heating | Natural Gas | Boiler | E2 | AFUE 85% | Baseline Forecast | 0 | 0 | 0 | 0 | 0 | 0 | 0 | 0 | 0 | 0 | 0 | 0 | 0 | 0 | 0 | 0 | 0 | 0 | 0 | 0 | 0 | 0 | 0 | 0 | 0 | 0 | 0 | 0 | 0 | 0 | 0
Commercial_Office_New_Space Heating_Natural Gas_Boiler_E3_Baseline Forecast | Commercial | Office | New | Space Heating | Natural Gas | Boiler | E3 | AFUE 98% | Baseline Forecast | 0 | 0 | 0 | 0 | 0 | 0 | 0 | 0 | 0 | 0 | 0 | 0 | 0 | 0 | 0 | 0 | 0 | 0 | 0 | 0 | 0 | 0 | 0 | 0 | 0 | 0 | 0 | 0 | 0 | 0 | 0
Commercial_Office_New_Space Heating_Natural Gas_Boiler_E4_Baseline Forecast | Commercial | Office | New | Space Heating | Natural Gas | Boiler | E4 | Convert to NG Air Source Heat Pump | Baseline Forecast | 0 | 0 | 0 | 0 | 0 | 0 | 0 | 0 | 0 | 0 | 0 | 0 | 0 | 0 | 0 | 0 | 0 | 0 | 0 | 0 | 0 | 0 | 0 | 0 | 0 | 0 | 0 | 0 | 0 | 0 | 0
Commercial_Office_New_Space Heating_Natural Gas_Boiler_E5_Baseline Forecast | Commercial | Office | New | Space Heating | Natural Gas | Boiler | E5 |  | Baseline Forecast | 0 | 0 | 0 | 0 | 0 | 0 | 0 | 0 | 0 | 0 | 0 | 0 | 0 | 0 | 0 | 0 | 0 | 0 | 0 | 0 | 0 | 0 | 0 | 0 | 0 | 0 | 0 | 0 | 0 | 0 | 0
Commercial_Office_New_Space Heating_Natural Gas_Boiler_E6_Baseline Forecast | Commercial | Office | New | Space Heating | Natural Gas | Boiler | E6 |  | Baseline Forecast | 0 | 0 | 0 | 0 | 0 | 0 | 0 | 0 | 0 | 0 | 0 | 0 | 0 | 0 | 0 | 0 | 0 | 0 | 0 | 0 | 0 | 0 | 0 | 0 | 0 | 0 | 0 | 0 | 0 | 0 | 0
Commercial_Office_New_Space Heating_Natural Gas_Boiler_E7_Baseline Forecast | Commercial | Office | New | Space Heating | Natural Gas | Boiler | E7 |  | Baseline Forecast | 0 | 0 | 0 | 0 | 0 | 0 | 0 | 0 | 0 | 0 | 0 | 0 | 0 | 0 | 0 | 0 | 0 | 0 | 0 | 0 | 0 | 0 | 0 | 0 | 0 | 0 | 0 | 0 | 0 | 0 | 0
Commercial_Office_New_Space Heating_Natural Gas_Boiler_E8_Baseline Forecast | Commercial | Office | New | Space Heating | Natural Gas | Boiler | E8 |  | Baseline Forecast | 0 | 0 | 0 | 0 | 0 | 0 | 0 | 0 | 0 | 0 | 0 | 0 | 0 | 0 | 0 | 0 | 0 | 0 | 0 | 0 | 0 | 0 | 0 | 0 | 0 | 0 | 0 | 0 | 0 | 0 | 0
Commercial_Office_New_Space Heating_Natural Gas_Boiler_E9_Baseline Forecast | Commercial | Office | New | Space Heating | Natural Gas | Boiler | E9 |  | Baseline Forecast | 0 | 0 | 0 | 0 | 0 | 0 | 0 | 0 | 0 | 0 | 0 | 0 | 0 | 0 | 0 | 0 | 0 | 0 | 0 | 0 | 0 | 0 | 0 | 0 | 0 | 0 | 0 | 0 | 0 | 0 | 0
Commercial_Office_New_Space Heating_Natural Gas_Boiler_E10_Baseline Forecast | Commercial | Office | New | Space Heating | Natural Gas | Boiler | E10 |  | Baseline Forecast | 0 | 0 | 0 | 0 | 0 | 0 | 0 | 0 | 0 | 0 | 0 | 0 | 0 | 0 | 0 | 0 | 0 | 0 | 0 | 0 | 0 | 0 | 0 | 0 | 0 | 0 | 0 | 0 | 0 | 0 | 0
Commercial_Office_New_Space Heating_Natural Gas_Unit Heater_E1_Baseline Forecast | Commercial | Office | New | Space Heating | Natural Gas | Unit Heater | E1 | Standard | Baseline Forecast | 0 | 68352.8676 | 68979.6825 | 73129.8691 | 40137.7195 | 0 | 0 | 0 | 0 | 0 | 0 | 0 | 0 | 0 | 0 | 0 | 0 | 0 | 0 | 0 | 0 | 0 | 0 | 0 | 0 | 0 | 0 | 0 | 0 | 0 | 0
Commercial_Office_New_Space Heating_Natural Gas_Unit Heater_E2_Baseline Forecast | Commercial | Office | New | Space Heating | Natural Gas | Unit Heater | E2 | Condensing | Baseline Forecast | 0 | 0 | 0 | 0 | 0 | 32700.3421 | 32222.1958 | 31754.4855 | 31297.0069 | 30849.56 | 30411.9487 | 39748.6762 | 47789.4473 | 55223.9039 | 56833.7578 | 57102.8983 | 57218.1314 | 57204.0133 | 76996.6387 | 74121.3764 | 72577.9474 | 61725.1767 | 60976.0627 | 63383.6249 | 65641.1833 | 67579.4998 | 69223.0403 | 70596.2676 | 77413.1611 | 82433.2289 | 86305.192
Commercial_Office_New_Space Heating_Natural Gas_Unit Heater_E3_Baseline Forecast | Commercial | Office | New | Space Heating | Natural Gas | Unit Heater | E3 | Infrared Radiant | Baseline Forecast | 0 | 0 | 0 | 0 | 0 | 0 | 0 | 0 | 0 | 0 | 0 | 0 | 0 | 0 | 0 | 0 | 0 | 0 | 0 | 0 | 0 | 0 | 0 | 0 | 0 | 0 | 0 | 0 | 0 | 0 | 0
Commercial_Office_New_Space Heating_Natural Gas_Unit Heater_E4_Baseline Forecast | Commercial | Office | New | Space Heating | Natural Gas | Unit Heater | E4 |  | Baseline Forecast | 0 | 0 | 0 | 0 | 0 | 0 | 0 | 0 | 0 | 0 | 0 | 0 | 0 | 0 | 0 | 0 | 0 | 0 | 0 | 0 | 0 | 0 | 0 | 0 | 0 | 0 | 0 | 0 | 0 | 0 | 0
Commercial_Office_New_Space Heating_Natural Gas_Unit Heater_E5_Baseline Forecast | Commercial | Office | New | Space Heating | Natural Gas | Unit Heater | E5 |  | Baseline Forecast | 0 | 0 | 0 | 0 | 0 | 0 | 0 | 0 | 0 | 0 | 0 | 0 | 0 | 0 | 0 | 0 | 0 | 0 | 0 | 0 | 0 | 0 | 0 | 0 | 0 | 0 | 0 | 0 | 0 | 0 | 0
Commercial_Office_New_Space Heating_Natural Gas_Unit Heater_E6_Baseline Forecast | Commercial | Office | New | Space Heating | Natural Gas | Unit Heater | E6 |  | Baseline Forecast | 0 | 0 | 0 | 0 | 0 | 0 | 0 | 0 | 0 | 0 | 0 | 0 | 0 | 0 | 0 | 0 | 0 | 0 | 0 | 0 | 0 | 0 | 0 | 0 | 0 | 0 | 0 | 0 | 0 | 0 | 0
Commercial_Office_New_Space Heating_Natural Gas_Unit Heater_E7_Baseline Forecast | Commercial | Office | New | Space Heating | Natural Gas | Unit Heater | E7 |  | Baseline Forecast | 0 | 0 | 0 | 0 | 0 | 0 | 0 | 0 | 0 | 0 | 0 | 0 | 0 | 0 | 0 | 0 | 0 | 0 | 0 | 0 | 0 | 0 | 0 | 0 | 0 | 0 | 0 | 0 | 0 | 0 | 0
Commercial_Office_New_Space Heating_Natural Gas_Unit Heater_E8_Baseline Forecast | Commercial | Office | New | Space Heating | Natural Gas | Unit Heater | E8 |  | Baseline Forecast | 0 | 0 | 0 | 0 | 0 | 0 | 0 | 0 | 0 | 0 | 0 | 0 | 0 | 0 | 0 | 0 | 0 | 0 | 0 | 0 | 0 | 0 | 0 | 0 | 0 | 0 | 0 | 0 | 0 | 0 | 0
Commercial_Office_New_Space Heating_Natural Gas_Unit Heater_E9_Baseline Forecast | Commercial | Office | New | Space Heating | Natural Gas | Unit Heater | E9 |  | Baseline Forecast | 0 | 0 | 0 | 0 | 0 | 0 | 0 | 0 | 0 | 0 | 0 | 0 | 0 | 0 | 0 | 0 | 0 | 0 | 0 | 0 | 0 | 0 | 0 | 0 | 0 | 0 | 0 | 0 | 0 | 0 | 0
Commercial_Office_New_Space Heating_Natural Gas_Unit Heater_E10_Baseline Forecast | Commercial | Office | New | Space Heating | Natural Gas | Unit Heater | E10 |  | Baseline Forecast | 0 | 0 | 0 | 0 | 0 | 0 | 0 | 0 | 0 | 0 | 0 | 0 | 0 | 0 | 0 | 0 | 0 | 0 | 0 | 0 | 0 | 0 | 0 | 0 | 0 | 0 | 0 | 0 | 0 | 0 | 0
Commercial_Office_New_Water Heating_Natural Gas_Water Heater_E1_Baseline Forecast | Commercial | Office | New | Water Heating | Natural Gas | Water Heater | E1 | TE 0.80 | Baseline Forecast | 0 | 0 | 0 | 0 | 0 | 0 | 0 | 0 | 0 | 0 | 0 | 0 | 0 | 0 | 0 | 0 | 0 | 0 | 0 | 0 | 0 | 0 | 0 | 0 | 0 | 0 | 0 | 0 | 0 | 0 | 0
Commercial_Office_New_Water Heating_Natural Gas_Water Heater_E2_Baseline Forecast | Commercial | Office | New | Water Heating | Natural Gas | Water Heater | E2 | TE 0.90 | Baseline Forecast | 0 | 0 | 0 | 0 | 0 | 0 | 0 | 0 | 0 | 0 | 0 | 0 | 0 | 0 | 0 | 0 | 0 | 0 | 0 | 0 | 0 | 0 | 0 | 0 | 0 | 0 | 0 | 0 | 0 | 0 | 0
Commercial_Office_New_Water Heating_Natural Gas_Water Heater_E3_Baseline Forecast | Commercial | Office | New | Water Heating | Natural Gas | Water Heater | E3 | TE 0.94 | Baseline Forecast | 0 | 0 | 0 | 0 | 0 | 0 | 0 | 0 | 0 | 0 | 0 | 0 | 0 | 0 | 0 | 0 | 0 | 0 | 0 | 0 | 0 | 0 | 0 | 0 | 0 | 0 | 0 | 0 | 0 | 0 | 0
Commercial_Office_New_Water Heating_Natural Gas_Water Heater_E4_Baseline Forecast | Commercial | Office | New | Water Heating | Natural Gas | Water Heater | E4 | Instantaneous TE 0.94 | Baseline Forecast | 0 | 0 | 0 | 0 | 0 | 0 | 0 | 0 | 0 | 0 | 0 | 0 | 0 | 0 | 0 | 0 | 0 | 0 | 0 | 0 | 0 | 0 | 0 | 0 | 0 | 0 | 0 | 0 | 0 | 0 | 0
Commercial_Office_New_Water Heating_Natural Gas_Water Heater_E5_Baseline Forecast | Commercial | Office | New | Water Heating | Natural Gas | Water Heater | E5 | Gas-Fired Absorption HPWH | Baseline Forecast | 0 | 0 | 0 | 0 | 0 | 0 | 0 | 0 | 0 | 0 | 0 | 0 | 0 | 0 | 0 | 0 | 0 | 0 | 0 | 0 | 0 | 0 | 0 | 0 | 0 | 0 | 0 | 0 | 0 | 0 | 0
Commercial_Office_New_Water Heating_Natural Gas_Water Heater_E6_Baseline Forecast | Commercial | Office | New | Water Heating | Natural Gas | Water Heater | E6 |  | Baseline Forecast | 0 | 0 | 0 | 0 | 0 | 0 | 0 | 0 | 0 | 0 | 0 | 0 | 0 | 0 | 0 | 0 | 0 | 0 | 0 | 0 | 0 | 0 | 0 | 0 | 0 | 0 | 0 | 0 | 0 | 0 | 0
Commercial_Office_New_Water Heating_Natural Gas_Water Heater_E7_Baseline Forecast | Commercial | Office | New | Water Heating | Natural Gas | Water Heater | E7 |  | Baseline Forecast | 0 | 0 | 0 | 0 | 0 | 0 | 0 | 0 | 0 | 0 | 0 | 0 | 0 | 0 | 0 | 0 | 0 | 0 | 0 | 0 | 0 | 0 | 0 | 0 | 0 | 0 | 0 | 0 | 0 | 0 | 0
Commercial_Office_New_Water Heating_Natural Gas_Water Heater_E8_Baseline Forecast | Commercial | Office | New | Water Heating | Natural Gas | Water Heater | E8 |  | Baseline Forecast | 0 | 0 | 0 | 0 | 0 | 0 | 0 | 0 | 0 | 0 | 0 | 0 | 0 | 0 | 0 | 0 | 0 | 0 | 0 | 0 | 0 | 0 | 0 | 0 | 0 | 0 | 0 | 0 | 0 | 0 | 0
Commercial_Office_New_Water Heating_Natural Gas_Water Heater_E9_Baseline Forecast | Commercial | Office | New | Water Heating | Natural Gas | Water Heater | E9 |  | Baseline Forecast | 0 | 0 | 0 | 0 | 0 | 0 | 0 | 0 | 0 | 0 | 0 | 0 | 0 | 0 | 0 | 0 | 0 | 0 | 0 | 0 | 0 | 0 | 0 | 0 | 0 | 0 | 0 | 0 | 0 | 0 | 0
Commercial_Office_New_Water Heating_Natural Gas_Water Heater_E10_Baseline Forecast | Commercial | Office | New | Water Heating | Natural Gas | Water Heater | E10 |  | Baseline Forecast | 0 | 0 | 0 | 0 | 0 | 0 | 0 | 0 | 0 | 0 | 0 | 0 | 0 | 0 | 0 | 0 | 0 | 0 | 0 | 0 | 0 | 0 | 0 | 0 | 0 | 0 | 0 | 0 | 0 | 0 | 0
Commercial_Office_New_Food Preparation_Natural Gas_Oven_E1_Baseline Forecast | Commercial | Office | New | Food Preparation | Natural Gas | Oven | E1 | Standard | Baseline Forecast | 0 | 4024.4611 | 4058.3829 | 4299.2999 | 2356.9161 | 1928.6036 | 1907.4063 | 1883.4425 | 1857.7336 | 1833.2735 | 2477.3764 | 3012.9423 | 3527.9176 | 3595.6291 | 3569.3654 | 3538.0588 | 4638.0705 | 4433.544 | 4320.4253 | 3711.4008 | 3711.6264 | 3902.8048 | 4070.7018 | 4386.3224 | 4505.0215 | 4987.623 | 5322.2675 | 5563.2557 | 5538.1471 | 5489.4974 | 5478.957
Commercial_Office_New_Food Preparation_Natural Gas_Oven_E2_Baseline Forecast | Commercial | Office | New | Food Preparation | Natural Gas | Oven | E2 | ENERGY STAR (EF ≥ 44%) Convection Oven utilizing ASTM Std F1496 | Baseline Forecast | 0 | 5801.6442 | 5857.8305 | 6213.526 | 3413.1046 | 2772.2526 | 2724.7138 | 2681.4416 | 2641.3854 | 2601.5226 | 3532.1948 | 4314.861 | 4988.9533 | 5112.9694 | 5112.3136 | 5101.4251 | 6689.2131 | 6397.5411 | 6220.0455 | 5351.6471 | 5357.7879 | 5642.0659 | 5895.6959 | 5920.3759 | 6071.8963 | 6713.3105 | 7154.6286 | 7469.524 | 7427.1731 | 7353.6742 | 7331.5744
Commercial_Office_New_Food Preparation_Natural Gas_Oven_E3_Baseline Forecast | Commercial | Office | New | Food Preparation | Natural Gas | Oven | E3 |  | Baseline Forecast | 0 | 0 | 0 | 0 | 0 | 0 | 0 | 0 | 0 | 0 | 0 | 0 | 0 | 0 | 0 | 0 | 0 | 0 | 0 | 0 | 0 | 0 | 0 | 0 | 0 | 0 | 0 | 0 | 0 | 0 | 0
Commercial_Office_New_Food Preparation_Natural Gas_Oven_E4_Baseline Forecast | Commercial | Office | New | Food Preparation | Natural Gas | Oven | E4 |  | Baseline Forecast | 0 | 0 | 0 | 0 | 0 | 0 | 0 | 0 | 0 | 0 | 0 | 0 | 0 | 0 | 0 | 0 | 0 | 0 | 0 | 0 | 0 | 0 | 0 | 0 | 0 | 0 | 0 | 0 | 0 | 0 | 0
Commercial_Office_New_Food Preparation_Natural Gas_Oven_E5_Baseline Forecast | Commercial | Office | New | Food Preparation | Natural Gas | Oven | E5 |  | Baseline Forecast | 0 | 0 | 0 | 0 | 0 | 0 | 0 | 0 | 0 | 0 | 0 | 0 | 0 | 0 | 0 | 0 | 0 | 0 | 0 | 0 | 0 | 0 | 0 | 0 | 0 | 0 | 0 | 0 | 0 | 0 | 0
Commercial_Office_New_Food Preparation_Natural Gas_Oven_E6_Baseline Forecast | Commercial | Office | New | Food Preparation | Natural Gas | Oven | E6 |  | Baseline Forecast | 0 | 0 | 0 | 0 | 0 | 0 | 0 | 0 | 0 | 0 | 0 | 0 | 0 | 0 | 0 | 0 | 0 | 0 | 0 | 0 | 0 | 0 | 0 | 0 | 0 | 0 | 0 | 0 | 0 | 0 | 0
Commercial_Office_New_Food Preparation_Natural Gas_Oven_E7_Baseline Forecast | Commercial | Office | New | Food Preparation | Natural Gas | Oven | E7 |  | Baseline Forecast | 0 | 0 | 0 | 0 | 0 | 0 | 0 | 0 | 0 | 0 | 0 | 0 | 0 | 0 | 0 | 0 | 0 | 0 | 0 | 0 | 0 | 0 | 0 | 0 | 0 | 0 | 0 | 0 | 0 | 0 | 0
Commercial_Office_New_Food Preparation_Natural Gas_Oven_E8_Baseline Forecast | Commercial | Office | New | Food Preparation | Natural Gas | Oven | E8 |  | Baseline Forecast | 0 | 0 | 0 | 0 | 0 | 0 | 0 | 0 | 0 | 0 | 0 | 0 | 0 | 0 | 0 | 0 | 0 | 0 | 0 | 0 | 0 | 0 | 0 | 0 | 0 | 0 | 0 | 0 | 0 | 0 | 0
Commercial_Office_New_Food Preparation_Natural Gas_Oven_E9_Baseline Forecast | Commercial | Office | New | Food Preparation | Natural Gas | Oven | E9 |  | Baseline Forecast | 0 | 0 | 0 | 0 | 0 | 0 | 0 | 0 | 0 | 0 | 0 | 0 | 0 | 0 | 0 | 0 | 0 | 0 | 0 | 0 | 0 | 0 | 0 | 0 | 0 | 0 | 0 | 0 | 0 | 0 | 0
Commercial_Office_New_Food Preparation_Natural Gas_Oven_E10_Baseline Forecast | Commercial | Office | New | Food Preparation | Natural Gas | Oven | E10 |  | Baseline Forecast | 0 | 0 | 0 | 0 | 0 | 0 | 0 | 0 | 0 | 0 | 0 | 0 | 0 | 0 | 0 | 0 | 0 | 0 | 0 | 0 | 0 | 0 | 0 | 0 | 0 | 0 | 0 | 0 | 0 | 0 | 0
Commercial_Office_New_Food Preparation_Natural Gas_Conveyor Oven_E1_Baseline Forecast | Commercial | Office | New | Food Preparation | Natural Gas | Conveyor Oven | E1 | Standard | Baseline Forecast | 0 | 2014.6906 | 2034.0512 | 2157.4837 | 1182.1335 | 964.1823 | 950.4422 | 935.7268 | 920.3902 | 907.664 | 894.9819 | 882.694 | 876.8697 | 865.138 | 853.2362 | 841.9953 | 830.7159 | 1225.4049 | 1544.8554 | 1820.9383 | 1843.9752 | 1815.941 | 2319.8822 | 2284.0098 | 2205.0861 | 1836.1529 | 1743.9904 | 1722.7743 | 1701.9826 | 1681.619 | 1662.3654
Commercial_Office_New_Food Preparation_Natural Gas_Conveyor Oven_E2_Baseline Forecast | Commercial | Office | New | Food Preparation | Natural Gas | Conveyor Oven | E2 | ENERGY STAR (EF ≥ 44%) Convection Oven utilizing ASTM Std F1496 | Baseline Forecast | 0 | 2898.3621 | 2924.0555 | 3098.9293 | 1702.8768 | 1386.2459 | 1365.6179 | 1346.7152 | 1329.1693 | 1309.734 | 1290.9615 | 1272.4881 | 1248.2306 | 1230.5469 | 1213.6867 | 1196.8062 | 1180.5923 | 1741.6365 | 2191.0119 | 2584.9885 | 2619.1632 | 2581.5995 | 3301.886 | 3030.0534 | 2918.477 | 2424.6788 | 2297.9209 | 2265.114 | 2233.0966 | 2201.8414 | 2170.6434
Commercial_Office_New_Food Preparation_Natural Gas_Conveyor Oven_E3_Baseline Forecast | Commercial | Office | New | Food Preparation | Natural Gas | Conveyor Oven | E3 |  | Baseline Forecast | 0 | 0 | 0 | 0 | 0 | 0 | 0 | 0 | 0 | 0 | 0 | 0 | 0 | 0 | 0 | 0 | 0 | 0 | 0 | 0 | 0 | 0 | 0 | 0 | 0 | 0 | 0 | 0 | 0 | 0 | 0
Commercial_Office_New_Food Preparation_Natural Gas_Conveyor Oven_E4_Baseline Forecast | Commercial | Office | New | Food Preparation | Natural Gas | Conveyor Oven | E4 |  | Baseline Forecast | 0 | 0 | 0 | 0 | 0 | 0 | 0 | 0 | 0 | 0 | 0 | 0 | 0 | 0 | 0 | 0 | 0 | 0 | 0 | 0 | 0 | 0 | 0 | 0 | 0 | 0 | 0 | 0 | 0 | 0 | 0
Commercial_Office_New_Food Preparation_Natural Gas_Conveyor Oven_E5_Baseline Forecast | Commercial | Office | New | Food Preparation | Natural Gas | Conveyor Oven | E5 |  | Baseline Forecast | 0 | 0 | 0 | 0 | 0 | 0 | 0 | 0 | 0 | 0 | 0 | 0 | 0 | 0 | 0 | 0 | 0 | 0 | 0 | 0 | 0 | 0 | 0 | 0 | 0 | 0 | 0 | 0 | 0 | 0 | 0
Commercial_Office_New_Food Preparation_Natural Gas_Conveyor Oven_E6_Baseline Forecast | Commercial | Office | New | Food Preparation | Natural Gas | Conveyor Oven | E6 |  | Baseline Forecast | 0 | 0 | 0 | 0 | 0 | 0 | 0 | 0 | 0 | 0 | 0 | 0 | 0 | 0 | 0 | 0 | 0 | 0 | 0 | 0 | 0 | 0 | 0 | 0 | 0 | 0 | 0 | 0 | 0 | 0 | 0
Commercial_Office_New_Food Preparation_Natural Gas_Conveyor Oven_E7_Baseline Forecast | Commercial | Office | New | Food Preparation | Natural Gas | Conveyor Oven | E7 |  | Baseline Forecast | 0 | 0 | 0 | 0 | 0 | 0 | 0 | 0 | 0 | 0 | 0 | 0 | 0 | 0 | 0 | 0 | 0 | 0 | 0 | 0 | 0 | 0 | 0 | 0 | 0 | 0 | 0 | 0 | 0 | 0 | 0
Commercial_Office_New_Food Preparation_Natural Gas_Conveyor Oven_E8_Baseline Forecast | Commercial | Office | New | Food Preparation | Natural Gas | Conveyor Oven | E8 |  | Baseline Forecast | 0 | 0 | 0 | 0 | 0 | 0 | 0 | 0 | 0 | 0 | 0 | 0 | 0 | 0 | 0 | 0 | 0 | 0 | 0 | 0 | 0 | 0 | 0 | 0 | 0 | 0 | 0 | 0 | 0 | 0 | 0
Commercial_Office_New_Food Preparation_Natural Gas_Conveyor Oven_E9_Baseline Forecast | Commercial | Office | New | Food Preparation | Natural Gas | Conveyor Oven | E9 |  | Baseline Forecast | 0 | 0 | 0 | 0 | 0 | 0 | 0 | 0 | 0 | 0 | 0 | 0 | 0 | 0 | 0 | 0 | 0 | 0 | 0 | 0 | 0 | 0 | 0 | 0 | 0 | 0 | 0 | 0 | 0 | 0 | 0
Commercial_Office_New_Food Preparation_Natural Gas_Conveyor Oven_E10_Baseline Forecast | Commercial | Office | New | Food Preparation | Natural Gas | Conveyor Oven | E10 |  | Baseline Forecast | 0 | 0 | 0 | 0 | 0 | 0 | 0 | 0 | 0 | 0 | 0 | 0 | 0 | 0 | 0 | 0 | 0 | 0 | 0 | 0 | 0 | 0 | 0 | 0 | 0 | 0 | 0 | 0 | 0 | 0 | 0
Commercial_Office_New_Food Preparation_Natural Gas_Double Rack Oven_E1_Baseline Forecast | Commercial | Office | New | Food Preparation | Natural Gas | Double Rack Oven | E1 | Standard | Baseline Forecast | 0 | 2009.5845 | 2024.5734 | 2148.2378 | 1178.8867 | 969.2844 | 962.8125 | 953.2835 | 941.4135 | 922.7194 | 903.1711 | 884.1604 | 1291.8904 | 1595.8463 | 1869.655 | 1893.4385 | 1864.9194 | 2367.0309 | 2245.8422 | 2162.0709 | 1803.0233 | 1708.8728 | 1681.9736 | 1932.062 | 2057.2299 | 2218.1208 | 2351.6754 | 2452.0209 | 2763.6397 | 2962.1635 | 3091.3493
Commercial_Office_New_Food Preparation_Natural Gas_Double Rack Oven_E2_Baseline Forecast | Commercial | Office | New | Food Preparation | Natural Gas | Double Rack Oven | E2 | FTSC Qualified (>50% Cooking Efficiency) | Baseline Forecast | 0 | 2903.4682 | 2933.5333 | 3108.1752 | 1706.1236 | 1381.1437 | 1353.2475 | 1329.1585 | 1308.146 | 1294.6786 | 1282.7724 | 1271.0217 | 1815.8204 | 2277.5484 | 2670.7183 | 2701.1254 | 2661.0844 | 3380.2957 | 3190.931 | 3081.4091 | 2574.9862 | 2447.5302 | 2417.7723 | 2308.8137 | 2445.7312 | 2624.0423 | 2768.917 | 2873.9221 | 3224.8409 | 3441.5751 | 3576.4689
Commercial_Office_New_Food Preparation_Natural Gas_Double Rack Oven_E3_Baseline Forecast | Commercial | Office | New | Food Preparation | Natural Gas | Double Rack Oven | E3 |  | Baseline Forecast | 0 | 0 | 0 | 0 | 0 | 0 | 0 | 0 | 0 | 0 | 0 | 0 | 0 | 0 | 0 | 0 | 0 | 0 | 0 | 0 | 0 | 0 | 0 | 0 | 0 | 0 | 0 | 0 | 0 | 0 | 0
Commercial_Office_New_Food Preparation_Natural Gas_Double Rack Oven_E4_Baseline Forecast | Commercial | Office | New | Food Preparation | Natural Gas | Double Rack Oven | E4 |  | Baseline Forecast | 0 | 0 | 0 | 0 | 0 | 0 | 0 | 0 | 0 | 0 | 0 | 0 | 0 | 0 | 0 | 0 | 0 | 0 | 0 | 0 | 0 | 0 | 0 | 0 | 0 | 0 | 0 | 0 | 0 | 0 | 0
Commercial_Office_New_Food Preparation_Natural Gas_Double Rack Oven_E5_Baseline Forecast | Commercial | Office | New | Food Preparation | Natural Gas | Double Rack Oven | E5 |  | Baseline Forecast | 0 | 0 | 0 | 0 | 0 | 0 | 0 | 0 | 0 | 0 | 0 | 0 | 0 | 0 | 0 | 0 | 0 | 0 | 0 | 0 | 0 | 0 | 0 | 0 | 0 | 0 | 0 | 0 | 0 | 0 | 0
Commercial_Office_New_Food Preparation_Natural Gas_Double Rack Oven_E6_Baseline Forecast | Commercial | Office | New | Food Preparation | Natural Gas | Double Rack Oven | E6 |  | Baseline Forecast | 0 | 0 | 0 | 0 | 0 | 0 | 0 | 0 | 0 | 0 | 0 | 0 | 0 | 0 | 0 | 0 | 0 | 0 | 0 | 0 | 0 | 0 | 0 | 0 | 0 | 0 | 0 | 0 | 0 | 0 | 0
Commercial_Office_New_Food Preparation_Natural Gas_Double Rack Oven_E7_Baseline Forecast | Commercial | Office | New | Food Preparation | Natural Gas | Double Rack Oven | E7 |  | Baseline Forecast | 0 | 0 | 0 | 0 | 0 | 0 | 0 | 0 | 0 | 0 | 0 | 0 | 0 | 0 | 0 | 0 | 0 | 0 | 0 | 0 | 0 | 0 | 0 | 0 | 0 | 0 | 0 | 0 | 0 | 0 | 0
Commercial_Office_New_Food Preparation_Natural Gas_Double Rack Oven_E8_Baseline Forecast | Commercial | Office | New | Food Preparation | Natural Gas | Double Rack Oven | E8 |  | Baseline Forecast | 0 | 0 | 0 | 0 | 0 | 0 | 0 | 0 | 0 | 0 | 0 | 0 | 0 | 0 | 0 | 0 | 0 | 0 | 0 | 0 | 0 | 0 | 0 | 0 | 0 | 0 | 0 | 0 | 0 | 0 | 0
Commercial_Office_New_Food Preparation_Natural Gas_Double Rack Oven_E9_Baseline Forecast | Commercial | Office | New | Food Preparation | Natural Gas | Double Rack Oven | E9 |  | Baseline Forecast | 0 | 0 | 0 | 0 | 0 | 0 | 0 | 0 | 0 | 0 | 0 | 0 | 0 | 0 | 0 | 0 | 0 | 0 | 0 | 0 | 0 | 0 | 0 | 0 | 0 | 0 | 0 | 0 | 0 | 0 | 0
Commercial_Office_New_Food Preparation_Natural Gas_Double Rack Oven_E10_Baseline Forecast | Commercial | Office | New | Food Preparation | Natural Gas | Double Rack Oven | E10 |  | Baseline Forecast | 0 | 0 | 0 | 0 | 0 | 0 | 0 | 0 | 0 | 0 | 0 | 0 | 0 | 0 | 0 | 0 | 0 | 0 | 0 | 0 | 0 | 0 | 0 | 0 | 0 | 0 | 0 | 0 | 0 | 0 | 0
Commercial_Office_New_Food Preparation_Natural Gas_Fryer_E1_Baseline Forecast | Commercial | Office | New | Food Preparation | Natural Gas | Fryer | E1 | Standard | Baseline Forecast | 0 | 15072.2087 | 15199.5013 | 0 | 0 | 0 | 0 | 0 | 0 | 0 | 0 | 0 | 0 | 0 | 0 | 0 | 0 | 0 | 0 | 0 | 0 | 0 | 0 | 0 | 0 | 0 | 0 | 0 | 0 | 0 | 0
Commercial_Office_New_Food Preparation_Natural Gas_Fryer_E2_Baseline Forecast | Commercial | Office | New | Food Preparation | Natural Gas | Fryer | E2 | ENERGY STAR | Baseline Forecast | 0 | 5314.2223 | 5373.8791 | 21811.1849 | 11971.1854 | 9752.9671 | 9610.3587 | 9470.8628 | 9334.4185 | 13278.2525 | 16446.9525 | 19206.2459 | 19422.9722 | 19130.5101 | 24190.4989 | 22894.2067 | 22084.6285 | 19301.4922 | 19686.9284 | 21071.8981 | 22205.1322 | 23035.5594 | 25763.4786 | 27465.7364 | 28541.0917 | 28161.4207 | 27784.8759 | 29147.7196 | 28782.733 | 28769.1433 | 28771.5892
Commercial_Office_New_Food Preparation_Natural Gas_Fryer_E3_Baseline Forecast | Commercial | Office | New | Food Preparation | Natural Gas | Fryer | E3 |  | Baseline Forecast | 0 | 0 | 0 | 0 | 0 | 0 | 0 | 0 | 0 | 0 | 0 | 0 | 0 | 0 | 0 | 0 | 0 | 0 | 0 | 0 | 0 | 0 | 0 | 0 | 0 | 0 | 0 | 0 | 0 | 0 | 0
Commercial_Office_New_Food Preparation_Natural Gas_Fryer_E4_Baseline Forecast | Commercial | Office | New | Food Preparation | Natural Gas | Fryer | E4 |  | Baseline Forecast | 0 | 0 | 0 | 0 | 0 | 0 | 0 | 0 | 0 | 0 | 0 | 0 | 0 | 0 | 0 | 0 | 0 | 0 | 0 | 0 | 0 | 0 | 0 | 0 | 0 | 0 | 0 | 0 | 0 | 0 | 0
Commercial_Office_New_Food Preparation_Natural Gas_Fryer_E5_Baseline Forecast | Commercial | Office | New | Food Preparation | Natural Gas | Fryer | E5 |  | Baseline Forecast | 0 | 0 | 0 | 0 | 0 | 0 | 0 | 0 | 0 | 0 | 0 | 0 | 0 | 0 | 0 | 0 | 0 | 0 | 0 | 0 | 0 | 0 | 0 | 0 | 0 | 0 | 0 | 0 | 0 | 0 | 0
Commercial_Office_New_Food Preparation_Natural Gas_Fryer_E6_Baseline Forecast | Commercial | Office | New | Food Preparation | Natural Gas | Fryer | E6 |  | Baseline Forecast | 0 | 0 | 0 | 0 | 0 | 0 | 0 | 0 | 0 | 0 | 0 | 0 | 0 | 0 | 0 | 0 | 0 | 0 | 0 | 0 | 0 | 0 | 0 | 0 | 0 | 0 | 0 | 0 | 0 | 0 | 0
Commercial_Office_New_Food Preparation_Natural Gas_Fryer_E7_Baseline Forecast | Commercial | Office | New | Food Preparation | Natural Gas | Fryer | E7 |  | Baseline Forecast | 0 | 0 | 0 | 0 | 0 | 0 | 0 | 0 | 0 | 0 | 0 | 0 | 0 | 0 | 0 | 0 | 0 | 0 | 0 | 0 | 0 | 0 | 0 | 0 | 0 | 0 | 0 | 0 | 0 | 0 | 0
Commercial_Office_New_Food Preparation_Natural Gas_Fryer_E8_Baseline Forecast | Commercial | Office | New | Food Preparation | Natural Gas | Fryer | E8 |  | Baseline Forecast | 0 | 0 | 0 | 0 | 0 | 0 | 0 | 0 | 0 | 0 | 0 | 0 | 0 | 0 | 0 | 0 | 0 | 0 | 0 | 0 | 0 | 0 | 0 | 0 | 0 | 0 | 0 | 0 | 0 | 0 | 0
Commercial_Office_New_Food Preparation_Natural Gas_Fryer_E9_Baseline Forecast | Commercial | Office | New | Food Preparation | Natural Gas | Fryer | E9 |  | Baseline Forecast | 0 | 0 | 0 | 0 | 0 | 0 | 0 | 0 | 0 | 0 | 0 | 0 | 0 | 0 | 0 | 0 | 0 | 0 | 0 | 0 | 0 | 0 | 0 | 0 | 0 | 0 | 0 | 0 | 0 | 0 | 0
Commercial_Office_New_Food Preparation_Natural Gas_Fryer_E10_Baseline Forecast | Commercial | Office | New | Food Preparation | Natural Gas | Fryer | E10 |  | Baseline Forecast | 0 | 0 | 0 | 0 | 0 | 0 | 0 | 0 | 0 | 0 | 0 | 0 | 0 | 0 | 0 | 0 | 0 | 0 | 0 | 0 | 0 | 0 | 0 | 0 | 0 | 0 | 0 | 0 | 0 | 0 | 0
Commercial_Office_New_Food Preparation_Natural Gas_Broiler_E1_Baseline Forecast | Commercial | Office | New | Food Preparation | Natural Gas | Broiler | E1 | Standard | Baseline Forecast | 0 | 3092.5392 | 3119.0324 | 3307.6973 | 1815.3469 | 1483.7329 | 1466.1301 | 1447.1881 | 1427.3141 | 1404.1607 | 1380.8175 | 1358.0074 | 1967.2563 | 2444.325 | 2864.6958 | 2899.6735 | 2856.2626 | 3626.408 | 3434.0461 | 3309.8591 | 2762.376 | 2621.0015 | 2583.3331 | 2767.6064 | 2941.2733 | 3165.5242 | 3350.2625 | 3487.3363 | 3924.1121 | 4199.2988 | 4375.6026
Commercial_Office_New_Food Preparation_Natural Gas_Broiler_E2_Baseline Forecast | Commercial | Office | New | Food Preparation | Natural Gas | Broiler | E2 | Infrared Burners | Baseline Forecast | 0 | 1090.0519 | 1101.9142 | 1167.204 | 640.7266 | 517.2389 | 505.5833 | 495.9056 | 487.786 | 483.5596 | 480.1248 | 476.7471 | 678.4071 | 853.1822 | 1000.625 | 1011.7809 | 996.8252 | 1266.419 | 1194.3999 | 1154.0321 | 964.7209 | 917.4369 | 906.8718 | 842.7454 | 892.1977 | 956.7171 | 1009.0118 | 1046.7575 | 1174.0148 | 1252.3464 | 1300.8594
Commercial_Office_New_Food Preparation_Natural Gas_Broiler_E3_Baseline Forecast | Commercial | Office | New | Food Preparation | Natural Gas | Broiler | E3 |  | Baseline Forecast | 0 | 0 | 0 | 0 | 0 | 0 | 0 | 0 | 0 | 0 | 0 | 0 | 0 | 0 | 0 | 0 | 0 | 0 | 0 | 0 | 0 | 0 | 0 | 0 | 0 | 0 | 0 | 0 | 0 | 0 | 0
Commercial_Office_New_Food Preparation_Natural Gas_Broiler_E4_Baseline Forecast | Commercial | Office | New | Food Preparation | Natural Gas | Broiler | E4 |  | Baseline Forecast | 0 | 0 | 0 | 0 | 0 | 0 | 0 | 0 | 0 | 0 | 0 | 0 | 0 | 0 | 0 | 0 | 0 | 0 | 0 | 0 | 0 | 0 | 0 | 0 | 0 | 0 | 0 | 0 | 0 | 0 | 0
Commercial_Office_New_Food Preparation_Natural Gas_Broiler_E5_Baseline Forecast | Commercial | Office | New | Food Preparation | Natural Gas | Broiler | E5 |  | Baseline Forecast | 0 | 0 | 0 | 0 | 0 | 0 | 0 | 0 | 0 | 0 | 0 | 0 | 0 | 0 | 0 | 0 | 0 | 0 | 0 | 0 | 0 | 0 | 0 | 0 | 0 | 0 | 0 | 0 | 0 | 0 | 0
Commercial_Office_New_Food Preparation_Natural Gas_Broiler_E6_Baseline Forecast | Commercial | Office | New | Food Preparation | Natural Gas | Broiler | E6 |  | Baseline Forecast | 0 | 0 | 0 | 0 | 0 | 0 | 0 | 0 | 0 | 0 | 0 | 0 | 0 | 0 | 0 | 0 | 0 | 0 | 0 | 0 | 0 | 0 | 0 | 0 | 0 | 0 | 0 | 0 | 0 | 0 | 0
Commercial_Office_New_Food Preparation_Natural Gas_Broiler_E7_Baseline Forecast | Commercial | Office | New | Food Preparation | Natural Gas | Broiler | E7 |  | Baseline Forecast | 0 | 0 | 0 | 0 | 0 | 0 | 0 | 0 | 0 | 0 | 0 | 0 | 0 | 0 | 0 | 0 | 0 | 0 | 0 | 0 | 0 | 0 | 0 | 0 | 0 | 0 | 0 | 0 | 0 | 0 | 0
Commercial_Office_New_Food Preparation_Natural Gas_Broiler_E8_Baseline Forecast | Commercial | Office | New | Food Preparation | Natural Gas | Broiler | E8 |  | Baseline Forecast | 0 | 0 | 0 | 0 | 0 | 0 | 0 | 0 | 0 | 0 | 0 | 0 | 0 | 0 | 0 | 0 | 0 | 0 | 0 | 0 | 0 | 0 | 0 | 0 | 0 | 0 | 0 | 0 | 0 | 0 | 0
Commercial_Office_New_Food Preparation_Natural Gas_Broiler_E9_Baseline Forecast | Commercial | Office | New | Food Preparation | Natural Gas | Broiler | E9 |  | Baseline Forecast | 0 | 0 | 0 | 0 | 0 | 0 | 0 | 0 | 0 | 0 | 0 | 0 | 0 | 0 | 0 | 0 | 0 | 0 | 0 | 0 | 0 | 0 | 0 | 0 | 0 | 0 | 0 | 0 | 0 | 0 | 0
Commercial_Office_New_Food Preparation_Natural Gas_Broiler_E10_Baseline Forecast | Commercial | Office | New | Food Preparation | Natural Gas | Broiler | E10 |  | Baseline Forecast | 0 | 0 | 0 | 0 | 0 | 0 | 0 | 0 | 0 | 0 | 0 | 0 | 0 | 0 | 0 | 0 | 0 | 0 | 0 | 0 | 0 | 0 | 0 | 0 | 0 | 0 | 0 | 0 | 0 | 0 | 0
Commercial_Office_New_Food Preparation_Natural Gas_Griddle_E1_Baseline Forecast | Commercial | Office | New | Food Preparation | Natural Gas | Griddle | E1 | Standard | Baseline Forecast | 0 | 7800.5073 | 7870.7777 | 8345.0066 | 4580.1335 | 3734.702 | 3682.935 | 3631.1221 | 3579.5002 | 3526.3862 | 3473.978 | 3422.7712 | 4941.7888 | 6154.0643 | 7213.3987 | 7300.0334 | 7191.0046 | 9131.0509 | 8640.133 | 8331.5045 | 6955.5312 | 6602.3936 | 6511.0687 | 6807.7175 | 7230.6745 | 7777.6574 | 8227.2245 | 8559.5181 | 9626.8859 | 10297.1393 | 10724.536
Commercial_Office_New_Food Preparation_Natural Gas_Griddle_E2_Baseline Forecast | Commercial | Office | New | Food Preparation | Natural Gas | Griddle | E2 | ENERGY STAR | Baseline Forecast | 0 | 3188.5891 | 3219.0917 | 3412.0887 | 1872.811 | 1522.5348 | 1497.4302 | 1474.0493 | 1452.1223 | 1433.3002 | 1415.3536 | 1397.756 | 2009.2732 | 2509.6139 | 2942.1202 | 2976.6944 | 2932.3738 | 3724.0782 | 3520.3766 | 3396.6635 | 2836.8263 | 2694.2935 | 2658.8926 | 2677.9109 | 2841.1641 | 3052.8794 | 3226.079 | 3353.096 | 3767.6359 | 4026.1959 | 4189.4698
Commercial_Office_New_Food Preparation_Natural Gas_Griddle_E3_Baseline Forecast | Commercial | Office | New | Food Preparation | Natural Gas | Griddle | E3 |  | Baseline Forecast | 0 | 0 | 0 | 0 | 0 | 0 | 0 | 0 | 0 | 0 | 0 | 0 | 0 | 0 | 0 | 0 | 0 | 0 | 0 | 0 | 0 | 0 | 0 | 0 | 0 | 0 | 0 | 0 | 0 | 0 | 0
Commercial_Office_New_Food Preparation_Natural Gas_Griddle_E4_Baseline Forecast | Commercial | Office | New | Food Preparation | Natural Gas | Griddle | E4 |  | Baseline Forecast | 0 | 0 | 0 | 0 | 0 | 0 | 0 | 0 | 0 | 0 | 0 | 0 | 0 | 0 | 0 | 0 | 0 | 0 | 0 | 0 | 0 | 0 | 0 | 0 | 0 | 0 | 0 | 0 | 0 | 0 | 0
Commercial_Office_New_Food Preparation_Natural Gas_Griddle_E5_Baseline Forecast | Commercial | Office | New | Food Preparation | Natural Gas | Griddle | E5 |  | Baseline Forecast | 0 | 0 | 0 | 0 | 0 | 0 | 0 | 0 | 0 | 0 | 0 | 0 | 0 | 0 | 0 | 0 | 0 | 0 | 0 | 0 | 0 | 0 | 0 | 0 | 0 | 0 | 0 | 0 | 0 | 0 | 0
Commercial_Office_New_Food Preparation_Natural Gas_Griddle_E6_Baseline Forecast | Commercial | Office | New | Food Preparation | Natural Gas | Griddle | E6 |  | Baseline Forecast | 0 | 0 | 0 | 0 | 0 | 0 | 0 | 0 | 0 | 0 | 0 | 0 | 0 | 0 | 0 | 0 | 0 | 0 | 0 | 0 | 0 | 0 | 0 | 0 | 0 | 0 | 0 | 0 | 0 | 0 | 0
Commercial_Office_New_Food Preparation_Natural Gas_Griddle_E7_Baseline Forecast | Commercial | Office | New | Food Preparation | Natural Gas | Griddle | E7 |  | Baseline Forecast | 0 | 0 | 0 | 0 | 0 | 0 | 0 | 0 | 0 | 0 | 0 | 0 | 0 | 0 | 0 | 0 | 0 | 0 | 0 | 0 | 0 | 0 | 0 | 0 | 0 | 0 | 0 | 0 | 0 | 0 | 0
Commercial_Office_New_Food Preparation_Natural Gas_Griddle_E8_Baseline Forecast | Commercial | Office | New | Food Preparation | Natural Gas | Griddle | E8 |  | Baseline Forecast | 0 | 0 | 0 | 0 | 0 | 0 | 0 | 0 | 0 | 0 | 0 | 0 | 0 | 0 | 0 | 0 | 0 | 0 | 0 | 0 | 0 | 0 | 0 | 0 | 0 | 0 | 0 | 0 | 0 | 0 | 0
Commercial_Office_New_Food Preparation_Natural Gas_Griddle_E9_Baseline Forecast | Commercial | Office | New | Food Preparation | Natural Gas | Griddle | E9 |  | Baseline Forecast | 0 | 0 | 0 | 0 | 0 | 0 | 0 | 0 | 0 | 0 | 0 | 0 | 0 | 0 | 0 | 0 | 0 | 0 | 0 | 0 | 0 | 0 | 0 | 0 | 0 | 0 | 0 | 0 | 0 | 0 | 0
Commercial_Office_New_Food Preparation_Natural Gas_Griddle_E10_Baseline Forecast | Commercial | Office | New | Food Preparation | Natural Gas | Griddle | E10 |  | Baseline Forecast | 0 | 0 | 0 | 0 | 0 | 0 | 0 | 0 | 0 | 0 | 0 | 0 | 0 | 0 | 0 | 0 | 0 | 0 | 0 | 0 | 0 | 0 | 0 | 0 | 0 | 0 | 0 | 0 | 0 | 0 | 0
Commercial_Office_New_Food Preparation_Natural Gas_Range_E1_Baseline Forecast | Commercial | Office | New | Food Preparation | Natural Gas | Range | E1 | Standard | Baseline Forecast | 0 | 24044.017 | 24248.0594 | 25688.334 | 14084.7802 | 11511.7071 | 11373.5497 | 11224.7837 | 11068.9701 | 10919.767 | 15612.6665 | 19329.8653 | 22724.5951 | 22911.3169 | 22479.5857 | 28365.9162 | 26838.1852 | 25881.3452 | 21666.1599 | 21523.2224 | 22776.0672 | 24400.9055 | 25723.6073 | 27681.9036 | 31043.0355 | 33156.086 | 34505.0923 | 33876.2278 | 33167.5091 | 34566.1206 | 33972.0714
Commercial_Office_New_Food Preparation_Natural Gas_Range_E2_Baseline Forecast | Commercial | Office | New | Food Preparation | Natural Gas | Range | E2 | High Efficiency | Baseline Forecast | 0 | 34656.5006 | 34990.7585 | 37114.6079 | 20384.9502 | 16570.9041 | 16298.436 | 16045.5387 | 15808.4759 | 15573.4177 | 22244.807 | 27659.818 | 32218.2943 | 32663.574 | 32260.9985 | 40952.0113 | 38754.7148 | 37387.8212 | 31248.4628 | 31077.9531 | 32913.066 | 35298.4089 | 37260.6091 | 37714.8899 | 42229.5406 | 45038.584 | 46806.1735 | 45892.0473 | 44874.2448 | 46708.0966 | 45849.3652
Commercial_Office_New_Food Preparation_Natural Gas_Range_E3_Baseline Forecast | Commercial | Office | New | Food Preparation | Natural Gas | Range | E3 |  | Baseline Forecast | 0 | 0 | 0 | 0 | 0 | 0 | 0 | 0 | 0 | 0 | 0 | 0 | 0 | 0 | 0 | 0 | 0 | 0 | 0 | 0 | 0 | 0 | 0 | 0 | 0 | 0 | 0 | 0 | 0 | 0 | 0
Commercial_Office_New_Food Preparation_Natural Gas_Range_E4_Baseline Forecast | Commercial | Office | New | Food Preparation | Natural Gas | Range | E4 |  | Baseline Forecast | 0 | 0 | 0 | 0 | 0 | 0 | 0 | 0 | 0 | 0 | 0 | 0 | 0 | 0 | 0 | 0 | 0 | 0 | 0 | 0 | 0 | 0 | 0 | 0 | 0 | 0 | 0 | 0 | 0 | 0 | 0
Commercial_Office_New_Food Preparation_Natural Gas_Range_E5_Baseline Forecast | Commercial | Office | New | Food Preparation | Natural Gas | Range | E5 |  | Baseline Forecast | 0 | 0 | 0 | 0 | 0 | 0 | 0 | 0 | 0 | 0 | 0 | 0 | 0 | 0 | 0 | 0 | 0 | 0 | 0 | 0 | 0 | 0 | 0 | 0 | 0 | 0 | 0 | 0 | 0 | 0 | 0
Commercial_Office_New_Food Preparation_Natural Gas_Range_E6_Baseline Forecast | Commercial | Office | New | Food Preparation | Natural Gas | Range | E6 |  | Baseline Forecast | 0 | 0 | 0 | 0 | 0 | 0 | 0 | 0 | 0 | 0 | 0 | 0 | 0 | 0 | 0 | 0 | 0 | 0 | 0 | 0 | 0 | 0 | 0 | 0 | 0 | 0 | 0 | 0 | 0 | 0 | 0
Commercial_Office_New_Food Preparation_Natural Gas_Range_E7_Baseline Forecast | Commercial | Office | New | Food Preparation | Natural Gas | Range | E7 |  | Baseline Forecast | 0 | 0 | 0 | 0 | 0 | 0 | 0 | 0 | 0 | 0 | 0 | 0 | 0 | 0 | 0 | 0 | 0 | 0 | 0 | 0 | 0 | 0 | 0 | 0 | 0 | 0 | 0 | 0 | 0 | 0 | 0
Commercial_Office_New_Food Preparation_Natural Gas_Range_E8_Baseline Forecast | Commercial | Office | New | Food Preparation | Natural Gas | Range | E8 |  | Baseline Forecast | 0 | 0 | 0 | 0 | 0 | 0 | 0 | 0 | 0 | 0 | 0 | 0 | 0 | 0 | 0 | 0 | 0 | 0 | 0 | 0 | 0 | 0 | 0 | 0 | 0 | 0 | 0 | 0 | 0 | 0 | 0
Commercial_Office_New_Food Preparation_Natural Gas_Range_E9_Baseline Forecast | Commercial | Office | New | Food Preparation | Natural Gas | Range | E9 |  | Baseline Forecast | 0 | 0 | 0 | 0 | 0 | 0 | 0 | 0 | 0 | 0 | 0 | 0 | 0 | 0 | 0 | 0 | 0 | 0 | 0 | 0 | 0 | 0 | 0 | 0 | 0 | 0 | 0 | 0 | 0 | 0 | 0
Commercial_Office_New_Food Preparation_Natural Gas_Range_E10_Baseline Forecast | Commercial | Office | New | Food Preparation | Natural Gas | Range | E10 |  | Baseline Forecast | 0 | 0 | 0 | 0 | 0 | 0 | 0 | 0 | 0 | 0 | 0 | 0 | 0 | 0 | 0 | 0 | 0 | 0 | 0 | 0 | 0 | 0 | 0 | 0 | 0 | 0 | 0 | 0 | 0 | 0 | 0
Commercial_Office_New_Food Preparation_Natural Gas_Steamer_E1_Baseline Forecast | Commercial | Office | New | Food Preparation | Natural Gas | Steamer | E1 | Standard | Baseline Forecast | 0 | 1991.7554 | 2007.291 | 0 | 0 | 0 | 0 | 0 | 0 | 0 | 0 | 0 | 0 | 0 | 0 | 0 | 0 | 0 | 0 | 0 | 0 | 0 | 0 | 0 | 0 | 0 | 0 | 0 | 0 | 0 | 0
Commercial_Office_New_Food Preparation_Natural Gas_Steamer_E2_Baseline Forecast | Commercial | Office | New | Food Preparation | Natural Gas | Steamer | E2 | ENERGY STAR | Baseline Forecast | 0 | 2001.1885 | 2022.2692 | 4272.0002 | 2344.7101 | 1910.2436 | 1882.3119 | 1854.9899 | 1828.2655 | 1802.1272 | 2220.2238 | 2593.6567 | 2950.3093 | 3051.0156 | 3090.133 | 3119.7239 | 3140.9622 | 3154.8892 | 3162.4282 | 4443.3052 | 4403.1722 | 4468.7052 | 3868.225 | 3796.8008 | 3860.1123 | 3917.298 | 3968.2616 | 4013.0197 | 4330.4015 | 4592.8193 | 4826.7438
Commercial_Office_New_Food Preparation_Natural Gas_Steamer_E3_Baseline Forecast | Commercial | Office | New | Food Preparation | Natural Gas | Steamer | E3 |  | Baseline Forecast | 0 | 0 | 0 | 0 | 0 | 0 | 0 | 0 | 0 | 0 | 0 | 0 | 0 | 0 | 0 | 0 | 0 | 0 | 0 | 0 | 0 | 0 | 0 | 0 | 0 | 0 | 0 | 0 | 0 | 0 | 0
Commercial_Office_New_Food Preparation_Natural Gas_Steamer_E4_Baseline Forecast | Commercial | Office | New | Food Preparation | Natural Gas | Steamer | E4 |  | Baseline Forecast | 0 | 0 | 0 | 0 | 0 | 0 | 0 | 0 | 0 | 0 | 0 | 0 | 0 | 0 | 0 | 0 | 0 | 0 | 0 | 0 | 0 | 0 | 0 | 0 | 0 | 0 | 0 | 0 | 0 | 0 | 0
Commercial_Office_New_Food Preparation_Natural Gas_Steamer_E5_Baseline Forecast | Commercial | Office | New | Food Preparation | Natural Gas | Steamer | E5 |  | Baseline Forecast | 0 | 0 | 0 | 0 | 0 | 0 | 0 | 0 | 0 | 0 | 0 | 0 | 0 | 0 | 0 | 0 | 0 | 0 | 0 | 0 | 0 | 0 | 0 | 0 | 0 | 0 | 0 | 0 | 0 | 0 | 0
Commercial_Office_New_Food Preparation_Natural Gas_Steamer_E6_Baseline Forecast | Commercial | Office | New | Food Preparation | Natural Gas | Steamer | E6 |  | Baseline Forecast | 0 | 0 | 0 | 0 | 0 | 0 | 0 | 0 | 0 | 0 | 0 | 0 | 0 | 0 | 0 | 0 | 0 | 0 | 0 | 0 | 0 | 0 | 0 | 0 | 0 | 0 | 0 | 0 | 0 | 0 | 0
Commercial_Office_New_Food Preparation_Natural Gas_Steamer_E7_Baseline Forecast | Commercial | Office | New | Food Preparation | Natural Gas | Steamer | E7 |  | Baseline Forecast | 0 | 0 | 0 | 0 | 0 | 0 | 0 | 0 | 0 | 0 | 0 | 0 | 0 | 0 | 0 | 0 | 0 | 0 | 0 | 0 | 0 | 0 | 0 | 0 | 0 | 0 | 0 | 0 | 0 | 0 | 0
Commercial_Office_New_Food Preparation_Natural Gas_Steamer_E8_Baseline Forecast | Commercial | Office | New | Food Preparation | Natural Gas | Steamer | E8 |  | Baseline Forecast | 0 | 0 | 0 | 0 | 0 | 0 | 0 | 0 | 0 | 0 | 0 | 0 | 0 | 0 | 0 | 0 | 0 | 0 | 0 | 0 | 0 | 0 | 0 | 0 | 0 | 0 | 0 | 0 | 0 | 0 | 0
Commercial_Office_New_Food Preparation_Natural Gas_Steamer_E9_Baseline Forecast | Commercial | Office | New | Food Preparation | Natural Gas | Steamer | E9 |  | Baseline Forecast | 0 | 0 | 0 | 0 | 0 | 0 | 0 | 0 | 0 | 0 | 0 | 0 | 0 | 0 | 0 | 0 | 0 | 0 | 0 | 0 | 0 | 0 | 0 | 0 | 0 | 0 | 0 | 0 | 0 | 0 | 0
Commercial_Office_New_Food Preparation_Natural Gas_Steamer_E10_Baseline Forecast | Commercial | Office | New | Food Preparation | Natural Gas | Steamer | E10 |  | Baseline Forecast | 0 | 0 | 0 | 0 | 0 | 0 | 0 | 0 | 0 | 0 | 0 | 0 | 0 | 0 | 0 | 0 | 0 | 0 | 0 | 0 | 0 | 0 | 0 | 0 | 0 | 0 | 0 | 0 | 0 | 0 | 0
Commercial_Office_New_Food Preparation_Natural Gas_Food Prep Other_E1_Baseline Forecast | Commercial | Office | New | Food Preparation | Natural Gas | Food Prep Other | E1 | Standard | Baseline Forecast | 0 | 6486.5682 | 6546.0501 | 6939.8935 | 3808.9962 | 3103.2065 | 3057.8345 | 3013.4514 | 2970.0381 | 2927.5771 | 4183.3665 | 5192.4979 | 6071.3651 | 6141.1942 | 6048.9909 | 7659.8182 | 7248.1923 | 6991.4128 | 5847.2101 | 5812.5718 | 6153.7983 | 6596.9325 | 6959.9209 | 7226.6536 | 8096.9701 | 8640.8906 | 8985.2952 | 8814.7926 | 8624.0086 | 8981.2175 | 8820.6831
Commercial_Office_New_Food Preparation_Natural Gas_Food Prep Other_E2_Baseline Forecast | Commercial | Office | New | Food Preparation | Natural Gas | Food Prep Other | E2 | ENERGY STAR | Baseline Forecast | 0 | 2279.0678 | 2299.9692 | 2438.3496 | 1338.3027 | 1090.3161 | 1074.3702 | 1058.7737 | 1043.5195 | 1028.5995 | 1469.8176 | 1824.3816 | 2133.1515 | 2157.6979 | 2125.3158 | 2691.2952 | 2546.67 | 2456.4507 | 2054.4293 | 2042.2611 | 2162.1534 | 2317.8519 | 2445.3916 | 2538.9244 | 2844.6835 | 3035.7698 | 3156.7605 | 3096.8513 | 3029.8172 | 3155.3058 | 3098.8993
Commercial_Office_New_Food Preparation_Natural Gas_Food Prep Other_E3_Baseline Forecast | Commercial | Office | New | Food Preparation | Natural Gas | Food Prep Other | E3 |  | Baseline Forecast | 0 | 0 | 0 | 0 | 0 | 0 | 0 | 0 | 0 | 0 | 0 | 0 | 0 | 0 | 0 | 0 | 0 | 0 | 0 | 0 | 0 | 0 | 0 | 0 | 0 | 0 | 0 | 0 | 0 | 0 | 0
Commercial_Office_New_Food Preparation_Natural Gas_Food Prep Other_E4_Baseline Forecast | Commercial | Office | New | Food Preparation | Natural Gas | Food Prep Other | E4 |  | Baseline Forecast | 0 | 0 | 0 | 0 | 0 | 0 | 0 | 0 | 0 | 0 | 0 | 0 | 0 | 0 | 0 | 0 | 0 | 0 | 0 | 0 | 0 | 0 | 0 | 0 | 0 | 0 | 0 | 0 | 0 | 0 | 0
Commercial_Office_New_Food Preparation_Natural Gas_Food Prep Other_E5_Baseline Forecast | Commercial | Office | New | Food Preparation | Natural Gas | Food Prep Other | E5 |  | Baseline Forecast | 0 | 0 | 0 | 0 | 0 | 0 | 0 | 0 | 0 | 0 | 0 | 0 | 0 | 0 | 0 | 0 | 0 | 0 | 0 | 0 | 0 | 0 | 0 | 0 | 0 | 0 | 0 | 0 | 0 | 0 | 0
Commercial_Office_New_Food Preparation_Natural Gas_Food Prep Other_E6_Baseline Forecast | Commercial | Office | New | Food Preparation | Natural Gas | Food Prep Other | E6 |  | Baseline Forecast | 0 | 0 | 0 | 0 | 0 | 0 | 0 | 0 | 0 | 0 | 0 | 0 | 0 | 0 | 0 | 0 | 0 | 0 | 0 | 0 | 0 | 0 | 0 | 0 | 0 | 0 | 0 | 0 | 0 | 0 | 0
Commercial_Office_New_Food Preparation_Natural Gas_Food Prep Other_E7_Baseline Forecast | Commercial | Office | New | Food Preparation | Natural Gas | Food Prep Other | E7 |  | Baseline Forecast | 0 | 0 | 0 | 0 | 0 | 0 | 0 | 0 | 0 | 0 | 0 | 0 | 0 | 0 | 0 | 0 | 0 | 0 | 0 | 0 | 0 | 0 | 0 | 0 | 0 | 0 | 0 | 0 | 0 | 0 | 0
Commercial_Office_New_Food Preparation_Natural Gas_Food Prep Other_E8_Baseline Forecast | Commercial | Office | New | Food Preparation | Natural Gas | Food Prep Other | E8 |  | Baseline Forecast | 0 | 0 | 0 | 0 | 0 | 0 | 0 | 0 | 0 | 0 | 0 | 0 | 0 | 0 | 0 | 0 | 0 | 0 | 0 | 0 | 0 | 0 | 0 | 0 | 0 | 0 | 0 | 0 | 0 | 0 | 0
Commercial_Office_New_Food Preparation_Natural Gas_Food Prep Other_E9_Baseline Forecast | Commercial | Office | New | Food Preparation | Natural Gas | Food Prep Other | E9 |  | Baseline Forecast | 0 | 0 | 0 | 0 | 0 | 0 | 0 | 0 | 0 | 0 | 0 | 0 | 0 | 0 | 0 | 0 | 0 | 0 | 0 | 0 | 0 | 0 | 0 | 0 | 0 | 0 | 0 | 0 | 0 | 0 | 0
Commercial_Office_New_Food Preparation_Natural Gas_Food Prep Other_E10_Baseline Forecast | Commercial | Office | New | Food Preparation | Natural Gas | Food Prep Other | E10 |  | Baseline Forecast | 0 | 0 | 0 | 0 | 0 | 0 | 0 | 0 | 0 | 0 | 0 | 0 | 0 | 0 | 0 | 0 | 0 | 0 | 0 | 0 | 0 | 0 | 0 | 0 | 0 | 0 | 0 | 0 | 0 | 0 | 0
Commercial_Office_New_Miscellaneous_Natural Gas_Pool Heater_E1_Baseline Forecast | Commercial | Office | New | Miscellaneous | Natural Gas | Pool Heater | E1 | Standard (EF .82) | Baseline Forecast | 0 | 9612.2293 | 9698.789 | 10281.9256 | 5640.8846 | 4598.7736 | 6457.3222 | 7948.076 | 9242.5131 | 9342.5133 | 9201.076 | 11970.3068 | 12016.1846 | 12403.3548 | 11345.2571 | 11388.135 | 12723.6246 | 13680.8823 | 14463.4506 | 14545.8631 | 14566.9663 | 15603.797 | 15896.2552 | 16575.9606 | 16607.4832 | 16924.9498 | 17724.2383 | 18317.771 | 18837.2632 | 19068.1957 | 19288.0074
Commercial_Office_New_Miscellaneous_Natural Gas_Pool Heater_E2_Baseline Forecast | Commercial | Office | New | Miscellaneous | Natural Gas | Pool Heater | E2 | Condensing (EF .90) | Baseline Forecast | 0 | 1072.5564 | 1083.9791 | 1149.5916 | 633.3647 | 512.8794 | 716.5451 | 881.842 | 1028.9723 | 1038.0382 | 1021.7577 | 1327.5742 | 1285.7756 | 1322.9273 | 1208.9098 | 1232.8585 | 1400.3388 | 1529.1808 | 1633.7541 | 1667.1849 | 1672.2787 | 1794.7704 | 1832.4988 | 1695.299 | 1693.4322 | 1720.9007 | 1797.2982 | 1852.6715 | 1900.4485 | 1919.0654 | 1936.5656
Commercial_Office_New_Miscellaneous_Natural Gas_Pool Heater_E3_Baseline Forecast | Commercial | Office | New | Miscellaneous | Natural Gas | Pool Heater | E3 |  | Baseline Forecast | 0 | 0 | 0 | 0 | 0 | 0 | 0 | 0 | 0 | 0 | 0 | 0 | 0 | 0 | 0 | 0 | 0 | 0 | 0 | 0 | 0 | 0 | 0 | 0 | 0 | 0 | 0 | 0 | 0 | 0 | 0
Commercial_Office_New_Miscellaneous_Natural Gas_Pool Heater_E4_Baseline Forecast | Commercial | Office | New | Miscellaneous | Natural Gas | Pool Heater | E4 |  | Baseline Forecast | 0 | 0 | 0 | 0 | 0 | 0 | 0 | 0 | 0 | 0 | 0 | 0 | 0 | 0 | 0 | 0 | 0 | 0 | 0 | 0 | 0 | 0 | 0 | 0 | 0 | 0 | 0 | 0 | 0 | 0 | 0
Commercial_Office_New_Miscellaneous_Natural Gas_Pool Heater_E5_Baseline Forecast | Commercial | Office | New | Miscellaneous | Natural Gas | Pool Heater | E5 |  | Baseline Forecast | 0 | 0 | 0 | 0 | 0 | 0 | 0 | 0 | 0 | 0 | 0 | 0 | 0 | 0 | 0 | 0 | 0 | 0 | 0 | 0 | 0 | 0 | 0 | 0 | 0 | 0 | 0 | 0 | 0 | 0 | 0
Commercial_Office_New_Miscellaneous_Natural Gas_Pool Heater_E6_Baseline Forecast | Commercial | Office | New | Miscellaneous | Natural Gas | Pool Heater | E6 |  | Baseline Forecast | 0 | 0 | 0 | 0 | 0 | 0 | 0 | 0 | 0 | 0 | 0 | 0 | 0 | 0 | 0 | 0 | 0 | 0 | 0 | 0 | 0 | 0 | 0 | 0 | 0 | 0 | 0 | 0 | 0 | 0 | 0
Commercial_Office_New_Miscellaneous_Natural Gas_Pool Heater_E7_Baseline Forecast | Commercial | Office | New | Miscellaneous | Natural Gas | Pool Heater | E7 |  | Baseline Forecast | 0 | 0 | 0 | 0 | 0 | 0 | 0 | 0 | 0 | 0 | 0 | 0 | 0 | 0 | 0 | 0 | 0 | 0 | 0 | 0 | 0 | 0 | 0 | 0 | 0 | 0 | 0 | 0 | 0 | 0 | 0
Commercial_Office_New_Miscellaneous_Natural Gas_Pool Heater_E8_Baseline Forecast | Commercial | Office | New | Miscellaneous | Natural Gas | Pool Heater | E8 |  | Baseline Forecast | 0 | 0 | 0 | 0 | 0 | 0 | 0 | 0 | 0 | 0 | 0 | 0 | 0 | 0 | 0 | 0 | 0 | 0 | 0 | 0 | 0 | 0 | 0 | 0 | 0 | 0 | 0 | 0 | 0 | 0 | 0
Commercial_Office_New_Miscellaneous_Natural Gas_Pool Heater_E9_Baseline Forecast | Commercial | Office | New | Miscellaneous | Natural Gas | Pool Heater | E9 |  | Baseline Forecast | 0 | 0 | 0 | 0 | 0 | 0 | 0 | 0 | 0 | 0 | 0 | 0 | 0 | 0 | 0 | 0 | 0 | 0 | 0 | 0 | 0 | 0 | 0 | 0 | 0 | 0 | 0 | 0 | 0 | 0 | 0
Commercial_Office_New_Miscellaneous_Natural Gas_Pool Heater_E10_Baseline Forecast | Commercial | Office | New | Miscellaneous | Natural Gas | Pool Heater | E10 |  | Baseline Forecast | 0 | 0 | 0 | 0 | 0 | 0 | 0 | 0 | 0 | 0 | 0 | 0 | 0 | 0 | 0 | 0 | 0 | 0 | 0 | 0 | 0 | 0 | 0 | 0 | 0 | 0 | 0 | 0 | 0 | 0 | 0
Commercial_Office_New_Miscellaneous_Natural Gas_Miscellaneous_E1_Baseline Forecast | Commercial | Office | New | Miscellaneous | Natural Gas | Miscellaneous | E1 | Standard | Baseline Forecast | 0 | 2212635.606 | 2232926.0947 | 2367270.8672 | 1615380.0702 | 1648459.9775 | 1886888.6454 | 1981969.7863 | 2066361.9399 | 2170968.4799 | 2272463.4617 | 3014470.8677 | 3024992.556 | 3080105.6912 | 2973537.2589 | 3110840.8679 | 3294706.4617 | 3393824.7129 | 3493826.4955 | 3610274.7931 | 3721950.0825 | 4017217.1786 | 4072488.3766 | 4147513.6336 | 4205629.6813 | 4333157.8087 | 4465545.6143 | 4561454.081 | 4660987.9067 | 4768885.4543 | 4872585.2286
Commercial_Office_New_Miscellaneous_Natural Gas_Miscellaneous_E2_Baseline Forecast | Commercial | Office | New | Miscellaneous | Natural Gas | Miscellaneous | E2 |  | Baseline Forecast | 0 | 0 | 0 | 0 | 0 | 0 | 0 | 0 | 0 | 0 | 0 | 0 | 0 | 0 | 0 | 0 | 0 | 0 | 0 | 0 | 0 | 0 | 0 | 0 | 0 | 0 | 0 | 0 | 0 | 0 | 0
Commercial_Office_New_Miscellaneous_Natural Gas_Miscellaneous_E3_Baseline Forecast | Commercial | Office | New | Miscellaneous | Natural Gas | Miscellaneous | E3 |  | Baseline Forecast | 0 | 0 | 0 | 0 | 0 | 0 | 0 | 0 | 0 | 0 | 0 | 0 | 0 | 0 | 0 | 0 | 0 | 0 | 0 | 0 | 0 | 0 | 0 | 0 | 0 | 0 | 0 | 0 | 0 | 0 | 0
Commercial_Office_New_Miscellaneous_Natural Gas_Miscellaneous_E4_Baseline Forecast | Commercial | Office | New | Miscellaneous | Natural Gas | Miscellaneous | E4 |  | Baseline Forecast | 0 | 0 | 0 | 0 | 0 | 0 | 0 | 0 | 0 | 0 | 0 | 0 | 0 | 0 | 0 | 0 | 0 | 0 | 0 | 0 | 0 | 0 | 0 | 0 | 0 | 0 | 0 | 0 | 0 | 0 | 0
Commercial_Office_New_Miscellaneous_Natural Gas_Miscellaneous_E5_Baseline Forecast | Commercial | Office | New | Miscellaneous | Natural Gas | Miscellaneous | E5 |  | Baseline Forecast | 0 | 0 | 0 | 0 | 0 | 0 | 0 | 0 | 0 | 0 | 0 | 0 | 0 | 0 | 0 | 0 | 0 | 0 | 0 | 0 | 0 | 0 | 0 | 0 | 0 | 0 | 0 | 0 | 0 | 0 | 0
Commercial_Office_New_Miscellaneous_Natural Gas_Miscellaneous_E6_Baseline Forecast | Commercial | Office | New | Miscellaneous | Natural Gas | Miscellaneous | E6 |  | Baseline Forecast | 0 | 0 | 0 | 0 | 0 | 0 | 0 | 0 | 0 | 0 | 0 | 0 | 0 | 0 | 0 | 0 | 0 | 0 | 0 | 0 | 0 | 0 | 0 | 0 | 0 | 0 | 0 | 0 | 0 | 0 | 0
Commercial_Office_New_Miscellaneous_Natural Gas_Miscellaneous_E7_Baseline Forecast | Commercial | Office | New | Miscellaneous | Natural Gas | Miscellaneous | E7 |  | Baseline Forecast | 0 | 0 | 0 | 0 | 0 | 0 | 0 | 0 | 0 | 0 | 0 | 0 | 0 | 0 | 0 | 0 | 0 | 0 | 0 | 0 | 0 | 0 | 0 | 0 | 0 | 0 | 0 | 0 | 0 | 0 | 0
Commercial_Office_New_Miscellaneous_Natural Gas_Miscellaneous_E8_Baseline Forecast | Commercial | Office | New | Miscellaneous | Natural Gas | Miscellaneous | E8 |  | Baseline Forecast | 0 | 0 | 0 | 0 | 0 | 0 | 0 | 0 | 0 | 0 | 0 | 0 | 0 | 0 | 0 | 0 | 0 | 0 | 0 | 0 | 0 | 0 | 0 | 0 | 0 | 0 | 0 | 0 | 0 | 0 | 0
Commercial_Office_New_Miscellaneous_Natural Gas_Miscellaneous_E9_Baseline Forecast | Commercial | Office | New | Miscellaneous | Natural Gas | Miscellaneous | E9 |  | Baseline Forecast | 0 | 0 | 0 | 0 | 0 | 0 | 0 | 0 | 0 | 0 | 0 | 0 | 0 | 0 | 0 | 0 | 0 | 0 | 0 | 0 | 0 | 0 | 0 | 0 | 0 | 0 | 0 | 0 | 0 | 0 | 0
Commercial_Office_New_Miscellaneous_Natural Gas_Miscellaneous_E10_Baseline Forecast | Commercial | Office | New | Miscellaneous | Natural Gas | Miscellaneous | E10 |  | Baseline Forecast | 0 | 0 | 0 | 0 | 0 | 0 | 0 | 0 | 0 | 0 | 0 | 0 | 0 | 0 | 0 | 0 | 0 | 0 | 0 | 0 | 0 | 0 | 0 | 0 | 0 | 0 | 0 | 0 | 0 | 0 | 0
Commercial_Retail_Existing_Space Heating_Natural Gas_Furnace_E1_Baseline Forecast | Commercial | Retail | Existing | Space Heating | Natural Gas | Furnace | E1 | AFUE 80% (Standard) | Baseline Forecast | 0 | 856495.977 | 894912.3407 | 928247.3716 | 956937.5885 | 0 | 0 | 0 | 0 | 0 | 0 | 0 | 0 | 0 | 0 | 0 | 0 | 0 | 0 | 0 | 0 | 0 | 0 | 0 | 0 | 0 | 0 | 0 | 0 | 0 | 0
Commercial_Retail_Existing_Space Heating_Natural Gas_Furnace_E2_Baseline Forecast | Commercial | Retail | Existing | Space Heating | Natural Gas | Furnace | E2 | AFUE 90% | Baseline Forecast | 0 | 0 | 0 | 0 | 0 | 0 | 0 | 0 | 0 | 0 | 0 | 0 | 0 | 0 | 0 | 0 | 0 | 0 | 0 | 0 | 0 | 0 | 0 | 0 | 0 | 0 | 0 | 0 | 0 | 0 | 0
Commercial_Retail_Existing_Space Heating_Natural Gas_Furnace_E3_Baseline Forecast | Commercial | Retail | Existing | Space Heating | Natural Gas | Furnace | E3 | AFUE 95% | Baseline Forecast | 0 | 0 | 0 | 0 | 0 | 981384.7766 | 1001958.7008 | 684736.4833 | 694192.1336 | 701753.1076 | 707413.9208 | 711498.0018 | 658924.5567 | 607936.8363 | 560752.5411 | 517350.4782 | 477224.7786 | 440182.111 | 406269.8718 | 405609.8185 | 405885.1049 | 406791.5702 | 408139.4371 | 416125.7066 | 418299.916 | 420543.1482 | 422763.3403 | 424885.6914 | 426850.1892 | 428609.6613 | 426969.0478
Commercial_Retail_Existing_Space Heating_Natural Gas_Furnace_E4_Baseline Forecast | Commercial | Retail | Existing | Space Heating | Natural Gas | Furnace | E4 |  | Baseline Forecast | 0 | 0 | 0 | 0 | 0 | 0 | 0 | 0 | 0 | 0 | 0 | 0 | 0 | 0 | 0 | 0 | 0 | 0 | 0 | 0 | 0 | 0 | 0 | 0 | 0 | 0 | 0 | 0 | 0 | 0 | 0
Commercial_Retail_Existing_Space Heating_Natural Gas_Furnace_E5_Baseline Forecast | Commercial | Retail | Existing | Space Heating | Natural Gas | Furnace | E5 |  | Baseline Forecast | 0 | 0 | 0 | 0 | 0 | 0 | 0 | 334263.1258 | 338628.4062 | 341956.3433 | 344517.2615 | 346231.2646 | 316675.1432 | 291910.4162 | 269224.2189 | 248181.0275 | 228865.4573 | 211082.2948 | 194425.7684 | 194242.0808 | 194430.4116 | 194962.7501 | 195746.7393 | 190347.0392 | 191014.0355 | 191699.9328 | 192359.1116 | 192953.8916 | 193453.6228 | 193833.6527 | 192649.3889
Commercial_Retail_Existing_Space Heating_Natural Gas_Furnace_E6_Baseline Forecast | Commercial | Retail | Existing | Space Heating | Natural Gas | Furnace | E6 |  | Baseline Forecast | 0 | 0 | 0 | 0 | 0 | 0 | 0 | 0 | 0 | 0 | 0 | 0 | 0 | 0 | 0 | 0 | 0 | 0 | 0 | 0 | 0 | 0 | 0 | 0 | 0 | 0 | 0 | 0 | 0 | 0 | 0
Commercial_Retail_Existing_Space Heating_Natural Gas_Furnace_E7_Baseline Forecast | Commercial | Retail | Existing | Space Heating | Natural Gas | Furnace | E7 |  | Baseline Forecast | 0 | 0 | 0 | 0 | 0 | 0 | 0 | 0 | 0 | 0 | 0 | 0 | 0 | 0 | 0 | 0 | 0 | 0 | 0 | 0 | 0 | 0 | 0 | 0 | 0 | 0 | 0 | 0 | 0 | 0 | 0
Commercial_Retail_Existing_Space Heating_Natural Gas_Furnace_E8_Baseline Forecast | Commercial | Retail | Existing | Space Heating | Natural Gas | Furnace | E8 |  | Baseline Forecast | 0 | 0 | 0 | 0 | 0 | 0 | 0 | 0 | 0 | 0 | 0 | 0 | 0 | 0 | 0 | 0 | 0 | 0 | 0 | 0 | 0 | 0 | 0 | 0 | 0 | 0 | 0 | 0 | 0 | 0 | 0
Commercial_Retail_Existing_Space Heating_Natural Gas_Furnace_E9_Baseline Forecast | Commercial | Retail | Existing | Space Heating | Natural Gas | Furnace | E9 |  | Baseline Forecast | 0 | 0 | 0 | 0 | 0 | 0 | 0 | 0 | 0 | 0 | 0 | 0 | 0 | 0 | 0 | 0 | 0 | 0 | 0 | 0 | 0 | 0 | 0 | 0 | 0 | 0 | 0 | 0 | 0 | 0 | 0
Commercial_Retail_Existing_Space Heating_Natural Gas_Furnace_E10_Baseline Forecast | Commercial | Retail | Existing | Space Heating | Natural Gas | Furnace | E10 |  | Baseline Forecast | 0 | 0 | 0 | 0 | 0 | 0 | 0 | 0 | 0 | 0 | 0 | 0 | 0 | 0 | 0 | 0 | 0 | 0 | 0 | 0 | 0 | 0 | 0 | 0 | 0 | 0 | 0 | 0 | 0 | 0 | 0
Commercial_Retail_Existing_Space Heating_Natural Gas_Boiler_E1_Baseline Forecast | Commercial | Retail | Existing | Space Heating | Natural Gas | Boiler | E1 | AFUE 80% (Standard) | Baseline Forecast | 0 | 54260.7922 | 53653.3224 | 53004.2597 | 52314.7615 | 0 | 0 | 0 | 0 | 0 | 0 | 0 | 0 | 0 | 0 | 0 | 0 | 0 | 0 | 0 | 0 | 0 | 0 | 0 | 0 | 0 | 0 | 0 | 0 | 0 | 0
Commercial_Retail_Existing_Space Heating_Natural Gas_Boiler_E2_Baseline Forecast | Commercial | Retail | Existing | Space Heating | Natural Gas | Boiler | E2 | AFUE 85% | Baseline Forecast | 0 | 0 | 0 | 0 | 0 | 0 | 0 | 0 | 0 | 0 | 0 | 0 | 0 | 0 | 0 | 0 | 0 | 0 | 0 | 0 | 0 | 0 | 0 | 0 | 0 | 0 | 0 | 0 | 0 | 0 | 0
Commercial_Retail_Existing_Space Heating_Natural Gas_Boiler_E3_Baseline Forecast | Commercial | Retail | Existing | Space Heating | Natural Gas | Boiler | E3 | AFUE 98% | Baseline Forecast | 0 | 17451.1719 | 17263.2908 | 17063.2126 | 16858.4593 | 68241.5345 | 67279.197 | 66292.198 | 65285.8205 | 64264.7197 | 63232.992 | 62194.237 | 61151.6129 | 60107.8856 | 59065.4723 | 58026.4806 | 56992.7432 | 55965.8487 | 54947.169 | 53937.8844 | 52939.0045 | 55634.1174 | 53257.3019 | 51141.2702 | 49250.3568 | 47553.6168 | 46024.229 | 44638.9716 | 43377.7631 | 42223.2588 | 41160.4977
Commercial_Retail_Existing_Space Heating_Natural Gas_Boiler_E4_Baseline Forecast | Commercial | Retail | Existing | Space Heating | Natural Gas | Boiler | E4 | Convert to NG Air Source Heat Pump | Baseline Forecast | 0 | 0 | 0 | 0 | 0 | 0 | 0 | 0 | 0 | 0 | 0 | 0 | 0 | 0 | 0 | 0 | 0 | 0 | 0 | 0 | 0 | 0 | 0 | 0 | 0 | 0 | 0 | 0 | 0 | 0 | 0
Commercial_Retail_Existing_Space Heating_Natural Gas_Boiler_E5_Baseline Forecast | Commercial | Retail | Existing | Space Heating | Natural Gas | Boiler | E5 |  | Baseline Forecast | 0 | 0 | 0 | 0 | 0 | 0 | 0 | 0 | 0 | 0 | 0 | 0 | 0 | 0 | 0 | 0 | 0 | 0 | 0 | 0 | 0 | 0 | 0 | 0 | 0 | 0 | 0 | 0 | 0 | 0 | 0
Commercial_Retail_Existing_Space Heating_Natural Gas_Boiler_E6_Baseline Forecast | Commercial | Retail | Existing | Space Heating | Natural Gas | Boiler | E6 |  | Baseline Forecast | 0 | 0 | 0 | 0 | 0 | 0 | 0 | 0 | 0 | 0 | 0 | 0 | 0 | 0 | 0 | 0 | 0 | 0 | 0 | 0 | 0 | 0 | 0 | 0 | 0 | 0 | 0 | 0 | 0 | 0 | 0
Commercial_Retail_Existing_Space Heating_Natural Gas_Boiler_E7_Baseline Forecast | Commercial | Retail | Existing | Space Heating | Natural Gas | Boiler | E7 |  | Baseline Forecast | 0 | 0 | 0 | 0 | 0 | 0 | 0 | 0 | 0 | 0 | 0 | 0 | 0 | 0 | 0 | 0 | 0 | 0 | 0 | 0 | 0 | 0 | 0 | 0 | 0 | 0 | 0 | 0 | 0 | 0 | 0
Commercial_Retail_Existing_Space Heating_Natural Gas_Boiler_E8_Baseline Forecast | Commercial | Retail | Existing | Space Heating | Natural Gas | Boiler | E8 |  | Baseline Forecast | 0 | 0 | 0 | 0 | 0 | 0 | 0 | 0 | 0 | 0 | 0 | 0 | 0 | 0 | 0 | 0 | 0 | 0 | 0 | 0 | 0 | 0 | 0 | 0 | 0 | 0 | 0 | 0 | 0 | 0 | 0
Commercial_Retail_Existing_Space Heating_Natural Gas_Boiler_E9_Baseline Forecast | Commercial | Retail | Existing | Space Heating | Natural Gas | Boiler | E9 |  | Baseline Forecast | 0 | 0 | 0 | 0 | 0 | 0 | 0 | 0 | 0 | 0 | 0 | 0 | 0 | 0 | 0 | 0 | 0 | 0 | 0 | 0 | 0 | 0 | 0 | 0 | 0 | 0 | 0 | 0 | 0 | 0 | 0
Commercial_Retail_Existing_Space Heating_Natural Gas_Boiler_E10_Baseline Forecast | Commercial | Retail | Existing | Space Heating | Natural Gas | Boiler | E10 |  | Baseline Forecast | 0 | 0 | 0 | 0 | 0 | 0 | 0 | 0 | 0 | 0 | 0 | 0 | 0 | 0 | 0 | 0 | 0 | 0 | 0 | 0 | 0 | 0 | 0 | 0 | 0 | 0 | 0 | 0 | 0 | 0 | 0
Commercial_Retail_Existing_Space Heating_Natural Gas_Unit Heater_E1_Baseline Forecast | Commercial | Retail | Existing | Space Heating | Natural Gas | Unit Heater | E1 | Standard | Baseline Forecast | 0 | 11481.9602 | 32734.0247 | 62244.8639 | 98681.4315 | 0 | 0 | 0 | 0 | 0 | 0 | 0 | 0 | 0 | 0 | 0 | 0 | 0 | 0 | 0 | 0 | 0 | 0 | 0 | 0 | 0 | 0 | 0 | 0 | 0 | 0
Commercial_Retail_Existing_Space Heating_Natural Gas_Unit Heater_E2_Baseline Forecast | Commercial | Retail | Existing | Space Heating | Natural Gas | Unit Heater | E2 | Condensing | Baseline Forecast | 0 | 0 | 0 | 0 | 0 | 140869.1569 | 187774.3082 | 238488.2869 | 292213.6454 | 348251.6377 | 396418.0775 | 438947.0743 | 477560.2674 | 513567.2416 | 547947.8259 | 581419.3983 | 614491.7968 | 572716.4478 | 543137.6115 | 524109.0871 | 513056.4183 | 508075.2334 | 507764.4792 | 511098.0304 | 517326.4212 | 525902.1349 | 536423.2345 | 537882.2988 | 533702.861 | 526458.6833 | 517921.4421
Commercial_Retail_Existing_Space Heating_Natural Gas_Unit Heater_E3_Baseline Forecast | Commercial | Retail | Existing | Space Heating | Natural Gas | Unit Heater | E3 | Infrared Radiant | Baseline Forecast | 0 | 0 | 0 | 0 | 0 | 0 | 0 | 0 | 0 | 0 | 0 | 0 | 0 | 0 | 0 | 0 | 0 | 0 | 0 | 0 | 0 | 0 | 0 | 0 | 0 | 0 | 0 | 0 | 0 | 0 | 0
Commercial_Retail_Existing_Space Heating_Natural Gas_Unit Heater_E4_Baseline Forecast | Commercial | Retail | Existing | Space Heating | Natural Gas | Unit Heater | E4 |  | Baseline Forecast | 0 | 0 | 0 | 0 | 0 | 0 | 0 | 0 | 0 | 0 | 0 | 0 | 0 | 0 | 0 | 0 | 0 | 0 | 0 | 0 | 0 | 0 | 0 | 0 | 0 | 0 | 0 | 0 | 0 | 0 | 0
Commercial_Retail_Existing_Space Heating_Natural Gas_Unit Heater_E5_Baseline Forecast | Commercial | Retail | Existing | Space Heating | Natural Gas | Unit Heater | E5 |  | Baseline Forecast | 0 | 0 | 0 | 0 | 0 | 0 | 0 | 0 | 0 | 0 | 0 | 0 | 0 | 0 | 0 | 0 | 0 | 0 | 0 | 0 | 0 | 0 | 0 | 0 | 0 | 0 | 0 | 0 | 0 | 0 | 0
Commercial_Retail_Existing_Space Heating_Natural Gas_Unit Heater_E6_Baseline Forecast | Commercial | Retail | Existing | Space Heating | Natural Gas | Unit Heater | E6 |  | Baseline Forecast | 0 | 0 | 0 | 0 | 0 | 0 | 0 | 0 | 0 | 0 | 0 | 0 | 0 | 0 | 0 | 0 | 0 | 0 | 0 | 0 | 0 | 0 | 0 | 0 | 0 | 0 | 0 | 0 | 0 | 0 | 0
Commercial_Retail_Existing_Space Heating_Natural Gas_Unit Heater_E7_Baseline Forecast | Commercial | Retail | Existing | Space Heating | Natural Gas | Unit Heater | E7 |  | Baseline Forecast | 0 | 0 | 0 | 0 | 0 | 0 | 0 | 0 | 0 | 0 | 0 | 0 | 0 | 0 | 0 | 0 | 0 | 0 | 0 | 0 | 0 | 0 | 0 | 0 | 0 | 0 | 0 | 0 | 0 | 0 | 0
Commercial_Retail_Existing_Space Heating_Natural Gas_Unit Heater_E8_Baseline Forecast | Commercial | Retail | Existing | Space Heating | Natural Gas | Unit Heater | E8 |  | Baseline Forecast | 0 | 0 | 0 | 0 | 0 | 0 | 0 | 0 | 0 | 0 | 0 | 0 | 0 | 0 | 0 | 0 | 0 | 0 | 0 | 0 | 0 | 0 | 0 | 0 | 0 | 0 | 0 | 0 | 0 | 0 | 0
Commercial_Retail_Existing_Space Heating_Natural Gas_Unit Heater_E9_Baseline Forecast | Commercial | Retail | Existing | Space Heating | Natural Gas | Unit Heater | E9 |  | Baseline Forecast | 0 | 0 | 0 | 0 | 0 | 0 | 0 | 0 | 0 | 0 | 0 | 0 | 0 | 0 | 0 | 0 | 0 | 0 | 0 | 0 | 0 | 0 | 0 | 0 | 0 | 0 | 0 | 0 | 0 | 0 | 0
Commercial_Retail_Existing_Space Heating_Natural Gas_Unit Heater_E10_Baseline Forecast | Commercial | Retail | Existing | Space Heating | Natural Gas | Unit Heater | E10 |  | Baseline Forecast | 0 | 0 | 0 | 0 | 0 | 0 | 0 | 0 | 0 | 0 | 0 | 0 | 0 | 0 | 0 | 0 | 0 | 0 | 0 | 0 | 0 | 0 | 0 | 0 | 0 | 0 | 0 | 0 | 0 | 0 | 0
Commercial_Retail_Existing_Water Heating_Natural Gas_Water Heater_E1_Baseline Forecast | Commercial | Retail | Existing | Water Heating | Natural Gas | Water Heater | E1 | TE 0.80 | Baseline Forecast | 0 | 78585.2518 | 85395.7279 | 91149.3234 | 95959.8168 | 100082.6824 | 103470.6458 | 1028.461 | 1085.7824 | 1147.9409 | 1351.1506 | 1414.3185 | 1444.6838 | 1280.4289 | 1115.2591 | 1081.2807 | 913.7067 | 774.6724 | 666.5284 | 635.9323 | 614.35 | 445.2705 | 467.8205 | 712.2334 | 752.3955 | 784.9586 | 811.1822 | 845.9225 | 1082.804 | 1056.7647 | 1014.9827
Commercial_Retail_Existing_Water Heating_Natural Gas_Water Heater_E2_Baseline Forecast | Commercial | Retail | Existing | Water Heating | Natural Gas | Water Heater | E2 | TE 0.90 | Baseline Forecast | 0 | 282329.053 | 306885.3111 | 327661.8401 | 345100.7874 | 359441.3922 | 371171.119 | 3686.8385 | 3891.3537 | 4112.5095 | 4839.194 | 5071.4794 | 5166.7679 | 4586.6833 | 4002.2358 | 3886.233 | 3284.13 | 2784.6734 | 2394.9753 | 2285.6928 | 2208.5549 | 1601.1396 | 1682.7618 | 2509.4832 | 2649.056 | 2761.754 | 2852.0592 | 2972.2083 | 3801.9977 | 3708.1444 | 3559.2226
Commercial_Retail_Existing_Water Heating_Natural Gas_Water Heater_E3_Baseline Forecast | Commercial | Retail | Existing | Water Heating | Natural Gas | Water Heater | E3 | TE 0.94 | Baseline Forecast | 0 | 0 | 0 | 0 | 0 | 0 | 0 | 0 | 0 | 0 | 0 | 0 | 0 | 0 | 0 | 0 | 0 | 0 | 0 | 0 | 0 | 0 | 0 | 0 | 0 | 0 | 0 | 0 | 0 | 0 | 0
Commercial_Retail_Existing_Water Heating_Natural Gas_Water Heater_E4_Baseline Forecast | Commercial | Retail | Existing | Water Heating | Natural Gas | Water Heater | E4 | Instantaneous TE 0.94 | Baseline Forecast | 0 | 0 | 0 | 0 | 0 | 0 | 0 | 482090.0011 | 491385.9164 | 498364.4144 | 562858.2234 | 618442.0502 | 607941.529 | 598286.8234 | 588638.9748 | 649718.7638 | 551991.8585 | 470856.7577 | 403196.7887 | 388441.9112 | 378134.6086 | 276504.0696 | 293427.085 | 311559.6704 | 326991.2407 | 339071.5351 | 348396.032 | 361342.9301 | 460117.4421 | 446782.4854 | 428535.3575
Commercial_Retail_Existing_Water Heating_Natural Gas_Water Heater_E5_Baseline Forecast | Commercial | Retail | Existing | Water Heating | Natural Gas | Water Heater | E5 | Gas-Fired Absorption HPWH | Baseline Forecast | 0 | 0 | 0 | 0 | 0 | 0 | 0 | 0 | 0 | 0 | 0 | 0 | 0 | 0 | 0 | 0 | 0 | 0 | 0 | 0 | 0 | 0 | 0 | 0 | 0 | 0 | 0 | 0 | 0 | 0 | 0
Commercial_Retail_Existing_Water Heating_Natural Gas_Water Heater_E6_Baseline Forecast | Commercial | Retail | Existing | Water Heating | Natural Gas | Water Heater | E6 |  | Baseline Forecast | 0 | 0 | 0 | 0 | 0 | 0 | 0 | 0 | 0 | 0 | 0 | 0 | 0 | 0 | 0 | 0 | 0 | 0 | 0 | 0 | 0 | 0 | 0 | 0 | 0 | 0 | 0 | 0 | 0 | 0 | 0
Commercial_Retail_Existing_Water Heating_Natural Gas_Water Heater_E7_Baseline Forecast | Commercial | Retail | Existing | Water Heating | Natural Gas | Water Heater | E7 |  | Baseline Forecast | 0 | 0 | 0 | 0 | 0 | 0 | 0 | 0 | 0 | 0 | 0 | 0 | 0 | 0 | 0 | 0 | 0 | 0 | 0 | 0 | 0 | 0 | 0 | 0 | 0 | 0 | 0 | 0 | 0 | 0 | 0
Commercial_Retail_Existing_Water Heating_Natural Gas_Water Heater_E8_Baseline Forecast | Commercial | Retail | Existing | Water Heating | Natural Gas | Water Heater | E8 |  | Baseline Forecast | 0 | 0 | 0 | 0 | 0 | 0 | 0 | 0 | 0 | 0 | 0 | 0 | 0 | 0 | 0 | 0 | 0 | 0 | 0 | 0 | 0 | 0 | 0 | 0 | 0 | 0 | 0 | 0 | 0 | 0 | 0
Commercial_Retail_Existing_Water Heating_Natural Gas_Water Heater_E9_Baseline Forecast | Commercial | Retail | Existing | Water Heating | Natural Gas | Water Heater | E9 |  | Baseline Forecast | 0 | 0 | 0 | 0 | 0 | 0 | 0 | 0 | 0 | 0 | 0 | 0 | 0 | 0 | 0 | 0 | 0 | 0 | 0 | 0 | 0 | 0 | 0 | 0 | 0 | 0 | 0 | 0 | 0 | 0 | 0
Commercial_Retail_Existing_Water Heating_Natural Gas_Water Heater_E10_Baseline Forecast | Commercial | Retail | Existing | Water Heating | Natural Gas | Water Heater | E10 |  | Baseline Forecast | 0 | 0 | 0 | 0 | 0 | 0 | 0 | 0 | 0 | 0 | 0 | 0 | 0 | 0 | 0 | 0 | 0 | 0 | 0 | 0 | 0 | 0 | 0 | 0 | 0 | 0 | 0 | 0 | 0 | 0 | 0
Commercial_Retail_Existing_Food Preparation_Natural Gas_Oven_E1_Baseline Forecast | Commercial | Retail | Existing | Food Preparation | Natural Gas | Oven | E1 | Standard | Baseline Forecast | 0 | 24255.0407 | 30878.2208 | 35820.1025 | 39433.7926 | 42256.6989 | 44272.7988 | 45601.0409 | 46392.7926 | 46827.4193 | 40003.3705 | 35702.2461 | 33473.376 | 32050.372 | 31373.4428 | 31190.4487 | 36403.1526 | 37304.2397 | 37895.1646 | 37174.7484 | 35852.7508 | 34296.0425 | 32736.1975 | 32657.0894 | 31425.7301 | 29681.5135 | 28900.5581 | 28700.1466 | 28684.5585 | 28649.3277 | 28505.876
Commercial_Retail_Existing_Food Preparation_Natural Gas_Oven_E2_Baseline Forecast | Commercial | Retail | Existing | Food Preparation | Natural Gas | Oven | E2 | ENERGY STAR (EF ≥ 44%) Convection Oven utilizing ASTM Std F1496 | Baseline Forecast | 0 | 34965.9526 | 44569.3246 | 51768.6941 | 57104.9865 | 60741.4832 | 63243.3197 | 64921.8288 | 65962.7655 | 66450.8538 | 57036.0241 | 51129.4978 | 47335.8877 | 45575.4936 | 44935.4041 | 44972.61 | 52502.1004 | 53829.4887 | 54557.0482 | 53604.0553 | 51753.9794 | 49579.8645 | 47412.6269 | 44078.4387 | 42355.7966 | 39951.1387 | 38850.5011 | 38534.3479 | 38468.6755 | 38378.3445 | 38144.6597
Commercial_Retail_Existing_Food Preparation_Natural Gas_Oven_E3_Baseline Forecast | Commercial | Retail | Existing | Food Preparation | Natural Gas | Oven | E3 |  | Baseline Forecast | 0 | 0 | 0 | 0 | 0 | 0 | 0 | 0 | 0 | 0 | 0 | 0 | 0 | 0 | 0 | 0 | 0 | 0 | 0 | 0 | 0 | 0 | 0 | 0 | 0 | 0 | 0 | 0 | 0 | 0 | 0
Commercial_Retail_Existing_Food Preparation_Natural Gas_Oven_E4_Baseline Forecast | Commercial | Retail | Existing | Food Preparation | Natural Gas | Oven | E4 |  | Baseline Forecast | 0 | 0 | 0 | 0 | 0 | 0 | 0 | 0 | 0 | 0 | 0 | 0 | 0 | 0 | 0 | 0 | 0 | 0 | 0 | 0 | 0 | 0 | 0 | 0 | 0 | 0 | 0 | 0 | 0 | 0 | 0
Commercial_Retail_Existing_Food Preparation_Natural Gas_Oven_E5_Baseline Forecast | Commercial | Retail | Existing | Food Preparation | Natural Gas | Oven | E5 |  | Baseline Forecast | 0 | 0 | 0 | 0 | 0 | 0 | 0 | 0 | 0 | 0 | 0 | 0 | 0 | 0 | 0 | 0 | 0 | 0 | 0 | 0 | 0 | 0 | 0 | 0 | 0 | 0 | 0 | 0 | 0 | 0 | 0
Commercial_Retail_Existing_Food Preparation_Natural Gas_Oven_E6_Baseline Forecast | Commercial | Retail | Existing | Food Preparation | Natural Gas | Oven | E6 |  | Baseline Forecast | 0 | 0 | 0 | 0 | 0 | 0 | 0 | 0 | 0 | 0 | 0 | 0 | 0 | 0 | 0 | 0 | 0 | 0 | 0 | 0 | 0 | 0 | 0 | 0 | 0 | 0 | 0 | 0 | 0 | 0 | 0
Commercial_Retail_Existing_Food Preparation_Natural Gas_Oven_E7_Baseline Forecast | Commercial | Retail | Existing | Food Preparation | Natural Gas | Oven | E7 |  | Baseline Forecast | 0 | 0 | 0 | 0 | 0 | 0 | 0 | 0 | 0 | 0 | 0 | 0 | 0 | 0 | 0 | 0 | 0 | 0 | 0 | 0 | 0 | 0 | 0 | 0 | 0 | 0 | 0 | 0 | 0 | 0 | 0
Commercial_Retail_Existing_Food Preparation_Natural Gas_Oven_E8_Baseline Forecast | Commercial | Retail | Existing | Food Preparation | Natural Gas | Oven | E8 |  | Baseline Forecast | 0 | 0 | 0 | 0 | 0 | 0 | 0 | 0 | 0 | 0 | 0 | 0 | 0 | 0 | 0 | 0 | 0 | 0 | 0 | 0 | 0 | 0 | 0 | 0 | 0 | 0 | 0 | 0 | 0 | 0 | 0
Commercial_Retail_Existing_Food Preparation_Natural Gas_Oven_E9_Baseline Forecast | Commercial | Retail | Existing | Food Preparation | Natural Gas | Oven | E9 |  | Baseline Forecast | 0 | 0 | 0 | 0 | 0 | 0 | 0 | 0 | 0 | 0 | 0 | 0 | 0 | 0 | 0 | 0 | 0 | 0 | 0 | 0 | 0 | 0 | 0 | 0 | 0 | 0 | 0 | 0 | 0 | 0 | 0
Commercial_Retail_Existing_Food Preparation_Natural Gas_Oven_E10_Baseline Forecast | Commercial | Retail | Existing | Food Preparation | Natural Gas | Oven | E10 |  | Baseline Forecast | 0 | 0 | 0 | 0 | 0 | 0 | 0 | 0 | 0 | 0 | 0 | 0 | 0 | 0 | 0 | 0 | 0 | 0 | 0 | 0 | 0 | 0 | 0 | 0 | 0 | 0 | 0 | 0 | 0 | 0 | 0
Commercial_Retail_Existing_Food Preparation_Natural Gas_Conveyor Oven_E1_Baseline Forecast | Commercial | Retail | Existing | Food Preparation | Natural Gas | Conveyor Oven | E1 | Standard | Baseline Forecast | 0 | 0 | 0 | 0 | 0 | 1120.3718 | 3075.4593 | 5634.8552 | 8615.7413 | 11913.8761 | 14396.3878 | 16245.2221 | 17722.9948 | 18697.4462 | 19358.3309 | 19791.5955 | 20034.2893 | 15706.236 | 12329.0204 | 9660.6465 | 7571.4492 | 6096.2348 | 5223.8466 | 5120.8141 | 5332.0587 | 6001.3923 | 7109.3444 | 8417.928 | 9771.5174 | 11072.4686 | 12268.4102
Commercial_Retail_Existing_Food Preparation_Natural Gas_Conveyor Oven_E2_Baseline Forecast | Commercial | Retail | Existing | Food Preparation | Natural Gas | Conveyor Oven | E2 | ENERGY STAR (EF ≥ 44%) Convection Oven utilizing ASTM Std F1496 | Baseline Forecast | 0 | 0 | 0 | 0 | 0 | 1610.8062 | 4418.8929 | 8109.7868 | 12442.3093 | 17191.3934 | 20765.9862 | 23419.0449 | 25228.817 | 26594.7002 | 27536.2793 | 28131.635 | 28472.2224 | 22322.8692 | 17485.7981 | 13714.1711 | 10754.4079 | 8666.6012 | 7435.0958 | 6793.4649 | 7057.0898 | 7924.9657 | 9367.4317 | 11067.9425 | 12820.7792 | 14497.8262 | 16019.5487
Commercial_Retail_Existing_Food Preparation_Natural Gas_Conveyor Oven_E3_Baseline Forecast | Commercial | Retail | Existing | Food Preparation | Natural Gas | Conveyor Oven | E3 |  | Baseline Forecast | 0 | 0 | 0 | 0 | 0 | 0 | 0 | 0 | 0 | 0 | 0 | 0 | 0 | 0 | 0 | 0 | 0 | 0 | 0 | 0 | 0 | 0 | 0 | 0 | 0 | 0 | 0 | 0 | 0 | 0 | 0
Commercial_Retail_Existing_Food Preparation_Natural Gas_Conveyor Oven_E4_Baseline Forecast | Commercial | Retail | Existing | Food Preparation | Natural Gas | Conveyor Oven | E4 |  | Baseline Forecast | 0 | 0 | 0 | 0 | 0 | 0 | 0 | 0 | 0 | 0 | 0 | 0 | 0 | 0 | 0 | 0 | 0 | 0 | 0 | 0 | 0 | 0 | 0 | 0 | 0 | 0 | 0 | 0 | 0 | 0 | 0
Commercial_Retail_Existing_Food Preparation_Natural Gas_Conveyor Oven_E5_Baseline Forecast | Commercial | Retail | Existing | Food Preparation | Natural Gas | Conveyor Oven | E5 |  | Baseline Forecast | 0 | 0 | 0 | 0 | 0 | 0 | 0 | 0 | 0 | 0 | 0 | 0 | 0 | 0 | 0 | 0 | 0 | 0 | 0 | 0 | 0 | 0 | 0 | 0 | 0 | 0 | 0 | 0 | 0 | 0 | 0
Commercial_Retail_Existing_Food Preparation_Natural Gas_Conveyor Oven_E6_Baseline Forecast | Commercial | Retail | Existing | Food Preparation | Natural Gas | Conveyor Oven | E6 |  | Baseline Forecast | 0 | 0 | 0 | 0 | 0 | 0 | 0 | 0 | 0 | 0 | 0 | 0 | 0 | 0 | 0 | 0 | 0 | 0 | 0 | 0 | 0 | 0 | 0 | 0 | 0 | 0 | 0 | 0 | 0 | 0 | 0
Commercial_Retail_Existing_Food Preparation_Natural Gas_Conveyor Oven_E7_Baseline Forecast | Commercial | Retail | Existing | Food Preparation | Natural Gas | Conveyor Oven | E7 |  | Baseline Forecast | 0 | 0 | 0 | 0 | 0 | 0 | 0 | 0 | 0 | 0 | 0 | 0 | 0 | 0 | 0 | 0 | 0 | 0 | 0 | 0 | 0 | 0 | 0 | 0 | 0 | 0 | 0 | 0 | 0 | 0 | 0
Commercial_Retail_Existing_Food Preparation_Natural Gas_Conveyor Oven_E8_Baseline Forecast | Commercial | Retail | Existing | Food Preparation | Natural Gas | Conveyor Oven | E8 |  | Baseline Forecast | 0 | 0 | 0 | 0 | 0 | 0 | 0 | 0 | 0 | 0 | 0 | 0 | 0 | 0 | 0 | 0 | 0 | 0 | 0 | 0 | 0 | 0 | 0 | 0 | 0 | 0 | 0 | 0 | 0 | 0 | 0
Commercial_Retail_Existing_Food Preparation_Natural Gas_Conveyor Oven_E9_Baseline Forecast | Commercial | Retail | Existing | Food Preparation | Natural Gas | Conveyor Oven | E9 |  | Baseline Forecast | 0 | 0 | 0 | 0 | 0 | 0 | 0 | 0 | 0 | 0 | 0 | 0 | 0 | 0 | 0 | 0 | 0 | 0 | 0 | 0 | 0 | 0 | 0 | 0 | 0 | 0 | 0 | 0 | 0 | 0 | 0
Commercial_Retail_Existing_Food Preparation_Natural Gas_Conveyor Oven_E10_Baseline Forecast | Commercial | Retail | Existing | Food Preparation | Natural Gas | Conveyor Oven | E10 |  | Baseline Forecast | 0 | 0 | 0 | 0 | 0 | 0 | 0 | 0 | 0 | 0 | 0 | 0 | 0 | 0 | 0 | 0 | 0 | 0 | 0 | 0 | 0 | 0 | 0 | 0 | 0 | 0 | 0 | 0 | 0 | 0 | 0
Commercial_Retail_Existing_Food Preparation_Natural Gas_Double Rack Oven_E1_Baseline Forecast | Commercial | Retail | Existing | Food Preparation | Natural Gas | Double Rack Oven | E1 | Standard | Baseline Forecast | 0 | 6728.6515 | 9142.9096 | 11199.7806 | 12918.0638 | 14485.2704 | 15810.7823 | 16880.63 | 17722.2651 | 18262.8813 | 15796.029 | 13662.7295 | 13155.2013 | 12740.3641 | 12696.8866 | 12838.7799 | 13070.3574 | 14635.6118 | 15197.505 | 15572.2857 | 15856.3964 | 15595.5242 | 14969.3488 | 15902.7146 | 15255.7863 | 14682.9972 | 13608.9255 | 12839.419 | 12776.8752 | 12886.4502 | 13088.8106
Commercial_Retail_Existing_Food Preparation_Natural Gas_Double Rack Oven_E2_Baseline Forecast | Commercial | Retail | Existing | Food Preparation | Natural Gas | Double Rack Oven | E2 | FTSC Qualified (>50% Cooking Efficiency) | Baseline Forecast | 0 | 9721.6244 | 13247.7437 | 16204.3888 | 18695.4467 | 20640.2152 | 22222.2918 | 23536.5792 | 24626.0672 | 25624.8647 | 22435.0742 | 19640.8093 | 18490.3318 | 18182.701 | 18136.9332 | 18315.4379 | 18650.3098 | 20900.7392 | 21592.8745 | 22193.8067 | 22645.2986 | 22336.6643 | 21517.8625 | 19003.7412 | 18136.7924 | 17370.0211 | 16023.4633 | 15048.6038 | 14909.1031 | 14972.0588 | 15142.8128
Commercial_Retail_Existing_Food Preparation_Natural Gas_Double Rack Oven_E3_Baseline Forecast | Commercial | Retail | Existing | Food Preparation | Natural Gas | Double Rack Oven | E3 |  | Baseline Forecast | 0 | 0 | 0 | 0 | 0 | 0 | 0 | 0 | 0 | 0 | 0 | 0 | 0 | 0 | 0 | 0 | 0 | 0 | 0 | 0 | 0 | 0 | 0 | 0 | 0 | 0 | 0 | 0 | 0 | 0 | 0
Commercial_Retail_Existing_Food Preparation_Natural Gas_Double Rack Oven_E4_Baseline Forecast | Commercial | Retail | Existing | Food Preparation | Natural Gas | Double Rack Oven | E4 |  | Baseline Forecast | 0 | 0 | 0 | 0 | 0 | 0 | 0 | 0 | 0 | 0 | 0 | 0 | 0 | 0 | 0 | 0 | 0 | 0 | 0 | 0 | 0 | 0 | 0 | 0 | 0 | 0 | 0 | 0 | 0 | 0 | 0
Commercial_Retail_Existing_Food Preparation_Natural Gas_Double Rack Oven_E5_Baseline Forecast | Commercial | Retail | Existing | Food Preparation | Natural Gas | Double Rack Oven | E5 |  | Baseline Forecast | 0 | 0 | 0 | 0 | 0 | 0 | 0 | 0 | 0 | 0 | 0 | 0 | 0 | 0 | 0 | 0 | 0 | 0 | 0 | 0 | 0 | 0 | 0 | 0 | 0 | 0 | 0 | 0 | 0 | 0 | 0
Commercial_Retail_Existing_Food Preparation_Natural Gas_Double Rack Oven_E6_Baseline Forecast | Commercial | Retail | Existing | Food Preparation | Natural Gas | Double Rack Oven | E6 |  | Baseline Forecast | 0 | 0 | 0 | 0 | 0 | 0 | 0 | 0 | 0 | 0 | 0 | 0 | 0 | 0 | 0 | 0 | 0 | 0 | 0 | 0 | 0 | 0 | 0 | 0 | 0 | 0 | 0 | 0 | 0 | 0 | 0
Commercial_Retail_Existing_Food Preparation_Natural Gas_Double Rack Oven_E7_Baseline Forecast | Commercial | Retail | Existing | Food Preparation | Natural Gas | Double Rack Oven | E7 |  | Baseline Forecast | 0 | 0 | 0 | 0 | 0 | 0 | 0 | 0 | 0 | 0 | 0 | 0 | 0 | 0 | 0 | 0 | 0 | 0 | 0 | 0 | 0 | 0 | 0 | 0 | 0 | 0 | 0 | 0 | 0 | 0 | 0
Commercial_Retail_Existing_Food Preparation_Natural Gas_Double Rack Oven_E8_Baseline Forecast | Commercial | Retail | Existing | Food Preparation | Natural Gas | Double Rack Oven | E8 |  | Baseline Forecast | 0 | 0 | 0 | 0 | 0 | 0 | 0 | 0 | 0 | 0 | 0 | 0 | 0 | 0 | 0 | 0 | 0 | 0 | 0 | 0 | 0 | 0 | 0 | 0 | 0 | 0 | 0 | 0 | 0 | 0 | 0
Commercial_Retail_Existing_Food Preparation_Natural Gas_Double Rack Oven_E9_Baseline Forecast | Commercial | Retail | Existing | Food Preparation | Natural Gas | Double Rack Oven | E9 |  | Baseline Forecast | 0 | 0 | 0 | 0 | 0 | 0 | 0 | 0 | 0 | 0 | 0 | 0 | 0 | 0 | 0 | 0 | 0 | 0 | 0 | 0 | 0 | 0 | 0 | 0 | 0 | 0 | 0 | 0 | 0 | 0 | 0
Commercial_Retail_Existing_Food Preparation_Natural Gas_Double Rack Oven_E10_Baseline Forecast | Commercial | Retail | Existing | Food Preparation | Natural Gas | Double Rack Oven | E10 |  | Baseline Forecast | 0 | 0 | 0 | 0 | 0 | 0 | 0 | 0 | 0 | 0 | 0 | 0 | 0 | 0 | 0 | 0 | 0 | 0 | 0 | 0 | 0 | 0 | 0 | 0 | 0 | 0 | 0 | 0 | 0 | 0 | 0
Commercial_Retail_Existing_Food Preparation_Natural Gas_Fryer_E1_Baseline Forecast | Commercial | Retail | Existing | Food Preparation | Natural Gas | Fryer | E1 | Standard | Baseline Forecast | 0 | 58241.3431 | 63257.5822 | 0 | 0 | 0 | 0 | 0 | 0 | 0 | 0 | 0 | 0 | 0 | 0 | 0 | 0 | 0 | 0 | 0 | 0 | 0 | 0 | 0 | 0 | 0 | 0 | 0 | 0 | 0 | 0
Commercial_Retail_Existing_Food Preparation_Natural Gas_Fryer_E2_Baseline Forecast | Commercial | Retail | Existing | Food Preparation | Natural Gas | Fryer | E2 | ENERGY STAR | Baseline Forecast | 0 | 20534.976 | 22365.1152 | 91413.3949 | 96269.7528 | 100299.7516 | 103599.4712 | 106254.3911 | 108340.5498 | 123329.5725 | 136147.2692 | 147041.2351 | 143616.1068 | 140312.3141 | 153002.5478 | 148185.1884 | 143655.8825 | 141668.6806 | 141412.6655 | 142282.4656 | 141683.9049 | 140030.9065 | 143042.6359 | 143796.0049 | 142913.8112 | 138715.2176 | 135100.0865 | 135365.9817 | 131763.7326 | 128491.5163 | 126749.7386
Commercial_Retail_Existing_Food Preparation_Natural Gas_Fryer_E3_Baseline Forecast | Commercial | Retail | Existing | Food Preparation | Natural Gas | Fryer | E3 |  | Baseline Forecast | 0 | 0 | 0 | 0 | 0 | 0 | 0 | 0 | 0 | 0 | 0 | 0 | 0 | 0 | 0 | 0 | 0 | 0 | 0 | 0 | 0 | 0 | 0 | 0 | 0 | 0 | 0 | 0 | 0 | 0 | 0
Commercial_Retail_Existing_Food Preparation_Natural Gas_Fryer_E4_Baseline Forecast | Commercial | Retail | Existing | Food Preparation | Natural Gas | Fryer | E4 |  | Baseline Forecast | 0 | 0 | 0 | 0 | 0 | 0 | 0 | 0 | 0 | 0 | 0 | 0 | 0 | 0 | 0 | 0 | 0 | 0 | 0 | 0 | 0 | 0 | 0 | 0 | 0 | 0 | 0 | 0 | 0 | 0 | 0
Commercial_Retail_Existing_Food Preparation_Natural Gas_Fryer_E5_Baseline Forecast | Commercial | Retail | Existing | Food Preparation | Natural Gas | Fryer | E5 |  | Baseline Forecast | 0 | 0 | 0 | 0 | 0 | 0 | 0 | 0 | 0 | 0 | 0 | 0 | 0 | 0 | 0 | 0 | 0 | 0 | 0 | 0 | 0 | 0 | 0 | 0 | 0 | 0 | 0 | 0 | 0 | 0 | 0
Commercial_Retail_Existing_Food Preparation_Natural Gas_Fryer_E6_Baseline Forecast | Commercial | Retail | Existing | Food Preparation | Natural Gas | Fryer | E6 |  | Baseline Forecast | 0 | 0 | 0 | 0 | 0 | 0 | 0 | 0 | 0 | 0 | 0 | 0 | 0 | 0 | 0 | 0 | 0 | 0 | 0 | 0 | 0 | 0 | 0 | 0 | 0 | 0 | 0 | 0 | 0 | 0 | 0
Commercial_Retail_Existing_Food Preparation_Natural Gas_Fryer_E7_Baseline Forecast | Commercial | Retail | Existing | Food Preparation | Natural Gas | Fryer | E7 |  | Baseline Forecast | 0 | 0 | 0 | 0 | 0 | 0 | 0 | 0 | 0 | 0 | 0 | 0 | 0 | 0 | 0 | 0 | 0 | 0 | 0 | 0 | 0 | 0 | 0 | 0 | 0 | 0 | 0 | 0 | 0 | 0 | 0
Commercial_Retail_Existing_Food Preparation_Natural Gas_Fryer_E8_Baseline Forecast | Commercial | Retail | Existing | Food Preparation | Natural Gas | Fryer | E8 |  | Baseline Forecast | 0 | 0 | 0 | 0 | 0 | 0 | 0 | 0 | 0 | 0 | 0 | 0 | 0 | 0 | 0 | 0 | 0 | 0 | 0 | 0 | 0 | 0 | 0 | 0 | 0 | 0 | 0 | 0 | 0 | 0 | 0
Commercial_Retail_Existing_Food Preparation_Natural Gas_Fryer_E9_Baseline Forecast | Commercial | Retail | Existing | Food Preparation | Natural Gas | Fryer | E9 |  | Baseline Forecast | 0 | 0 | 0 | 0 | 0 | 0 | 0 | 0 | 0 | 0 | 0 | 0 | 0 | 0 | 0 | 0 | 0 | 0 | 0 | 0 | 0 | 0 | 0 | 0 | 0 | 0 | 0 | 0 | 0 | 0 | 0
Commercial_Retail_Existing_Food Preparation_Natural Gas_Fryer_E10_Baseline Forecast | Commercial | Retail | Existing | Food Preparation | Natural Gas | Fryer | E10 |  | Baseline Forecast | 0 | 0 | 0 | 0 | 0 | 0 | 0 | 0 | 0 | 0 | 0 | 0 | 0 | 0 | 0 | 0 | 0 | 0 | 0 | 0 | 0 | 0 | 0 | 0 | 0 | 0 | 0 | 0 | 0 | 0 | 0
Commercial_Retail_Existing_Food Preparation_Natural Gas_Broiler_E1_Baseline Forecast | Commercial | Retail | Existing | Food Preparation | Natural Gas | Broiler | E1 | Standard | Baseline Forecast | 0 | 13168.2939 | 14688.4905 | 15959.9841 | 16999.5428 | 17901.4047 | 18630.4332 | 19193.0158 | 19611.4624 | 19868.055 | 17264.4643 | 15001.9409 | 15249.5595 | 15418.2656 | 15641.3717 | 15861.9152 | 16054.8064 | 18719.7714 | 18667.2859 | 18545.8922 | 18396.754 | 17777.5912 | 16854.5611 | 16676.6563 | 16054.8297 | 15553.0787 | 14609.46 | 13932.1057 | 14288.024 | 14546.5216 | 14719.2786
Commercial_Retail_Existing_Food Preparation_Natural Gas_Broiler_E2_Baseline Forecast | Commercial | Retail | Existing | Food Preparation | Natural Gas | Broiler | E2 | Infrared Burners | Baseline Forecast | 0 | 4641.5332 | 5189.2555 | 5631.8807 | 5999.9873 | 6240.5458 | 6424.5565 | 6576.8389 | 6702.2359 | 6842.0855 | 6003.0358 | 5266.6371 | 5258.8013 | 5381.6859 | 5463.4591 | 5534.6864 | 5603.0685 | 6537.3436 | 6492.6921 | 6466.3042 | 6424.807 | 6222.7429 | 5916.7459 | 5078.0976 | 4870.0276 | 4700.6103 | 4399.9888 | 4181.8556 | 4274.687 | 4338.1729 | 4376.0169
Commercial_Retail_Existing_Food Preparation_Natural Gas_Broiler_E3_Baseline Forecast | Commercial | Retail | Existing | Food Preparation | Natural Gas | Broiler | E3 |  | Baseline Forecast | 0 | 0 | 0 | 0 | 0 | 0 | 0 | 0 | 0 | 0 | 0 | 0 | 0 | 0 | 0 | 0 | 0 | 0 | 0 | 0 | 0 | 0 | 0 | 0 | 0 | 0 | 0 | 0 | 0 | 0 | 0
Commercial_Retail_Existing_Food Preparation_Natural Gas_Broiler_E4_Baseline Forecast | Commercial | Retail | Existing | Food Preparation | Natural Gas | Broiler | E4 |  | Baseline Forecast | 0 | 0 | 0 | 0 | 0 | 0 | 0 | 0 | 0 | 0 | 0 | 0 | 0 | 0 | 0 | 0 | 0 | 0 | 0 | 0 | 0 | 0 | 0 | 0 | 0 | 0 | 0 | 0 | 0 | 0 | 0
Commercial_Retail_Existing_Food Preparation_Natural Gas_Broiler_E5_Baseline Forecast | Commercial | Retail | Existing | Food Preparation | Natural Gas | Broiler | E5 |  | Baseline Forecast | 0 | 0 | 0 | 0 | 0 | 0 | 0 | 0 | 0 | 0 | 0 | 0 | 0 | 0 | 0 | 0 | 0 | 0 | 0 | 0 | 0 | 0 | 0 | 0 | 0 | 0 | 0 | 0 | 0 | 0 | 0
Commercial_Retail_Existing_Food Preparation_Natural Gas_Broiler_E6_Baseline Forecast | Commercial | Retail | Existing | Food Preparation | Natural Gas | Broiler | E6 |  | Baseline Forecast | 0 | 0 | 0 | 0 | 0 | 0 | 0 | 0 | 0 | 0 | 0 | 0 | 0 | 0 | 0 | 0 | 0 | 0 | 0 | 0 | 0 | 0 | 0 | 0 | 0 | 0 | 0 | 0 | 0 | 0 | 0
Commercial_Retail_Existing_Food Preparation_Natural Gas_Broiler_E7_Baseline Forecast | Commercial | Retail | Existing | Food Preparation | Natural Gas | Broiler | E7 |  | Baseline Forecast | 0 | 0 | 0 | 0 | 0 | 0 | 0 | 0 | 0 | 0 | 0 | 0 | 0 | 0 | 0 | 0 | 0 | 0 | 0 | 0 | 0 | 0 | 0 | 0 | 0 | 0 | 0 | 0 | 0 | 0 | 0
Commercial_Retail_Existing_Food Preparation_Natural Gas_Broiler_E8_Baseline Forecast | Commercial | Retail | Existing | Food Preparation | Natural Gas | Broiler | E8 |  | Baseline Forecast | 0 | 0 | 0 | 0 | 0 | 0 | 0 | 0 | 0 | 0 | 0 | 0 | 0 | 0 | 0 | 0 | 0 | 0 | 0 | 0 | 0 | 0 | 0 | 0 | 0 | 0 | 0 | 0 | 0 | 0 | 0
Commercial_Retail_Existing_Food Preparation_Natural Gas_Broiler_E9_Baseline Forecast | Commercial | Retail | Existing | Food Preparation | Natural Gas | Broiler | E9 |  | Baseline Forecast | 0 | 0 | 0 | 0 | 0 | 0 | 0 | 0 | 0 | 0 | 0 | 0 | 0 | 0 | 0 | 0 | 0 | 0 | 0 | 0 | 0 | 0 | 0 | 0 | 0 | 0 | 0 | 0 | 0 | 0 | 0
Commercial_Retail_Existing_Food Preparation_Natural Gas_Broiler_E10_Baseline Forecast | Commercial | Retail | Existing | Food Preparation | Natural Gas | Broiler | E10 |  | Baseline Forecast | 0 | 0 | 0 | 0 | 0 | 0 | 0 | 0 | 0 | 0 | 0 | 0 | 0 | 0 | 0 | 0 | 0 | 0 | 0 | 0 | 0 | 0 | 0 | 0 | 0 | 0 | 0 | 0 | 0 | 0 | 0
Commercial_Retail_Existing_Food Preparation_Natural Gas_Griddle_E1_Baseline Forecast | Commercial | Retail | Existing | Food Preparation | Natural Gas | Griddle | E1 | Standard | Baseline Forecast | 0 | 44195.1615 | 49318.8005 | 53576.0824 | 57068.0882 | 59954.9336 | 62270.4584 | 64076.1863 | 65441.069 | 66390.5075 | 57793.8269 | 50310.7475 | 50970.4095 | 51650.6981 | 52405.1357 | 53133.5645 | 53781.6463 | 62716.5585 | 62493.2432 | 62115.3936 | 61634.8423 | 59586.0564 | 56523.2191 | 54581.2842 | 52515.4044 | 50846.0384 | 47736.0258 | 45499.8361 | 46639.5308 | 47460.9636 | 48002.5979
Commercial_Retail_Existing_Food Preparation_Natural Gas_Griddle_E2_Baseline Forecast | Commercial | Retail | Existing | Food Preparation | Natural Gas | Griddle | E2 | ENERGY STAR | Baseline Forecast | 0 | 18065.5185 | 20171.0363 | 21906.0758 | 23335.072 | 24441.9698 | 25318.3028 | 26011.644 | 26547.9625 | 26984.431 | 23546.1196 | 20545.3836 | 20723.9693 | 21063.0412 | 21374.4193 | 21665.9808 | 21931.2738 | 25578.8047 | 25462.5426 | 25323.7683 | 25137.8848 | 24315.7756 | 23082.1049 | 21470.3116 | 20634.9881 | 19958.0434 | 18718.365 | 17824.0548 | 18253.1268 | 18557.3035 | 18751.9009
Commercial_Retail_Existing_Food Preparation_Natural Gas_Griddle_E3_Baseline Forecast | Commercial | Retail | Existing | Food Preparation | Natural Gas | Griddle | E3 |  | Baseline Forecast | 0 | 0 | 0 | 0 | 0 | 0 | 0 | 0 | 0 | 0 | 0 | 0 | 0 | 0 | 0 | 0 | 0 | 0 | 0 | 0 | 0 | 0 | 0 | 0 | 0 | 0 | 0 | 0 | 0 | 0 | 0
Commercial_Retail_Existing_Food Preparation_Natural Gas_Griddle_E4_Baseline Forecast | Commercial | Retail | Existing | Food Preparation | Natural Gas | Griddle | E4 |  | Baseline Forecast | 0 | 0 | 0 | 0 | 0 | 0 | 0 | 0 | 0 | 0 | 0 | 0 | 0 | 0 | 0 | 0 | 0 | 0 | 0 | 0 | 0 | 0 | 0 | 0 | 0 | 0 | 0 | 0 | 0 | 0 | 0
Commercial_Retail_Existing_Food Preparation_Natural Gas_Griddle_E5_Baseline Forecast | Commercial | Retail | Existing | Food Preparation | Natural Gas | Griddle | E5 |  | Baseline Forecast | 0 | 0 | 0 | 0 | 0 | 0 | 0 | 0 | 0 | 0 | 0 | 0 | 0 | 0 | 0 | 0 | 0 | 0 | 0 | 0 | 0 | 0 | 0 | 0 | 0 | 0 | 0 | 0 | 0 | 0 | 0
Commercial_Retail_Existing_Food Preparation_Natural Gas_Griddle_E6_Baseline Forecast | Commercial | Retail | Existing | Food Preparation | Natural Gas | Griddle | E6 |  | Baseline Forecast | 0 | 0 | 0 | 0 | 0 | 0 | 0 | 0 | 0 | 0 | 0 | 0 | 0 | 0 | 0 | 0 | 0 | 0 | 0 | 0 | 0 | 0 | 0 | 0 | 0 | 0 | 0 | 0 | 0 | 0 | 0
Commercial_Retail_Existing_Food Preparation_Natural Gas_Griddle_E7_Baseline Forecast | Commercial | Retail | Existing | Food Preparation | Natural Gas | Griddle | E7 |  | Baseline Forecast | 0 | 0 | 0 | 0 | 0 | 0 | 0 | 0 | 0 | 0 | 0 | 0 | 0 | 0 | 0 | 0 | 0 | 0 | 0 | 0 | 0 | 0 | 0 | 0 | 0 | 0 | 0 | 0 | 0 | 0 | 0
Commercial_Retail_Existing_Food Preparation_Natural Gas_Griddle_E8_Baseline Forecast | Commercial | Retail | Existing | Food Preparation | Natural Gas | Griddle | E8 |  | Baseline Forecast | 0 | 0 | 0 | 0 | 0 | 0 | 0 | 0 | 0 | 0 | 0 | 0 | 0 | 0 | 0 | 0 | 0 | 0 | 0 | 0 | 0 | 0 | 0 | 0 | 0 | 0 | 0 | 0 | 0 | 0 | 0
Commercial_Retail_Existing_Food Preparation_Natural Gas_Griddle_E9_Baseline Forecast | Commercial | Retail | Existing | Food Preparation | Natural Gas | Griddle | E9 |  | Baseline Forecast | 0 | 0 | 0 | 0 | 0 | 0 | 0 | 0 | 0 | 0 | 0 | 0 | 0 | 0 | 0 | 0 | 0 | 0 | 0 | 0 | 0 | 0 | 0 | 0 | 0 | 0 | 0 | 0 | 0 | 0 | 0
Commercial_Retail_Existing_Food Preparation_Natural Gas_Griddle_E10_Baseline Forecast | Commercial | Retail | Existing | Food Preparation | Natural Gas | Griddle | E10 |  | Baseline Forecast | 0 | 0 | 0 | 0 | 0 | 0 | 0 | 0 | 0 | 0 | 0 | 0 | 0 | 0 | 0 | 0 | 0 | 0 | 0 | 0 | 0 | 0 | 0 | 0 | 0 | 0 | 0 | 0 | 0 | 0 | 0
Commercial_Retail_Existing_Food Preparation_Natural Gas_Range_E1_Baseline Forecast | Commercial | Retail | Existing | Food Preparation | Natural Gas | Range | E1 | Standard | Baseline Forecast | 0 | 37824.2739 | 48155.46 | 55864.2957 | 61509.7278 | 65835.7245 | 68906.3267 | 70936.4871 | 72151.2058 | 72804.0669 | 63461.0822 | 57697.5863 | 54900.712 | 53250.5929 | 52583.8037 | 59986.3176 | 60976.1757 | 61464.7377 | 61643.9203 | 59852.9314 | 57296.8967 | 54588.8108 | 52069.836 | 51761.3093 | 49363.6946 | 48387.2708 | 48202.7897 | 48404.514 | 48466.4295 | 49733.438 | 48948.2446
Commercial_Retail_Existing_Food Preparation_Natural Gas_Range_E2_Baseline Forecast | Commercial | Retail | Existing | Food Preparation | Natural Gas | Range | E2 | High Efficiency | Baseline Forecast | 0 | 54519.0502 | 69489.9348 | 80712.958 | 89023.238 | 94769.3916 | 98743.6099 | 101401.8782 | 103044.8713 | 103830.8003 | 90418.8616 | 82561.6066 | 77836.6912 | 75916.8359 | 75464.2917 | 86602.5387 | 88050.4506 | 88791.0811 | 88907.2065 | 86423.2391 | 82798.164 | 78968.3056 | 75423.0842 | 70521.5983 | 67152.136 | 65728.3299 | 65387.1063 | 65573.4829 | 65573.0408 | 67203.2091 | 66061.4983
Commercial_Retail_Existing_Food Preparation_Natural Gas_Range_E3_Baseline Forecast | Commercial | Retail | Existing | Food Preparation | Natural Gas | Range | E3 |  | Baseline Forecast | 0 | 0 | 0 | 0 | 0 | 0 | 0 | 0 | 0 | 0 | 0 | 0 | 0 | 0 | 0 | 0 | 0 | 0 | 0 | 0 | 0 | 0 | 0 | 0 | 0 | 0 | 0 | 0 | 0 | 0 | 0
Commercial_Retail_Existing_Food Preparation_Natural Gas_Range_E4_Baseline Forecast | Commercial | Retail | Existing | Food Preparation | Natural Gas | Range | E4 |  | Baseline Forecast | 0 | 0 | 0 | 0 | 0 | 0 | 0 | 0 | 0 | 0 | 0 | 0 | 0 | 0 | 0 | 0 | 0 | 0 | 0 | 0 | 0 | 0 | 0 | 0 | 0 | 0 | 0 | 0 | 0 | 0 | 0
Commercial_Retail_Existing_Food Preparation_Natural Gas_Range_E5_Baseline Forecast | Commercial | Retail | Existing | Food Preparation | Natural Gas | Range | E5 |  | Baseline Forecast | 0 | 0 | 0 | 0 | 0 | 0 | 0 | 0 | 0 | 0 | 0 | 0 | 0 | 0 | 0 | 0 | 0 | 0 | 0 | 0 | 0 | 0 | 0 | 0 | 0 | 0 | 0 | 0 | 0 | 0 | 0
Commercial_Retail_Existing_Food Preparation_Natural Gas_Range_E6_Baseline Forecast | Commercial | Retail | Existing | Food Preparation | Natural Gas | Range | E6 |  | Baseline Forecast | 0 | 0 | 0 | 0 | 0 | 0 | 0 | 0 | 0 | 0 | 0 | 0 | 0 | 0 | 0 | 0 | 0 | 0 | 0 | 0 | 0 | 0 | 0 | 0 | 0 | 0 | 0 | 0 | 0 | 0 | 0
Commercial_Retail_Existing_Food Preparation_Natural Gas_Range_E7_Baseline Forecast | Commercial | Retail | Existing | Food Preparation | Natural Gas | Range | E7 |  | Baseline Forecast | 0 | 0 | 0 | 0 | 0 | 0 | 0 | 0 | 0 | 0 | 0 | 0 | 0 | 0 | 0 | 0 | 0 | 0 | 0 | 0 | 0 | 0 | 0 | 0 | 0 | 0 | 0 | 0 | 0 | 0 | 0
Commercial_Retail_Existing_Food Preparation_Natural Gas_Range_E8_Baseline Forecast | Commercial | Retail | Existing | Food Preparation | Natural Gas | Range | E8 |  | Baseline Forecast | 0 | 0 | 0 | 0 | 0 | 0 | 0 | 0 | 0 | 0 | 0 | 0 | 0 | 0 | 0 | 0 | 0 | 0 | 0 | 0 | 0 | 0 | 0 | 0 | 0 | 0 | 0 | 0 | 0 | 0 | 0
Commercial_Retail_Existing_Food Preparation_Natural Gas_Range_E9_Baseline Forecast | Commercial | Retail | Existing | Food Preparation | Natural Gas | Range | E9 |  | Baseline Forecast | 0 | 0 | 0 | 0 | 0 | 0 | 0 | 0 | 0 | 0 | 0 | 0 | 0 | 0 | 0 | 0 | 0 | 0 | 0 | 0 | 0 | 0 | 0 | 0 | 0 | 0 | 0 | 0 | 0 | 0 | 0
Commercial_Retail_Existing_Food Preparation_Natural Gas_Range_E10_Baseline Forecast | Commercial | Retail | Existing | Food Preparation | Natural Gas | Range | E10 |  | Baseline Forecast | 0 | 0 | 0 | 0 | 0 | 0 | 0 | 0 | 0 | 0 | 0 | 0 | 0 | 0 | 0 | 0 | 0 | 0 | 0 | 0 | 0 | 0 | 0 | 0 | 0 | 0 | 0 | 0 | 0 | 0 | 0
Commercial_Retail_Existing_Food Preparation_Natural Gas_Steamer_E1_Baseline Forecast | Commercial | Retail | Existing | Food Preparation | Natural Gas | Steamer | E1 | Standard | Baseline Forecast | 0 | 8123.6573 | 9054.5927 | 0 | 0 | 0 | 0 | 0 | 0 | 0 | 0 | 0 | 0 | 0 | 0 | 0 | 0 | 0 | 0 | 0 | 0 | 0 | 0 | 0 | 0 | 0 | 0 | 0 | 0 | 0 | 0
Commercial_Retail_Existing_Food Preparation_Natural Gas_Steamer_E2_Baseline Forecast | Commercial | Retail | Existing | Food Preparation | Natural Gas | Steamer | E2 | ENERGY STAR | Baseline Forecast | 0 | 8162.1315 | 9122.1571 | 19744.1866 | 21031.3938 | 22076.0541 | 22910.9618 | 23564.6539 | 24061.9591 | 24424.4766 | 22785.1263 | 21532.2461 | 20586.0534 | 19881.0596 | 19363.7075 | 18990.3811 | 18725.7295 | 18541.2582 | 18414.1463 | 21637.7557 | 21318.1187 | 20890.8661 | 20400.0954 | 19878.2431 | 19348.6393 | 18827.5613 | 18325.877 | 17850.3547 | 17307.7764 | 16881.2307 | 16530.3687
Commercial_Retail_Existing_Food Preparation_Natural Gas_Steamer_E3_Baseline Forecast | Commercial | Retail | Existing | Food Preparation | Natural Gas | Steamer | E3 |  | Baseline Forecast | 0 | 0 | 0 | 0 | 0 | 0 | 0 | 0 | 0 | 0 | 0 | 0 | 0 | 0 | 0 | 0 | 0 | 0 | 0 | 0 | 0 | 0 | 0 | 0 | 0 | 0 | 0 | 0 | 0 | 0 | 0
Commercial_Retail_Existing_Food Preparation_Natural Gas_Steamer_E4_Baseline Forecast | Commercial | Retail | Existing | Food Preparation | Natural Gas | Steamer | E4 |  | Baseline Forecast | 0 | 0 | 0 | 0 | 0 | 0 | 0 | 0 | 0 | 0 | 0 | 0 | 0 | 0 | 0 | 0 | 0 | 0 | 0 | 0 | 0 | 0 | 0 | 0 | 0 | 0 | 0 | 0 | 0 | 0 | 0
Commercial_Retail_Existing_Food Preparation_Natural Gas_Steamer_E5_Baseline Forecast | Commercial | Retail | Existing | Food Preparation | Natural Gas | Steamer | E5 |  | Baseline Forecast | 0 | 0 | 0 | 0 | 0 | 0 | 0 | 0 | 0 | 0 | 0 | 0 | 0 | 0 | 0 | 0 | 0 | 0 | 0 | 0 | 0 | 0 | 0 | 0 | 0 | 0 | 0 | 0 | 0 | 0 | 0
Commercial_Retail_Existing_Food Preparation_Natural Gas_Steamer_E6_Baseline Forecast | Commercial | Retail | Existing | Food Preparation | Natural Gas | Steamer | E6 |  | Baseline Forecast | 0 | 0 | 0 | 0 | 0 | 0 | 0 | 0 | 0 | 0 | 0 | 0 | 0 | 0 | 0 | 0 | 0 | 0 | 0 | 0 | 0 | 0 | 0 | 0 | 0 | 0 | 0 | 0 | 0 | 0 | 0
Commercial_Retail_Existing_Food Preparation_Natural Gas_Steamer_E7_Baseline Forecast | Commercial | Retail | Existing | Food Preparation | Natural Gas | Steamer | E7 |  | Baseline Forecast | 0 | 0 | 0 | 0 | 0 | 0 | 0 | 0 | 0 | 0 | 0 | 0 | 0 | 0 | 0 | 0 | 0 | 0 | 0 | 0 | 0 | 0 | 0 | 0 | 0 | 0 | 0 | 0 | 0 | 0 | 0
Commercial_Retail_Existing_Food Preparation_Natural Gas_Steamer_E8_Baseline Forecast | Commercial | Retail | Existing | Food Preparation | Natural Gas | Steamer | E8 |  | Baseline Forecast | 0 | 0 | 0 | 0 | 0 | 0 | 0 | 0 | 0 | 0 | 0 | 0 | 0 | 0 | 0 | 0 | 0 | 0 | 0 | 0 | 0 | 0 | 0 | 0 | 0 | 0 | 0 | 0 | 0 | 0 | 0
Commercial_Retail_Existing_Food Preparation_Natural Gas_Steamer_E9_Baseline Forecast | Commercial | Retail | Existing | Food Preparation | Natural Gas | Steamer | E9 |  | Baseline Forecast | 0 | 0 | 0 | 0 | 0 | 0 | 0 | 0 | 0 | 0 | 0 | 0 | 0 | 0 | 0 | 0 | 0 | 0 | 0 | 0 | 0 | 0 | 0 | 0 | 0 | 0 | 0 | 0 | 0 | 0 | 0
Commercial_Retail_Existing_Food Preparation_Natural Gas_Steamer_E10_Baseline Forecast | Commercial | Retail | Existing | Food Preparation | Natural Gas | Steamer | E10 |  | Baseline Forecast | 0 | 0 | 0 | 0 | 0 | 0 | 0 | 0 | 0 | 0 | 0 | 0 | 0 | 0 | 0 | 0 | 0 | 0 | 0 | 0 | 0 | 0 | 0 | 0 | 0 | 0 | 0 | 0 | 0 | 0 | 0
Commercial_Retail_Existing_Food Preparation_Natural Gas_Food Prep Other_E1_Baseline Forecast | Commercial | Retail | Existing | Food Preparation | Natural Gas | Food Prep Other | E1 | Standard | Baseline Forecast | 0 | 13015.5974 | 16581.8668 | 19250.2664 | 21217.2854 | 22636.9605 | 23629.9389 | 24290.7788 | 24693.5737 | 24896.3775 | 21689.116 | 19769.2728 | 18709.1354 | 18205.9263 | 18048.1284 | 20661.3836 | 21004.981 | 21178.2311 | 21219.8619 | 20617.3104 | 19746.0928 | 18824.5794 | 17969.8392 | 17235.8256 | 16422.9647 | 16084.6615 | 16010.5732 | 16065.2862 | 16073.9607 | 16482.3301 | 16210.7408
Commercial_Retail_Existing_Food Preparation_Natural Gas_Food Prep Other_E2_Baseline Forecast | Commercial | Retail | Existing | Food Preparation | Natural Gas | Food Prep Other | E2 | ENERGY STAR | Baseline Forecast | 0 | 4573.0544 | 5826.0757 | 6763.6311 | 7454.7594 | 7953.5289 | 8302.3789 | 8534.545 | 8676.059 | 8747.3019 | 7620.4285 | 6945.9244 | 6573.385 | 6396.6204 | 6341.2186 | 7259.426 | 7380.1511 | 7441.0255 | 7455.6421 | 7243.9417 | 6937.8421 | 6614.072 | 6313.7635 | 6055.4249 | 5769.8294 | 5650.9603 | 5624.9176 | 5644.1262 | 5647.1606 | 5790.6171 | 5695.1886
Commercial_Retail_Existing_Food Preparation_Natural Gas_Food Prep Other_E3_Baseline Forecast | Commercial | Retail | Existing | Food Preparation | Natural Gas | Food Prep Other | E3 |  | Baseline Forecast | 0 | 0 | 0 | 0 | 0 | 0 | 0 | 0 | 0 | 0 | 0 | 0 | 0 | 0 | 0 | 0 | 0 | 0 | 0 | 0 | 0 | 0 | 0 | 0 | 0 | 0 | 0 | 0 | 0 | 0 | 0
Commercial_Retail_Existing_Food Preparation_Natural Gas_Food Prep Other_E4_Baseline Forecast | Commercial | Retail | Existing | Food Preparation | Natural Gas | Food Prep Other | E4 |  | Baseline Forecast | 0 | 0 | 0 | 0 | 0 | 0 | 0 | 0 | 0 | 0 | 0 | 0 | 0 | 0 | 0 | 0 | 0 | 0 | 0 | 0 | 0 | 0 | 0 | 0 | 0 | 0 | 0 | 0 | 0 | 0 | 0
Commercial_Retail_Existing_Food Preparation_Natural Gas_Food Prep Other_E5_Baseline Forecast | Commercial | Retail | Existing | Food Preparation | Natural Gas | Food Prep Other | E5 |  | Baseline Forecast | 0 | 0 | 0 | 0 | 0 | 0 | 0 | 0 | 0 | 0 | 0 | 0 | 0 | 0 | 0 | 0 | 0 | 0 | 0 | 0 | 0 | 0 | 0 | 0 | 0 | 0 | 0 | 0 | 0 | 0 | 0
Commercial_Retail_Existing_Food Preparation_Natural Gas_Food Prep Other_E6_Baseline Forecast | Commercial | Retail | Existing | Food Preparation | Natural Gas | Food Prep Other | E6 |  | Baseline Forecast | 0 | 0 | 0 | 0 | 0 | 0 | 0 | 0 | 0 | 0 | 0 | 0 | 0 | 0 | 0 | 0 | 0 | 0 | 0 | 0 | 0 | 0 | 0 | 0 | 0 | 0 | 0 | 0 | 0 | 0 | 0
Commercial_Retail_Existing_Food Preparation_Natural Gas_Food Prep Other_E7_Baseline Forecast | Commercial | Retail | Existing | Food Preparation | Natural Gas | Food Prep Other | E7 |  | Baseline Forecast | 0 | 0 | 0 | 0 | 0 | 0 | 0 | 0 | 0 | 0 | 0 | 0 | 0 | 0 | 0 | 0 | 0 | 0 | 0 | 0 | 0 | 0 | 0 | 0 | 0 | 0 | 0 | 0 | 0 | 0 | 0
Commercial_Retail_Existing_Food Preparation_Natural Gas_Food Prep Other_E8_Baseline Forecast | Commercial | Retail | Existing | Food Preparation | Natural Gas | Food Prep Other | E8 |  | Baseline Forecast | 0 | 0 | 0 | 0 | 0 | 0 | 0 | 0 | 0 | 0 | 0 | 0 | 0 | 0 | 0 | 0 | 0 | 0 | 0 | 0 | 0 | 0 | 0 | 0 | 0 | 0 | 0 | 0 | 0 | 0 | 0
Commercial_Retail_Existing_Food Preparation_Natural Gas_Food Prep Other_E9_Baseline Forecast | Commercial | Retail | Existing | Food Preparation | Natural Gas | Food Prep Other | E9 |  | Baseline Forecast | 0 | 0 | 0 | 0 | 0 | 0 | 0 | 0 | 0 | 0 | 0 | 0 | 0 | 0 | 0 | 0 | 0 | 0 | 0 | 0 | 0 | 0 | 0 | 0 | 0 | 0 | 0 | 0 | 0 | 0 | 0
Commercial_Retail_Existing_Food Preparation_Natural Gas_Food Prep Other_E10_Baseline Forecast | Commercial | Retail | Existing | Food Preparation | Natural Gas | Food Prep Other | E10 |  | Baseline Forecast | 0 | 0 | 0 | 0 | 0 | 0 | 0 | 0 | 0 | 0 | 0 | 0 | 0 | 0 | 0 | 0 | 0 | 0 | 0 | 0 | 0 | 0 | 0 | 0 | 0 | 0 | 0 | 0 | 0 | 0 | 0
Commercial_Retail_Existing_Miscellaneous_Natural Gas_Pool Heater_E1_Baseline Forecast | Commercial | Retail | Existing | Miscellaneous | Natural Gas | Pool Heater | E1 | Standard (EF .82) | Baseline Forecast | 0 | 10951.5508 | 10373.0717 | 9884.8004 | 9463.2203 | 9107.8566 | 9125.1173 | 9030.8556 | 8865.5517 | 8664.5815 | 8440.6717 | 10615.2494 | 9913.2027 | 9323.5467 | 8835.8879 | 8409.4431 | 8544.6322 | 8491.9644 | 8330.5598 | 8101.8593 | 7851.2792 | 8191.8897 | 7839.4344 | 7654.4377 | 7419.2849 | 7203.597 | 7216.6809 | 7123.0336 | 6975.0268 | 6801.7125 | 6618.5805
Commercial_Retail_Existing_Miscellaneous_Natural Gas_Pool Heater_E2_Baseline Forecast | Commercial | Retail | Existing | Miscellaneous | Natural Gas | Pool Heater | E2 | Condensing (EF .90) | Baseline Forecast | 0 | 1222.0012 | 1159.3399 | 1105.1902 | 1062.5407 | 1015.7561 | 1012.5805 | 1001.9768 | 987.005 | 962.7138 | 937.3166 | 1177.2907 | 1060.7488 | 994.4386 | 941.5204 | 910.3908 | 940.4066 | 949.1894 | 940.9986 | 928.6006 | 901.322 | 942.2426 | 903.7194 | 782.8542 | 756.5298 | 732.4498 | 731.796 | 720.4283 | 703.6945 | 684.5394 | 664.5225
Commercial_Retail_Existing_Miscellaneous_Natural Gas_Pool Heater_E3_Baseline Forecast | Commercial | Retail | Existing | Miscellaneous | Natural Gas | Pool Heater | E3 |  | Baseline Forecast | 0 | 0 | 0 | 0 | 0 | 0 | 0 | 0 | 0 | 0 | 0 | 0 | 0 | 0 | 0 | 0 | 0 | 0 | 0 | 0 | 0 | 0 | 0 | 0 | 0 | 0 | 0 | 0 | 0 | 0 | 0
Commercial_Retail_Existing_Miscellaneous_Natural Gas_Pool Heater_E4_Baseline Forecast | Commercial | Retail | Existing | Miscellaneous | Natural Gas | Pool Heater | E4 |  | Baseline Forecast | 0 | 0 | 0 | 0 | 0 | 0 | 0 | 0 | 0 | 0 | 0 | 0 | 0 | 0 | 0 | 0 | 0 | 0 | 0 | 0 | 0 | 0 | 0 | 0 | 0 | 0 | 0 | 0 | 0 | 0 | 0
Commercial_Retail_Existing_Miscellaneous_Natural Gas_Pool Heater_E5_Baseline Forecast | Commercial | Retail | Existing | Miscellaneous | Natural Gas | Pool Heater | E5 |  | Baseline Forecast | 0 | 0 | 0 | 0 | 0 | 0 | 0 | 0 | 0 | 0 | 0 | 0 | 0 | 0 | 0 | 0 | 0 | 0 | 0 | 0 | 0 | 0 | 0 | 0 | 0 | 0 | 0 | 0 | 0 | 0 | 0
Commercial_Retail_Existing_Miscellaneous_Natural Gas_Pool Heater_E6_Baseline Forecast | Commercial | Retail | Existing | Miscellaneous | Natural Gas | Pool Heater | E6 |  | Baseline Forecast | 0 | 0 | 0 | 0 | 0 | 0 | 0 | 0 | 0 | 0 | 0 | 0 | 0 | 0 | 0 | 0 | 0 | 0 | 0 | 0 | 0 | 0 | 0 | 0 | 0 | 0 | 0 | 0 | 0 | 0 | 0
Commercial_Retail_Existing_Miscellaneous_Natural Gas_Pool Heater_E7_Baseline Forecast | Commercial | Retail | Existing | Miscellaneous | Natural Gas | Pool Heater | E7 |  | Baseline Forecast | 0 | 0 | 0 | 0 | 0 | 0 | 0 | 0 | 0 | 0 | 0 | 0 | 0 | 0 | 0 | 0 | 0 | 0 | 0 | 0 | 0 | 0 | 0 | 0 | 0 | 0 | 0 | 0 | 0 | 0 | 0
Commercial_Retail_Existing_Miscellaneous_Natural Gas_Pool Heater_E8_Baseline Forecast | Commercial | Retail | Existing | Miscellaneous | Natural Gas | Pool Heater | E8 |  | Baseline Forecast | 0 | 0 | 0 | 0 | 0 | 0 | 0 | 0 | 0 | 0 | 0 | 0 | 0 | 0 | 0 | 0 | 0 | 0 | 0 | 0 | 0 | 0 | 0 | 0 | 0 | 0 | 0 | 0 | 0 | 0 | 0
Commercial_Retail_Existing_Miscellaneous_Natural Gas_Pool Heater_E9_Baseline Forecast | Commercial | Retail | Existing | Miscellaneous | Natural Gas | Pool Heater | E9 |  | Baseline Forecast | 0 | 0 | 0 | 0 | 0 | 0 | 0 | 0 | 0 | 0 | 0 | 0 | 0 | 0 | 0 | 0 | 0 | 0 | 0 | 0 | 0 | 0 | 0 | 0 | 0 | 0 | 0 | 0 | 0 | 0 | 0
Commercial_Retail_Existing_Miscellaneous_Natural Gas_Pool Heater_E10_Baseline Forecast | Commercial | Retail | Existing | Miscellaneous | Natural Gas | Pool Heater | E10 |  | Baseline Forecast | 0 | 0 | 0 | 0 | 0 | 0 | 0 | 0 | 0 | 0 | 0 | 0 | 0 | 0 | 0 | 0 | 0 | 0 | 0 | 0 | 0 | 0 | 0 | 0 | 0 | 0 | 0 | 0 | 0 | 0 | 0
Commercial_Retail_Existing_Miscellaneous_Natural Gas_Miscellaneous_E1_Baseline Forecast | Commercial | Retail | Existing | Miscellaneous | Natural Gas | Miscellaneous | E1 | Standard | Baseline Forecast | 0 | 3382977.9061 | 3946807.5571 | 4398322.3416 | 4149452.4443 | 4016212.0101 | 3964998.9172 | 3888517.8683 | 3806358.8114 | 3730459.296 | 3656420.3672 | 4388532.6288 | 4338282.3681 | 4262063.9989 | 4131893.6259 | 4042135.8947 | 3975384.4285 | 3895551.8837 | 3814708.2323 | 3738923.4008 | 3664611.7361 | 3782879.8668 | 3689271.8776 | 3594228.2979 | 3517086.8454 | 3448702.7361 | 3383530.4218 | 3314981.6479 | 3247585.2213 | 3183028.8042 | 3119574.4952
Commercial_Retail_Existing_Miscellaneous_Natural Gas_Miscellaneous_E2_Baseline Forecast | Commercial | Retail | Existing | Miscellaneous | Natural Gas | Miscellaneous | E2 |  | Baseline Forecast | 0 | 0 | 0 | 0 | 0 | 0 | 0 | 0 | 0 | 0 | 0 | 0 | 0 | 0 | 0 | 0 | 0 | 0 | 0 | 0 | 0 | 0 | 0 | 0 | 0 | 0 | 0 | 0 | 0 | 0 | 0
Commercial_Retail_Existing_Miscellaneous_Natural Gas_Miscellaneous_E3_Baseline Forecast | Commercial | Retail | Existing | Miscellaneous | Natural Gas | Miscellaneous | E3 |  | Baseline Forecast | 0 | 0 | 0 | 0 | 0 | 0 | 0 | 0 | 0 | 0 | 0 | 0 | 0 | 0 | 0 | 0 | 0 | 0 | 0 | 0 | 0 | 0 | 0 | 0 | 0 | 0 | 0 | 0 | 0 | 0 | 0
Commercial_Retail_Existing_Miscellaneous_Natural Gas_Miscellaneous_E4_Baseline Forecast | Commercial | Retail | Existing | Miscellaneous | Natural Gas | Miscellaneous | E4 |  | Baseline Forecast | 0 | 0 | 0 | 0 | 0 | 0 | 0 | 0 | 0 | 0 | 0 | 0 | 0 | 0 | 0 | 0 | 0 | 0 | 0 | 0 | 0 | 0 | 0 | 0 | 0 | 0 | 0 | 0 | 0 | 0 | 0
Commercial_Retail_Existing_Miscellaneous_Natural Gas_Miscellaneous_E5_Baseline Forecast | Commercial | Retail | Existing | Miscellaneous | Natural Gas | Miscellaneous | E5 |  | Baseline Forecast | 0 | 0 | 0 | 0 | 0 | 0 | 0 | 0 | 0 | 0 | 0 | 0 | 0 | 0 | 0 | 0 | 0 | 0 | 0 | 0 | 0 | 0 | 0 | 0 | 0 | 0 | 0 | 0 | 0 | 0 | 0
Commercial_Retail_Existing_Miscellaneous_Natural Gas_Miscellaneous_E6_Baseline Forecast | Commercial | Retail | Existing | Miscellaneous | Natural Gas | Miscellaneous | E6 |  | Baseline Forecast | 0 | 0 | 0 | 0 | 0 | 0 | 0 | 0 | 0 | 0 | 0 | 0 | 0 | 0 | 0 | 0 | 0 | 0 | 0 | 0 | 0 | 0 | 0 | 0 | 0 | 0 | 0 | 0 | 0 | 0 | 0
Commercial_Retail_Existing_Miscellaneous_Natural Gas_Miscellaneous_E7_Baseline Forecast | Commercial | Retail | Existing | Miscellaneous | Natural Gas | Miscellaneous | E7 |  | Baseline Forecast | 0 | 0 | 0 | 0 | 0 | 0 | 0 | 0 | 0 | 0 | 0 | 0 | 0 | 0 | 0 | 0 | 0 | 0 | 0 | 0 | 0 | 0 | 0 | 0 | 0 | 0 | 0 | 0 | 0 | 0 | 0
Commercial_Retail_Existing_Miscellaneous_Natural Gas_Miscellaneous_E8_Baseline Forecast | Commercial | Retail | Existing | Miscellaneous | Natural Gas | Miscellaneous | E8 |  | Baseline Forecast | 0 | 0 | 0 | 0 | 0 | 0 | 0 | 0 | 0 | 0 | 0 | 0 | 0 | 0 | 0 | 0 | 0 | 0 | 0 | 0 | 0 | 0 | 0 | 0 | 0 | 0 | 0 | 0 | 0 | 0 | 0
Commercial_Retail_Existing_Miscellaneous_Natural Gas_Miscellaneous_E9_Baseline Forecast | Commercial | Retail | Existing | Miscellaneous | Natural Gas | Miscellaneous | E9 |  | Baseline Forecast | 0 | 0 | 0 | 0 | 0 | 0 | 0 | 0 | 0 | 0 | 0 | 0 | 0 | 0 | 0 | 0 | 0 | 0 | 0 | 0 | 0 | 0 | 0 | 0 | 0 | 0 | 0 | 0 | 0 | 0 | 0
Commercial_Retail_Existing_Miscellaneous_Natural Gas_Miscellaneous_E10_Baseline Forecast | Commercial | Retail | Existing | Miscellaneous | Natural Gas | Miscellaneous | E10 |  | Baseline Forecast | 0 | 0 | 0 | 0 | 0 | 0 | 0 | 0 | 0 | 0 | 0 | 0 | 0 | 0 | 0 | 0 | 0 | 0 | 0 | 0 | 0 | 0 | 0 | 0 | 0 | 0 | 0 | 0 | 0 | 0 | 0
Commercial_Retail_New_Space Heating_Natural Gas_Furnace_E1_Baseline Forecast | Commercial | Retail | New | Space Heating | Natural Gas | Furnace | E1 | AFUE 80% (Standard) | Baseline Forecast | 0 | 0 | 0 | 0 | 0 | 0 | 0 | 0 | 0 | 0 | 0 | 0 | 0 | 0 | 0 | 0 | 0 | 0 | 0 | 0 | 0 | 0 | 0 | 0 | 0 | 0 | 0 | 0 | 0 | 0 | 0
Commercial_Retail_New_Space Heating_Natural Gas_Furnace_E2_Baseline Forecast | Commercial | Retail | New | Space Heating | Natural Gas | Furnace | E2 | AFUE 90% | Baseline Forecast | 0 | 0 | 0 | 0 | 0 | 0 | 0 | 0 | 0 | 0 | 0 | 0 | 0 | 0 | 0 | 0 | 0 | 0 | 0 | 0 | 0 | 0 | 0 | 0 | 0 | 0 | 0 | 0 | 0 | 0 | 0
Commercial_Retail_New_Space Heating_Natural Gas_Furnace_E3_Baseline Forecast | Commercial | Retail | New | Space Heating | Natural Gas | Furnace | E3 | AFUE 95% | Baseline Forecast | 0 | 0 | 0 | 0 | 0 | 0 | 0 | 0 | 0 | 0 | 0 | 0 | 0 | 0 | 0 | 0 | 0 | 0 | 0 | 0 | 0 | 0 | 0 | 0 | 0 | 0 | 0 | 0 | 0 | 0 | 0
Commercial_Retail_New_Space Heating_Natural Gas_Furnace_E4_Baseline Forecast | Commercial | Retail | New | Space Heating | Natural Gas | Furnace | E4 |  | Baseline Forecast | 0 | 0 | 0 | 0 | 0 | 0 | 0 | 0 | 0 | 0 | 0 | 0 | 0 | 0 | 0 | 0 | 0 | 0 | 0 | 0 | 0 | 0 | 0 | 0 | 0 | 0 | 0 | 0 | 0 | 0 | 0
Commercial_Retail_New_Space Heating_Natural Gas_Furnace_E5_Baseline Forecast | Commercial | Retail | New | Space Heating | Natural Gas | Furnace | E5 |  | Baseline Forecast | 0 | 0 | 0 | 0 | 0 | 0 | 0 | 0 | 0 | 0 | 0 | 0 | 0 | 0 | 0 | 0 | 0 | 0 | 0 | 0 | 0 | 0 | 0 | 0 | 0 | 0 | 0 | 0 | 0 | 0 | 0
Commercial_Retail_New_Space Heating_Natural Gas_Furnace_E6_Baseline Forecast | Commercial | Retail | New | Space Heating | Natural Gas | Furnace | E6 |  | Baseline Forecast | 0 | 0 | 0 | 0 | 0 | 0 | 0 | 0 | 0 | 0 | 0 | 0 | 0 | 0 | 0 | 0 | 0 | 0 | 0 | 0 | 0 | 0 | 0 | 0 | 0 | 0 | 0 | 0 | 0 | 0 | 0
Commercial_Retail_New_Space Heating_Natural Gas_Furnace_E7_Baseline Forecast | Commercial | Retail | New | Space Heating | Natural Gas | Furnace | E7 |  | Baseline Forecast | 0 | 0 | 0 | 0 | 0 | 0 | 0 | 0 | 0 | 0 | 0 | 0 | 0 | 0 | 0 | 0 | 0 | 0 | 0 | 0 | 0 | 0 | 0 | 0 | 0 | 0 | 0 | 0 | 0 | 0 | 0
Commercial_Retail_New_Space Heating_Natural Gas_Furnace_E8_Baseline Forecast | Commercial | Retail | New | Space Heating | Natural Gas | Furnace | E8 |  | Baseline Forecast | 0 | 0 | 0 | 0 | 0 | 0 | 0 | 0 | 0 | 0 | 0 | 0 | 0 | 0 | 0 | 0 | 0 | 0 | 0 | 0 | 0 | 0 | 0 | 0 | 0 | 0 | 0 | 0 | 0 | 0 | 0
Commercial_Retail_New_Space Heating_Natural Gas_Furnace_E9_Baseline Forecast | Commercial | Retail | New | Space Heating | Natural Gas | Furnace | E9 |  | Baseline Forecast | 0 | 0 | 0 | 0 | 0 | 0 | 0 | 0 | 0 | 0 | 0 | 0 | 0 | 0 | 0 | 0 | 0 | 0 | 0 | 0 | 0 | 0 | 0 | 0 | 0 | 0 | 0 | 0 | 0 | 0 | 0
Commercial_Retail_New_Space Heating_Natural Gas_Furnace_E10_Baseline Forecast | Commercial | Retail | New | Space Heating | Natural Gas | Furnace | E10 |  | Baseline Forecast | 0 | 0 | 0 | 0 | 0 | 0 | 0 | 0 | 0 | 0 | 0 | 0 | 0 | 0 | 0 | 0 | 0 | 0 | 0 | 0 | 0 | 0 | 0 | 0 | 0 | 0 | 0 | 0 | 0 | 0 | 0
Commercial_Retail_New_Space Heating_Natural Gas_Boiler_E1_Baseline Forecast | Commercial | Retail | New | Space Heating | Natural Gas | Boiler | E1 | AFUE 80% (Standard) | Baseline Forecast | 0 | 0 | 0 | 0 | 0 | 0 | 0 | 0 | 0 | 0 | 0 | 0 | 0 | 0 | 0 | 0 | 0 | 0 | 0 | 0 | 0 | 0 | 0 | 0 | 0 | 0 | 0 | 0 | 0 | 0 | 0
Commercial_Retail_New_Space Heating_Natural Gas_Boiler_E2_Baseline Forecast | Commercial | Retail | New | Space Heating | Natural Gas | Boiler | E2 | AFUE 85% | Baseline Forecast | 0 | 0 | 0 | 0 | 0 | 0 | 0 | 0 | 0 | 0 | 0 | 0 | 0 | 0 | 0 | 0 | 0 | 0 | 0 | 0 | 0 | 0 | 0 | 0 | 0 | 0 | 0 | 0 | 0 | 0 | 0
Commercial_Retail_New_Space Heating_Natural Gas_Boiler_E3_Baseline Forecast | Commercial | Retail | New | Space Heating | Natural Gas | Boiler | E3 | AFUE 98% | Baseline Forecast | 0 | 0 | 0 | 0 | 0 | 0 | 0 | 0 | 0 | 0 | 0 | 0 | 0 | 0 | 0 | 0 | 0 | 0 | 0 | 0 | 0 | 0 | 0 | 0 | 0 | 0 | 0 | 0 | 0 | 0 | 0
Commercial_Retail_New_Space Heating_Natural Gas_Boiler_E4_Baseline Forecast | Commercial | Retail | New | Space Heating | Natural Gas | Boiler | E4 | Convert to NG Air Source Heat Pump | Baseline Forecast | 0 | 0 | 0 | 0 | 0 | 0 | 0 | 0 | 0 | 0 | 0 | 0 | 0 | 0 | 0 | 0 | 0 | 0 | 0 | 0 | 0 | 0 | 0 | 0 | 0 | 0 | 0 | 0 | 0 | 0 | 0
Commercial_Retail_New_Space Heating_Natural Gas_Boiler_E5_Baseline Forecast | Commercial | Retail | New | Space Heating | Natural Gas | Boiler | E5 |  | Baseline Forecast | 0 | 0 | 0 | 0 | 0 | 0 | 0 | 0 | 0 | 0 | 0 | 0 | 0 | 0 | 0 | 0 | 0 | 0 | 0 | 0 | 0 | 0 | 0 | 0 | 0 | 0 | 0 | 0 | 0 | 0 | 0
Commercial_Retail_New_Space Heating_Natural Gas_Boiler_E6_Baseline Forecast | Commercial | Retail | New | Space Heating | Natural Gas | Boiler | E6 |  | Baseline Forecast | 0 | 0 | 0 | 0 | 0 | 0 | 0 | 0 | 0 | 0 | 0 | 0 | 0 | 0 | 0 | 0 | 0 | 0 | 0 | 0 | 0 | 0 | 0 | 0 | 0 | 0 | 0 | 0 | 0 | 0 | 0
Commercial_Retail_New_Space Heating_Natural Gas_Boiler_E7_Baseline Forecast | Commercial | Retail | New | Space Heating | Natural Gas | Boiler | E7 |  | Baseline Forecast | 0 | 0 | 0 | 0 | 0 | 0 | 0 | 0 | 0 | 0 | 0 | 0 | 0 | 0 | 0 | 0 | 0 | 0 | 0 | 0 | 0 | 0 | 0 | 0 | 0 | 0 | 0 | 0 | 0 | 0 | 0
Commercial_Retail_New_Space Heating_Natural Gas_Boiler_E8_Baseline Forecast | Commercial | Retail | New | Space Heating | Natural Gas | Boiler | E8 |  | Baseline Forecast | 0 | 0 | 0 | 0 | 0 | 0 | 0 | 0 | 0 | 0 | 0 | 0 | 0 | 0 | 0 | 0 | 0 | 0 | 0 | 0 | 0 | 0 | 0 | 0 | 0 | 0 | 0 | 0 | 0 | 0 | 0
Commercial_Retail_New_Space Heating_Natural Gas_Boiler_E9_Baseline Forecast | Commercial | Retail | New | Space Heating | Natural Gas | Boiler | E9 |  | Baseline Forecast | 0 | 0 | 0 | 0 | 0 | 0 | 0 | 0 | 0 | 0 | 0 | 0 | 0 | 0 | 0 | 0 | 0 | 0 | 0 | 0 | 0 | 0 | 0 | 0 | 0 | 0 | 0 | 0 | 0 | 0 | 0
Commercial_Retail_New_Space Heating_Natural Gas_Boiler_E10_Baseline Forecast | Commercial | Retail | New | Space Heating | Natural Gas | Boiler | E10 |  | Baseline Forecast | 0 | 0 | 0 | 0 | 0 | 0 | 0 | 0 | 0 | 0 | 0 | 0 | 0 | 0 | 0 | 0 | 0 | 0 | 0 | 0 | 0 | 0 | 0 | 0 | 0 | 0 | 0 | 0 | 0 | 0 | 0
Commercial_Retail_New_Space Heating_Natural Gas_Unit Heater_E1_Baseline Forecast | Commercial | Retail | New | Space Heating | Natural Gas | Unit Heater | E1 | Standard | Baseline Forecast | 0 | 136879.7117 | 138134.937 | 146445.8734 | 80377.6004 | 0 | 0 | 0 | 0 | 0 | 0 | 0 | 0 | 0 | 0 | 0 | 0 | 0 | 0 | 0 | 0 | 0 | 0 | 0 | 0 | 0 | 0 | 0 | 0 | 0 | 0
Commercial_Retail_New_Space Heating_Natural Gas_Unit Heater_E2_Baseline Forecast | Commercial | Retail | New | Space Heating | Natural Gas | Unit Heater | E2 | Condensing | Baseline Forecast | 0 | 0 | 0 | 0 | 0 | 65483.9153 | 64526.4058 | 63589.7947 | 62673.6731 | 61777.6405 | 60901.304 | 79598.5234 | 95700.5317 | 110588.3675 | 113812.1728 | 114351.1388 | 114581.8985 | 114553.6263 | 154189.2547 | 148431.4116 | 145340.6253 | 123607.4607 | 122107.3259 | 126928.5783 | 131449.4412 | 135331.0077 | 138622.272 | 141372.2217 | 155023.3596 | 165076.2726 | 172830.054
Commercial_Retail_New_Space Heating_Natural Gas_Unit Heater_E3_Baseline Forecast | Commercial | Retail | New | Space Heating | Natural Gas | Unit Heater | E3 | Infrared Radiant | Baseline Forecast | 0 | 0 | 0 | 0 | 0 | 0 | 0 | 0 | 0 | 0 | 0 | 0 | 0 | 0 | 0 | 0 | 0 | 0 | 0 | 0 | 0 | 0 | 0 | 0 | 0 | 0 | 0 | 0 | 0 | 0 | 0
Commercial_Retail_New_Space Heating_Natural Gas_Unit Heater_E4_Baseline Forecast | Commercial | Retail | New | Space Heating | Natural Gas | Unit Heater | E4 |  | Baseline Forecast | 0 | 0 | 0 | 0 | 0 | 0 | 0 | 0 | 0 | 0 | 0 | 0 | 0 | 0 | 0 | 0 | 0 | 0 | 0 | 0 | 0 | 0 | 0 | 0 | 0 | 0 | 0 | 0 | 0 | 0 | 0
Commercial_Retail_New_Space Heating_Natural Gas_Unit Heater_E5_Baseline Forecast | Commercial | Retail | New | Space Heating | Natural Gas | Unit Heater | E5 |  | Baseline Forecast | 0 | 0 | 0 | 0 | 0 | 0 | 0 | 0 | 0 | 0 | 0 | 0 | 0 | 0 | 0 | 0 | 0 | 0 | 0 | 0 | 0 | 0 | 0 | 0 | 0 | 0 | 0 | 0 | 0 | 0 | 0
Commercial_Retail_New_Space Heating_Natural Gas_Unit Heater_E6_Baseline Forecast | Commercial | Retail | New | Space Heating | Natural Gas | Unit Heater | E6 |  | Baseline Forecast | 0 | 0 | 0 | 0 | 0 | 0 | 0 | 0 | 0 | 0 | 0 | 0 | 0 | 0 | 0 | 0 | 0 | 0 | 0 | 0 | 0 | 0 | 0 | 0 | 0 | 0 | 0 | 0 | 0 | 0 | 0
Commercial_Retail_New_Space Heating_Natural Gas_Unit Heater_E7_Baseline Forecast | Commercial | Retail | New | Space Heating | Natural Gas | Unit Heater | E7 |  | Baseline Forecast | 0 | 0 | 0 | 0 | 0 | 0 | 0 | 0 | 0 | 0 | 0 | 0 | 0 | 0 | 0 | 0 | 0 | 0 | 0 | 0 | 0 | 0 | 0 | 0 | 0 | 0 | 0 | 0 | 0 | 0 | 0
Commercial_Retail_New_Space Heating_Natural Gas_Unit Heater_E8_Baseline Forecast | Commercial | Retail | New | Space Heating | Natural Gas | Unit Heater | E8 |  | Baseline Forecast | 0 | 0 | 0 | 0 | 0 | 0 | 0 | 0 | 0 | 0 | 0 | 0 | 0 | 0 | 0 | 0 | 0 | 0 | 0 | 0 | 0 | 0 | 0 | 0 | 0 | 0 | 0 | 0 | 0 | 0 | 0
Commercial_Retail_New_Space Heating_Natural Gas_Unit Heater_E9_Baseline Forecast | Commercial | Retail | New | Space Heating | Natural Gas | Unit Heater | E9 |  | Baseline Forecast | 0 | 0 | 0 | 0 | 0 | 0 | 0 | 0 | 0 | 0 | 0 | 0 | 0 | 0 | 0 | 0 | 0 | 0 | 0 | 0 | 0 | 0 | 0 | 0 | 0 | 0 | 0 | 0 | 0 | 0 | 0
Commercial_Retail_New_Space Heating_Natural Gas_Unit Heater_E10_Baseline Forecast | Commercial | Retail | New | Space Heating | Natural Gas | Unit Heater | E10 |  | Baseline Forecast | 0 | 0 | 0 | 0 | 0 | 0 | 0 | 0 | 0 | 0 | 0 | 0 | 0 | 0 | 0 | 0 | 0 | 0 | 0 | 0 | 0 | 0 | 0 | 0 | 0 | 0 | 0 | 0 | 0 | 0 | 0
Commercial_Retail_New_Water Heating_Natural Gas_Water Heater_E1_Baseline Forecast | Commercial | Retail | New | Water Heating | Natural Gas | Water Heater | E1 | TE 0.80 | Baseline Forecast | 0 | 0 | 0 | 0 | 0 | 0 | 0 | 0 | 0 | 0 | 0 | 0 | 0 | 0 | 0 | 0 | 0 | 0 | 0 | 0 | 0 | 0 | 0 | 0 | 0 | 0 | 0 | 0 | 0 | 0 | 0
Commercial_Retail_New_Water Heating_Natural Gas_Water Heater_E2_Baseline Forecast | Commercial | Retail | New | Water Heating | Natural Gas | Water Heater | E2 | TE 0.90 | Baseline Forecast | 0 | 0 | 0 | 0 | 0 | 0 | 0 | 0 | 0 | 0 | 0 | 0 | 0 | 0 | 0 | 0 | 0 | 0 | 0 | 0 | 0 | 0 | 0 | 0 | 0 | 0 | 0 | 0 | 0 | 0 | 0
Commercial_Retail_New_Water Heating_Natural Gas_Water Heater_E3_Baseline Forecast | Commercial | Retail | New | Water Heating | Natural Gas | Water Heater | E3 | TE 0.94 | Baseline Forecast | 0 | 0 | 0 | 0 | 0 | 0 | 0 | 0 | 0 | 0 | 0 | 0 | 0 | 0 | 0 | 0 | 0 | 0 | 0 | 0 | 0 | 0 | 0 | 0 | 0 | 0 | 0 | 0 | 0 | 0 | 0
Commercial_Retail_New_Water Heating_Natural Gas_Water Heater_E4_Baseline Forecast | Commercial | Retail | New | Water Heating | Natural Gas | Water Heater | E4 | Instantaneous TE 0.94 | Baseline Forecast | 0 | 0 | 0 | 0 | 0 | 0 | 0 | 0 | 0 | 0 | 0 | 0 | 0 | 0 | 0 | 0 | 0 | 0 | 0 | 0 | 0 | 0 | 0 | 0 | 0 | 0 | 0 | 0 | 0 | 0 | 0
Commercial_Retail_New_Water Heating_Natural Gas_Water Heater_E5_Baseline Forecast | Commercial | Retail | New | Water Heating | Natural Gas | Water Heater | E5 | Gas-Fired Absorption HPWH | Baseline Forecast | 0 | 0 | 0 | 0 | 0 | 0 | 0 | 0 | 0 | 0 | 0 | 0 | 0 | 0 | 0 | 0 | 0 | 0 | 0 | 0 | 0 | 0 | 0 | 0 | 0 | 0 | 0 | 0 | 0 | 0 | 0
Commercial_Retail_New_Water Heating_Natural Gas_Water Heater_E6_Baseline Forecast | Commercial | Retail | New | Water Heating | Natural Gas | Water Heater | E6 |  | Baseline Forecast | 0 | 0 | 0 | 0 | 0 | 0 | 0 | 0 | 0 | 0 | 0 | 0 | 0 | 0 | 0 | 0 | 0 | 0 | 0 | 0 | 0 | 0 | 0 | 0 | 0 | 0 | 0 | 0 | 0 | 0 | 0
Commercial_Retail_New_Water Heating_Natural Gas_Water Heater_E7_Baseline Forecast | Commercial | Retail | New | Water Heating | Natural Gas | Water Heater | E7 |  | Baseline Forecast | 0 | 0 | 0 | 0 | 0 | 0 | 0 | 0 | 0 | 0 | 0 | 0 | 0 | 0 | 0 | 0 | 0 | 0 | 0 | 0 | 0 | 0 | 0 | 0 | 0 | 0 | 0 | 0 | 0 | 0 | 0
Commercial_Retail_New_Water Heating_Natural Gas_Water Heater_E8_Baseline Forecast | Commercial | Retail | New | Water Heating | Natural Gas | Water Heater | E8 |  | Baseline Forecast | 0 | 0 | 0 | 0 | 0 | 0 | 0 | 0 | 0 | 0 | 0 | 0 | 0 | 0 | 0 | 0 | 0 | 0 | 0 | 0 | 0 | 0 | 0 | 0 | 0 | 0 | 0 | 0 | 0 | 0 | 0
Commercial_Retail_New_Water Heating_Natural Gas_Water Heater_E9_Baseline Forecast | Commercial | Retail | New | Water Heating | Natural Gas | Water Heater | E9 |  | Baseline Forecast | 0 | 0 | 0 | 0 | 0 | 0 | 0 | 0 | 0 | 0 | 0 | 0 | 0 | 0 | 0 | 0 | 0 | 0 | 0 | 0 | 0 | 0 | 0 | 0 | 0 | 0 | 0 | 0 | 0 | 0 | 0
Commercial_Retail_New_Water Heating_Natural Gas_Water Heater_E10_Baseline Forecast | Commercial | Retail | New | Water Heating | Natural Gas | Water Heater | E10 |  | Baseline Forecast | 0 | 0 | 0 | 0 | 0 | 0 | 0 | 0 | 0 | 0 | 0 | 0 | 0 | 0 | 0 | 0 | 0 | 0 | 0 | 0 | 0 | 0 | 0 | 0 | 0 | 0 | 0 | 0 | 0 | 0 | 0
Commercial_Retail_New_Food Preparation_Natural Gas_Oven_E1_Baseline Forecast | Commercial | Retail | New | Food Preparation | Natural Gas | Oven | E1 | Standard | Baseline Forecast | 0 | 15212.081 | 15340.3022 | 16250.9454 | 8908.919 | 7289.9386 | 7209.8147 | 7119.2338 | 7022.0567 | 6929.5997 | 9364.2475 | 11388.636 | 13335.1936 | 13591.1367 | 13491.8625 | 13373.5265 | 17531.4664 | 16758.3756 | 16330.7974 | 14028.7427 | 14029.5953 | 14752.2317 | 15386.8663 | 16579.8824 | 17028.5537 | 18852.7414 | 20117.666 | 21028.5787 | 20933.6703 | 20749.7792 | 20709.9375
Commercial_Retail_New_Food Preparation_Natural Gas_Oven_E2_Baseline Forecast | Commercial | Retail | New | Food Preparation | Natural Gas | Oven | E2 | ENERGY STAR (EF ≥ 44%) Convection Oven utilizing ASTM Std F1496 | Baseline Forecast | 0 | 21929.6644 | 22142.0435 | 23486.5386 | 12901.2115 | 10478.8518 | 10299.1595 | 10135.5948 | 9984.1861 | 9833.5083 | 13351.3611 | 16309.7649 | 18857.77 | 19326.5389 | 19324.0601 | 19282.9029 | 25284.5906 | 24182.0983 | 23511.1817 | 20228.718 | 20251.9297 | 21326.4738 | 22285.1707 | 22378.4589 | 22951.1917 | 25375.6765 | 27043.817 | 28234.0916 | 28074.0095 | 27796.1906 | 27712.6553
Commercial_Retail_New_Food Preparation_Natural Gas_Oven_E3_Baseline Forecast | Commercial | Retail | New | Food Preparation | Natural Gas | Oven | E3 |  | Baseline Forecast | 0 | 0 | 0 | 0 | 0 | 0 | 0 | 0 | 0 | 0 | 0 | 0 | 0 | 0 | 0 | 0 | 0 | 0 | 0 | 0 | 0 | 0 | 0 | 0 | 0 | 0 | 0 | 0 | 0 | 0 | 0
Commercial_Retail_New_Food Preparation_Natural Gas_Oven_E4_Baseline Forecast | Commercial | Retail | New | Food Preparation | Natural Gas | Oven | E4 |  | Baseline Forecast | 0 | 0 | 0 | 0 | 0 | 0 | 0 | 0 | 0 | 0 | 0 | 0 | 0 | 0 | 0 | 0 | 0 | 0 | 0 | 0 | 0 | 0 | 0 | 0 | 0 | 0 | 0 | 0 | 0 | 0 | 0
Commercial_Retail_New_Food Preparation_Natural Gas_Oven_E5_Baseline Forecast | Commercial | Retail | New | Food Preparation | Natural Gas | Oven | E5 |  | Baseline Forecast | 0 | 0 | 0 | 0 | 0 | 0 | 0 | 0 | 0 | 0 | 0 | 0 | 0 | 0 | 0 | 0 | 0 | 0 | 0 | 0 | 0 | 0 | 0 | 0 | 0 | 0 | 0 | 0 | 0 | 0 | 0
Commercial_Retail_New_Food Preparation_Natural Gas_Oven_E6_Baseline Forecast | Commercial | Retail | New | Food Preparation | Natural Gas | Oven | E6 |  | Baseline Forecast | 0 | 0 | 0 | 0 | 0 | 0 | 0 | 0 | 0 | 0 | 0 | 0 | 0 | 0 | 0 | 0 | 0 | 0 | 0 | 0 | 0 | 0 | 0 | 0 | 0 | 0 | 0 | 0 | 0 | 0 | 0
Commercial_Retail_New_Food Preparation_Natural Gas_Oven_E7_Baseline Forecast | Commercial | Retail | New | Food Preparation | Natural Gas | Oven | E7 |  | Baseline Forecast | 0 | 0 | 0 | 0 | 0 | 0 | 0 | 0 | 0 | 0 | 0 | 0 | 0 | 0 | 0 | 0 | 0 | 0 | 0 | 0 | 0 | 0 | 0 | 0 | 0 | 0 | 0 | 0 | 0 | 0 | 0
Commercial_Retail_New_Food Preparation_Natural Gas_Oven_E8_Baseline Forecast | Commercial | Retail | New | Food Preparation | Natural Gas | Oven | E8 |  | Baseline Forecast | 0 | 0 | 0 | 0 | 0 | 0 | 0 | 0 | 0 | 0 | 0 | 0 | 0 | 0 | 0 | 0 | 0 | 0 | 0 | 0 | 0 | 0 | 0 | 0 | 0 | 0 | 0 | 0 | 0 | 0 | 0
Commercial_Retail_New_Food Preparation_Natural Gas_Oven_E9_Baseline Forecast | Commercial | Retail | New | Food Preparation | Natural Gas | Oven | E9 |  | Baseline Forecast | 0 | 0 | 0 | 0 | 0 | 0 | 0 | 0 | 0 | 0 | 0 | 0 | 0 | 0 | 0 | 0 | 0 | 0 | 0 | 0 | 0 | 0 | 0 | 0 | 0 | 0 | 0 | 0 | 0 | 0 | 0
Commercial_Retail_New_Food Preparation_Natural Gas_Oven_E10_Baseline Forecast | Commercial | Retail | New | Food Preparation | Natural Gas | Oven | E10 |  | Baseline Forecast | 0 | 0 | 0 | 0 | 0 | 0 | 0 | 0 | 0 | 0 | 0 | 0 | 0 | 0 | 0 | 0 | 0 | 0 | 0 | 0 | 0 | 0 | 0 | 0 | 0 | 0 | 0 | 0 | 0 | 0 | 0
Commercial_Retail_New_Food Preparation_Natural Gas_Conveyor Oven_E1_Baseline Forecast | Commercial | Retail | New | Food Preparation | Natural Gas | Conveyor Oven | E1 | Standard | Baseline Forecast | 0 | 7615.3392 | 7688.5206 | 8155.0835 | 4468.3526 | 3644.5174 | 3592.5812 | 3536.9587 | 3478.9875 | 3430.8837 | 3382.9468 | 3336.4997 | 3314.4842 | 3270.1394 | 3225.1517 | 3182.6622 | 3140.0273 | 4631.9143 | 5839.4069 | 6882.974 | 6970.0511 | 6864.0847 | 8768.9344 | 8633.3401 | 8335.0163 | 6940.4837 | 6592.1182 | 6511.9233 | 6433.3325 | 6356.3602 | 6283.5834
Commercial_Retail_New_Food Preparation_Natural Gas_Conveyor Oven_E2_Baseline Forecast | Commercial | Retail | New | Food Preparation | Natural Gas | Conveyor Oven | E2 | ENERGY STAR (EF ≥ 44%) Convection Oven utilizing ASTM Std F1496 | Baseline Forecast | 0 | 10955.5335 | 11052.6523 | 11713.6585 | 6436.7126 | 5239.8778 | 5161.9059 | 5090.4556 | 5024.1339 | 4950.6703 | 4879.712 | 4809.8841 | 4718.1933 | 4651.3506 | 4587.6206 | 4523.8138 | 4462.5269 | 6583.2207 | 8281.8169 | 9771.0111 | 9900.1883 | 9758.2012 | 12480.8157 | 11453.3142 | 11031.5662 | 9165.0559 | 8685.9229 | 8561.916 | 8440.8934 | 8322.7515 | 8204.826
Commercial_Retail_New_Food Preparation_Natural Gas_Conveyor Oven_E3_Baseline Forecast | Commercial | Retail | New | Food Preparation | Natural Gas | Conveyor Oven | E3 |  | Baseline Forecast | 0 | 0 | 0 | 0 | 0 | 0 | 0 | 0 | 0 | 0 | 0 | 0 | 0 | 0 | 0 | 0 | 0 | 0 | 0 | 0 | 0 | 0 | 0 | 0 | 0 | 0 | 0 | 0 | 0 | 0 | 0
Commercial_Retail_New_Food Preparation_Natural Gas_Conveyor Oven_E4_Baseline Forecast | Commercial | Retail | New | Food Preparation | Natural Gas | Conveyor Oven | E4 |  | Baseline Forecast | 0 | 0 | 0 | 0 | 0 | 0 | 0 | 0 | 0 | 0 | 0 | 0 | 0 | 0 | 0 | 0 | 0 | 0 | 0 | 0 | 0 | 0 | 0 | 0 | 0 | 0 | 0 | 0 | 0 | 0 | 0
Commercial_Retail_New_Food Preparation_Natural Gas_Conveyor Oven_E5_Baseline Forecast | Commercial | Retail | New | Food Preparation | Natural Gas | Conveyor Oven | E5 |  | Baseline Forecast | 0 | 0 | 0 | 0 | 0 | 0 | 0 | 0 | 0 | 0 | 0 | 0 | 0 | 0 | 0 | 0 | 0 | 0 | 0 | 0 | 0 | 0 | 0 | 0 | 0 | 0 | 0 | 0 | 0 | 0 | 0
Commercial_Retail_New_Food Preparation_Natural Gas_Conveyor Oven_E6_Baseline Forecast | Commercial | Retail | New | Food Preparation | Natural Gas | Conveyor Oven | E6 |  | Baseline Forecast | 0 | 0 | 0 | 0 | 0 | 0 | 0 | 0 | 0 | 0 | 0 | 0 | 0 | 0 | 0 | 0 | 0 | 0 | 0 | 0 | 0 | 0 | 0 | 0 | 0 | 0 | 0 | 0 | 0 | 0 | 0
Commercial_Retail_New_Food Preparation_Natural Gas_Conveyor Oven_E7_Baseline Forecast | Commercial | Retail | New | Food Preparation | Natural Gas | Conveyor Oven | E7 |  | Baseline Forecast | 0 | 0 | 0 | 0 | 0 | 0 | 0 | 0 | 0 | 0 | 0 | 0 | 0 | 0 | 0 | 0 | 0 | 0 | 0 | 0 | 0 | 0 | 0 | 0 | 0 | 0 | 0 | 0 | 0 | 0 | 0
Commercial_Retail_New_Food Preparation_Natural Gas_Conveyor Oven_E8_Baseline Forecast | Commercial | Retail | New | Food Preparation | Natural Gas | Conveyor Oven | E8 |  | Baseline Forecast | 0 | 0 | 0 | 0 | 0 | 0 | 0 | 0 | 0 | 0 | 0 | 0 | 0 | 0 | 0 | 0 | 0 | 0 | 0 | 0 | 0 | 0 | 0 | 0 | 0 | 0 | 0 | 0 | 0 | 0 | 0
Commercial_Retail_New_Food Preparation_Natural Gas_Conveyor Oven_E9_Baseline Forecast | Commercial | Retail | New | Food Preparation | Natural Gas | Conveyor Oven | E9 |  | Baseline Forecast | 0 | 0 | 0 | 0 | 0 | 0 | 0 | 0 | 0 | 0 | 0 | 0 | 0 | 0 | 0 | 0 | 0 | 0 | 0 | 0 | 0 | 0 | 0 | 0 | 0 | 0 | 0 | 0 | 0 | 0 | 0
Commercial_Retail_New_Food Preparation_Natural Gas_Conveyor Oven_E10_Baseline Forecast | Commercial | Retail | New | Food Preparation | Natural Gas | Conveyor Oven | E10 |  | Baseline Forecast | 0 | 0 | 0 | 0 | 0 | 0 | 0 | 0 | 0 | 0 | 0 | 0 | 0 | 0 | 0 | 0 | 0 | 0 | 0 | 0 | 0 | 0 | 0 | 0 | 0 | 0 | 0 | 0 | 0 | 0 | 0
Commercial_Retail_New_Food Preparation_Natural Gas_Double Rack Oven_E1_Baseline Forecast | Commercial | Retail | New | Food Preparation | Natural Gas | Double Rack Oven | E1 | Standard | Baseline Forecast | 0 | 7596.0386 | 7652.6954 | 8120.1348 | 4456.0799 | 3663.8032 | 3639.34 | 3603.3213 | 3558.4535 | 3487.7919 | 3413.9009 | 3342.0424 | 4883.2233 | 6032.1475 | 7067.1184 | 7157.0176 | 7049.2182 | 8947.1522 | 8489.0704 | 8172.4227 | 6815.257 | 6459.3768 | 6357.7006 | 7303.0108 | 7776.1338 | 8384.2863 | 8889.1099 | 9268.4061 | 10446.2959 | 11196.6969 | 11685.0069
Commercial_Retail_New_Food Preparation_Natural Gas_Double Rack Oven_E2_Baseline Forecast | Commercial | Retail | New | Food Preparation | Natural Gas | Double Rack Oven | E2 | FTSC Qualified (>50% Cooking Efficiency) | Baseline Forecast | 0 | 10974.8341 | 11088.4774 | 11748.6072 | 6448.9853 | 5220.592 | 5115.147 | 5024.093 | 4944.6679 | 4893.7621 | 4848.7579 | 4804.3414 | 6863.6288 | 8608.9168 | 10095.0617 | 10209.9976 | 10058.6464 | 12777.1969 | 12061.4161 | 11647.434 | 9733.2033 | 9251.432 | 9138.9498 | 8727.0967 | 9244.6316 | 9918.6308 | 10466.2434 | 10863.1529 | 12189.5926 | 13008.8272 | 13518.7128
Commercial_Retail_New_Food Preparation_Natural Gas_Double Rack Oven_E3_Baseline Forecast | Commercial | Retail | New | Food Preparation | Natural Gas | Double Rack Oven | E3 |  | Baseline Forecast | 0 | 0 | 0 | 0 | 0 | 0 | 0 | 0 | 0 | 0 | 0 | 0 | 0 | 0 | 0 | 0 | 0 | 0 | 0 | 0 | 0 | 0 | 0 | 0 | 0 | 0 | 0 | 0 | 0 | 0 | 0
Commercial_Retail_New_Food Preparation_Natural Gas_Double Rack Oven_E4_Baseline Forecast | Commercial | Retail | New | Food Preparation | Natural Gas | Double Rack Oven | E4 |  | Baseline Forecast | 0 | 0 | 0 | 0 | 0 | 0 | 0 | 0 | 0 | 0 | 0 | 0 | 0 | 0 | 0 | 0 | 0 | 0 | 0 | 0 | 0 | 0 | 0 | 0 | 0 | 0 | 0 | 0 | 0 | 0 | 0
Commercial_Retail_New_Food Preparation_Natural Gas_Double Rack Oven_E5_Baseline Forecast | Commercial | Retail | New | Food Preparation | Natural Gas | Double Rack Oven | E5 |  | Baseline Forecast | 0 | 0 | 0 | 0 | 0 | 0 | 0 | 0 | 0 | 0 | 0 | 0 | 0 | 0 | 0 | 0 | 0 | 0 | 0 | 0 | 0 | 0 | 0 | 0 | 0 | 0 | 0 | 0 | 0 | 0 | 0
Commercial_Retail_New_Food Preparation_Natural Gas_Double Rack Oven_E6_Baseline Forecast | Commercial | Retail | New | Food Preparation | Natural Gas | Double Rack Oven | E6 |  | Baseline Forecast | 0 | 0 | 0 | 0 | 0 | 0 | 0 | 0 | 0 | 0 | 0 | 0 | 0 | 0 | 0 | 0 | 0 | 0 | 0 | 0 | 0 | 0 | 0 | 0 | 0 | 0 | 0 | 0 | 0 | 0 | 0
Commercial_Retail_New_Food Preparation_Natural Gas_Double Rack Oven_E7_Baseline Forecast | Commercial | Retail | New | Food Preparation | Natural Gas | Double Rack Oven | E7 |  | Baseline Forecast | 0 | 0 | 0 | 0 | 0 | 0 | 0 | 0 | 0 | 0 | 0 | 0 | 0 | 0 | 0 | 0 | 0 | 0 | 0 | 0 | 0 | 0 | 0 | 0 | 0 | 0 | 0 | 0 | 0 | 0 | 0
Commercial_Retail_New_Food Preparation_Natural Gas_Double Rack Oven_E8_Baseline Forecast | Commercial | Retail | New | Food Preparation | Natural Gas | Double Rack Oven | E8 |  | Baseline Forecast | 0 | 0 | 0 | 0 | 0 | 0 | 0 | 0 | 0 | 0 | 0 | 0 | 0 | 0 | 0 | 0 | 0 | 0 | 0 | 0 | 0 | 0 | 0 | 0 | 0 | 0 | 0 | 0 | 0 | 0 | 0
Commercial_Retail_New_Food Preparation_Natural Gas_Double Rack Oven_E9_Baseline Forecast | Commercial | Retail | New | Food Preparation | Natural Gas | Double Rack Oven | E9 |  | Baseline Forecast | 0 | 0 | 0 | 0 | 0 | 0 | 0 | 0 | 0 | 0 | 0 | 0 | 0 | 0 | 0 | 0 | 0 | 0 | 0 | 0 | 0 | 0 | 0 | 0 | 0 | 0 | 0 | 0 | 0 | 0 | 0
Commercial_Retail_New_Food Preparation_Natural Gas_Double Rack Oven_E10_Baseline Forecast | Commercial | Retail | New | Food Preparation | Natural Gas | Double Rack Oven | E10 |  | Baseline Forecast | 0 | 0 | 0 | 0 | 0 | 0 | 0 | 0 | 0 | 0 | 0 | 0 | 0 | 0 | 0 | 0 | 0 | 0 | 0 | 0 | 0 | 0 | 0 | 0 | 0 | 0 | 0 | 0 | 0 | 0 | 0
Commercial_Retail_New_Food Preparation_Natural Gas_Fryer_E1_Baseline Forecast | Commercial | Retail | New | Food Preparation | Natural Gas | Fryer | E1 | Standard | Baseline Forecast | 0 | 48216.0839 | 48623.2935 | 0 | 0 | 0 | 0 | 0 | 0 | 0 | 0 | 0 | 0 | 0 | 0 | 0 | 0 | 0 | 0 | 0 | 0 | 0 | 0 | 0 | 0 | 0 | 0 | 0 | 0 | 0 | 0
Commercial_Retail_New_Food Preparation_Natural Gas_Fryer_E2_Baseline Forecast | Commercial | Retail | New | Food Preparation | Natural Gas | Fryer | E2 | ENERGY STAR | Baseline Forecast | 0 | 17000.2282 | 17191.0706 | 69774.1081 | 38295.8922 | 31199.7988 | 30743.5935 | 30297.3454 | 29860.8594 | 42477.2073 | 52613.8973 | 61440.8929 | 62134.2016 | 61198.6136 | 77385.5474 | 73238.7013 | 70648.8557 | 61745.5866 | 62978.599 | 67409.1252 | 71034.3478 | 73690.8894 | 82417.5187 | 87863.0515 | 91303.1194 | 90088.5496 | 88883.9806 | 93243.7256 | 92076.1313 | 92032.6576 | 92040.4822
Commercial_Retail_New_Food Preparation_Natural Gas_Fryer_E3_Baseline Forecast | Commercial | Retail | New | Food Preparation | Natural Gas | Fryer | E3 |  | Baseline Forecast | 0 | 0 | 0 | 0 | 0 | 0 | 0 | 0 | 0 | 0 | 0 | 0 | 0 | 0 | 0 | 0 | 0 | 0 | 0 | 0 | 0 | 0 | 0 | 0 | 0 | 0 | 0 | 0 | 0 | 0 | 0
Commercial_Retail_New_Food Preparation_Natural Gas_Fryer_E4_Baseline Forecast | Commercial | Retail | New | Food Preparation | Natural Gas | Fryer | E4 |  | Baseline Forecast | 0 | 0 | 0 | 0 | 0 | 0 | 0 | 0 | 0 | 0 | 0 | 0 | 0 | 0 | 0 | 0 | 0 | 0 | 0 | 0 | 0 | 0 | 0 | 0 | 0 | 0 | 0 | 0 | 0 | 0 | 0
Commercial_Retail_New_Food Preparation_Natural Gas_Fryer_E5_Baseline Forecast | Commercial | Retail | New | Food Preparation | Natural Gas | Fryer | E5 |  | Baseline Forecast | 0 | 0 | 0 | 0 | 0 | 0 | 0 | 0 | 0 | 0 | 0 | 0 | 0 | 0 | 0 | 0 | 0 | 0 | 0 | 0 | 0 | 0 | 0 | 0 | 0 | 0 | 0 | 0 | 0 | 0 | 0
Commercial_Retail_New_Food Preparation_Natural Gas_Fryer_E6_Baseline Forecast | Commercial | Retail | New | Food Preparation | Natural Gas | Fryer | E6 |  | Baseline Forecast | 0 | 0 | 0 | 0 | 0 | 0 | 0 | 0 | 0 | 0 | 0 | 0 | 0 | 0 | 0 | 0 | 0 | 0 | 0 | 0 | 0 | 0 | 0 | 0 | 0 | 0 | 0 | 0 | 0 | 0 | 0
Commercial_Retail_New_Food Preparation_Natural Gas_Fryer_E7_Baseline Forecast | Commercial | Retail | New | Food Preparation | Natural Gas | Fryer | E7 |  | Baseline Forecast | 0 | 0 | 0 | 0 | 0 | 0 | 0 | 0 | 0 | 0 | 0 | 0 | 0 | 0 | 0 | 0 | 0 | 0 | 0 | 0 | 0 | 0 | 0 | 0 | 0 | 0 | 0 | 0 | 0 | 0 | 0
Commercial_Retail_New_Food Preparation_Natural Gas_Fryer_E8_Baseline Forecast | Commercial | Retail | New | Food Preparation | Natural Gas | Fryer | E8 |  | Baseline Forecast | 0 | 0 | 0 | 0 | 0 | 0 | 0 | 0 | 0 | 0 | 0 | 0 | 0 | 0 | 0 | 0 | 0 | 0 | 0 | 0 | 0 | 0 | 0 | 0 | 0 | 0 | 0 | 0 | 0 | 0 | 0
Commercial_Retail_New_Food Preparation_Natural Gas_Fryer_E9_Baseline Forecast | Commercial | Retail | New | Food Preparation | Natural Gas | Fryer | E9 |  | Baseline Forecast | 0 | 0 | 0 | 0 | 0 | 0 | 0 | 0 | 0 | 0 | 0 | 0 | 0 | 0 | 0 | 0 | 0 | 0 | 0 | 0 | 0 | 0 | 0 | 0 | 0 | 0 | 0 | 0 | 0 | 0 | 0
Commercial_Retail_New_Food Preparation_Natural Gas_Fryer_E10_Baseline Forecast | Commercial | Retail | New | Food Preparation | Natural Gas | Fryer | E10 |  | Baseline Forecast | 0 | 0 | 0 | 0 | 0 | 0 | 0 | 0 | 0 | 0 | 0 | 0 | 0 | 0 | 0 | 0 | 0 | 0 | 0 | 0 | 0 | 0 | 0 | 0 | 0 | 0 | 0 | 0 | 0 | 0 | 0
Commercial_Retail_New_Food Preparation_Natural Gas_Broiler_E1_Baseline Forecast | Commercial | Retail | New | Food Preparation | Natural Gas | Broiler | E1 | Standard | Baseline Forecast | 0 | 8919.4872 | 8995.8988 | 9540.0454 | 5235.8153 | 4279.3755 | 4228.6058 | 4173.9733 | 4116.6528 | 4049.8739 | 3982.5476 | 3916.7586 | 5673.9515 | 7049.9107 | 8262.3423 | 8363.2249 | 8238.0193 | 10459.2692 | 9904.4599 | 9546.2802 | 7967.2321 | 7559.4803 | 7450.8375 | 7982.3177 | 8483.2068 | 9129.9902 | 9662.8116 | 10058.1591 | 11317.906 | 12111.5981 | 12620.0928
Commercial_Retail_New_Food Preparation_Natural Gas_Broiler_E2_Baseline Forecast | Commercial | Retail | New | Food Preparation | Natural Gas | Broiler | E2 | Infrared Burners | Baseline Forecast | 0 | 3143.9225 | 3178.1358 | 3366.4443 | 1847.9806 | 1491.8181 | 1458.201 | 1430.2885 | 1406.87 | 1394.6802 | 1384.7737 | 1375.0318 | 1956.6587 | 2460.744 | 2885.9981 | 2918.1739 | 2875.0385 | 3652.5999 | 3444.8826 | 3328.4541 | 2782.4435 | 2646.0673 | 2615.5954 | 2430.6424 | 2573.2724 | 2759.3589 | 2910.1872 | 3019.0532 | 3386.0879 | 3612.0117 | 3751.9325
Commercial_Retail_New_Food Preparation_Natural Gas_Broiler_E3_Baseline Forecast | Commercial | Retail | New | Food Preparation | Natural Gas | Broiler | E3 |  | Baseline Forecast | 0 | 0 | 0 | 0 | 0 | 0 | 0 | 0 | 0 | 0 | 0 | 0 | 0 | 0 | 0 | 0 | 0 | 0 | 0 | 0 | 0 | 0 | 0 | 0 | 0 | 0 | 0 | 0 | 0 | 0 | 0
Commercial_Retail_New_Food Preparation_Natural Gas_Broiler_E4_Baseline Forecast | Commercial | Retail | New | Food Preparation | Natural Gas | Broiler | E4 |  | Baseline Forecast | 0 | 0 | 0 | 0 | 0 | 0 | 0 | 0 | 0 | 0 | 0 | 0 | 0 | 0 | 0 | 0 | 0 | 0 | 0 | 0 | 0 | 0 | 0 | 0 | 0 | 0 | 0 | 0 | 0 | 0 | 0
Commercial_Retail_New_Food Preparation_Natural Gas_Broiler_E5_Baseline Forecast | Commercial | Retail | New | Food Preparation | Natural Gas | Broiler | E5 |  | Baseline Forecast | 0 | 0 | 0 | 0 | 0 | 0 | 0 | 0 | 0 | 0 | 0 | 0 | 0 | 0 | 0 | 0 | 0 | 0 | 0 | 0 | 0 | 0 | 0 | 0 | 0 | 0 | 0 | 0 | 0 | 0 | 0
Commercial_Retail_New_Food Preparation_Natural Gas_Broiler_E6_Baseline Forecast | Commercial | Retail | New | Food Preparation | Natural Gas | Broiler | E6 |  | Baseline Forecast | 0 | 0 | 0 | 0 | 0 | 0 | 0 | 0 | 0 | 0 | 0 | 0 | 0 | 0 | 0 | 0 | 0 | 0 | 0 | 0 | 0 | 0 | 0 | 0 | 0 | 0 | 0 | 0 | 0 | 0 | 0
Commercial_Retail_New_Food Preparation_Natural Gas_Broiler_E7_Baseline Forecast | Commercial | Retail | New | Food Preparation | Natural Gas | Broiler | E7 |  | Baseline Forecast | 0 | 0 | 0 | 0 | 0 | 0 | 0 | 0 | 0 | 0 | 0 | 0 | 0 | 0 | 0 | 0 | 0 | 0 | 0 | 0 | 0 | 0 | 0 | 0 | 0 | 0 | 0 | 0 | 0 | 0 | 0
Commercial_Retail_New_Food Preparation_Natural Gas_Broiler_E8_Baseline Forecast | Commercial | Retail | New | Food Preparation | Natural Gas | Broiler | E8 |  | Baseline Forecast | 0 | 0 | 0 | 0 | 0 | 0 | 0 | 0 | 0 | 0 | 0 | 0 | 0 | 0 | 0 | 0 | 0 | 0 | 0 | 0 | 0 | 0 | 0 | 0 | 0 | 0 | 0 | 0 | 0 | 0 | 0
Commercial_Retail_New_Food Preparation_Natural Gas_Broiler_E9_Baseline Forecast | Commercial | Retail | New | Food Preparation | Natural Gas | Broiler | E9 |  | Baseline Forecast | 0 | 0 | 0 | 0 | 0 | 0 | 0 | 0 | 0 | 0 | 0 | 0 | 0 | 0 | 0 | 0 | 0 | 0 | 0 | 0 | 0 | 0 | 0 | 0 | 0 | 0 | 0 | 0 | 0 | 0 | 0
Commercial_Retail_New_Food Preparation_Natural Gas_Broiler_E10_Baseline Forecast | Commercial | Retail | New | Food Preparation | Natural Gas | Broiler | E10 |  | Baseline Forecast | 0 | 0 | 0 | 0 | 0 | 0 | 0 | 0 | 0 | 0 | 0 | 0 | 0 | 0 | 0 | 0 | 0 | 0 | 0 | 0 | 0 | 0 | 0 | 0 | 0 | 0 | 0 | 0 | 0 | 0 | 0
Commercial_Retail_New_Food Preparation_Natural Gas_Griddle_E1_Baseline Forecast | Commercial | Retail | New | Food Preparation | Natural Gas | Griddle | E1 | Standard | Baseline Forecast | 0 | 29935.4025 | 30205.0739 | 32024.9852 | 17576.8237 | 14332.3765 | 14133.7143 | 13934.8759 | 13736.7705 | 13532.9392 | 13331.8162 | 13135.3039 | 18964.7202 | 23616.976 | 27682.3016 | 28014.7727 | 27596.3614 | 35041.5265 | 33157.5691 | 31973.1694 | 26692.7033 | 25337.4946 | 24987.0239 | 26125.4499 | 27748.5993 | 29847.7132 | 31572.9823 | 32848.1997 | 36944.3544 | 39516.534 | 41156.7211
Commercial_Retail_New_Food Preparation_Natural Gas_Griddle_E2_Baseline Forecast | Commercial | Retail | New | Food Preparation | Natural Gas | Griddle | E2 | ENERGY STAR | Baseline Forecast | 0 | 12236.6013 | 12353.659 | 13094.3085 | 7187.1419 | 5842.9139 | 5746.5718 | 5656.8446 | 5572.6973 | 5500.465 | 5431.5929 | 5364.0598 | 7710.8323 | 9630.9509 | 11290.7469 | 11423.4295 | 11253.3438 | 14291.6063 | 13509.8768 | 13035.1123 | 10886.6686 | 10339.6813 | 10203.8262 | 10276.8112 | 10903.3154 | 11715.7988 | 12380.4736 | 12867.917 | 14458.7644 | 15451.0203 | 16077.6039
Commercial_Retail_New_Food Preparation_Natural Gas_Griddle_E3_Baseline Forecast | Commercial | Retail | New | Food Preparation | Natural Gas | Griddle | E3 |  | Baseline Forecast | 0 | 0 | 0 | 0 | 0 | 0 | 0 | 0 | 0 | 0 | 0 | 0 | 0 | 0 | 0 | 0 | 0 | 0 | 0 | 0 | 0 | 0 | 0 | 0 | 0 | 0 | 0 | 0 | 0 | 0 | 0
Commercial_Retail_New_Food Preparation_Natural Gas_Griddle_E4_Baseline Forecast | Commercial | Retail | New | Food Preparation | Natural Gas | Griddle | E4 |  | Baseline Forecast | 0 | 0 | 0 | 0 | 0 | 0 | 0 | 0 | 0 | 0 | 0 | 0 | 0 | 0 | 0 | 0 | 0 | 0 | 0 | 0 | 0 | 0 | 0 | 0 | 0 | 0 | 0 | 0 | 0 | 0 | 0
Commercial_Retail_New_Food Preparation_Natural Gas_Griddle_E5_Baseline Forecast | Commercial | Retail | New | Food Preparation | Natural Gas | Griddle | E5 |  | Baseline Forecast | 0 | 0 | 0 | 0 | 0 | 0 | 0 | 0 | 0 | 0 | 0 | 0 | 0 | 0 | 0 | 0 | 0 | 0 | 0 | 0 | 0 | 0 | 0 | 0 | 0 | 0 | 0 | 0 | 0 | 0 | 0
Commercial_Retail_New_Food Preparation_Natural Gas_Griddle_E6_Baseline Forecast | Commercial | Retail | New | Food Preparation | Natural Gas | Griddle | E6 |  | Baseline Forecast | 0 | 0 | 0 | 0 | 0 | 0 | 0 | 0 | 0 | 0 | 0 | 0 | 0 | 0 | 0 | 0 | 0 | 0 | 0 | 0 | 0 | 0 | 0 | 0 | 0 | 0 | 0 | 0 | 0 | 0 | 0
Commercial_Retail_New_Food Preparation_Natural Gas_Griddle_E7_Baseline Forecast | Commercial | Retail | New | Food Preparation | Natural Gas | Griddle | E7 |  | Baseline Forecast | 0 | 0 | 0 | 0 | 0 | 0 | 0 | 0 | 0 | 0 | 0 | 0 | 0 | 0 | 0 | 0 | 0 | 0 | 0 | 0 | 0 | 0 | 0 | 0 | 0 | 0 | 0 | 0 | 0 | 0 | 0
Commercial_Retail_New_Food Preparation_Natural Gas_Griddle_E8_Baseline Forecast | Commercial | Retail | New | Food Preparation | Natural Gas | Griddle | E8 |  | Baseline Forecast | 0 | 0 | 0 | 0 | 0 | 0 | 0 | 0 | 0 | 0 | 0 | 0 | 0 | 0 | 0 | 0 | 0 | 0 | 0 | 0 | 0 | 0 | 0 | 0 | 0 | 0 | 0 | 0 | 0 | 0 | 0
Commercial_Retail_New_Food Preparation_Natural Gas_Griddle_E9_Baseline Forecast | Commercial | Retail | New | Food Preparation | Natural Gas | Griddle | E9 |  | Baseline Forecast | 0 | 0 | 0 | 0 | 0 | 0 | 0 | 0 | 0 | 0 | 0 | 0 | 0 | 0 | 0 | 0 | 0 | 0 | 0 | 0 | 0 | 0 | 0 | 0 | 0 | 0 | 0 | 0 | 0 | 0 | 0
Commercial_Retail_New_Food Preparation_Natural Gas_Griddle_E10_Baseline Forecast | Commercial | Retail | New | Food Preparation | Natural Gas | Griddle | E10 |  | Baseline Forecast | 0 | 0 | 0 | 0 | 0 | 0 | 0 | 0 | 0 | 0 | 0 | 0 | 0 | 0 | 0 | 0 | 0 | 0 | 0 | 0 | 0 | 0 | 0 | 0 | 0 | 0 | 0 | 0 | 0 | 0 | 0
Commercial_Retail_New_Food Preparation_Natural Gas_Range_E1_Baseline Forecast | Commercial | Retail | New | Food Preparation | Natural Gas | Range | E1 | Standard | Baseline Forecast | 0 | 23722.3233 | 23923.6357 | 25344.6404 | 13896.3347 | 11357.6878 | 11221.3788 | 11074.6032 | 10920.8743 | 10773.6674 | 15403.7789 | 19071.244 | 22420.5544 | 22604.7779 | 22178.8231 | 27986.3982 | 26479.1073 | 25535.0692 | 21376.2804 | 21235.2553 | 22471.3378 | 24074.4368 | 25379.4418 | 27311.5372 | 30627.6994 | 32712.4786 | 34043.436 | 33422.9853 | 32723.7488 | 34103.6478 | 33517.5466
Commercial_Retail_New_Food Preparation_Natural Gas_Range_E2_Baseline Forecast | Commercial | Retail | New | Food Preparation | Natural Gas | Range | E2 | High Efficiency | Baseline Forecast | 0 | 34192.8186 | 34522.6043 | 36618.0379 | 20112.2125 | 16349.1959 | 16080.3732 | 15830.8596 | 15596.9685 | 15365.0552 | 21947.1856 | 27289.7472 | 31787.2339 | 32226.5561 | 31829.3668 | 40404.0993 | 38236.2013 | 36887.5958 | 30830.3781 | 30662.1498 | 32472.71 | 34826.1385 | 36762.0857 | 37210.2886 | 41664.536 | 44435.9962 | 46179.9366 | 45278.0408 | 44273.8559 | 46083.1719 | 45235.9297
Commercial_Retail_New_Food Preparation_Natural Gas_Range_E3_Baseline Forecast | Commercial | Retail | New | Food Preparation | Natural Gas | Range | E3 |  | Baseline Forecast | 0 | 0 | 0 | 0 | 0 | 0 | 0 | 0 | 0 | 0 | 0 | 0 | 0 | 0 | 0 | 0 | 0 | 0 | 0 | 0 | 0 | 0 | 0 | 0 | 0 | 0 | 0 | 0 | 0 | 0 | 0
Commercial_Retail_New_Food Preparation_Natural Gas_Range_E4_Baseline Forecast | Commercial | Retail | New | Food Preparation | Natural Gas | Range | E4 |  | Baseline Forecast | 0 | 0 | 0 | 0 | 0 | 0 | 0 | 0 | 0 | 0 | 0 | 0 | 0 | 0 | 0 | 0 | 0 | 0 | 0 | 0 | 0 | 0 | 0 | 0 | 0 | 0 | 0 | 0 | 0 | 0 | 0
Commercial_Retail_New_Food Preparation_Natural Gas_Range_E5_Baseline Forecast | Commercial | Retail | New | Food Preparation | Natural Gas | Range | E5 |  | Baseline Forecast | 0 | 0 | 0 | 0 | 0 | 0 | 0 | 0 | 0 | 0 | 0 | 0 | 0 | 0 | 0 | 0 | 0 | 0 | 0 | 0 | 0 | 0 | 0 | 0 | 0 | 0 | 0 | 0 | 0 | 0 | 0
Commercial_Retail_New_Food Preparation_Natural Gas_Range_E6_Baseline Forecast | Commercial | Retail | New | Food Preparation | Natural Gas | Range | E6 |  | Baseline Forecast | 0 | 0 | 0 | 0 | 0 | 0 | 0 | 0 | 0 | 0 | 0 | 0 | 0 | 0 | 0 | 0 | 0 | 0 | 0 | 0 | 0 | 0 | 0 | 0 | 0 | 0 | 0 | 0 | 0 | 0 | 0
Commercial_Retail_New_Food Preparation_Natural Gas_Range_E7_Baseline Forecast | Commercial | Retail | New | Food Preparation | Natural Gas | Range | E7 |  | Baseline Forecast | 0 | 0 | 0 | 0 | 0 | 0 | 0 | 0 | 0 | 0 | 0 | 0 | 0 | 0 | 0 | 0 | 0 | 0 | 0 | 0 | 0 | 0 | 0 | 0 | 0 | 0 | 0 | 0 | 0 | 0 | 0
Commercial_Retail_New_Food Preparation_Natural Gas_Range_E8_Baseline Forecast | Commercial | Retail | New | Food Preparation | Natural Gas | Range | E8 |  | Baseline Forecast | 0 | 0 | 0 | 0 | 0 | 0 | 0 | 0 | 0 | 0 | 0 | 0 | 0 | 0 | 0 | 0 | 0 | 0 | 0 | 0 | 0 | 0 | 0 | 0 | 0 | 0 | 0 | 0 | 0 | 0 | 0
Commercial_Retail_New_Food Preparation_Natural Gas_Range_E9_Baseline Forecast | Commercial | Retail | New | Food Preparation | Natural Gas | Range | E9 |  | Baseline Forecast | 0 | 0 | 0 | 0 | 0 | 0 | 0 | 0 | 0 | 0 | 0 | 0 | 0 | 0 | 0 | 0 | 0 | 0 | 0 | 0 | 0 | 0 | 0 | 0 | 0 | 0 | 0 | 0 | 0 | 0 | 0
Commercial_Retail_New_Food Preparation_Natural Gas_Range_E10_Baseline Forecast | Commercial | Retail | New | Food Preparation | Natural Gas | Range | E10 |  | Baseline Forecast | 0 | 0 | 0 | 0 | 0 | 0 | 0 | 0 | 0 | 0 | 0 | 0 | 0 | 0 | 0 | 0 | 0 | 0 | 0 | 0 | 0 | 0 | 0 | 0 | 0 | 0 | 0 | 0 | 0 | 0 | 0
Commercial_Retail_New_Food Preparation_Natural Gas_Steamer_E1_Baseline Forecast | Commercial | Retail | New | Food Preparation | Natural Gas | Steamer | E1 | Standard | Baseline Forecast | 0 | 5502.5243 | 5545.4439 | 0 | 0 | 0 | 0 | 0 | 0 | 0 | 0 | 0 | 0 | 0 | 0 | 0 | 0 | 0 | 0 | 0 | 0 | 0 | 0 | 0 | 0 | 0 | 0 | 0 | 0 | 0 | 0
Commercial_Retail_New_Food Preparation_Natural Gas_Steamer_E2_Baseline Forecast | Commercial | Retail | New | Food Preparation | Natural Gas | Steamer | E2 | ENERGY STAR | Baseline Forecast | 0 | 5528.5846 | 5586.8234 | 11802.044 | 6477.615 | 5277.3358 | 5200.1703 | 5124.689 | 5050.859 | 4978.6479 | 6133.7028 | 7165.3674 | 8150.674 | 8428.8904 | 8536.9581 | 8618.7073 | 8677.3813 | 8715.8567 | 8736.6844 | 12275.3001 | 12164.4266 | 12345.4714 | 10686.5544 | 10489.2341 | 10664.1418 | 10822.1258 | 10962.9205 | 11086.5714 | 11963.3866 | 12688.3553 | 13334.6069
Commercial_Retail_New_Food Preparation_Natural Gas_Steamer_E3_Baseline Forecast | Commercial | Retail | New | Food Preparation | Natural Gas | Steamer | E3 |  | Baseline Forecast | 0 | 0 | 0 | 0 | 0 | 0 | 0 | 0 | 0 | 0 | 0 | 0 | 0 | 0 | 0 | 0 | 0 | 0 | 0 | 0 | 0 | 0 | 0 | 0 | 0 | 0 | 0 | 0 | 0 | 0 | 0
Commercial_Retail_New_Food Preparation_Natural Gas_Steamer_E4_Baseline Forecast | Commercial | Retail | New | Food Preparation | Natural Gas | Steamer | E4 |  | Baseline Forecast | 0 | 0 | 0 | 0 | 0 | 0 | 0 | 0 | 0 | 0 | 0 | 0 | 0 | 0 | 0 | 0 | 0 | 0 | 0 | 0 | 0 | 0 | 0 | 0 | 0 | 0 | 0 | 0 | 0 | 0 | 0
Commercial_Retail_New_Food Preparation_Natural Gas_Steamer_E5_Baseline Forecast | Commercial | Retail | New | Food Preparation | Natural Gas | Steamer | E5 |  | Baseline Forecast | 0 | 0 | 0 | 0 | 0 | 0 | 0 | 0 | 0 | 0 | 0 | 0 | 0 | 0 | 0 | 0 | 0 | 0 | 0 | 0 | 0 | 0 | 0 | 0 | 0 | 0 | 0 | 0 | 0 | 0 | 0
Commercial_Retail_New_Food Preparation_Natural Gas_Steamer_E6_Baseline Forecast | Commercial | Retail | New | Food Preparation | Natural Gas | Steamer | E6 |  | Baseline Forecast | 0 | 0 | 0 | 0 | 0 | 0 | 0 | 0 | 0 | 0 | 0 | 0 | 0 | 0 | 0 | 0 | 0 | 0 | 0 | 0 | 0 | 0 | 0 | 0 | 0 | 0 | 0 | 0 | 0 | 0 | 0
Commercial_Retail_New_Food Preparation_Natural Gas_Steamer_E7_Baseline Forecast | Commercial | Retail | New | Food Preparation | Natural Gas | Steamer | E7 |  | Baseline Forecast | 0 | 0 | 0 | 0 | 0 | 0 | 0 | 0 | 0 | 0 | 0 | 0 | 0 | 0 | 0 | 0 | 0 | 0 | 0 | 0 | 0 | 0 | 0 | 0 | 0 | 0 | 0 | 0 | 0 | 0 | 0
Commercial_Retail_New_Food Preparation_Natural Gas_Steamer_E8_Baseline Forecast | Commercial | Retail | New | Food Preparation | Natural Gas | Steamer | E8 |  | Baseline Forecast | 0 | 0 | 0 | 0 | 0 | 0 | 0 | 0 | 0 | 0 | 0 | 0 | 0 | 0 | 0 | 0 | 0 | 0 | 0 | 0 | 0 | 0 | 0 | 0 | 0 | 0 | 0 | 0 | 0 | 0 | 0
Commercial_Retail_New_Food Preparation_Natural Gas_Steamer_E9_Baseline Forecast | Commercial | Retail | New | Food Preparation | Natural Gas | Steamer | E9 |  | Baseline Forecast | 0 | 0 | 0 | 0 | 0 | 0 | 0 | 0 | 0 | 0 | 0 | 0 | 0 | 0 | 0 | 0 | 0 | 0 | 0 | 0 | 0 | 0 | 0 | 0 | 0 | 0 | 0 | 0 | 0 | 0 | 0
Commercial_Retail_New_Food Preparation_Natural Gas_Steamer_E10_Baseline Forecast | Commercial | Retail | New | Food Preparation | Natural Gas | Steamer | E10 |  | Baseline Forecast | 0 | 0 | 0 | 0 | 0 | 0 | 0 | 0 | 0 | 0 | 0 | 0 | 0 | 0 | 0 | 0 | 0 | 0 | 0 | 0 | 0 | 0 | 0 | 0 | 0 | 0 | 0 | 0 | 0 | 0 | 0
Commercial_Retail_New_Food Preparation_Natural Gas_Food Prep Other_E1_Baseline Forecast | Commercial | Retail | New | Food Preparation | Natural Gas | Food Prep Other | E1 | Standard | Baseline Forecast | 0 | 8163.0175 | 8237.8725 | 8733.5045 | 4793.4288 | 3905.2282 | 3848.1299 | 3792.276 | 3737.6425 | 3684.2075 | 5264.5548 | 6534.4956 | 7640.5055 | 7728.3819 | 7612.3487 | 9639.4933 | 9121.4829 | 8798.339 | 7358.4177 | 7314.8272 | 7744.2435 | 8301.9055 | 8758.7079 | 9094.3776 | 10189.6268 | 10874.1232 | 11307.539 | 11092.9701 | 10852.8781 | 11302.4074 | 11100.3829
Commercial_Retail_New_Food Preparation_Natural Gas_Food Prep Other_E2_Baseline Forecast | Commercial | Retail | New | Food Preparation | Natural Gas | Food Prep Other | E2 | ENERGY STAR | Baseline Forecast | 0 | 2868.0914 | 2894.3948 | 3068.5395 | 1684.1862 | 1372.1076 | 1352.0404 | 1332.413 | 1313.2164 | 1294.4403 | 1849.691 | 2295.8919 | 2684.4631 | 2715.3535 | 2674.6024 | 3386.8588 | 3204.8552 | 3091.3188 | 2585.3952 | 2570.0822 | 2720.9605 | 2916.8992 | 3077.4015 | 3195.1078 | 3579.8901 | 3820.3626 | 3972.6232 | 3897.2305 | 3812.8715 | 3970.7926 | 3899.8078
Commercial_Retail_New_Food Preparation_Natural Gas_Food Prep Other_E3_Baseline Forecast | Commercial | Retail | New | Food Preparation | Natural Gas | Food Prep Other | E3 |  | Baseline Forecast | 0 | 0 | 0 | 0 | 0 | 0 | 0 | 0 | 0 | 0 | 0 | 0 | 0 | 0 | 0 | 0 | 0 | 0 | 0 | 0 | 0 | 0 | 0 | 0 | 0 | 0 | 0 | 0 | 0 | 0 | 0
Commercial_Retail_New_Food Preparation_Natural Gas_Food Prep Other_E4_Baseline Forecast | Commercial | Retail | New | Food Preparation | Natural Gas | Food Prep Other | E4 |  | Baseline Forecast | 0 | 0 | 0 | 0 | 0 | 0 | 0 | 0 | 0 | 0 | 0 | 0 | 0 | 0 | 0 | 0 | 0 | 0 | 0 | 0 | 0 | 0 | 0 | 0 | 0 | 0 | 0 | 0 | 0 | 0 | 0
Commercial_Retail_New_Food Preparation_Natural Gas_Food Prep Other_E5_Baseline Forecast | Commercial | Retail | New | Food Preparation | Natural Gas | Food Prep Other | E5 |  | Baseline Forecast | 0 | 0 | 0 | 0 | 0 | 0 | 0 | 0 | 0 | 0 | 0 | 0 | 0 | 0 | 0 | 0 | 0 | 0 | 0 | 0 | 0 | 0 | 0 | 0 | 0 | 0 | 0 | 0 | 0 | 0 | 0
Commercial_Retail_New_Food Preparation_Natural Gas_Food Prep Other_E6_Baseline Forecast | Commercial | Retail | New | Food Preparation | Natural Gas | Food Prep Other | E6 |  | Baseline Forecast | 0 | 0 | 0 | 0 | 0 | 0 | 0 | 0 | 0 | 0 | 0 | 0 | 0 | 0 | 0 | 0 | 0 | 0 | 0 | 0 | 0 | 0 | 0 | 0 | 0 | 0 | 0 | 0 | 0 | 0 | 0
Commercial_Retail_New_Food Preparation_Natural Gas_Food Prep Other_E7_Baseline Forecast | Commercial | Retail | New | Food Preparation | Natural Gas | Food Prep Other | E7 |  | Baseline Forecast | 0 | 0 | 0 | 0 | 0 | 0 | 0 | 0 | 0 | 0 | 0 | 0 | 0 | 0 | 0 | 0 | 0 | 0 | 0 | 0 | 0 | 0 | 0 | 0 | 0 | 0 | 0 | 0 | 0 | 0 | 0
Commercial_Retail_New_Food Preparation_Natural Gas_Food Prep Other_E8_Baseline Forecast | Commercial | Retail | New | Food Preparation | Natural Gas | Food Prep Other | E8 |  | Baseline Forecast | 0 | 0 | 0 | 0 | 0 | 0 | 0 | 0 | 0 | 0 | 0 | 0 | 0 | 0 | 0 | 0 | 0 | 0 | 0 | 0 | 0 | 0 | 0 | 0 | 0 | 0 | 0 | 0 | 0 | 0 | 0
Commercial_Retail_New_Food Preparation_Natural Gas_Food Prep Other_E9_Baseline Forecast | Commercial | Retail | New | Food Preparation | Natural Gas | Food Prep Other | E9 |  | Baseline Forecast | 0 | 0 | 0 | 0 | 0 | 0 | 0 | 0 | 0 | 0 | 0 | 0 | 0 | 0 | 0 | 0 | 0 | 0 | 0 | 0 | 0 | 0 | 0 | 0 | 0 | 0 | 0 | 0 | 0 | 0 | 0
Commercial_Retail_New_Food Preparation_Natural Gas_Food Prep Other_E10_Baseline Forecast | Commercial | Retail | New | Food Preparation | Natural Gas | Food Prep Other | E10 |  | Baseline Forecast | 0 | 0 | 0 | 0 | 0 | 0 | 0 | 0 | 0 | 0 | 0 | 0 | 0 | 0 | 0 | 0 | 0 | 0 | 0 | 0 | 0 | 0 | 0 | 0 | 0 | 0 | 0 | 0 | 0 | 0 | 0
Commercial_Retail_New_Miscellaneous_Natural Gas_Pool Heater_E1_Baseline Forecast | Commercial | Retail | New | Miscellaneous | Natural Gas | Pool Heater | E1 | Standard (EF .82) | Baseline Forecast | 0 | 2289.5018 | 2310.1191 | 2449.0143 | 1343.5817 | 1095.3651 | 1538.046 | 1893.1232 | 2201.4405 | 2225.2591 | 2191.5707 | 2851.1637 | 2862.0911 | 2954.3098 | 2702.2854 | 2712.4983 | 3030.5937 | 3258.5994 | 3444.9965 | 3464.626 | 3469.6525 | 3716.6114 | 3786.271 | 3948.1675 | 3955.6758 | 4031.292 | 4221.6716 | 4363.043 | 4486.7789 | 4541.7839 | 4594.1401
Commercial_Retail_New_Miscellaneous_Natural Gas_Pool Heater_E2_Baseline Forecast | Commercial | Retail | New | Miscellaneous | Natural Gas | Pool Heater | E2 | Condensing (EF .90) | Baseline Forecast | 0 | 255.4683 | 258.189 | 273.817 | 150.8588 | 122.1609 | 170.6713 | 210.0427 | 245.0872 | 247.2465 | 243.3687 | 316.21 | 306.2542 | 315.1032 | 287.9458 | 293.6501 | 333.5416 | 364.23 | 389.1379 | 397.1007 | 398.314 | 427.4898 | 436.4762 | 403.7971 | 403.3524 | 409.8951 | 428.0919 | 441.2811 | 452.6609 | 457.0952 | 461.2635
Commercial_Retail_New_Miscellaneous_Natural Gas_Pool Heater_E3_Baseline Forecast | Commercial | Retail | New | Miscellaneous | Natural Gas | Pool Heater | E3 |  | Baseline Forecast | 0 | 0 | 0 | 0 | 0 | 0 | 0 | 0 | 0 | 0 | 0 | 0 | 0 | 0 | 0 | 0 | 0 | 0 | 0 | 0 | 0 | 0 | 0 | 0 | 0 | 0 | 0 | 0 | 0 | 0 | 0
Commercial_Retail_New_Miscellaneous_Natural Gas_Pool Heater_E4_Baseline Forecast | Commercial | Retail | New | Miscellaneous | Natural Gas | Pool Heater | E4 |  | Baseline Forecast | 0 | 0 | 0 | 0 | 0 | 0 | 0 | 0 | 0 | 0 | 0 | 0 | 0 | 0 | 0 | 0 | 0 | 0 | 0 | 0 | 0 | 0 | 0 | 0 | 0 | 0 | 0 | 0 | 0 | 0 | 0
Commercial_Retail_New_Miscellaneous_Natural Gas_Pool Heater_E5_Baseline Forecast | Commercial | Retail | New | Miscellaneous | Natural Gas | Pool Heater | E5 |  | Baseline Forecast | 0 | 0 | 0 | 0 | 0 | 0 | 0 | 0 | 0 | 0 | 0 | 0 | 0 | 0 | 0 | 0 | 0 | 0 | 0 | 0 | 0 | 0 | 0 | 0 | 0 | 0 | 0 | 0 | 0 | 0 | 0
Commercial_Retail_New_Miscellaneous_Natural Gas_Pool Heater_E6_Baseline Forecast | Commercial | Retail | New | Miscellaneous | Natural Gas | Pool Heater | E6 |  | Baseline Forecast | 0 | 0 | 0 | 0 | 0 | 0 | 0 | 0 | 0 | 0 | 0 | 0 | 0 | 0 | 0 | 0 | 0 | 0 | 0 | 0 | 0 | 0 | 0 | 0 | 0 | 0 | 0 | 0 | 0 | 0 | 0
Commercial_Retail_New_Miscellaneous_Natural Gas_Pool Heater_E7_Baseline Forecast | Commercial | Retail | New | Miscellaneous | Natural Gas | Pool Heater | E7 |  | Baseline Forecast | 0 | 0 | 0 | 0 | 0 | 0 | 0 | 0 | 0 | 0 | 0 | 0 | 0 | 0 | 0 | 0 | 0 | 0 | 0 | 0 | 0 | 0 | 0 | 0 | 0 | 0 | 0 | 0 | 0 | 0 | 0
Commercial_Retail_New_Miscellaneous_Natural Gas_Pool Heater_E8_Baseline Forecast | Commercial | Retail | New | Miscellaneous | Natural Gas | Pool Heater | E8 |  | Baseline Forecast | 0 | 0 | 0 | 0 | 0 | 0 | 0 | 0 | 0 | 0 | 0 | 0 | 0 | 0 | 0 | 0 | 0 | 0 | 0 | 0 | 0 | 0 | 0 | 0 | 0 | 0 | 0 | 0 | 0 | 0 | 0
Commercial_Retail_New_Miscellaneous_Natural Gas_Pool Heater_E9_Baseline Forecast | Commercial | Retail | New | Miscellaneous | Natural Gas | Pool Heater | E9 |  | Baseline Forecast | 0 | 0 | 0 | 0 | 0 | 0 | 0 | 0 | 0 | 0 | 0 | 0 | 0 | 0 | 0 | 0 | 0 | 0 | 0 | 0 | 0 | 0 | 0 | 0 | 0 | 0 | 0 | 0 | 0 | 0 | 0
Commercial_Retail_New_Miscellaneous_Natural Gas_Pool Heater_E10_Baseline Forecast | Commercial | Retail | New | Miscellaneous | Natural Gas | Pool Heater | E10 |  | Baseline Forecast | 0 | 0 | 0 | 0 | 0 | 0 | 0 | 0 | 0 | 0 | 0 | 0 | 0 | 0 | 0 | 0 | 0 | 0 | 0 | 0 | 0 | 0 | 0 | 0 | 0 | 0 | 0 | 0 | 0 | 0 | 0
Commercial_Retail_New_Miscellaneous_Natural Gas_Miscellaneous_E1_Baseline Forecast | Commercial | Retail | New | Miscellaneous | Natural Gas | Miscellaneous | E1 | Standard | Baseline Forecast | 0 | 1980261.5706 | 1998421.1243 | 2118656.8239 | 1445730.6328 | 1475336.4428 | 1688725.0039 | 1773820.5926 | 1849349.7662 | 1942970.3834 | 2033806.2226 | 2697886.9899 | 2707303.6761 | 2756628.754 | 2661252.285 | 2784136.0802 | 2948691.8563 | 3037400.5724 | 3126900.0302 | 3231118.7674 | 3331065.7642 | 3595323.5037 | 3644790.0445 | 3711936.0458 | 3763948.6662 | 3878083.6141 | 3996567.8703 | 4082403.8979 | 4171484.5443 | 4268050.5429 | 4360859.6243
Commercial_Retail_New_Miscellaneous_Natural Gas_Miscellaneous_E2_Baseline Forecast | Commercial | Retail | New | Miscellaneous | Natural Gas | Miscellaneous | E2 |  | Baseline Forecast | 0 | 0 | 0 | 0 | 0 | 0 | 0 | 0 | 0 | 0 | 0 | 0 | 0 | 0 | 0 | 0 | 0 | 0 | 0 | 0 | 0 | 0 | 0 | 0 | 0 | 0 | 0 | 0 | 0 | 0 | 0
Commercial_Retail_New_Miscellaneous_Natural Gas_Miscellaneous_E3_Baseline Forecast | Commercial | Retail | New | Miscellaneous | Natural Gas | Miscellaneous | E3 |  | Baseline Forecast | 0 | 0 | 0 | 0 | 0 | 0 | 0 | 0 | 0 | 0 | 0 | 0 | 0 | 0 | 0 | 0 | 0 | 0 | 0 | 0 | 0 | 0 | 0 | 0 | 0 | 0 | 0 | 0 | 0 | 0 | 0
Commercial_Retail_New_Miscellaneous_Natural Gas_Miscellaneous_E4_Baseline Forecast | Commercial | Retail | New | Miscellaneous | Natural Gas | Miscellaneous | E4 |  | Baseline Forecast | 0 | 0 | 0 | 0 | 0 | 0 | 0 | 0 | 0 | 0 | 0 | 0 | 0 | 0 | 0 | 0 | 0 | 0 | 0 | 0 | 0 | 0 | 0 | 0 | 0 | 0 | 0 | 0 | 0 | 0 | 0
Commercial_Retail_New_Miscellaneous_Natural Gas_Miscellaneous_E5_Baseline Forecast | Commercial | Retail | New | Miscellaneous | Natural Gas | Miscellaneous | E5 |  | Baseline Forecast | 0 | 0 | 0 | 0 | 0 | 0 | 0 | 0 | 0 | 0 | 0 | 0 | 0 | 0 | 0 | 0 | 0 | 0 | 0 | 0 | 0 | 0 | 0 | 0 | 0 | 0 | 0 | 0 | 0 | 0 | 0
Commercial_Retail_New_Miscellaneous_Natural Gas_Miscellaneous_E6_Baseline Forecast | Commercial | Retail | New | Miscellaneous | Natural Gas | Miscellaneous | E6 |  | Baseline Forecast | 0 | 0 | 0 | 0 | 0 | 0 | 0 | 0 | 0 | 0 | 0 | 0 | 0 | 0 | 0 | 0 | 0 | 0 | 0 | 0 | 0 | 0 | 0 | 0 | 0 | 0 | 0 | 0 | 0 | 0 | 0
Commercial_Retail_New_Miscellaneous_Natural Gas_Miscellaneous_E7_Baseline Forecast | Commercial | Retail | New | Miscellaneous | Natural Gas | Miscellaneous | E7 |  | Baseline Forecast | 0 | 0 | 0 | 0 | 0 | 0 | 0 | 0 | 0 | 0 | 0 | 0 | 0 | 0 | 0 | 0 | 0 | 0 | 0 | 0 | 0 | 0 | 0 | 0 | 0 | 0 | 0 | 0 | 0 | 0 | 0
Commercial_Retail_New_Miscellaneous_Natural Gas_Miscellaneous_E8_Baseline Forecast | Commercial | Retail | New | Miscellaneous | Natural Gas | Miscellaneous | E8 |  | Baseline Forecast | 0 | 0 | 0 | 0 | 0 | 0 | 0 | 0 | 0 | 0 | 0 | 0 | 0 | 0 | 0 | 0 | 0 | 0 | 0 | 0 | 0 | 0 | 0 | 0 | 0 | 0 | 0 | 0 | 0 | 0 | 0
Commercial_Retail_New_Miscellaneous_Natural Gas_Miscellaneous_E9_Baseline Forecast | Commercial | Retail | New | Miscellaneous | Natural Gas | Miscellaneous | E9 |  | Baseline Forecast | 0 | 0 | 0 | 0 | 0 | 0 | 0 | 0 | 0 | 0 | 0 | 0 | 0 | 0 | 0 | 0 | 0 | 0 | 0 | 0 | 0 | 0 | 0 | 0 | 0 | 0 | 0 | 0 | 0 | 0 | 0
Commercial_Retail_New_Miscellaneous_Natural Gas_Miscellaneous_E10_Baseline Forecast | Commercial | Retail | New | Miscellaneous | Natural Gas | Miscellaneous | E10 |  | Baseline Forecast | 0 | 0 | 0 | 0 | 0 | 0 | 0 | 0 | 0 | 0 | 0 | 0 | 0 | 0 | 0 | 0 | 0 | 0 | 0 | 0 | 0 | 0 | 0 | 0 | 0 | 0 | 0 | 0 | 0 | 0 | 0
Commercial_Restaurant_Existing_Space Heating_Natural Gas_Furnace_E1_Baseline Forecast | Commercial | Restaurant | Existing | Space Heating | Natural Gas | Furnace | E1 | AFUE 80% (Standard) | Baseline Forecast | 0 | 106998.1809 | 111797.3641 | 115961.7592 | 119545.8986 | 0 | 0 | 0 | 0 | 0 | 0 | 0 | 0 | 0 | 0 | 0 | 0 | 0 | 0 | 0 | 0 | 0 | 0 | 0 | 0 | 0 | 0 | 0 | 0 | 0 | 0
Commercial_Restaurant_Existing_Space Heating_Natural Gas_Furnace_E2_Baseline Forecast | Commercial | Restaurant | Existing | Space Heating | Natural Gas | Furnace | E2 | AFUE 90% | Baseline Forecast | 0 | 0 | 0 | 0 | 0 | 0 | 0 | 0 | 0 | 0 | 0 | 0 | 0 | 0 | 0 | 0 | 0 | 0 | 0 | 0 | 0 | 0 | 0 | 0 | 0 | 0 | 0 | 0 | 0 | 0 | 0
Commercial_Restaurant_Existing_Space Heating_Natural Gas_Furnace_E3_Baseline Forecast | Commercial | Restaurant | Existing | Space Heating | Natural Gas | Furnace | E3 | AFUE 95% | Baseline Forecast | 0 | 0 | 0 | 0 | 0 | 122599.9756 | 125170.1832 | 83240.4635 | 84401.3535 | 85337.0711 | 86034.4877 | 86543.7797 | 80333.9614 | 74130.0309 | 68377.9351 | 63095.2519 | 58204.7529 | 53687.7162 | 49570.3485 | 49483.4997 | 49514.3888 | 49620.2936 | 49778.1392 | 51216.7812 | 51501.8415 | 51796.1437 | 52088.5527 | 52370.0591 | 52633.4633 | 52873.1436 | 52694.9605
Commercial_Restaurant_Existing_Space Heating_Natural Gas_Furnace_E4_Baseline Forecast | Commercial | Restaurant | Existing | Space Heating | Natural Gas | Furnace | E4 |  | Baseline Forecast | 0 | 0 | 0 | 0 | 0 | 0 | 0 | 0 | 0 | 0 | 0 | 0 | 0 | 0 | 0 | 0 | 0 | 0 | 0 | 0 | 0 | 0 | 0 | 0 | 0 | 0 | 0 | 0 | 0 | 0 | 0
Commercial_Restaurant_Existing_Space Heating_Natural Gas_Furnace_E5_Baseline Forecast | Commercial | Restaurant | Existing | Space Heating | Natural Gas | Furnace | E5 |  | Baseline Forecast | 0 | 0 | 0 | 0 | 0 | 0 | 0 | 44058.5636 | 44624.2601 | 45048.8451 | 45378.5323 | 45593.5688 | 41543.3107 | 38283.8295 | 35307.3196 | 32539.1477 | 30003.9169 | 27671.8098 | 25471.8496 | 25453.2937 | 25480.3222 | 25554.1607 | 25662.6383 | 24547.1247 | 24617.0034 | 24688.6241 | 24755.922 | 24813.8545 | 24858.2953 | 24885.8934 | 24711.1773
Commercial_Restaurant_Existing_Space Heating_Natural Gas_Furnace_E6_Baseline Forecast | Commercial | Restaurant | Existing | Space Heating | Natural Gas | Furnace | E6 |  | Baseline Forecast | 0 | 0 | 0 | 0 | 0 | 0 | 0 | 0 | 0 | 0 | 0 | 0 | 0 | 0 | 0 | 0 | 0 | 0 | 0 | 0 | 0 | 0 | 0 | 0 | 0 | 0 | 0 | 0 | 0 | 0 | 0
Commercial_Restaurant_Existing_Space Heating_Natural Gas_Furnace_E7_Baseline Forecast | Commercial | Restaurant | Existing | Space Heating | Natural Gas | Furnace | E7 |  | Baseline Forecast | 0 | 0 | 0 | 0 | 0 | 0 | 0 | 0 | 0 | 0 | 0 | 0 | 0 | 0 | 0 | 0 | 0 | 0 | 0 | 0 | 0 | 0 | 0 | 0 | 0 | 0 | 0 | 0 | 0 | 0 | 0
Commercial_Restaurant_Existing_Space Heating_Natural Gas_Furnace_E8_Baseline Forecast | Commercial | Restaurant | Existing | Space Heating | Natural Gas | Furnace | E8 |  | Baseline Forecast | 0 | 0 | 0 | 0 | 0 | 0 | 0 | 0 | 0 | 0 | 0 | 0 | 0 | 0 | 0 | 0 | 0 | 0 | 0 | 0 | 0 | 0 | 0 | 0 | 0 | 0 | 0 | 0 | 0 | 0 | 0
Commercial_Restaurant_Existing_Space Heating_Natural Gas_Furnace_E9_Baseline Forecast | Commercial | Restaurant | Existing | Space Heating | Natural Gas | Furnace | E9 |  | Baseline Forecast | 0 | 0 | 0 | 0 | 0 | 0 | 0 | 0 | 0 | 0 | 0 | 0 | 0 | 0 | 0 | 0 | 0 | 0 | 0 | 0 | 0 | 0 | 0 | 0 | 0 | 0 | 0 | 0 | 0 | 0 | 0
Commercial_Restaurant_Existing_Space Heating_Natural Gas_Furnace_E10_Baseline Forecast | Commercial | Restaurant | Existing | Space Heating | Natural Gas | Furnace | E10 |  | Baseline Forecast | 0 | 0 | 0 | 0 | 0 | 0 | 0 | 0 | 0 | 0 | 0 | 0 | 0 | 0 | 0 | 0 | 0 | 0 | 0 | 0 | 0 | 0 | 0 | 0 | 0 | 0 | 0 | 0 | 0 | 0 | 0
Commercial_Restaurant_Existing_Space Heating_Natural Gas_Boiler_E1_Baseline Forecast | Commercial | Restaurant | Existing | Space Heating | Natural Gas | Boiler | E1 | AFUE 80% (Standard) | Baseline Forecast | 0 | 3999.7135 | 3954.9995 | 3907.2299 | 3856.552 | 0 | 0 | 0 | 0 | 0 | 0 | 0 | 0 | 0 | 0 | 0 | 0 | 0 | 0 | 0 | 0 | 0 | 0 | 0 | 0 | 0 | 0 | 0 | 0 | 0 | 0
Commercial_Restaurant_Existing_Space Heating_Natural Gas_Boiler_E2_Baseline Forecast | Commercial | Restaurant | Existing | Space Heating | Natural Gas | Boiler | E2 | AFUE 85% | Baseline Forecast | 0 | 0 | 0 | 0 | 0 | 0 | 0 | 0 | 0 | 0 | 0 | 0 | 0 | 0 | 0 | 0 | 0 | 0 | 0 | 0 | 0 | 0 | 0 | 0 | 0 | 0 | 0 | 0 | 0 | 0 | 0
Commercial_Restaurant_Existing_Space Heating_Natural Gas_Boiler_E3_Baseline Forecast | Commercial | Restaurant | Existing | Space Heating | Natural Gas | Boiler | E3 | AFUE 98% | Baseline Forecast | 0 | 1273.3822 | 1259.6129 | 1244.9438 | 1229.8659 | 5017.9095 | 4947.1473 | 4874.5717 | 4800.5711 | 4725.488 | 4649.6234 | 4573.242 | 4496.5762 | 4419.8293 | 4343.1789 | 4266.7802 | 4190.7679 | 4115.2586 | 4040.3535 | 3966.1392 | 3892.6899 | 4090.8659 | 3916.0949 | 3760.4996 | 3621.4578 | 3496.6937 | 3384.2354 | 3282.3752 | 3189.6365 | 3104.744 | 3026.5974
Commercial_Restaurant_Existing_Space Heating_Natural Gas_Boiler_E4_Baseline Forecast | Commercial | Restaurant | Existing | Space Heating | Natural Gas | Boiler | E4 | Convert to NG Air Source Heat Pump | Baseline Forecast | 0 | 0 | 0 | 0 | 0 | 0 | 0 | 0 | 0 | 0 | 0 | 0 | 0 | 0 | 0 | 0 | 0 | 0 | 0 | 0 | 0 | 0 | 0 | 0 | 0 | 0 | 0 | 0 | 0 | 0 | 0
Commercial_Restaurant_Existing_Space Heating_Natural Gas_Boiler_E5_Baseline Forecast | Commercial | Restaurant | Existing | Space Heating | Natural Gas | Boiler | E5 |  | Baseline Forecast | 0 | 0 | 0 | 0 | 0 | 0 | 0 | 0 | 0 | 0 | 0 | 0 | 0 | 0 | 0 | 0 | 0 | 0 | 0 | 0 | 0 | 0 | 0 | 0 | 0 | 0 | 0 | 0 | 0 | 0 | 0
Commercial_Restaurant_Existing_Space Heating_Natural Gas_Boiler_E6_Baseline Forecast | Commercial | Restaurant | Existing | Space Heating | Natural Gas | Boiler | E6 |  | Baseline Forecast | 0 | 0 | 0 | 0 | 0 | 0 | 0 | 0 | 0 | 0 | 0 | 0 | 0 | 0 | 0 | 0 | 0 | 0 | 0 | 0 | 0 | 0 | 0 | 0 | 0 | 0 | 0 | 0 | 0 | 0 | 0
Commercial_Restaurant_Existing_Space Heating_Natural Gas_Boiler_E7_Baseline Forecast | Commercial | Restaurant | Existing | Space Heating | Natural Gas | Boiler | E7 |  | Baseline Forecast | 0 | 0 | 0 | 0 | 0 | 0 | 0 | 0 | 0 | 0 | 0 | 0 | 0 | 0 | 0 | 0 | 0 | 0 | 0 | 0 | 0 | 0 | 0 | 0 | 0 | 0 | 0 | 0 | 0 | 0 | 0
Commercial_Restaurant_Existing_Space Heating_Natural Gas_Boiler_E8_Baseline Forecast | Commercial | Restaurant | Existing | Space Heating | Natural Gas | Boiler | E8 |  | Baseline Forecast | 0 | 0 | 0 | 0 | 0 | 0 | 0 | 0 | 0 | 0 | 0 | 0 | 0 | 0 | 0 | 0 | 0 | 0 | 0 | 0 | 0 | 0 | 0 | 0 | 0 | 0 | 0 | 0 | 0 | 0 | 0
Commercial_Restaurant_Existing_Space Heating_Natural Gas_Boiler_E9_Baseline Forecast | Commercial | Restaurant | Existing | Space Heating | Natural Gas | Boiler | E9 |  | Baseline Forecast | 0 | 0 | 0 | 0 | 0 | 0 | 0 | 0 | 0 | 0 | 0 | 0 | 0 | 0 | 0 | 0 | 0 | 0 | 0 | 0 | 0 | 0 | 0 | 0 | 0 | 0 | 0 | 0 | 0 | 0 | 0
Commercial_Restaurant_Existing_Space Heating_Natural Gas_Boiler_E10_Baseline Forecast | Commercial | Restaurant | Existing | Space Heating | Natural Gas | Boiler | E10 |  | Baseline Forecast | 0 | 0 | 0 | 0 | 0 | 0 | 0 | 0 | 0 | 0 | 0 | 0 | 0 | 0 | 0 | 0 | 0 | 0 | 0 | 0 | 0 | 0 | 0 | 0 | 0 | 0 | 0 | 0 | 0 | 0 | 0
Commercial_Restaurant_Existing_Space Heating_Natural Gas_Unit Heater_E1_Baseline Forecast | Commercial | Restaurant | Existing | Space Heating | Natural Gas | Unit Heater | E1 | Standard | Baseline Forecast | 0 | 552.7419 | 1575.8169 | 2996.4696 | 4750.5271 | 0 | 0 | 0 | 0 | 0 | 0 | 0 | 0 | 0 | 0 | 0 | 0 | 0 | 0 | 0 | 0 | 0 | 0 | 0 | 0 | 0 | 0 | 0 | 0 | 0 | 0
Commercial_Restaurant_Existing_Space Heating_Natural Gas_Unit Heater_E2_Baseline Forecast | Commercial | Restaurant | Existing | Space Heating | Natural Gas | Unit Heater | E2 | Condensing | Baseline Forecast | 0 | 0 | 0 | 0 | 0 | 6781.4455 | 9039.4609 | 11480.8333 | 14067.1737 | 16764.8444 | 19083.5782 | 21130.9254 | 22989.7657 | 24723.1425 | 26378.2249 | 27989.5474 | 29581.6537 | 27570.5871 | 26146.661 | 25230.6273 | 24698.5515 | 24458.7571 | 24443.7974 | 24604.2746 | 24904.1096 | 25316.9447 | 25823.4307 | 25893.6701 | 25692.4719 | 25343.7369 | 24932.7539
Commercial_Restaurant_Existing_Space Heating_Natural Gas_Unit Heater_E3_Baseline Forecast | Commercial | Restaurant | Existing | Space Heating | Natural Gas | Unit Heater | E3 | Infrared Radiant | Baseline Forecast | 0 | 0 | 0 | 0 | 0 | 0 | 0 | 0 | 0 | 0 | 0 | 0 | 0 | 0 | 0 | 0 | 0 | 0 | 0 | 0 | 0 | 0 | 0 | 0 | 0 | 0 | 0 | 0 | 0 | 0 | 0
Commercial_Restaurant_Existing_Space Heating_Natural Gas_Unit Heater_E4_Baseline Forecast | Commercial | Restaurant | Existing | Space Heating | Natural Gas | Unit Heater | E4 |  | Baseline Forecast | 0 | 0 | 0 | 0 | 0 | 0 | 0 | 0 | 0 | 0 | 0 | 0 | 0 | 0 | 0 | 0 | 0 | 0 | 0 | 0 | 0 | 0 | 0 | 0 | 0 | 0 | 0 | 0 | 0 | 0 | 0
Commercial_Restaurant_Existing_Space Heating_Natural Gas_Unit Heater_E5_Baseline Forecast | Commercial | Restaurant | Existing | Space Heating | Natural Gas | Unit Heater | E5 |  | Baseline Forecast | 0 | 0 | 0 | 0 | 0 | 0 | 0 | 0 | 0 | 0 | 0 | 0 | 0 | 0 | 0 | 0 | 0 | 0 | 0 | 0 | 0 | 0 | 0 | 0 | 0 | 0 | 0 | 0 | 0 | 0 | 0
Commercial_Restaurant_Existing_Space Heating_Natural Gas_Unit Heater_E6_Baseline Forecast | Commercial | Restaurant | Existing | Space Heating | Natural Gas | Unit Heater | E6 |  | Baseline Forecast | 0 | 0 | 0 | 0 | 0 | 0 | 0 | 0 | 0 | 0 | 0 | 0 | 0 | 0 | 0 | 0 | 0 | 0 | 0 | 0 | 0 | 0 | 0 | 0 | 0 | 0 | 0 | 0 | 0 | 0 | 0
Commercial_Restaurant_Existing_Space Heating_Natural Gas_Unit Heater_E7_Baseline Forecast | Commercial | Restaurant | Existing | Space Heating | Natural Gas | Unit Heater | E7 |  | Baseline Forecast | 0 | 0 | 0 | 0 | 0 | 0 | 0 | 0 | 0 | 0 | 0 | 0 | 0 | 0 | 0 | 0 | 0 | 0 | 0 | 0 | 0 | 0 | 0 | 0 | 0 | 0 | 0 | 0 | 0 | 0 | 0
Commercial_Restaurant_Existing_Space Heating_Natural Gas_Unit Heater_E8_Baseline Forecast | Commercial | Restaurant | Existing | Space Heating | Natural Gas | Unit Heater | E8 |  | Baseline Forecast | 0 | 0 | 0 | 0 | 0 | 0 | 0 | 0 | 0 | 0 | 0 | 0 | 0 | 0 | 0 | 0 | 0 | 0 | 0 | 0 | 0 | 0 | 0 | 0 | 0 | 0 | 0 | 0 | 0 | 0 | 0
Commercial_Restaurant_Existing_Space Heating_Natural Gas_Unit Heater_E9_Baseline Forecast | Commercial | Restaurant | Existing | Space Heating | Natural Gas | Unit Heater | E9 |  | Baseline Forecast | 0 | 0 | 0 | 0 | 0 | 0 | 0 | 0 | 0 | 0 | 0 | 0 | 0 | 0 | 0 | 0 | 0 | 0 | 0 | 0 | 0 | 0 | 0 | 0 | 0 | 0 | 0 | 0 | 0 | 0 | 0
Commercial_Restaurant_Existing_Space Heating_Natural Gas_Unit Heater_E10_Baseline Forecast | Commercial | Restaurant | Existing | Space Heating | Natural Gas | Unit Heater | E10 |  | Baseline Forecast | 0 | 0 | 0 | 0 | 0 | 0 | 0 | 0 | 0 | 0 | 0 | 0 | 0 | 0 | 0 | 0 | 0 | 0 | 0 | 0 | 0 | 0 | 0 | 0 | 0 | 0 | 0 | 0 | 0 | 0 | 0
Commercial_Restaurant_Existing_Water Heating_Natural Gas_Water Heater_E1_Baseline Forecast | Commercial | Restaurant | Existing | Water Heating | Natural Gas | Water Heater | E1 | TE 0.80 | Baseline Forecast | 0 | 24590.5595 | 26721.2151 | 28521.0674 | 30025.5484 | 31318.0515 | 32380.4185 | 348.8446 | 368.0045 | 388.7428 | 457.1466 | 478.7873 | 489.2912 | 434.4785 | 379.2192 | 368.5214 | 311.4776 | 264.1385 | 227.354 | 216.9302 | 209.5828 | 151.976 | 159.6462 | 243.7165 | 257.4729 | 268.6226 | 277.6035 | 289.4896 | 370.4981 | 361.6351 | 347.4246
Commercial_Restaurant_Existing_Water Heating_Natural Gas_Water Heater_E2_Baseline Forecast | Commercial | Restaurant | Existing | Water Heating | Natural Gas | Water Heater | E2 | TE 0.90 | Baseline Forecast | 0 | 88138.7766 | 95805.3251 | 102291.992 | 107736.9853 | 112211.4323 | 115870.9816 | 1247.4183 | 1315.5791 | 1389.1308 | 1633.0881 | 1712.5876 | 1745.2328 | 1552.3934 | 1357.5786 | 1321.4488 | 1116.9646 | 947.3057 | 815.0311 | 777.903 | 751.7144 | 545.2475 | 572.9621 | 855.5685 | 903.1607 | 941.5657 | 972.3372 | 1013.2486 | 1295.8818 | 1264.0075 | 1213.5043
Commercial_Restaurant_Existing_Water Heating_Natural Gas_Water Heater_E3_Baseline Forecast | Commercial | Restaurant | Existing | Water Heating | Natural Gas | Water Heater | E3 | TE 0.94 | Baseline Forecast | 0 | 0 | 0 | 0 | 0 | 0 | 0 | 0 | 0 | 0 | 0 | 0 | 0 | 0 | 0 | 0 | 0 | 0 | 0 | 0 | 0 | 0 | 0 | 0 | 0 | 0 | 0 | 0 | 0 | 0 | 0
Commercial_Restaurant_Existing_Water Heating_Natural Gas_Water Heater_E4_Baseline Forecast | Commercial | Restaurant | Existing | Water Heating | Natural Gas | Water Heater | E4 | Instantaneous TE 0.94 | Baseline Forecast | 0 | 0 | 0 | 0 | 0 | 0 | 0 | 150454.342 | 153352.3255 | 155526.2174 | 175648.5427 | 193000.9477 | 189717.2734 | 186716.8485 | 183719.3389 | 202797.2126 | 172314.5346 | 147007.1251 | 125901.8617 | 121301.2652 | 118087.8436 | 86391.983 | 91667.4839 | 97288.9157 | 102097.8349 | 105856.857 | 108755.0985 | 112779.7023 | 143566.7909 | 139405.1148 | 133706.0278
Commercial_Restaurant_Existing_Water Heating_Natural Gas_Water Heater_E5_Baseline Forecast | Commercial | Restaurant | Existing | Water Heating | Natural Gas | Water Heater | E5 | Gas-Fired Absorption HPWH | Baseline Forecast | 0 | 0 | 0 | 0 | 0 | 0 | 0 | 0 | 0 | 0 | 0 | 0 | 0 | 0 | 0 | 0 | 0 | 0 | 0 | 0 | 0 | 0 | 0 | 0 | 0 | 0 | 0 | 0 | 0 | 0 | 0
Commercial_Restaurant_Existing_Water Heating_Natural Gas_Water Heater_E6_Baseline Forecast | Commercial | Restaurant | Existing | Water Heating | Natural Gas | Water Heater | E6 |  | Baseline Forecast | 0 | 0 | 0 | 0 | 0 | 0 | 0 | 0 | 0 | 0 | 0 | 0 | 0 | 0 | 0 | 0 | 0 | 0 | 0 | 0 | 0 | 0 | 0 | 0 | 0 | 0 | 0 | 0 | 0 | 0 | 0
Commercial_Restaurant_Existing_Water Heating_Natural Gas_Water Heater_E7_Baseline Forecast | Commercial | Restaurant | Existing | Water Heating | Natural Gas | Water Heater | E7 |  | Baseline Forecast | 0 | 0 | 0 | 0 | 0 | 0 | 0 | 0 | 0 | 0 | 0 | 0 | 0 | 0 | 0 | 0 | 0 | 0 | 0 | 0 | 0 | 0 | 0 | 0 | 0 | 0 | 0 | 0 | 0 | 0 | 0
Commercial_Restaurant_Existing_Water Heating_Natural Gas_Water Heater_E8_Baseline Forecast | Commercial | Restaurant | Existing | Water Heating | Natural Gas | Water Heater | E8 |  | Baseline Forecast | 0 | 0 | 0 | 0 | 0 | 0 | 0 | 0 | 0 | 0 | 0 | 0 | 0 | 0 | 0 | 0 | 0 | 0 | 0 | 0 | 0 | 0 | 0 | 0 | 0 | 0 | 0 | 0 | 0 | 0 | 0
Commercial_Restaurant_Existing_Water Heating_Natural Gas_Water Heater_E9_Baseline Forecast | Commercial | Restaurant | Existing | Water Heating | Natural Gas | Water Heater | E9 |  | Baseline Forecast | 0 | 0 | 0 | 0 | 0 | 0 | 0 | 0 | 0 | 0 | 0 | 0 | 0 | 0 | 0 | 0 | 0 | 0 | 0 | 0 | 0 | 0 | 0 | 0 | 0 | 0 | 0 | 0 | 0 | 0 | 0
Commercial_Restaurant_Existing_Water Heating_Natural Gas_Water Heater_E10_Baseline Forecast | Commercial | Restaurant | Existing | Water Heating | Natural Gas | Water Heater | E10 |  | Baseline Forecast | 0 | 0 | 0 | 0 | 0 | 0 | 0 | 0 | 0 | 0 | 0 | 0 | 0 | 0 | 0 | 0 | 0 | 0 | 0 | 0 | 0 | 0 | 0 | 0 | 0 | 0 | 0 | 0 | 0 | 0 | 0
Commercial_Restaurant_Existing_Food Preparation_Natural Gas_Oven_E1_Baseline Forecast | Commercial | Restaurant | Existing | Food Preparation | Natural Gas | Oven | E1 | Standard | Baseline Forecast | 0 | 12493.9706 | 15905.625 | 18451.2289 | 20312.6703 | 21766.7725 | 22805.2821 | 23489.4705 | 23897.3083 | 24121.1881 | 20606.0646 | 18390.52 | 17242.4108 | 16509.4097 | 16160.7179 | 16066.4562 | 18751.5628 | 19215.7201 | 19520.1104 | 19149.0181 | 18468.0462 | 17666.173 | 16862.6841 | 16821.9348 | 16187.6516 | 15289.1913 | 14886.9147 | 14783.6811 | 14775.6515 | 14757.5039 | 14683.6107
Commercial_Restaurant_Existing_Food Preparation_Natural Gas_Oven_E2_Baseline Forecast | Commercial | Restaurant | Existing | Food Preparation | Natural Gas | Oven | E2 | ENERGY STAR (EF ≥ 44%) Convection Oven utilizing ASTM Std F1496 | Baseline Forecast | 0 | 18011.2492 | 22958.025 | 26666.4793 | 29415.2473 | 31288.4366 | 32577.1531 | 33441.767 | 33977.962 | 34229.3803 | 29379.7242 | 26337.224 | 24383.1044 | 23476.3109 | 23146.5955 | 23165.7606 | 27044.2629 | 27728.0115 | 28102.7834 | 27611.8889 | 26658.8996 | 25538.9952 | 24422.6333 | 22705.1656 | 21817.8185 | 20579.1595 | 20012.212 | 19849.3589 | 19815.5305 | 19769.0003 | 19648.6273
Commercial_Restaurant_Existing_Food Preparation_Natural Gas_Oven_E3_Baseline Forecast | Commercial | Restaurant | Existing | Food Preparation | Natural Gas | Oven | E3 |  | Baseline Forecast | 0 | 0 | 0 | 0 | 0 | 0 | 0 | 0 | 0 | 0 | 0 | 0 | 0 | 0 | 0 | 0 | 0 | 0 | 0 | 0 | 0 | 0 | 0 | 0 | 0 | 0 | 0 | 0 | 0 | 0 | 0
Commercial_Restaurant_Existing_Food Preparation_Natural Gas_Oven_E4_Baseline Forecast | Commercial | Restaurant | Existing | Food Preparation | Natural Gas | Oven | E4 |  | Baseline Forecast | 0 | 0 | 0 | 0 | 0 | 0 | 0 | 0 | 0 | 0 | 0 | 0 | 0 | 0 | 0 | 0 | 0 | 0 | 0 | 0 | 0 | 0 | 0 | 0 | 0 | 0 | 0 | 0 | 0 | 0 | 0
Commercial_Restaurant_Existing_Food Preparation_Natural Gas_Oven_E5_Baseline Forecast | Commercial | Restaurant | Existing | Food Preparation | Natural Gas | Oven | E5 |  | Baseline Forecast | 0 | 0 | 0 | 0 | 0 | 0 | 0 | 0 | 0 | 0 | 0 | 0 | 0 | 0 | 0 | 0 | 0 | 0 | 0 | 0 | 0 | 0 | 0 | 0 | 0 | 0 | 0 | 0 | 0 | 0 | 0
Commercial_Restaurant_Existing_Food Preparation_Natural Gas_Oven_E6_Baseline Forecast | Commercial | Restaurant | Existing | Food Preparation | Natural Gas | Oven | E6 |  | Baseline Forecast | 0 | 0 | 0 | 0 | 0 | 0 | 0 | 0 | 0 | 0 | 0 | 0 | 0 | 0 | 0 | 0 | 0 | 0 | 0 | 0 | 0 | 0 | 0 | 0 | 0 | 0 | 0 | 0 | 0 | 0 | 0
Commercial_Restaurant_Existing_Food Preparation_Natural Gas_Oven_E7_Baseline Forecast | Commercial | Restaurant | Existing | Food Preparation | Natural Gas | Oven | E7 |  | Baseline Forecast | 0 | 0 | 0 | 0 | 0 | 0 | 0 | 0 | 0 | 0 | 0 | 0 | 0 | 0 | 0 | 0 | 0 | 0 | 0 | 0 | 0 | 0 | 0 | 0 | 0 | 0 | 0 | 0 | 0 | 0 | 0
Commercial_Restaurant_Existing_Food Preparation_Natural Gas_Oven_E8_Baseline Forecast | Commercial | Restaurant | Existing | Food Preparation | Natural Gas | Oven | E8 |  | Baseline Forecast | 0 | 0 | 0 | 0 | 0 | 0 | 0 | 0 | 0 | 0 | 0 | 0 | 0 | 0 | 0 | 0 | 0 | 0 | 0 | 0 | 0 | 0 | 0 | 0 | 0 | 0 | 0 | 0 | 0 | 0 | 0
Commercial_Restaurant_Existing_Food Preparation_Natural Gas_Oven_E9_Baseline Forecast | Commercial | Restaurant | Existing | Food Preparation | Natural Gas | Oven | E9 |  | Baseline Forecast | 0 | 0 | 0 | 0 | 0 | 0 | 0 | 0 | 0 | 0 | 0 | 0 | 0 | 0 | 0 | 0 | 0 | 0 | 0 | 0 | 0 | 0 | 0 | 0 | 0 | 0 | 0 | 0 | 0 | 0 | 0
Commercial_Restaurant_Existing_Food Preparation_Natural Gas_Oven_E10_Baseline Forecast | Commercial | Restaurant | Existing | Food Preparation | Natural Gas | Oven | E10 |  | Baseline Forecast | 0 | 0 | 0 | 0 | 0 | 0 | 0 | 0 | 0 | 0 | 0 | 0 | 0 | 0 | 0 | 0 | 0 | 0 | 0 | 0 | 0 | 0 | 0 | 0 | 0 | 0 | 0 | 0 | 0 | 0 | 0
Commercial_Restaurant_Existing_Food Preparation_Natural Gas_Conveyor Oven_E1_Baseline Forecast | Commercial | Restaurant | Existing | Food Preparation | Natural Gas | Conveyor Oven | E1 | Standard | Baseline Forecast | 0 | 0 | 0 | 0 | 0 | 577.1127 | 1584.1943 | 2902.5602 | 4438.0391 | 6136.9354 | 7415.6975 | 8368.0473 | 9129.2601 | 9631.208 | 9971.6352 | 10194.8133 | 10319.8269 | 8090.4111 | 6350.7796 | 4976.2783 | 3900.1156 | 3140.2206 | 2690.8463 | 2637.7734 | 2746.5872 | 3091.3664 | 3662.0817 | 4336.1438 | 5033.3888 | 5703.5195 | 6319.5588
Commercial_Restaurant_Existing_Food Preparation_Natural Gas_Conveyor Oven_E2_Baseline Forecast | Commercial | Restaurant | Existing | Food Preparation | Natural Gas | Conveyor Oven | E2 | ENERGY STAR (EF ≥ 44%) Convection Oven utilizing ASTM Std F1496 | Baseline Forecast | 0 | 0 | 0 | 0 | 0 | 829.7395 | 2276.208 | 4177.4177 | 6409.1357 | 8855.4279 | 10696.7299 | 12063.3423 | 12995.5707 | 13699.1484 | 14184.1635 | 14490.8361 | 14666.2755 | 11498.6932 | 9007.0781 | 7064.2821 | 5539.6838 | 4464.2374 | 3829.8789 | 3499.3695 | 3635.1649 | 4082.2149 | 4825.241 | 5701.188 | 6604.0886 | 7467.9493 | 8251.801
Commercial_Restaurant_Existing_Food Preparation_Natural Gas_Conveyor Oven_E3_Baseline Forecast | Commercial | Restaurant | Existing | Food Preparation | Natural Gas | Conveyor Oven | E3 |  | Baseline Forecast | 0 | 0 | 0 | 0 | 0 | 0 | 0 | 0 | 0 | 0 | 0 | 0 | 0 | 0 | 0 | 0 | 0 | 0 | 0 | 0 | 0 | 0 | 0 | 0 | 0 | 0 | 0 | 0 | 0 | 0 | 0
Commercial_Restaurant_Existing_Food Preparation_Natural Gas_Conveyor Oven_E4_Baseline Forecast | Commercial | Restaurant | Existing | Food Preparation | Natural Gas | Conveyor Oven | E4 |  | Baseline Forecast | 0 | 0 | 0 | 0 | 0 | 0 | 0 | 0 | 0 | 0 | 0 | 0 | 0 | 0 | 0 | 0 | 0 | 0 | 0 | 0 | 0 | 0 | 0 | 0 | 0 | 0 | 0 | 0 | 0 | 0 | 0
Commercial_Restaurant_Existing_Food Preparation_Natural Gas_Conveyor Oven_E5_Baseline Forecast | Commercial | Restaurant | Existing | Food Preparation | Natural Gas | Conveyor Oven | E5 |  | Baseline Forecast | 0 | 0 | 0 | 0 | 0 | 0 | 0 | 0 | 0 | 0 | 0 | 0 | 0 | 0 | 0 | 0 | 0 | 0 | 0 | 0 | 0 | 0 | 0 | 0 | 0 | 0 | 0 | 0 | 0 | 0 | 0
Commercial_Restaurant_Existing_Food Preparation_Natural Gas_Conveyor Oven_E6_Baseline Forecast | Commercial | Restaurant | Existing | Food Preparation | Natural Gas | Conveyor Oven | E6 |  | Baseline Forecast | 0 | 0 | 0 | 0 | 0 | 0 | 0 | 0 | 0 | 0 | 0 | 0 | 0 | 0 | 0 | 0 | 0 | 0 | 0 | 0 | 0 | 0 | 0 | 0 | 0 | 0 | 0 | 0 | 0 | 0 | 0
Commercial_Restaurant_Existing_Food Preparation_Natural Gas_Conveyor Oven_E7_Baseline Forecast | Commercial | Restaurant | Existing | Food Preparation | Natural Gas | Conveyor Oven | E7 |  | Baseline Forecast | 0 | 0 | 0 | 0 | 0 | 0 | 0 | 0 | 0 | 0 | 0 | 0 | 0 | 0 | 0 | 0 | 0 | 0 | 0 | 0 | 0 | 0 | 0 | 0 | 0 | 0 | 0 | 0 | 0 | 0 | 0
Commercial_Restaurant_Existing_Food Preparation_Natural Gas_Conveyor Oven_E8_Baseline Forecast | Commercial | Restaurant | Existing | Food Preparation | Natural Gas | Conveyor Oven | E8 |  | Baseline Forecast | 0 | 0 | 0 | 0 | 0 | 0 | 0 | 0 | 0 | 0 | 0 | 0 | 0 | 0 | 0 | 0 | 0 | 0 | 0 | 0 | 0 | 0 | 0 | 0 | 0 | 0 | 0 | 0 | 0 | 0 | 0
Commercial_Restaurant_Existing_Food Preparation_Natural Gas_Conveyor Oven_E9_Baseline Forecast | Commercial | Restaurant | Existing | Food Preparation | Natural Gas | Conveyor Oven | E9 |  | Baseline Forecast | 0 | 0 | 0 | 0 | 0 | 0 | 0 | 0 | 0 | 0 | 0 | 0 | 0 | 0 | 0 | 0 | 0 | 0 | 0 | 0 | 0 | 0 | 0 | 0 | 0 | 0 | 0 | 0 | 0 | 0 | 0
Commercial_Restaurant_Existing_Food Preparation_Natural Gas_Conveyor Oven_E10_Baseline Forecast | Commercial | Restaurant | Existing | Food Preparation | Natural Gas | Conveyor Oven | E10 |  | Baseline Forecast | 0 | 0 | 0 | 0 | 0 | 0 | 0 | 0 | 0 | 0 | 0 | 0 | 0 | 0 | 0 | 0 | 0 | 0 | 0 | 0 | 0 | 0 | 0 | 0 | 0 | 0 | 0 | 0 | 0 | 0 | 0
Commercial_Restaurant_Existing_Food Preparation_Natural Gas_Double Rack Oven_E1_Baseline Forecast | Commercial | Restaurant | Existing | Food Preparation | Natural Gas | Double Rack Oven | E1 | Standard | Baseline Forecast | 0 | 3465.9836 | 4709.5878 | 5769.0989 | 6654.2007 | 7461.4817 | 8144.2638 | 8695.3511 | 9128.8842 | 9407.3601 | 8136.6642 | 7037.7841 | 6776.3522 | 6562.6662 | 6540.2705 | 6613.3609 | 6732.6484 | 7538.9238 | 7828.3596 | 8021.4122 | 8167.76 | 8033.3825 | 7710.8344 | 8191.6188 | 7858.3808 | 7563.3324 | 7010.0692 | 6613.6901 | 6581.4733 | 6637.9163 | 6742.1538
Commercial_Restaurant_Existing_Food Preparation_Natural Gas_Double Rack Oven_E2_Baseline Forecast | Commercial | Restaurant | Existing | Food Preparation | Natural Gas | Double Rack Oven | E2 | FTSC Qualified (>50% Cooking Efficiency) | Baseline Forecast | 0 | 5007.6885 | 6824.0215 | 8347.0137 | 9630.178 | 10631.9443 | 11446.8849 | 12123.8851 | 12685.0894 | 13199.5782 | 11556.4909 | 10117.1421 | 9524.5217 | 9366.0585 | 9342.4832 | 9434.4324 | 9606.9277 | 10766.1423 | 11122.6669 | 11432.212 | 11664.7792 | 11505.7991 | 11084.0276 | 9788.9831 | 9342.4106 | 8947.4404 | 8253.8175 | 7751.6594 | 7679.8014 | 7712.2304 | 7800.1872
Commercial_Restaurant_Existing_Food Preparation_Natural Gas_Double Rack Oven_E3_Baseline Forecast | Commercial | Restaurant | Existing | Food Preparation | Natural Gas | Double Rack Oven | E3 |  | Baseline Forecast | 0 | 0 | 0 | 0 | 0 | 0 | 0 | 0 | 0 | 0 | 0 | 0 | 0 | 0 | 0 | 0 | 0 | 0 | 0 | 0 | 0 | 0 | 0 | 0 | 0 | 0 | 0 | 0 | 0 | 0 | 0
Commercial_Restaurant_Existing_Food Preparation_Natural Gas_Double Rack Oven_E4_Baseline Forecast | Commercial | Restaurant | Existing | Food Preparation | Natural Gas | Double Rack Oven | E4 |  | Baseline Forecast | 0 | 0 | 0 | 0 | 0 | 0 | 0 | 0 | 0 | 0 | 0 | 0 | 0 | 0 | 0 | 0 | 0 | 0 | 0 | 0 | 0 | 0 | 0 | 0 | 0 | 0 | 0 | 0 | 0 | 0 | 0
Commercial_Restaurant_Existing_Food Preparation_Natural Gas_Double Rack Oven_E5_Baseline Forecast | Commercial | Restaurant | Existing | Food Preparation | Natural Gas | Double Rack Oven | E5 |  | Baseline Forecast | 0 | 0 | 0 | 0 | 0 | 0 | 0 | 0 | 0 | 0 | 0 | 0 | 0 | 0 | 0 | 0 | 0 | 0 | 0 | 0 | 0 | 0 | 0 | 0 | 0 | 0 | 0 | 0 | 0 | 0 | 0
Commercial_Restaurant_Existing_Food Preparation_Natural Gas_Double Rack Oven_E6_Baseline Forecast | Commercial | Restaurant | Existing | Food Preparation | Natural Gas | Double Rack Oven | E6 |  | Baseline Forecast | 0 | 0 | 0 | 0 | 0 | 0 | 0 | 0 | 0 | 0 | 0 | 0 | 0 | 0 | 0 | 0 | 0 | 0 | 0 | 0 | 0 | 0 | 0 | 0 | 0 | 0 | 0 | 0 | 0 | 0 | 0
Commercial_Restaurant_Existing_Food Preparation_Natural Gas_Double Rack Oven_E7_Baseline Forecast | Commercial | Restaurant | Existing | Food Preparation | Natural Gas | Double Rack Oven | E7 |  | Baseline Forecast | 0 | 0 | 0 | 0 | 0 | 0 | 0 | 0 | 0 | 0 | 0 | 0 | 0 | 0 | 0 | 0 | 0 | 0 | 0 | 0 | 0 | 0 | 0 | 0 | 0 | 0 | 0 | 0 | 0 | 0 | 0
Commercial_Restaurant_Existing_Food Preparation_Natural Gas_Double Rack Oven_E8_Baseline Forecast | Commercial | Restaurant | Existing | Food Preparation | Natural Gas | Double Rack Oven | E8 |  | Baseline Forecast | 0 | 0 | 0 | 0 | 0 | 0 | 0 | 0 | 0 | 0 | 0 | 0 | 0 | 0 | 0 | 0 | 0 | 0 | 0 | 0 | 0 | 0 | 0 | 0 | 0 | 0 | 0 | 0 | 0 | 0 | 0
Commercial_Restaurant_Existing_Food Preparation_Natural Gas_Double Rack Oven_E9_Baseline Forecast | Commercial | Restaurant | Existing | Food Preparation | Natural Gas | Double Rack Oven | E9 |  | Baseline Forecast | 0 | 0 | 0 | 0 | 0 | 0 | 0 | 0 | 0 | 0 | 0 | 0 | 0 | 0 | 0 | 0 | 0 | 0 | 0 | 0 | 0 | 0 | 0 | 0 | 0 | 0 | 0 | 0 | 0 | 0 | 0
Commercial_Restaurant_Existing_Food Preparation_Natural Gas_Double Rack Oven_E10_Baseline Forecast | Commercial | Restaurant | Existing | Food Preparation | Natural Gas | Double Rack Oven | E10 |  | Baseline Forecast | 0 | 0 | 0 | 0 | 0 | 0 | 0 | 0 | 0 | 0 | 0 | 0 | 0 | 0 | 0 | 0 | 0 | 0 | 0 | 0 | 0 | 0 | 0 | 0 | 0 | 0 | 0 | 0 | 0 | 0 | 0
Commercial_Restaurant_Existing_Food Preparation_Natural Gas_Fryer_E1_Baseline Forecast | Commercial | Restaurant | Existing | Food Preparation | Natural Gas | Fryer | E1 | Standard | Baseline Forecast | 0 | 68490.4337 | 74389.4115 | 0 | 0 | 0 | 0 | 0 | 0 | 0 | 0 | 0 | 0 | 0 | 0 | 0 | 0 | 0 | 0 | 0 | 0 | 0 | 0 | 0 | 0 | 0 | 0 | 0 | 0 | 0 | 0
Commercial_Restaurant_Existing_Food Preparation_Natural Gas_Fryer_E2_Baseline Forecast | Commercial | Restaurant | Existing | Food Preparation | Natural Gas | Fryer | E2 | ENERGY STAR | Baseline Forecast | 0 | 24148.6432 | 26300.8433 | 107499.9773 | 113210.9386 | 117950.1214 | 121830.5131 | 124952.6357 | 127405.9087 | 145032.6427 | 160105.9491 | 172916.9938 | 168889.1244 | 165003.9428 | 179927.3557 | 174262.2556 | 168935.8997 | 166598.9975 | 166297.9299 | 167320.7941 | 166616.9009 | 164673.0142 | 168214.7363 | 169100.6802 | 168063.2414 | 163125.7953 | 158874.4871 | 159187.1736 | 154951.0144 | 151102.9659 | 149054.6767
Commercial_Restaurant_Existing_Food Preparation_Natural Gas_Fryer_E3_Baseline Forecast | Commercial | Restaurant | Existing | Food Preparation | Natural Gas | Fryer | E3 |  | Baseline Forecast | 0 | 0 | 0 | 0 | 0 | 0 | 0 | 0 | 0 | 0 | 0 | 0 | 0 | 0 | 0 | 0 | 0 | 0 | 0 | 0 | 0 | 0 | 0 | 0 | 0 | 0 | 0 | 0 | 0 | 0 | 0
Commercial_Restaurant_Existing_Food Preparation_Natural Gas_Fryer_E4_Baseline Forecast | Commercial | Restaurant | Existing | Food Preparation | Natural Gas | Fryer | E4 |  | Baseline Forecast | 0 | 0 | 0 | 0 | 0 | 0 | 0 | 0 | 0 | 0 | 0 | 0 | 0 | 0 | 0 | 0 | 0 | 0 | 0 | 0 | 0 | 0 | 0 | 0 | 0 | 0 | 0 | 0 | 0 | 0 | 0
Commercial_Restaurant_Existing_Food Preparation_Natural Gas_Fryer_E5_Baseline Forecast | Commercial | Restaurant | Existing | Food Preparation | Natural Gas | Fryer | E5 |  | Baseline Forecast | 0 | 0 | 0 | 0 | 0 | 0 | 0 | 0 | 0 | 0 | 0 | 0 | 0 | 0 | 0 | 0 | 0 | 0 | 0 | 0 | 0 | 0 | 0 | 0 | 0 | 0 | 0 | 0 | 0 | 0 | 0
Commercial_Restaurant_Existing_Food Preparation_Natural Gas_Fryer_E6_Baseline Forecast | Commercial | Restaurant | Existing | Food Preparation | Natural Gas | Fryer | E6 |  | Baseline Forecast | 0 | 0 | 0 | 0 | 0 | 0 | 0 | 0 | 0 | 0 | 0 | 0 | 0 | 0 | 0 | 0 | 0 | 0 | 0 | 0 | 0 | 0 | 0 | 0 | 0 | 0 | 0 | 0 | 0 | 0 | 0
Commercial_Restaurant_Existing_Food Preparation_Natural Gas_Fryer_E7_Baseline Forecast | Commercial | Restaurant | Existing | Food Preparation | Natural Gas | Fryer | E7 |  | Baseline Forecast | 0 | 0 | 0 | 0 | 0 | 0 | 0 | 0 | 0 | 0 | 0 | 0 | 0 | 0 | 0 | 0 | 0 | 0 | 0 | 0 | 0 | 0 | 0 | 0 | 0 | 0 | 0 | 0 | 0 | 0 | 0
Commercial_Restaurant_Existing_Food Preparation_Natural Gas_Fryer_E8_Baseline Forecast | Commercial | Restaurant | Existing | Food Preparation | Natural Gas | Fryer | E8 |  | Baseline Forecast | 0 | 0 | 0 | 0 | 0 | 0 | 0 | 0 | 0 | 0 | 0 | 0 | 0 | 0 | 0 | 0 | 0 | 0 | 0 | 0 | 0 | 0 | 0 | 0 | 0 | 0 | 0 | 0 | 0 | 0 | 0
Commercial_Restaurant_Existing_Food Preparation_Natural Gas_Fryer_E9_Baseline Forecast | Commercial | Restaurant | Existing | Food Preparation | Natural Gas | Fryer | E9 |  | Baseline Forecast | 0 | 0 | 0 | 0 | 0 | 0 | 0 | 0 | 0 | 0 | 0 | 0 | 0 | 0 | 0 | 0 | 0 | 0 | 0 | 0 | 0 | 0 | 0 | 0 | 0 | 0 | 0 | 0 | 0 | 0 | 0
Commercial_Restaurant_Existing_Food Preparation_Natural Gas_Fryer_E10_Baseline Forecast | Commercial | Restaurant | Existing | Food Preparation | Natural Gas | Fryer | E10 |  | Baseline Forecast | 0 | 0 | 0 | 0 | 0 | 0 | 0 | 0 | 0 | 0 | 0 | 0 | 0 | 0 | 0 | 0 | 0 | 0 | 0 | 0 | 0 | 0 | 0 | 0 | 0 | 0 | 0 | 0 | 0 | 0 | 0
Commercial_Restaurant_Existing_Food Preparation_Natural Gas_Broiler_E1_Baseline Forecast | Commercial | Restaurant | Existing | Food Preparation | Natural Gas | Broiler | E1 | Standard | Baseline Forecast | 0 | 33143.7865 | 36970.0278 | 40170.2992 | 42786.8045 | 45056.7355 | 46891.6553 | 48307.6413 | 49360.8455 | 50006.6733 | 43453.5957 | 37758.9632 | 38382.2042 | 38806.827 | 39368.3713 | 39923.4658 | 40408.961 | 47116.5141 | 46984.4113 | 46678.8709 | 46303.4992 | 44745.1045 | 42421.8944 | 41974.1189 | 40409.0197 | 39146.1433 | 36771.113 | 35066.2539 | 35962.0784 | 36612.7009 | 37047.5195
Commercial_Restaurant_Existing_Food Preparation_Natural Gas_Broiler_E2_Baseline Forecast | Commercial | Restaurant | Existing | Food Preparation | Natural Gas | Broiler | E2 | Infrared Burners | Baseline Forecast | 0 | 11682.4538 | 13061.0371 | 14175.0976 | 15101.5992 | 15707.0703 | 16170.2138 | 16553.4994 | 16869.1158 | 17221.1088 | 15109.2722 | 13255.8018 | 13236.0796 | 13545.3726 | 13751.1909 | 13930.4656 | 14102.579 | 16454.092 | 16341.707 | 16275.2902 | 16170.8444 | 15662.2614 | 14892.0858 | 12781.2596 | 12257.56 | 11831.1473 | 11074.5015 | 10525.4735 | 10759.1245 | 10918.9145 | 11014.1656
Commercial_Restaurant_Existing_Food Preparation_Natural Gas_Broiler_E3_Baseline Forecast | Commercial | Restaurant | Existing | Food Preparation | Natural Gas | Broiler | E3 |  | Baseline Forecast | 0 | 0 | 0 | 0 | 0 | 0 | 0 | 0 | 0 | 0 | 0 | 0 | 0 | 0 | 0 | 0 | 0 | 0 | 0 | 0 | 0 | 0 | 0 | 0 | 0 | 0 | 0 | 0 | 0 | 0 | 0
Commercial_Restaurant_Existing_Food Preparation_Natural Gas_Broiler_E4_Baseline Forecast | Commercial | Restaurant | Existing | Food Preparation | Natural Gas | Broiler | E4 |  | Baseline Forecast | 0 | 0 | 0 | 0 | 0 | 0 | 0 | 0 | 0 | 0 | 0 | 0 | 0 | 0 | 0 | 0 | 0 | 0 | 0 | 0 | 0 | 0 | 0 | 0 | 0 | 0 | 0 | 0 | 0 | 0 | 0
Commercial_Restaurant_Existing_Food Preparation_Natural Gas_Broiler_E5_Baseline Forecast | Commercial | Restaurant | Existing | Food Preparation | Natural Gas | Broiler | E5 |  | Baseline Forecast | 0 | 0 | 0 | 0 | 0 | 0 | 0 | 0 | 0 | 0 | 0 | 0 | 0 | 0 | 0 | 0 | 0 | 0 | 0 | 0 | 0 | 0 | 0 | 0 | 0 | 0 | 0 | 0 | 0 | 0 | 0
Commercial_Restaurant_Existing_Food Preparation_Natural Gas_Broiler_E6_Baseline Forecast | Commercial | Restaurant | Existing | Food Preparation | Natural Gas | Broiler | E6 |  | Baseline Forecast | 0 | 0 | 0 | 0 | 0 | 0 | 0 | 0 | 0 | 0 | 0 | 0 | 0 | 0 | 0 | 0 | 0 | 0 | 0 | 0 | 0 | 0 | 0 | 0 | 0 | 0 | 0 | 0 | 0 | 0 | 0
Commercial_Restaurant_Existing_Food Preparation_Natural Gas_Broiler_E7_Baseline Forecast | Commercial | Restaurant | Existing | Food Preparation | Natural Gas | Broiler | E7 |  | Baseline Forecast | 0 | 0 | 0 | 0 | 0 | 0 | 0 | 0 | 0 | 0 | 0 | 0 | 0 | 0 | 0 | 0 | 0 | 0 | 0 | 0 | 0 | 0 | 0 | 0 | 0 | 0 | 0 | 0 | 0 | 0 | 0
Commercial_Restaurant_Existing_Food Preparation_Natural Gas_Broiler_E8_Baseline Forecast | Commercial | Restaurant | Existing | Food Preparation | Natural Gas | Broiler | E8 |  | Baseline Forecast | 0 | 0 | 0 | 0 | 0 | 0 | 0 | 0 | 0 | 0 | 0 | 0 | 0 | 0 | 0 | 0 | 0 | 0 | 0 | 0 | 0 | 0 | 0 | 0 | 0 | 0 | 0 | 0 | 0 | 0 | 0
Commercial_Restaurant_Existing_Food Preparation_Natural Gas_Broiler_E9_Baseline Forecast | Commercial | Restaurant | Existing | Food Preparation | Natural Gas | Broiler | E9 |  | Baseline Forecast | 0 | 0 | 0 | 0 | 0 | 0 | 0 | 0 | 0 | 0 | 0 | 0 | 0 | 0 | 0 | 0 | 0 | 0 | 0 | 0 | 0 | 0 | 0 | 0 | 0 | 0 | 0 | 0 | 0 | 0 | 0
Commercial_Restaurant_Existing_Food Preparation_Natural Gas_Broiler_E10_Baseline Forecast | Commercial | Restaurant | Existing | Food Preparation | Natural Gas | Broiler | E10 |  | Baseline Forecast | 0 | 0 | 0 | 0 | 0 | 0 | 0 | 0 | 0 | 0 | 0 | 0 | 0 | 0 | 0 | 0 | 0 | 0 | 0 | 0 | 0 | 0 | 0 | 0 | 0 | 0 | 0 | 0 | 0 | 0 | 0
Commercial_Restaurant_Existing_Food Preparation_Natural Gas_Griddle_E1_Baseline Forecast | Commercial | Restaurant | Existing | Food Preparation | Natural Gas | Griddle | E1 | Standard | Baseline Forecast | 0 | 46333.0304 | 51704.5171 | 56167.7381 | 59828.6639 | 62855.1558 | 65282.6903 | 67175.7674 | 68606.674 | 69602.0402 | 60589.5091 | 52744.448 | 53436.02 | 54149.2165 | 54940.1488 | 55703.8141 | 56383.2458 | 65750.3698 | 65516.252 | 65120.1245 | 64616.3273 | 62468.4348 | 59257.4377 | 57221.5649 | 55055.7516 | 53305.6327 | 50045.1783 | 47700.8165 | 48895.6421 | 49756.8104 | 50324.6453
Commercial_Restaurant_Existing_Food Preparation_Natural Gas_Griddle_E2_Baseline Forecast | Commercial | Restaurant | Existing | Food Preparation | Natural Gas | Griddle | E2 | ENERGY STAR | Baseline Forecast | 0 | 18939.4086 | 21146.7773 | 22965.7465 | 24463.8681 | 25624.3103 | 26543.0345 | 27269.9149 | 27832.177 | 28289.7589 | 24685.1247 | 21539.233 | 21726.4575 | 22081.9315 | 22408.372 | 22714.0373 | 22992.1635 | 26816.1377 | 26694.2516 | 26548.7644 | 26353.8891 | 25492.0116 | 24198.6641 | 22508.9029 | 21633.172 | 20923.4812 | 19623.8354 | 18686.2644 | 19136.0921 | 19454.9828 | 19658.9935
Commercial_Restaurant_Existing_Food Preparation_Natural Gas_Griddle_E3_Baseline Forecast | Commercial | Restaurant | Existing | Food Preparation | Natural Gas | Griddle | E3 |  | Baseline Forecast | 0 | 0 | 0 | 0 | 0 | 0 | 0 | 0 | 0 | 0 | 0 | 0 | 0 | 0 | 0 | 0 | 0 | 0 | 0 | 0 | 0 | 0 | 0 | 0 | 0 | 0 | 0 | 0 | 0 | 0 | 0
Commercial_Restaurant_Existing_Food Preparation_Natural Gas_Griddle_E4_Baseline Forecast | Commercial | Restaurant | Existing | Food Preparation | Natural Gas | Griddle | E4 |  | Baseline Forecast | 0 | 0 | 0 | 0 | 0 | 0 | 0 | 0 | 0 | 0 | 0 | 0 | 0 | 0 | 0 | 0 | 0 | 0 | 0 | 0 | 0 | 0 | 0 | 0 | 0 | 0 | 0 | 0 | 0 | 0 | 0
Commercial_Restaurant_Existing_Food Preparation_Natural Gas_Griddle_E5_Baseline Forecast | Commercial | Restaurant | Existing | Food Preparation | Natural Gas | Griddle | E5 |  | Baseline Forecast | 0 | 0 | 0 | 0 | 0 | 0 | 0 | 0 | 0 | 0 | 0 | 0 | 0 | 0 | 0 | 0 | 0 | 0 | 0 | 0 | 0 | 0 | 0 | 0 | 0 | 0 | 0 | 0 | 0 | 0 | 0
Commercial_Restaurant_Existing_Food Preparation_Natural Gas_Griddle_E6_Baseline Forecast | Commercial | Restaurant | Existing | Food Preparation | Natural Gas | Griddle | E6 |  | Baseline Forecast | 0 | 0 | 0 | 0 | 0 | 0 | 0 | 0 | 0 | 0 | 0 | 0 | 0 | 0 | 0 | 0 | 0 | 0 | 0 | 0 | 0 | 0 | 0 | 0 | 0 | 0 | 0 | 0 | 0 | 0 | 0
Commercial_Restaurant_Existing_Food Preparation_Natural Gas_Griddle_E7_Baseline Forecast | Commercial | Restaurant | Existing | Food Preparation | Natural Gas | Griddle | E7 |  | Baseline Forecast | 0 | 0 | 0 | 0 | 0 | 0 | 0 | 0 | 0 | 0 | 0 | 0 | 0 | 0 | 0 | 0 | 0 | 0 | 0 | 0 | 0 | 0 | 0 | 0 | 0 | 0 | 0 | 0 | 0 | 0 | 0
Commercial_Restaurant_Existing_Food Preparation_Natural Gas_Griddle_E8_Baseline Forecast | Commercial | Restaurant | Existing | Food Preparation | Natural Gas | Griddle | E8 |  | Baseline Forecast | 0 | 0 | 0 | 0 | 0 | 0 | 0 | 0 | 0 | 0 | 0 | 0 | 0 | 0 | 0 | 0 | 0 | 0 | 0 | 0 | 0 | 0 | 0 | 0 | 0 | 0 | 0 | 0 | 0 | 0 | 0
Commercial_Restaurant_Existing_Food Preparation_Natural Gas_Griddle_E9_Baseline Forecast | Commercial | Restaurant | Existing | Food Preparation | Natural Gas | Griddle | E9 |  | Baseline Forecast | 0 | 0 | 0 | 0 | 0 | 0 | 0 | 0 | 0 | 0 | 0 | 0 | 0 | 0 | 0 | 0 | 0 | 0 | 0 | 0 | 0 | 0 | 0 | 0 | 0 | 0 | 0 | 0 | 0 | 0 | 0
Commercial_Restaurant_Existing_Food Preparation_Natural Gas_Griddle_E10_Baseline Forecast | Commercial | Restaurant | Existing | Food Preparation | Natural Gas | Griddle | E10 |  | Baseline Forecast | 0 | 0 | 0 | 0 | 0 | 0 | 0 | 0 | 0 | 0 | 0 | 0 | 0 | 0 | 0 | 0 | 0 | 0 | 0 | 0 | 0 | 0 | 0 | 0 | 0 | 0 | 0 | 0 | 0 | 0 | 0
Commercial_Restaurant_Existing_Food Preparation_Natural Gas_Range_E1_Baseline Forecast | Commercial | Restaurant | Existing | Food Preparation | Natural Gas | Range | E1 | Standard | Baseline Forecast | 0 | 44223.1925 | 56302.1562 | 65315.1336 | 71915.6313 | 76973.4781 | 80563.5492 | 82937.1618 | 84357.3805 | 85120.6893 | 74197.1059 | 67458.571 | 64188.5357 | 62259.2578 | 61479.6646 | 70134.4982 | 71291.8155 | 71863.0299 | 72072.5257 | 69978.5465 | 66990.0948 | 63823.8687 | 60878.7465 | 60518.0248 | 57714.7938 | 56573.1836 | 56357.4929 | 56593.3439 | 56665.734 | 58147.0885 | 57229.0601
Commercial_Restaurant_Existing_Food Preparation_Natural Gas_Range_E2_Baseline Forecast | Commercial | Restaurant | Existing | Food Preparation | Natural Gas | Range | E2 | High Efficiency | Baseline Forecast | 0 | 63742.3063 | 81245.8892 | 94367.5665 | 104083.7375 | 110801.9962 | 115448.5525 | 118556.5332 | 120477.4795 | 121396.368 | 105715.4656 | 96528.9601 | 91004.7074 | 88760.0607 | 88230.9574 | 101253.5165 | 102946.3788 | 103812.3054 | 103948.0763 | 101043.8839 | 96805.5371 | 92327.7627 | 88182.7787 | 82452.0842 | 78512.5934 | 76847.915 | 76448.965 | 76666.8718 | 76666.3549 | 78572.3068 | 77237.4472
Commercial_Restaurant_Existing_Food Preparation_Natural Gas_Range_E3_Baseline Forecast | Commercial | Restaurant | Existing | Food Preparation | Natural Gas | Range | E3 |  | Baseline Forecast | 0 | 0 | 0 | 0 | 0 | 0 | 0 | 0 | 0 | 0 | 0 | 0 | 0 | 0 | 0 | 0 | 0 | 0 | 0 | 0 | 0 | 0 | 0 | 0 | 0 | 0 | 0 | 0 | 0 | 0 | 0
Commercial_Restaurant_Existing_Food Preparation_Natural Gas_Range_E4_Baseline Forecast | Commercial | Restaurant | Existing | Food Preparation | Natural Gas | Range | E4 |  | Baseline Forecast | 0 | 0 | 0 | 0 | 0 | 0 | 0 | 0 | 0 | 0 | 0 | 0 | 0 | 0 | 0 | 0 | 0 | 0 | 0 | 0 | 0 | 0 | 0 | 0 | 0 | 0 | 0 | 0 | 0 | 0 | 0
Commercial_Restaurant_Existing_Food Preparation_Natural Gas_Range_E5_Baseline Forecast | Commercial | Restaurant | Existing | Food Preparation | Natural Gas | Range | E5 |  | Baseline Forecast | 0 | 0 | 0 | 0 | 0 | 0 | 0 | 0 | 0 | 0 | 0 | 0 | 0 | 0 | 0 | 0 | 0 | 0 | 0 | 0 | 0 | 0 | 0 | 0 | 0 | 0 | 0 | 0 | 0 | 0 | 0
Commercial_Restaurant_Existing_Food Preparation_Natural Gas_Range_E6_Baseline Forecast | Commercial | Restaurant | Existing | Food Preparation | Natural Gas | Range | E6 |  | Baseline Forecast | 0 | 0 | 0 | 0 | 0 | 0 | 0 | 0 | 0 | 0 | 0 | 0 | 0 | 0 | 0 | 0 | 0 | 0 | 0 | 0 | 0 | 0 | 0 | 0 | 0 | 0 | 0 | 0 | 0 | 0 | 0
Commercial_Restaurant_Existing_Food Preparation_Natural Gas_Range_E7_Baseline Forecast | Commercial | Restaurant | Existing | Food Preparation | Natural Gas | Range | E7 |  | Baseline Forecast | 0 | 0 | 0 | 0 | 0 | 0 | 0 | 0 | 0 | 0 | 0 | 0 | 0 | 0 | 0 | 0 | 0 | 0 | 0 | 0 | 0 | 0 | 0 | 0 | 0 | 0 | 0 | 0 | 0 | 0 | 0
Commercial_Restaurant_Existing_Food Preparation_Natural Gas_Range_E8_Baseline Forecast | Commercial | Restaurant | Existing | Food Preparation | Natural Gas | Range | E8 |  | Baseline Forecast | 0 | 0 | 0 | 0 | 0 | 0 | 0 | 0 | 0 | 0 | 0 | 0 | 0 | 0 | 0 | 0 | 0 | 0 | 0 | 0 | 0 | 0 | 0 | 0 | 0 | 0 | 0 | 0 | 0 | 0 | 0
Commercial_Restaurant_Existing_Food Preparation_Natural Gas_Range_E9_Baseline Forecast | Commercial | Restaurant | Existing | Food Preparation | Natural Gas | Range | E9 |  | Baseline Forecast | 0 | 0 | 0 | 0 | 0 | 0 | 0 | 0 | 0 | 0 | 0 | 0 | 0 | 0 | 0 | 0 | 0 | 0 | 0 | 0 | 0 | 0 | 0 | 0 | 0 | 0 | 0 | 0 | 0 | 0 | 0
Commercial_Restaurant_Existing_Food Preparation_Natural Gas_Range_E10_Baseline Forecast | Commercial | Restaurant | Existing | Food Preparation | Natural Gas | Range | E10 |  | Baseline Forecast | 0 | 0 | 0 | 0 | 0 | 0 | 0 | 0 | 0 | 0 | 0 | 0 | 0 | 0 | 0 | 0 | 0 | 0 | 0 | 0 | 0 | 0 | 0 | 0 | 0 | 0 | 0 | 0 | 0 | 0 | 0
Commercial_Restaurant_Existing_Food Preparation_Natural Gas_Steamer_E1_Baseline Forecast | Commercial | Restaurant | Existing | Food Preparation | Natural Gas | Steamer | E1 | Standard | Baseline Forecast | 0 | 6481.4256 | 7224.1685 | 0 | 0 | 0 | 0 | 0 | 0 | 0 | 0 | 0 | 0 | 0 | 0 | 0 | 0 | 0 | 0 | 0 | 0 | 0 | 0 | 0 | 0 | 0 | 0 | 0 | 0 | 0 | 0
Commercial_Restaurant_Existing_Food Preparation_Natural Gas_Steamer_E2_Baseline Forecast | Commercial | Restaurant | Existing | Food Preparation | Natural Gas | Steamer | E2 | ENERGY STAR | Baseline Forecast | 0 | 6512.1221 | 7278.0745 | 15752.8158 | 16779.8087 | 17613.2865 | 18279.4141 | 18800.9595 | 19197.7324 | 19486.9655 | 18179.0167 | 17179.4115 | 16424.4957 | 15862.0194 | 15449.2522 | 15151.3953 | 14940.2442 | 14793.0645 | 14691.6488 | 17263.592 | 17008.5709 | 16667.6892 | 16276.1299 | 15859.7723 | 15437.2301 | 15021.4902 | 14621.2235 | 14241.8301 | 13808.9363 | 13468.6185 | 13188.6848
Commercial_Restaurant_Existing_Food Preparation_Natural Gas_Steamer_E3_Baseline Forecast | Commercial | Restaurant | Existing | Food Preparation | Natural Gas | Steamer | E3 |  | Baseline Forecast | 0 | 0 | 0 | 0 | 0 | 0 | 0 | 0 | 0 | 0 | 0 | 0 | 0 | 0 | 0 | 0 | 0 | 0 | 0 | 0 | 0 | 0 | 0 | 0 | 0 | 0 | 0 | 0 | 0 | 0 | 0
Commercial_Restaurant_Existing_Food Preparation_Natural Gas_Steamer_E4_Baseline Forecast | Commercial | Restaurant | Existing | Food Preparation | Natural Gas | Steamer | E4 |  | Baseline Forecast | 0 | 0 | 0 | 0 | 0 | 0 | 0 | 0 | 0 | 0 | 0 | 0 | 0 | 0 | 0 | 0 | 0 | 0 | 0 | 0 | 0 | 0 | 0 | 0 | 0 | 0 | 0 | 0 | 0 | 0 | 0
Commercial_Restaurant_Existing_Food Preparation_Natural Gas_Steamer_E5_Baseline Forecast | Commercial | Restaurant | Existing | Food Preparation | Natural Gas | Steamer | E5 |  | Baseline Forecast | 0 | 0 | 0 | 0 | 0 | 0 | 0 | 0 | 0 | 0 | 0 | 0 | 0 | 0 | 0 | 0 | 0 | 0 | 0 | 0 | 0 | 0 | 0 | 0 | 0 | 0 | 0 | 0 | 0 | 0 | 0
Commercial_Restaurant_Existing_Food Preparation_Natural Gas_Steamer_E6_Baseline Forecast | Commercial | Restaurant | Existing | Food Preparation | Natural Gas | Steamer | E6 |  | Baseline Forecast | 0 | 0 | 0 | 0 | 0 | 0 | 0 | 0 | 0 | 0 | 0 | 0 | 0 | 0 | 0 | 0 | 0 | 0 | 0 | 0 | 0 | 0 | 0 | 0 | 0 | 0 | 0 | 0 | 0 | 0 | 0
Commercial_Restaurant_Existing_Food Preparation_Natural Gas_Steamer_E7_Baseline Forecast | Commercial | Restaurant | Existing | Food Preparation | Natural Gas | Steamer | E7 |  | Baseline Forecast | 0 | 0 | 0 | 0 | 0 | 0 | 0 | 0 | 0 | 0 | 0 | 0 | 0 | 0 | 0 | 0 | 0 | 0 | 0 | 0 | 0 | 0 | 0 | 0 | 0 | 0 | 0 | 0 | 0 | 0 | 0
Commercial_Restaurant_Existing_Food Preparation_Natural Gas_Steamer_E8_Baseline Forecast | Commercial | Restaurant | Existing | Food Preparation | Natural Gas | Steamer | E8 |  | Baseline Forecast | 0 | 0 | 0 | 0 | 0 | 0 | 0 | 0 | 0 | 0 | 0 | 0 | 0 | 0 | 0 | 0 | 0 | 0 | 0 | 0 | 0 | 0 | 0 | 0 | 0 | 0 | 0 | 0 | 0 | 0 | 0
Commercial_Restaurant_Existing_Food Preparation_Natural Gas_Steamer_E9_Baseline Forecast | Commercial | Restaurant | Existing | Food Preparation | Natural Gas | Steamer | E9 |  | Baseline Forecast | 0 | 0 | 0 | 0 | 0 | 0 | 0 | 0 | 0 | 0 | 0 | 0 | 0 | 0 | 0 | 0 | 0 | 0 | 0 | 0 | 0 | 0 | 0 | 0 | 0 | 0 | 0 | 0 | 0 | 0 | 0
Commercial_Restaurant_Existing_Food Preparation_Natural Gas_Steamer_E10_Baseline Forecast | Commercial | Restaurant | Existing | Food Preparation | Natural Gas | Steamer | E10 |  | Baseline Forecast | 0 | 0 | 0 | 0 | 0 | 0 | 0 | 0 | 0 | 0 | 0 | 0 | 0 | 0 | 0 | 0 | 0 | 0 | 0 | 0 | 0 | 0 | 0 | 0 | 0 | 0 | 0 | 0 | 0 | 0 | 0
Commercial_Restaurant_Existing_Food Preparation_Natural Gas_Food Prep Other_E1_Baseline Forecast | Commercial | Restaurant | Existing | Food Preparation | Natural Gas | Food Prep Other | E1 | Standard | Baseline Forecast | 0 | 10384.4394 | 13229.7723 | 15358.7437 | 16928.1215 | 18060.8033 | 18853.0469 | 19380.2952 | 19701.6634 | 19863.4696 | 17304.5695 | 15772.8308 | 14927.0046 | 14525.5213 | 14399.623 | 16484.5976 | 16758.7353 | 16896.9622 | 16930.1771 | 16449.434 | 15754.3367 | 15019.1111 | 14337.1602 | 13751.5306 | 13102.993 | 12833.0792 | 12773.9682 | 12817.6207 | 12824.5416 | 13150.3574 | 12933.671
Commercial_Restaurant_Existing_Food Preparation_Natural Gas_Food Prep Other_E2_Baseline Forecast | Commercial | Restaurant | Existing | Food Preparation | Natural Gas | Food Prep Other | E2 | ENERGY STAR | Baseline Forecast | 0 | 3648.5922 | 4648.3099 | 5396.3345 | 5947.7483 | 6345.6894 | 6624.018 | 6809.2507 | 6922.157 | 6978.9978 | 6079.9266 | 5541.7764 | 5244.5474 | 5103.5165 | 5059.3144 | 5791.9023 | 5888.2224 | 5936.7908 | 5948.4526 | 5779.5483 | 5535.328 | 5277.0094 | 5037.4095 | 4831.2951 | 4603.434 | 4508.5948 | 4487.8167 | 4503.1423 | 4505.5633 | 4620.0194 | 4543.8821
Commercial_Restaurant_Existing_Food Preparation_Natural Gas_Food Prep Other_E3_Baseline Forecast | Commercial | Restaurant | Existing | Food Preparation | Natural Gas | Food Prep Other | E3 |  | Baseline Forecast | 0 | 0 | 0 | 0 | 0 | 0 | 0 | 0 | 0 | 0 | 0 | 0 | 0 | 0 | 0 | 0 | 0 | 0 | 0 | 0 | 0 | 0 | 0 | 0 | 0 | 0 | 0 | 0 | 0 | 0 | 0
Commercial_Restaurant_Existing_Food Preparation_Natural Gas_Food Prep Other_E4_Baseline Forecast | Commercial | Restaurant | Existing | Food Preparation | Natural Gas | Food Prep Other | E4 |  | Baseline Forecast | 0 | 0 | 0 | 0 | 0 | 0 | 0 | 0 | 0 | 0 | 0 | 0 | 0 | 0 | 0 | 0 | 0 | 0 | 0 | 0 | 0 | 0 | 0 | 0 | 0 | 0 | 0 | 0 | 0 | 0 | 0
Commercial_Restaurant_Existing_Food Preparation_Natural Gas_Food Prep Other_E5_Baseline Forecast | Commercial | Restaurant | Existing | Food Preparation | Natural Gas | Food Prep Other | E5 |  | Baseline Forecast | 0 | 0 | 0 | 0 | 0 | 0 | 0 | 0 | 0 | 0 | 0 | 0 | 0 | 0 | 0 | 0 | 0 | 0 | 0 | 0 | 0 | 0 | 0 | 0 | 0 | 0 | 0 | 0 | 0 | 0 | 0
Commercial_Restaurant_Existing_Food Preparation_Natural Gas_Food Prep Other_E6_Baseline Forecast | Commercial | Restaurant | Existing | Food Preparation | Natural Gas | Food Prep Other | E6 |  | Baseline Forecast | 0 | 0 | 0 | 0 | 0 | 0 | 0 | 0 | 0 | 0 | 0 | 0 | 0 | 0 | 0 | 0 | 0 | 0 | 0 | 0 | 0 | 0 | 0 | 0 | 0 | 0 | 0 | 0 | 0 | 0 | 0
Commercial_Restaurant_Existing_Food Preparation_Natural Gas_Food Prep Other_E7_Baseline Forecast | Commercial | Restaurant | Existing | Food Preparation | Natural Gas | Food Prep Other | E7 |  | Baseline Forecast | 0 | 0 | 0 | 0 | 0 | 0 | 0 | 0 | 0 | 0 | 0 | 0 | 0 | 0 | 0 | 0 | 0 | 0 | 0 | 0 | 0 | 0 | 0 | 0 | 0 | 0 | 0 | 0 | 0 | 0 | 0
Commercial_Restaurant_Existing_Food Preparation_Natural Gas_Food Prep Other_E8_Baseline Forecast | Commercial | Restaurant | Existing | Food Preparation | Natural Gas | Food Prep Other | E8 |  | Baseline Forecast | 0 | 0 | 0 | 0 | 0 | 0 | 0 | 0 | 0 | 0 | 0 | 0 | 0 | 0 | 0 | 0 | 0 | 0 | 0 | 0 | 0 | 0 | 0 | 0 | 0 | 0 | 0 | 0 | 0 | 0 | 0
Commercial_Restaurant_Existing_Food Preparation_Natural Gas_Food Prep Other_E9_Baseline Forecast | Commercial | Restaurant | Existing | Food Preparation | Natural Gas | Food Prep Other | E9 |  | Baseline Forecast | 0 | 0 | 0 | 0 | 0 | 0 | 0 | 0 | 0 | 0 | 0 | 0 | 0 | 0 | 0 | 0 | 0 | 0 | 0 | 0 | 0 | 0 | 0 | 0 | 0 | 0 | 0 | 0 | 0 | 0 | 0
Commercial_Restaurant_Existing_Food Preparation_Natural Gas_Food Prep Other_E10_Baseline Forecast | Commercial | Restaurant | Existing | Food Preparation | Natural Gas | Food Prep Other | E10 |  | Baseline Forecast | 0 | 0 | 0 | 0 | 0 | 0 | 0 | 0 | 0 | 0 | 0 | 0 | 0 | 0 | 0 | 0 | 0 | 0 | 0 | 0 | 0 | 0 | 0 | 0 | 0 | 0 | 0 | 0 | 0 | 0 | 0
Commercial_Restaurant_Existing_Miscellaneous_Natural Gas_Pool Heater_E1_Baseline Forecast | Commercial | Restaurant | Existing | Miscellaneous | Natural Gas | Pool Heater | E1 | Standard (EF .82) | Baseline Forecast | 0 | 3465.6649 | 3282.6027 | 3128.0872 | 2994.6764 | 2882.22 | 2887.6822 | 2857.8527 | 2805.5416 | 2741.9437 | 2671.0865 | 3359.2409 | 3137.0752 | 2950.4761 | 2796.1544 | 2661.2041 | 2703.9853 | 2687.3183 | 2636.2411 | 2563.8679 | 2484.5708 | 2592.3584 | 2480.8224 | 2422.2794 | 2347.8643 | 2279.609 | 2283.7494 | 2254.1143 | 2207.2769 | 2152.4309 | 2094.478
Commercial_Restaurant_Existing_Miscellaneous_Natural Gas_Pool Heater_E2_Baseline Forecast | Commercial | Restaurant | Existing | Miscellaneous | Natural Gas | Pool Heater | E2 | Condensing (EF .90) | Baseline Forecast | 0 | 386.7075 | 366.8781 | 349.7421 | 336.2455 | 321.4403 | 320.4354 | 317.0798 | 312.342 | 304.6549 | 296.6178 | 372.5587 | 335.6785 | 314.6943 | 297.9482 | 288.0971 | 297.5957 | 300.375 | 297.783 | 293.8596 | 285.2272 | 298.1767 | 285.9858 | 247.7375 | 239.4071 | 231.7868 | 231.58 | 227.9826 | 222.6871 | 216.6254 | 210.291
Commercial_Restaurant_Existing_Miscellaneous_Natural Gas_Pool Heater_E3_Baseline Forecast | Commercial | Restaurant | Existing | Miscellaneous | Natural Gas | Pool Heater | E3 |  | Baseline Forecast | 0 | 0 | 0 | 0 | 0 | 0 | 0 | 0 | 0 | 0 | 0 | 0 | 0 | 0 | 0 | 0 | 0 | 0 | 0 | 0 | 0 | 0 | 0 | 0 | 0 | 0 | 0 | 0 | 0 | 0 | 0
Commercial_Restaurant_Existing_Miscellaneous_Natural Gas_Pool Heater_E4_Baseline Forecast | Commercial | Restaurant | Existing | Miscellaneous | Natural Gas | Pool Heater | E4 |  | Baseline Forecast | 0 | 0 | 0 | 0 | 0 | 0 | 0 | 0 | 0 | 0 | 0 | 0 | 0 | 0 | 0 | 0 | 0 | 0 | 0 | 0 | 0 | 0 | 0 | 0 | 0 | 0 | 0 | 0 | 0 | 0 | 0
Commercial_Restaurant_Existing_Miscellaneous_Natural Gas_Pool Heater_E5_Baseline Forecast | Commercial | Restaurant | Existing | Miscellaneous | Natural Gas | Pool Heater | E5 |  | Baseline Forecast | 0 | 0 | 0 | 0 | 0 | 0 | 0 | 0 | 0 | 0 | 0 | 0 | 0 | 0 | 0 | 0 | 0 | 0 | 0 | 0 | 0 | 0 | 0 | 0 | 0 | 0 | 0 | 0 | 0 | 0 | 0
Commercial_Restaurant_Existing_Miscellaneous_Natural Gas_Pool Heater_E6_Baseline Forecast | Commercial | Restaurant | Existing | Miscellaneous | Natural Gas | Pool Heater | E6 |  | Baseline Forecast | 0 | 0 | 0 | 0 | 0 | 0 | 0 | 0 | 0 | 0 | 0 | 0 | 0 | 0 | 0 | 0 | 0 | 0 | 0 | 0 | 0 | 0 | 0 | 0 | 0 | 0 | 0 | 0 | 0 | 0 | 0
Commercial_Restaurant_Existing_Miscellaneous_Natural Gas_Pool Heater_E7_Baseline Forecast | Commercial | Restaurant | Existing | Miscellaneous | Natural Gas | Pool Heater | E7 |  | Baseline Forecast | 0 | 0 | 0 | 0 | 0 | 0 | 0 | 0 | 0 | 0 | 0 | 0 | 0 | 0 | 0 | 0 | 0 | 0 | 0 | 0 | 0 | 0 | 0 | 0 | 0 | 0 | 0 | 0 | 0 | 0 | 0
Commercial_Restaurant_Existing_Miscellaneous_Natural Gas_Pool Heater_E8_Baseline Forecast | Commercial | Restaurant | Existing | Miscellaneous | Natural Gas | Pool Heater | E8 |  | Baseline Forecast | 0 | 0 | 0 | 0 | 0 | 0 | 0 | 0 | 0 | 0 | 0 | 0 | 0 | 0 | 0 | 0 | 0 | 0 | 0 | 0 | 0 | 0 | 0 | 0 | 0 | 0 | 0 | 0 | 0 | 0 | 0
Commercial_Restaurant_Existing_Miscellaneous_Natural Gas_Pool Heater_E9_Baseline Forecast | Commercial | Restaurant | Existing | Miscellaneous | Natural Gas | Pool Heater | E9 |  | Baseline Forecast | 0 | 0 | 0 | 0 | 0 | 0 | 0 | 0 | 0 | 0 | 0 | 0 | 0 | 0 | 0 | 0 | 0 | 0 | 0 | 0 | 0 | 0 | 0 | 0 | 0 | 0 | 0 | 0 | 0 | 0 | 0
Commercial_Restaurant_Existing_Miscellaneous_Natural Gas_Pool Heater_E10_Baseline Forecast | Commercial | Restaurant | Existing | Miscellaneous | Natural Gas | Pool Heater | E10 |  | Baseline Forecast | 0 | 0 | 0 | 0 | 0 | 0 | 0 | 0 | 0 | 0 | 0 | 0 | 0 | 0 | 0 | 0 | 0 | 0 | 0 | 0 | 0 | 0 | 0 | 0 | 0 | 0 | 0 | 0 | 0 | 0 | 0
Commercial_Restaurant_Existing_Miscellaneous_Natural Gas_Miscellaneous_E1_Baseline Forecast | Commercial | Restaurant | Existing | Miscellaneous | Natural Gas | Miscellaneous | E1 | Standard | Baseline Forecast | 0 | 448823.5241 | 523627.4448 | 583530.4245 | 550512.5724 | 532835.4125 | 526040.9133 | 515894.0856 | 504993.9501 | 494924.2751 | 485101.4463 | 582231.6122 | 575564.853 | 565452.8753 | 548183.024 | 536274.7637 | 527418.7708 | 516827.2964 | 506101.6773 | 496047.2175 | 486188.2045 | 501878.9718 | 489459.8935 | 476850.3537 | 466615.9096 | 457543.3121 | 448896.827 | 439802.3833 | 430860.8228 | 422296.0495 | 413877.4942
Commercial_Restaurant_Existing_Miscellaneous_Natural Gas_Miscellaneous_E2_Baseline Forecast | Commercial | Restaurant | Existing | Miscellaneous | Natural Gas | Miscellaneous | E2 |  | Baseline Forecast | 0 | 0 | 0 | 0 | 0 | 0 | 0 | 0 | 0 | 0 | 0 | 0 | 0 | 0 | 0 | 0 | 0 | 0 | 0 | 0 | 0 | 0 | 0 | 0 | 0 | 0 | 0 | 0 | 0 | 0 | 0
Commercial_Restaurant_Existing_Miscellaneous_Natural Gas_Miscellaneous_E3_Baseline Forecast | Commercial | Restaurant | Existing | Miscellaneous | Natural Gas | Miscellaneous | E3 |  | Baseline Forecast | 0 | 0 | 0 | 0 | 0 | 0 | 0 | 0 | 0 | 0 | 0 | 0 | 0 | 0 | 0 | 0 | 0 | 0 | 0 | 0 | 0 | 0 | 0 | 0 | 0 | 0 | 0 | 0 | 0 | 0 | 0
Commercial_Restaurant_Existing_Miscellaneous_Natural Gas_Miscellaneous_E4_Baseline Forecast | Commercial | Restaurant | Existing | Miscellaneous | Natural Gas | Miscellaneous | E4 |  | Baseline Forecast | 0 | 0 | 0 | 0 | 0 | 0 | 0 | 0 | 0 | 0 | 0 | 0 | 0 | 0 | 0 | 0 | 0 | 0 | 0 | 0 | 0 | 0 | 0 | 0 | 0 | 0 | 0 | 0 | 0 | 0 | 0
Commercial_Restaurant_Existing_Miscellaneous_Natural Gas_Miscellaneous_E5_Baseline Forecast | Commercial | Restaurant | Existing | Miscellaneous | Natural Gas | Miscellaneous | E5 |  | Baseline Forecast | 0 | 0 | 0 | 0 | 0 | 0 | 0 | 0 | 0 | 0 | 0 | 0 | 0 | 0 | 0 | 0 | 0 | 0 | 0 | 0 | 0 | 0 | 0 | 0 | 0 | 0 | 0 | 0 | 0 | 0 | 0
Commercial_Restaurant_Existing_Miscellaneous_Natural Gas_Miscellaneous_E6_Baseline Forecast | Commercial | Restaurant | Existing | Miscellaneous | Natural Gas | Miscellaneous | E6 |  | Baseline Forecast | 0 | 0 | 0 | 0 | 0 | 0 | 0 | 0 | 0 | 0 | 0 | 0 | 0 | 0 | 0 | 0 | 0 | 0 | 0 | 0 | 0 | 0 | 0 | 0 | 0 | 0 | 0 | 0 | 0 | 0 | 0
Commercial_Restaurant_Existing_Miscellaneous_Natural Gas_Miscellaneous_E7_Baseline Forecast | Commercial | Restaurant | Existing | Miscellaneous | Natural Gas | Miscellaneous | E7 |  | Baseline Forecast | 0 | 0 | 0 | 0 | 0 | 0 | 0 | 0 | 0 | 0 | 0 | 0 | 0 | 0 | 0 | 0 | 0 | 0 | 0 | 0 | 0 | 0 | 0 | 0 | 0 | 0 | 0 | 0 | 0 | 0 | 0
Commercial_Restaurant_Existing_Miscellaneous_Natural Gas_Miscellaneous_E8_Baseline Forecast | Commercial | Restaurant | Existing | Miscellaneous | Natural Gas | Miscellaneous | E8 |  | Baseline Forecast | 0 | 0 | 0 | 0 | 0 | 0 | 0 | 0 | 0 | 0 | 0 | 0 | 0 | 0 | 0 | 0 | 0 | 0 | 0 | 0 | 0 | 0 | 0 | 0 | 0 | 0 | 0 | 0 | 0 | 0 | 0
Commercial_Restaurant_Existing_Miscellaneous_Natural Gas_Miscellaneous_E9_Baseline Forecast | Commercial | Restaurant | Existing | Miscellaneous | Natural Gas | Miscellaneous | E9 |  | Baseline Forecast | 0 | 0 | 0 | 0 | 0 | 0 | 0 | 0 | 0 | 0 | 0 | 0 | 0 | 0 | 0 | 0 | 0 | 0 | 0 | 0 | 0 | 0 | 0 | 0 | 0 | 0 | 0 | 0 | 0 | 0 | 0
Commercial_Restaurant_Existing_Miscellaneous_Natural Gas_Miscellaneous_E10_Baseline Forecast | Commercial | Restaurant | Existing | Miscellaneous | Natural Gas | Miscellaneous | E10 |  | Baseline Forecast | 0 | 0 | 0 | 0 | 0 | 0 | 0 | 0 | 0 | 0 | 0 | 0 | 0 | 0 | 0 | 0 | 0 | 0 | 0 | 0 | 0 | 0 | 0 | 0 | 0 | 0 | 0 | 0 | 0 | 0 | 0
Commercial_Restaurant_New_Space Heating_Natural Gas_Furnace_E1_Baseline Forecast | Commercial | Restaurant | New | Space Heating | Natural Gas | Furnace | E1 | AFUE 80% (Standard) | Baseline Forecast | 0 | 0 | 0 | 0 | 0 | 0 | 0 | 0 | 0 | 0 | 0 | 0 | 0 | 0 | 0 | 0 | 0 | 0 | 0 | 0 | 0 | 0 | 0 | 0 | 0 | 0 | 0 | 0 | 0 | 0 | 0
Commercial_Restaurant_New_Space Heating_Natural Gas_Furnace_E2_Baseline Forecast | Commercial | Restaurant | New | Space Heating | Natural Gas | Furnace | E2 | AFUE 90% | Baseline Forecast | 0 | 0 | 0 | 0 | 0 | 0 | 0 | 0 | 0 | 0 | 0 | 0 | 0 | 0 | 0 | 0 | 0 | 0 | 0 | 0 | 0 | 0 | 0 | 0 | 0 | 0 | 0 | 0 | 0 | 0 | 0
Commercial_Restaurant_New_Space Heating_Natural Gas_Furnace_E3_Baseline Forecast | Commercial | Restaurant | New | Space Heating | Natural Gas | Furnace | E3 | AFUE 95% | Baseline Forecast | 0 | 0 | 0 | 0 | 0 | 0 | 0 | 0 | 0 | 0 | 0 | 0 | 0 | 0 | 0 | 0 | 0 | 0 | 0 | 0 | 0 | 0 | 0 | 0 | 0 | 0 | 0 | 0 | 0 | 0 | 0
Commercial_Restaurant_New_Space Heating_Natural Gas_Furnace_E4_Baseline Forecast | Commercial | Restaurant | New | Space Heating | Natural Gas | Furnace | E4 |  | Baseline Forecast | 0 | 0 | 0 | 0 | 0 | 0 | 0 | 0 | 0 | 0 | 0 | 0 | 0 | 0 | 0 | 0 | 0 | 0 | 0 | 0 | 0 | 0 | 0 | 0 | 0 | 0 | 0 | 0 | 0 | 0 | 0
Commercial_Restaurant_New_Space Heating_Natural Gas_Furnace_E5_Baseline Forecast | Commercial | Restaurant | New | Space Heating | Natural Gas | Furnace | E5 |  | Baseline Forecast | 0 | 0 | 0 | 0 | 0 | 0 | 0 | 0 | 0 | 0 | 0 | 0 | 0 | 0 | 0 | 0 | 0 | 0 | 0 | 0 | 0 | 0 | 0 | 0 | 0 | 0 | 0 | 0 | 0 | 0 | 0
Commercial_Restaurant_New_Space Heating_Natural Gas_Furnace_E6_Baseline Forecast | Commercial | Restaurant | New | Space Heating | Natural Gas | Furnace | E6 |  | Baseline Forecast | 0 | 0 | 0 | 0 | 0 | 0 | 0 | 0 | 0 | 0 | 0 | 0 | 0 | 0 | 0 | 0 | 0 | 0 | 0 | 0 | 0 | 0 | 0 | 0 | 0 | 0 | 0 | 0 | 0 | 0 | 0
Commercial_Restaurant_New_Space Heating_Natural Gas_Furnace_E7_Baseline Forecast | Commercial | Restaurant | New | Space Heating | Natural Gas | Furnace | E7 |  | Baseline Forecast | 0 | 0 | 0 | 0 | 0 | 0 | 0 | 0 | 0 | 0 | 0 | 0 | 0 | 0 | 0 | 0 | 0 | 0 | 0 | 0 | 0 | 0 | 0 | 0 | 0 | 0 | 0 | 0 | 0 | 0 | 0
Commercial_Restaurant_New_Space Heating_Natural Gas_Furnace_E8_Baseline Forecast | Commercial | Restaurant | New | Space Heating | Natural Gas | Furnace | E8 |  | Baseline Forecast | 0 | 0 | 0 | 0 | 0 | 0 | 0 | 0 | 0 | 0 | 0 | 0 | 0 | 0 | 0 | 0 | 0 | 0 | 0 | 0 | 0 | 0 | 0 | 0 | 0 | 0 | 0 | 0 | 0 | 0 | 0
Commercial_Restaurant_New_Space Heating_Natural Gas_Furnace_E9_Baseline Forecast | Commercial | Restaurant | New | Space Heating | Natural Gas | Furnace | E9 |  | Baseline Forecast | 0 | 0 | 0 | 0 | 0 | 0 | 0 | 0 | 0 | 0 | 0 | 0 | 0 | 0 | 0 | 0 | 0 | 0 | 0 | 0 | 0 | 0 | 0 | 0 | 0 | 0 | 0 | 0 | 0 | 0 | 0
Commercial_Restaurant_New_Space Heating_Natural Gas_Furnace_E10_Baseline Forecast | Commercial | Restaurant | New | Space Heating | Natural Gas | Furnace | E10 |  | Baseline Forecast | 0 | 0 | 0 | 0 | 0 | 0 | 0 | 0 | 0 | 0 | 0 | 0 | 0 | 0 | 0 | 0 | 0 | 0 | 0 | 0 | 0 | 0 | 0 | 0 | 0 | 0 | 0 | 0 | 0 | 0 | 0
Commercial_Restaurant_New_Space Heating_Natural Gas_Boiler_E1_Baseline Forecast | Commercial | Restaurant | New | Space Heating | Natural Gas | Boiler | E1 | AFUE 80% (Standard) | Baseline Forecast | 0 | 0 | 0 | 0 | 0 | 0 | 0 | 0 | 0 | 0 | 0 | 0 | 0 | 0 | 0 | 0 | 0 | 0 | 0 | 0 | 0 | 0 | 0 | 0 | 0 | 0 | 0 | 0 | 0 | 0 | 0
Commercial_Restaurant_New_Space Heating_Natural Gas_Boiler_E2_Baseline Forecast | Commercial | Restaurant | New | Space Heating | Natural Gas | Boiler | E2 | AFUE 85% | Baseline Forecast | 0 | 0 | 0 | 0 | 0 | 0 | 0 | 0 | 0 | 0 | 0 | 0 | 0 | 0 | 0 | 0 | 0 | 0 | 0 | 0 | 0 | 0 | 0 | 0 | 0 | 0 | 0 | 0 | 0 | 0 | 0
Commercial_Restaurant_New_Space Heating_Natural Gas_Boiler_E3_Baseline Forecast | Commercial | Restaurant | New | Space Heating | Natural Gas | Boiler | E3 | AFUE 98% | Baseline Forecast | 0 | 0 | 0 | 0 | 0 | 0 | 0 | 0 | 0 | 0 | 0 | 0 | 0 | 0 | 0 | 0 | 0 | 0 | 0 | 0 | 0 | 0 | 0 | 0 | 0 | 0 | 0 | 0 | 0 | 0 | 0
Commercial_Restaurant_New_Space Heating_Natural Gas_Boiler_E4_Baseline Forecast | Commercial | Restaurant | New | Space Heating | Natural Gas | Boiler | E4 | Convert to NG Air Source Heat Pump | Baseline Forecast | 0 | 0 | 0 | 0 | 0 | 0 | 0 | 0 | 0 | 0 | 0 | 0 | 0 | 0 | 0 | 0 | 0 | 0 | 0 | 0 | 0 | 0 | 0 | 0 | 0 | 0 | 0 | 0 | 0 | 0 | 0
Commercial_Restaurant_New_Space Heating_Natural Gas_Boiler_E5_Baseline Forecast | Commercial | Restaurant | New | Space Heating | Natural Gas | Boiler | E5 |  | Baseline Forecast | 0 | 0 | 0 | 0 | 0 | 0 | 0 | 0 | 0 | 0 | 0 | 0 | 0 | 0 | 0 | 0 | 0 | 0 | 0 | 0 | 0 | 0 | 0 | 0 | 0 | 0 | 0 | 0 | 0 | 0 | 0
Commercial_Restaurant_New_Space Heating_Natural Gas_Boiler_E6_Baseline Forecast | Commercial | Restaurant | New | Space Heating | Natural Gas | Boiler | E6 |  | Baseline Forecast | 0 | 0 | 0 | 0 | 0 | 0 | 0 | 0 | 0 | 0 | 0 | 0 | 0 | 0 | 0 | 0 | 0 | 0 | 0 | 0 | 0 | 0 | 0 | 0 | 0 | 0 | 0 | 0 | 0 | 0 | 0
Commercial_Restaurant_New_Space Heating_Natural Gas_Boiler_E7_Baseline Forecast | Commercial | Restaurant | New | Space Heating | Natural Gas | Boiler | E7 |  | Baseline Forecast | 0 | 0 | 0 | 0 | 0 | 0 | 0 | 0 | 0 | 0 | 0 | 0 | 0 | 0 | 0 | 0 | 0 | 0 | 0 | 0 | 0 | 0 | 0 | 0 | 0 | 0 | 0 | 0 | 0 | 0 | 0
Commercial_Restaurant_New_Space Heating_Natural Gas_Boiler_E8_Baseline Forecast | Commercial | Restaurant | New | Space Heating | Natural Gas | Boiler | E8 |  | Baseline Forecast | 0 | 0 | 0 | 0 | 0 | 0 | 0 | 0 | 0 | 0 | 0 | 0 | 0 | 0 | 0 | 0 | 0 | 0 | 0 | 0 | 0 | 0 | 0 | 0 | 0 | 0 | 0 | 0 | 0 | 0 | 0
Commercial_Restaurant_New_Space Heating_Natural Gas_Boiler_E9_Baseline Forecast | Commercial | Restaurant | New | Space Heating | Natural Gas | Boiler | E9 |  | Baseline Forecast | 0 | 0 | 0 | 0 | 0 | 0 | 0 | 0 | 0 | 0 | 0 | 0 | 0 | 0 | 0 | 0 | 0 | 0 | 0 | 0 | 0 | 0 | 0 | 0 | 0 | 0 | 0 | 0 | 0 | 0 | 0
Commercial_Restaurant_New_Space Heating_Natural Gas_Boiler_E10_Baseline Forecast | Commercial | Restaurant | New | Space Heating | Natural Gas | Boiler | E10 |  | Baseline Forecast | 0 | 0 | 0 | 0 | 0 | 0 | 0 | 0 | 0 | 0 | 0 | 0 | 0 | 0 | 0 | 0 | 0 | 0 | 0 | 0 | 0 | 0 | 0 | 0 | 0 | 0 | 0 | 0 | 0 | 0 | 0
Commercial_Restaurant_New_Space Heating_Natural Gas_Unit Heater_E1_Baseline Forecast | Commercial | Restaurant | New | Space Heating | Natural Gas | Unit Heater | E1 | Standard | Baseline Forecast | 0 | 6589.3935 | 6649.82 | 7049.9088 | 3869.3801 | 0 | 0 | 0 | 0 | 0 | 0 | 0 | 0 | 0 | 0 | 0 | 0 | 0 | 0 | 0 | 0 | 0 | 0 | 0 | 0 | 0 | 0 | 0 | 0 | 0 | 0
Commercial_Restaurant_New_Space Heating_Natural Gas_Unit Heater_E2_Baseline Forecast | Commercial | Restaurant | New | Space Heating | Natural Gas | Unit Heater | E2 | Condensing | Baseline Forecast | 0 | 0 | 0 | 0 | 0 | 3152.3977 | 3106.3031 | 3061.2146 | 3017.1125 | 2973.9775 | 2931.7906 | 3831.8753 | 4607.0265 | 5323.7274 | 5478.9214 | 5504.8673 | 5515.9761 | 5514.615 | 7422.6754 | 7145.4926 | 6996.7021 | 5950.4669 | 5878.2504 | 6110.3456 | 6327.9801 | 6514.8388 | 6673.2804 | 6805.663 | 7462.8292 | 7946.7768 | 8320.044
Commercial_Restaurant_New_Space Heating_Natural Gas_Unit Heater_E3_Baseline Forecast | Commercial | Restaurant | New | Space Heating | Natural Gas | Unit Heater | E3 | Infrared Radiant | Baseline Forecast | 0 | 0 | 0 | 0 | 0 | 0 | 0 | 0 | 0 | 0 | 0 | 0 | 0 | 0 | 0 | 0 | 0 | 0 | 0 | 0 | 0 | 0 | 0 | 0 | 0 | 0 | 0 | 0 | 0 | 0 | 0
Commercial_Restaurant_New_Space Heating_Natural Gas_Unit Heater_E4_Baseline Forecast | Commercial | Restaurant | New | Space Heating | Natural Gas | Unit Heater | E4 |  | Baseline Forecast | 0 | 0 | 0 | 0 | 0 | 0 | 0 | 0 | 0 | 0 | 0 | 0 | 0 | 0 | 0 | 0 | 0 | 0 | 0 | 0 | 0 | 0 | 0 | 0 | 0 | 0 | 0 | 0 | 0 | 0 | 0
Commercial_Restaurant_New_Space Heating_Natural Gas_Unit Heater_E5_Baseline Forecast | Commercial | Restaurant | New | Space Heating | Natural Gas | Unit Heater | E5 |  | Baseline Forecast | 0 | 0 | 0 | 0 | 0 | 0 | 0 | 0 | 0 | 0 | 0 | 0 | 0 | 0 | 0 | 0 | 0 | 0 | 0 | 0 | 0 | 0 | 0 | 0 | 0 | 0 | 0 | 0 | 0 | 0 | 0
Commercial_Restaurant_New_Space Heating_Natural Gas_Unit Heater_E6_Baseline Forecast | Commercial | Restaurant | New | Space Heating | Natural Gas | Unit Heater | E6 |  | Baseline Forecast | 0 | 0 | 0 | 0 | 0 | 0 | 0 | 0 | 0 | 0 | 0 | 0 | 0 | 0 | 0 | 0 | 0 | 0 | 0 | 0 | 0 | 0 | 0 | 0 | 0 | 0 | 0 | 0 | 0 | 0 | 0
Commercial_Restaurant_New_Space Heating_Natural Gas_Unit Heater_E7_Baseline Forecast | Commercial | Restaurant | New | Space Heating | Natural Gas | Unit Heater | E7 |  | Baseline Forecast | 0 | 0 | 0 | 0 | 0 | 0 | 0 | 0 | 0 | 0 | 0 | 0 | 0 | 0 | 0 | 0 | 0 | 0 | 0 | 0 | 0 | 0 | 0 | 0 | 0 | 0 | 0 | 0 | 0 | 0 | 0
Commercial_Restaurant_New_Space Heating_Natural Gas_Unit Heater_E8_Baseline Forecast | Commercial | Restaurant | New | Space Heating | Natural Gas | Unit Heater | E8 |  | Baseline Forecast | 0 | 0 | 0 | 0 | 0 | 0 | 0 | 0 | 0 | 0 | 0 | 0 | 0 | 0 | 0 | 0 | 0 | 0 | 0 | 0 | 0 | 0 | 0 | 0 | 0 | 0 | 0 | 0 | 0 | 0 | 0
Commercial_Restaurant_New_Space Heating_Natural Gas_Unit Heater_E9_Baseline Forecast | Commercial | Restaurant | New | Space Heating | Natural Gas | Unit Heater | E9 |  | Baseline Forecast | 0 | 0 | 0 | 0 | 0 | 0 | 0 | 0 | 0 | 0 | 0 | 0 | 0 | 0 | 0 | 0 | 0 | 0 | 0 | 0 | 0 | 0 | 0 | 0 | 0 | 0 | 0 | 0 | 0 | 0 | 0
Commercial_Restaurant_New_Space Heating_Natural Gas_Unit Heater_E10_Baseline Forecast | Commercial | Restaurant | New | Space Heating | Natural Gas | Unit Heater | E10 |  | Baseline Forecast | 0 | 0 | 0 | 0 | 0 | 0 | 0 | 0 | 0 | 0 | 0 | 0 | 0 | 0 | 0 | 0 | 0 | 0 | 0 | 0 | 0 | 0 | 0 | 0 | 0 | 0 | 0 | 0 | 0 | 0 | 0
Commercial_Restaurant_New_Water Heating_Natural Gas_Water Heater_E1_Baseline Forecast | Commercial | Restaurant | New | Water Heating | Natural Gas | Water Heater | E1 | TE 0.80 | Baseline Forecast | 0 | 8090.6224 | 8163.3268 | 8652.8102 | 4747.8711 | 3871.4114 | 3817.6495 | 29.6192 | 30.2871 | 31.177 | 46.5178 | 54.9566 | 66.6547 | 60.4878 | 52.52 | 58.1267 | 50.1831 | 44.4237 | 33.2258 | 31.082 | 30.8255 | 24.9175 | 27.1043 | 42.5238 | 47.5091 | 52.0287 | 55.9717 | 61.3185 | 74.6514 | 75.8898 | 74.8879
Commercial_Restaurant_New_Water Heating_Natural Gas_Water Heater_E2_Baseline Forecast | Commercial | Restaurant | New | Water Heating | Natural Gas | Water Heater | E2 | TE 0.90 | Baseline Forecast | 0 | 29239.3349 | 29508.9567 | 31286.0393 | 17172.7799 | 13987.4205 | 13780.0495 | 106.8546 | 109.2421 | 112.4159 | 167.6938 | 198.3068 | 240.0068 | 218.0851 | 189.6341 | 210.1371 | 181.4278 | 160.6182 | 120.0926 | 112.3699 | 111.4602 | 90.1166 | 98.0506 | 151.2491 | 168.8782 | 184.8347 | 198.7285 | 217.5904 | 264.7565 | 269.0015 | 265.3055
Commercial_Restaurant_New_Water Heating_Natural Gas_Water Heater_E3_Baseline Forecast | Commercial | Restaurant | New | Water Heating | Natural Gas | Water Heater | E3 | TE 0.94 | Baseline Forecast | 0 | 0 | 0 | 0 | 0 | 0 | 0 | 0 | 0 | 0 | 0 | 0 | 0 | 0 | 0 | 0 | 0 | 0 | 0 | 0 | 0 | 0 | 0 | 0 | 0 | 0 | 0 | 0 | 0 | 0 | 0
Commercial_Restaurant_New_Water Heating_Natural Gas_Water Heater_E4_Baseline Forecast | Commercial | Restaurant | New | Water Heating | Natural Gas | Water Heater | E4 | Instantaneous TE 0.94 | Baseline Forecast | 0 | 0 | 0 | 0 | 0 | 0 | 0 | 17205.7918 | 16952.8909 | 16704.4604 | 23860.838 | 29629.3158 | 34633.6728 | 35063.676 | 34569.5265 | 43813.7201 | 38040.3239 | 33886.7931 | 25241.4658 | 23842.7252 | 23828.3637 | 19432.1064 | 21347.4298 | 23606.697 | 26215.7777 | 28548.9831 | 30551.3189 | 33303.329 | 40351.7112 | 40832.0745 | 40274.4614
Commercial_Restaurant_New_Water Heating_Natural Gas_Water Heater_E5_Baseline Forecast | Commercial | Restaurant | New | Water Heating | Natural Gas | Water Heater | E5 | Gas-Fired Absorption HPWH | Baseline Forecast | 0 | 0 | 0 | 0 | 0 | 0 | 0 | 0 | 0 | 0 | 0 | 0 | 0 | 0 | 0 | 0 | 0 | 0 | 0 | 0 | 0 | 0 | 0 | 0 | 0 | 0 | 0 | 0 | 0 | 0 | 0
Commercial_Restaurant_New_Water Heating_Natural Gas_Water Heater_E6_Baseline Forecast | Commercial | Restaurant | New | Water Heating | Natural Gas | Water Heater | E6 |  | Baseline Forecast | 0 | 0 | 0 | 0 | 0 | 0 | 0 | 0 | 0 | 0 | 0 | 0 | 0 | 0 | 0 | 0 | 0 | 0 | 0 | 0 | 0 | 0 | 0 | 0 | 0 | 0 | 0 | 0 | 0 | 0 | 0
Commercial_Restaurant_New_Water Heating_Natural Gas_Water Heater_E7_Baseline Forecast | Commercial | Restaurant | New | Water Heating | Natural Gas | Water Heater | E7 |  | Baseline Forecast | 0 | 0 | 0 | 0 | 0 | 0 | 0 | 0 | 0 | 0 | 0 | 0 | 0 | 0 | 0 | 0 | 0 | 0 | 0 | 0 | 0 | 0 | 0 | 0 | 0 | 0 | 0 | 0 | 0 | 0 | 0
Commercial_Restaurant_New_Water Heating_Natural Gas_Water Heater_E8_Baseline Forecast | Commercial | Restaurant | New | Water Heating | Natural Gas | Water Heater | E8 |  | Baseline Forecast | 0 | 0 | 0 | 0 | 0 | 0 | 0 | 0 | 0 | 0 | 0 | 0 | 0 | 0 | 0 | 0 | 0 | 0 | 0 | 0 | 0 | 0 | 0 | 0 | 0 | 0 | 0 | 0 | 0 | 0 | 0
Commercial_Restaurant_New_Water Heating_Natural Gas_Water Heater_E9_Baseline Forecast | Commercial | Restaurant | New | Water Heating | Natural Gas | Water Heater | E9 |  | Baseline Forecast | 0 | 0 | 0 | 0 | 0 | 0 | 0 | 0 | 0 | 0 | 0 | 0 | 0 | 0 | 0 | 0 | 0 | 0 | 0 | 0 | 0 | 0 | 0 | 0 | 0 | 0 | 0 | 0 | 0 | 0 | 0
Commercial_Restaurant_New_Water Heating_Natural Gas_Water Heater_E10_Baseline Forecast | Commercial | Restaurant | New | Water Heating | Natural Gas | Water Heater | E10 |  | Baseline Forecast | 0 | 0 | 0 | 0 | 0 | 0 | 0 | 0 | 0 | 0 | 0 | 0 | 0 | 0 | 0 | 0 | 0 | 0 | 0 | 0 | 0 | 0 | 0 | 0 | 0 | 0 | 0 | 0 | 0 | 0 | 0
Commercial_Restaurant_New_Food Preparation_Natural Gas_Oven_E1_Baseline Forecast | Commercial | Restaurant | New | Food Preparation | Natural Gas | Oven | E1 | Standard | Baseline Forecast | 0 | 7835.8678 | 7901.9156 | 8370.9954 | 4589.0573 | 3755.1072 | 3713.8347 | 3667.1757 | 3617.119 | 3569.4937 | 4823.6008 | 5866.3799 | 6869.0677 | 7000.9061 | 6949.7691 | 6888.8133 | 9030.6023 | 8632.3768 | 8412.1278 | 7226.3205 | 7226.7597 | 7598.9957 | 7925.9012 | 8540.4335 | 8771.5478 | 9711.2019 | 10362.7749 | 10831.9935 | 10783.1054 | 10688.3816 | 10667.8588
Commercial_Restaurant_New_Food Preparation_Natural Gas_Oven_E2_Baseline Forecast | Commercial | Restaurant | New | Food Preparation | Natural Gas | Oven | E2 | ENERGY STAR (EF ≥ 44%) Convection Oven utilizing ASTM Std F1496 | Baseline Forecast | 0 | 11296.1502 | 11405.5483 | 12098.1088 | 6645.5199 | 5397.7426 | 5305.1816 | 5220.9281 | 5142.9362 | 5065.3209 | 6877.3957 | 8401.2938 | 9713.7921 | 9955.2589 | 9953.982 | 9932.7816 | 13024.3002 | 12456.3973 | 12110.8027 | 10419.9787 | 10431.9352 | 10985.4417 | 11479.2744 | 11527.3279 | 11822.3473 | 13071.2193 | 13930.4921 | 14543.6124 | 14461.1528 | 14318.046 | 14275.0162
Commercial_Restaurant_New_Food Preparation_Natural Gas_Oven_E3_Baseline Forecast | Commercial | Restaurant | New | Food Preparation | Natural Gas | Oven | E3 |  | Baseline Forecast | 0 | 0 | 0 | 0 | 0 | 0 | 0 | 0 | 0 | 0 | 0 | 0 | 0 | 0 | 0 | 0 | 0 | 0 | 0 | 0 | 0 | 0 | 0 | 0 | 0 | 0 | 0 | 0 | 0 | 0 | 0
Commercial_Restaurant_New_Food Preparation_Natural Gas_Oven_E4_Baseline Forecast | Commercial | Restaurant | New | Food Preparation | Natural Gas | Oven | E4 |  | Baseline Forecast | 0 | 0 | 0 | 0 | 0 | 0 | 0 | 0 | 0 | 0 | 0 | 0 | 0 | 0 | 0 | 0 | 0 | 0 | 0 | 0 | 0 | 0 | 0 | 0 | 0 | 0 | 0 | 0 | 0 | 0 | 0
Commercial_Restaurant_New_Food Preparation_Natural Gas_Oven_E5_Baseline Forecast | Commercial | Restaurant | New | Food Preparation | Natural Gas | Oven | E5 |  | Baseline Forecast | 0 | 0 | 0 | 0 | 0 | 0 | 0 | 0 | 0 | 0 | 0 | 0 | 0 | 0 | 0 | 0 | 0 | 0 | 0 | 0 | 0 | 0 | 0 | 0 | 0 | 0 | 0 | 0 | 0 | 0 | 0
Commercial_Restaurant_New_Food Preparation_Natural Gas_Oven_E6_Baseline Forecast | Commercial | Restaurant | New | Food Preparation | Natural Gas | Oven | E6 |  | Baseline Forecast | 0 | 0 | 0 | 0 | 0 | 0 | 0 | 0 | 0 | 0 | 0 | 0 | 0 | 0 | 0 | 0 | 0 | 0 | 0 | 0 | 0 | 0 | 0 | 0 | 0 | 0 | 0 | 0 | 0 | 0 | 0
Commercial_Restaurant_New_Food Preparation_Natural Gas_Oven_E7_Baseline Forecast | Commercial | Restaurant | New | Food Preparation | Natural Gas | Oven | E7 |  | Baseline Forecast | 0 | 0 | 0 | 0 | 0 | 0 | 0 | 0 | 0 | 0 | 0 | 0 | 0 | 0 | 0 | 0 | 0 | 0 | 0 | 0 | 0 | 0 | 0 | 0 | 0 | 0 | 0 | 0 | 0 | 0 | 0
Commercial_Restaurant_New_Food Preparation_Natural Gas_Oven_E8_Baseline Forecast | Commercial | Restaurant | New | Food Preparation | Natural Gas | Oven | E8 |  | Baseline Forecast | 0 | 0 | 0 | 0 | 0 | 0 | 0 | 0 | 0 | 0 | 0 | 0 | 0 | 0 | 0 | 0 | 0 | 0 | 0 | 0 | 0 | 0 | 0 | 0 | 0 | 0 | 0 | 0 | 0 | 0 | 0
Commercial_Restaurant_New_Food Preparation_Natural Gas_Oven_E9_Baseline Forecast | Commercial | Restaurant | New | Food Preparation | Natural Gas | Oven | E9 |  | Baseline Forecast | 0 | 0 | 0 | 0 | 0 | 0 | 0 | 0 | 0 | 0 | 0 | 0 | 0 | 0 | 0 | 0 | 0 | 0 | 0 | 0 | 0 | 0 | 0 | 0 | 0 | 0 | 0 | 0 | 0 | 0 | 0
Commercial_Restaurant_New_Food Preparation_Natural Gas_Oven_E10_Baseline Forecast | Commercial | Restaurant | New | Food Preparation | Natural Gas | Oven | E10 |  | Baseline Forecast | 0 | 0 | 0 | 0 | 0 | 0 | 0 | 0 | 0 | 0 | 0 | 0 | 0 | 0 | 0 | 0 | 0 | 0 | 0 | 0 | 0 | 0 | 0 | 0 | 0 | 0 | 0 | 0 | 0 | 0 | 0
Commercial_Restaurant_New_Food Preparation_Natural Gas_Conveyor Oven_E1_Baseline Forecast | Commercial | Restaurant | New | Food Preparation | Natural Gas | Conveyor Oven | E1 | Standard | Baseline Forecast | 0 | 3922.7237 | 3960.4201 | 4200.7505 | 2301.6851 | 1877.3208 | 1850.5681 | 1821.9164 | 1792.055 | 1767.2764 | 1742.5837 | 1718.6584 | 1707.318 | 1684.4757 | 1661.3021 | 1639.4154 | 1617.4538 | 2385.9371 | 3007.9264 | 3545.4764 | 3590.3305 | 3535.7464 | 4516.9501 | 4447.1044 | 4293.4353 | 3575.1001 | 3395.6542 | 3354.3452 | 3313.8624 | 3274.2133 | 3236.7254
Commercial_Restaurant_New_Food Preparation_Natural Gas_Conveyor Oven_E2_Baseline Forecast | Commercial | Restaurant | New | Food Preparation | Natural Gas | Conveyor Oven | E2 | ENERGY STAR (EF ≥ 44%) Convection Oven utilizing ASTM Std F1496 | Baseline Forecast | 0 | 5643.2852 | 5693.3119 | 6033.8016 | 3315.6035 | 2699.1041 | 2658.9401 | 2622.1355 | 2587.9726 | 2550.1309 | 2513.5797 | 2477.6108 | 2430.3801 | 2395.9489 | 2363.121 | 2330.2536 | 2298.6842 | 3391.071 | 4266.0319 | 5033.128 | 5099.6683 | 5026.5295 | 6428.9706 | 5899.6962 | 5682.4503 | 4720.9955 | 4474.1902 | 4410.3132 | 4347.9735 | 4287.1176 | 4226.3732
Commercial_Restaurant_New_Food Preparation_Natural Gas_Conveyor Oven_E3_Baseline Forecast | Commercial | Restaurant | New | Food Preparation | Natural Gas | Conveyor Oven | E3 |  | Baseline Forecast | 0 | 0 | 0 | 0 | 0 | 0 | 0 | 0 | 0 | 0 | 0 | 0 | 0 | 0 | 0 | 0 | 0 | 0 | 0 | 0 | 0 | 0 | 0 | 0 | 0 | 0 | 0 | 0 | 0 | 0 | 0
Commercial_Restaurant_New_Food Preparation_Natural Gas_Conveyor Oven_E4_Baseline Forecast | Commercial | Restaurant | New | Food Preparation | Natural Gas | Conveyor Oven | E4 |  | Baseline Forecast | 0 | 0 | 0 | 0 | 0 | 0 | 0 | 0 | 0 | 0 | 0 | 0 | 0 | 0 | 0 | 0 | 0 | 0 | 0 | 0 | 0 | 0 | 0 | 0 | 0 | 0 | 0 | 0 | 0 | 0 | 0
Commercial_Restaurant_New_Food Preparation_Natural Gas_Conveyor Oven_E5_Baseline Forecast | Commercial | Restaurant | New | Food Preparation | Natural Gas | Conveyor Oven | E5 |  | Baseline Forecast | 0 | 0 | 0 | 0 | 0 | 0 | 0 | 0 | 0 | 0 | 0 | 0 | 0 | 0 | 0 | 0 | 0 | 0 | 0 | 0 | 0 | 0 | 0 | 0 | 0 | 0 | 0 | 0 | 0 | 0 | 0
Commercial_Restaurant_New_Food Preparation_Natural Gas_Conveyor Oven_E6_Baseline Forecast | Commercial | Restaurant | New | Food Preparation | Natural Gas | Conveyor Oven | E6 |  | Baseline Forecast | 0 | 0 | 0 | 0 | 0 | 0 | 0 | 0 | 0 | 0 | 0 | 0 | 0 | 0 | 0 | 0 | 0 | 0 | 0 | 0 | 0 | 0 | 0 | 0 | 0 | 0 | 0 | 0 | 0 | 0 | 0
Commercial_Restaurant_New_Food Preparation_Natural Gas_Conveyor Oven_E7_Baseline Forecast | Commercial | Restaurant | New | Food Preparation | Natural Gas | Conveyor Oven | E7 |  | Baseline Forecast | 0 | 0 | 0 | 0 | 0 | 0 | 0 | 0 | 0 | 0 | 0 | 0 | 0 | 0 | 0 | 0 | 0 | 0 | 0 | 0 | 0 | 0 | 0 | 0 | 0 | 0 | 0 | 0 | 0 | 0 | 0
Commercial_Restaurant_New_Food Preparation_Natural Gas_Conveyor Oven_E8_Baseline Forecast | Commercial | Restaurant | New | Food Preparation | Natural Gas | Conveyor Oven | E8 |  | Baseline Forecast | 0 | 0 | 0 | 0 | 0 | 0 | 0 | 0 | 0 | 0 | 0 | 0 | 0 | 0 | 0 | 0 | 0 | 0 | 0 | 0 | 0 | 0 | 0 | 0 | 0 | 0 | 0 | 0 | 0 | 0 | 0
Commercial_Restaurant_New_Food Preparation_Natural Gas_Conveyor Oven_E9_Baseline Forecast | Commercial | Restaurant | New | Food Preparation | Natural Gas | Conveyor Oven | E9 |  | Baseline Forecast | 0 | 0 | 0 | 0 | 0 | 0 | 0 | 0 | 0 | 0 | 0 | 0 | 0 | 0 | 0 | 0 | 0 | 0 | 0 | 0 | 0 | 0 | 0 | 0 | 0 | 0 | 0 | 0 | 0 | 0 | 0
Commercial_Restaurant_New_Food Preparation_Natural Gas_Conveyor Oven_E10_Baseline Forecast | Commercial | Restaurant | New | Food Preparation | Natural Gas | Conveyor Oven | E10 |  | Baseline Forecast | 0 | 0 | 0 | 0 | 0 | 0 | 0 | 0 | 0 | 0 | 0 | 0 | 0 | 0 | 0 | 0 | 0 | 0 | 0 | 0 | 0 | 0 | 0 | 0 | 0 | 0 | 0 | 0 | 0 | 0 | 0
Commercial_Restaurant_New_Food Preparation_Natural Gas_Double Rack Oven_E1_Baseline Forecast | Commercial | Restaurant | New | Food Preparation | Natural Gas | Double Rack Oven | E1 | Standard | Baseline Forecast | 0 | 3912.7819 | 3941.9662 | 4182.7481 | 2295.3633 | 1887.2551 | 1874.6539 | 1856.1004 | 1832.9886 | 1796.5902 | 1758.5284 | 1721.5135 | 2515.3884 | 3107.2087 | 3640.3307 | 3686.6385 | 3631.1102 | 4608.7515 | 4372.7899 | 4209.682 | 3510.5948 | 3327.278 | 3274.9038 | 3761.8408 | 4005.5504 | 4318.8147 | 4578.8535 | 4774.2321 | 5380.9728 | 5767.5105 | 6019.043
Commercial_Restaurant_New_Food Preparation_Natural Gas_Double Rack Oven_E2_Baseline Forecast | Commercial | Restaurant | New | Food Preparation | Natural Gas | Double Rack Oven | E2 | FTSC Qualified (>50% Cooking Efficiency) | Baseline Forecast | 0 | 5653.2271 | 5711.7658 | 6051.804 | 3321.9253 | 2689.1698 | 2634.8542 | 2587.9516 | 2547.039 | 2520.817 | 2497.635 | 2474.7557 | 3535.5115 | 4434.5237 | 5200.0491 | 5259.2536 | 5181.2913 | 6581.639 | 6212.9345 | 5999.6889 | 5013.6529 | 4765.4886 | 4707.5481 | 4495.3992 | 4761.9857 | 5109.1682 | 5391.2479 | 5595.6993 | 6278.9592 | 6700.9537 | 6963.5999
Commercial_Restaurant_New_Food Preparation_Natural Gas_Double Rack Oven_E3_Baseline Forecast | Commercial | Restaurant | New | Food Preparation | Natural Gas | Double Rack Oven | E3 |  | Baseline Forecast | 0 | 0 | 0 | 0 | 0 | 0 | 0 | 0 | 0 | 0 | 0 | 0 | 0 | 0 | 0 | 0 | 0 | 0 | 0 | 0 | 0 | 0 | 0 | 0 | 0 | 0 | 0 | 0 | 0 | 0 | 0
Commercial_Restaurant_New_Food Preparation_Natural Gas_Double Rack Oven_E4_Baseline Forecast | Commercial | Restaurant | New | Food Preparation | Natural Gas | Double Rack Oven | E4 |  | Baseline Forecast | 0 | 0 | 0 | 0 | 0 | 0 | 0 | 0 | 0 | 0 | 0 | 0 | 0 | 0 | 0 | 0 | 0 | 0 | 0 | 0 | 0 | 0 | 0 | 0 | 0 | 0 | 0 | 0 | 0 | 0 | 0
Commercial_Restaurant_New_Food Preparation_Natural Gas_Double Rack Oven_E5_Baseline Forecast | Commercial | Restaurant | New | Food Preparation | Natural Gas | Double Rack Oven | E5 |  | Baseline Forecast | 0 | 0 | 0 | 0 | 0 | 0 | 0 | 0 | 0 | 0 | 0 | 0 | 0 | 0 | 0 | 0 | 0 | 0 | 0 | 0 | 0 | 0 | 0 | 0 | 0 | 0 | 0 | 0 | 0 | 0 | 0
Commercial_Restaurant_New_Food Preparation_Natural Gas_Double Rack Oven_E6_Baseline Forecast | Commercial | Restaurant | New | Food Preparation | Natural Gas | Double Rack Oven | E6 |  | Baseline Forecast | 0 | 0 | 0 | 0 | 0 | 0 | 0 | 0 | 0 | 0 | 0 | 0 | 0 | 0 | 0 | 0 | 0 | 0 | 0 | 0 | 0 | 0 | 0 | 0 | 0 | 0 | 0 | 0 | 0 | 0 | 0
Commercial_Restaurant_New_Food Preparation_Natural Gas_Double Rack Oven_E7_Baseline Forecast | Commercial | Restaurant | New | Food Preparation | Natural Gas | Double Rack Oven | E7 |  | Baseline Forecast | 0 | 0 | 0 | 0 | 0 | 0 | 0 | 0 | 0 | 0 | 0 | 0 | 0 | 0 | 0 | 0 | 0 | 0 | 0 | 0 | 0 | 0 | 0 | 0 | 0 | 0 | 0 | 0 | 0 | 0 | 0
Commercial_Restaurant_New_Food Preparation_Natural Gas_Double Rack Oven_E8_Baseline Forecast | Commercial | Restaurant | New | Food Preparation | Natural Gas | Double Rack Oven | E8 |  | Baseline Forecast | 0 | 0 | 0 | 0 | 0 | 0 | 0 | 0 | 0 | 0 | 0 | 0 | 0 | 0 | 0 | 0 | 0 | 0 | 0 | 0 | 0 | 0 | 0 | 0 | 0 | 0 | 0 | 0 | 0 | 0 | 0
Commercial_Restaurant_New_Food Preparation_Natural Gas_Double Rack Oven_E9_Baseline Forecast | Commercial | Restaurant | New | Food Preparation | Natural Gas | Double Rack Oven | E9 |  | Baseline Forecast | 0 | 0 | 0 | 0 | 0 | 0 | 0 | 0 | 0 | 0 | 0 | 0 | 0 | 0 | 0 | 0 | 0 | 0 | 0 | 0 | 0 | 0 | 0 | 0 | 0 | 0 | 0 | 0 | 0 | 0 | 0
Commercial_Restaurant_New_Food Preparation_Natural Gas_Double Rack Oven_E10_Baseline Forecast | Commercial | Restaurant | New | Food Preparation | Natural Gas | Double Rack Oven | E10 |  | Baseline Forecast | 0 | 0 | 0 | 0 | 0 | 0 | 0 | 0 | 0 | 0 | 0 | 0 | 0 | 0 | 0 | 0 | 0 | 0 | 0 | 0 | 0 | 0 | 0 | 0 | 0 | 0 | 0 | 0 | 0 | 0 | 0
Commercial_Restaurant_New_Food Preparation_Natural Gas_Fryer_E1_Baseline Forecast | Commercial | Restaurant | New | Food Preparation | Natural Gas | Fryer | E1 | Standard | Baseline Forecast | 0 | 56700.9675 | 57179.8362 | 0 | 0 | 0 | 0 | 0 | 0 | 0 | 0 | 0 | 0 | 0 | 0 | 0 | 0 | 0 | 0 | 0 | 0 | 0 | 0 | 0 | 0 | 0 | 0 | 0 | 0 | 0 | 0
Commercial_Restaurant_New_Food Preparation_Natural Gas_Fryer_E2_Baseline Forecast | Commercial | Restaurant | New | Food Preparation | Natural Gas | Fryer | E2 | ENERGY STAR | Baseline Forecast | 0 | 19991.8639 | 20216.29 | 82052.6909 | 45035.058 | 36690.221 | 36153.7345 | 35628.9573 | 35115.6602 | 49952.1851 | 61872.6913 | 72253.0281 | 73068.3427 | 71968.1135 | 91003.5624 | 86126.9701 | 83081.3733 | 72611.3407 | 74061.334 | 79271.5273 | 83534.7028 | 86658.7325 | 96921.0409 | 103324.858 | 107370.2959 | 105941.9907 | 104525.4463 | 109652.4027 | 108279.3395 | 108228.2155 | 108237.417
Commercial_Restaurant_New_Food Preparation_Natural Gas_Fryer_E3_Baseline Forecast | Commercial | Restaurant | New | Food Preparation | Natural Gas | Fryer | E3 |  | Baseline Forecast | 0 | 0 | 0 | 0 | 0 | 0 | 0 | 0 | 0 | 0 | 0 | 0 | 0 | 0 | 0 | 0 | 0 | 0 | 0 | 0 | 0 | 0 | 0 | 0 | 0 | 0 | 0 | 0 | 0 | 0 | 0
Commercial_Restaurant_New_Food Preparation_Natural Gas_Fryer_E4_Baseline Forecast | Commercial | Restaurant | New | Food Preparation | Natural Gas | Fryer | E4 |  | Baseline Forecast | 0 | 0 | 0 | 0 | 0 | 0 | 0 | 0 | 0 | 0 | 0 | 0 | 0 | 0 | 0 | 0 | 0 | 0 | 0 | 0 | 0 | 0 | 0 | 0 | 0 | 0 | 0 | 0 | 0 | 0 | 0
Commercial_Restaurant_New_Food Preparation_Natural Gas_Fryer_E5_Baseline Forecast | Commercial | Restaurant | New | Food Preparation | Natural Gas | Fryer | E5 |  | Baseline Forecast | 0 | 0 | 0 | 0 | 0 | 0 | 0 | 0 | 0 | 0 | 0 | 0 | 0 | 0 | 0 | 0 | 0 | 0 | 0 | 0 | 0 | 0 | 0 | 0 | 0 | 0 | 0 | 0 | 0 | 0 | 0
Commercial_Restaurant_New_Food Preparation_Natural Gas_Fryer_E6_Baseline Forecast | Commercial | Restaurant | New | Food Preparation | Natural Gas | Fryer | E6 |  | Baseline Forecast | 0 | 0 | 0 | 0 | 0 | 0 | 0 | 0 | 0 | 0 | 0 | 0 | 0 | 0 | 0 | 0 | 0 | 0 | 0 | 0 | 0 | 0 | 0 | 0 | 0 | 0 | 0 | 0 | 0 | 0 | 0
Commercial_Restaurant_New_Food Preparation_Natural Gas_Fryer_E7_Baseline Forecast | Commercial | Restaurant | New | Food Preparation | Natural Gas | Fryer | E7 |  | Baseline Forecast | 0 | 0 | 0 | 0 | 0 | 0 | 0 | 0 | 0 | 0 | 0 | 0 | 0 | 0 | 0 | 0 | 0 | 0 | 0 | 0 | 0 | 0 | 0 | 0 | 0 | 0 | 0 | 0 | 0 | 0 | 0
Commercial_Restaurant_New_Food Preparation_Natural Gas_Fryer_E8_Baseline Forecast | Commercial | Restaurant | New | Food Preparation | Natural Gas | Fryer | E8 |  | Baseline Forecast | 0 | 0 | 0 | 0 | 0 | 0 | 0 | 0 | 0 | 0 | 0 | 0 | 0 | 0 | 0 | 0 | 0 | 0 | 0 | 0 | 0 | 0 | 0 | 0 | 0 | 0 | 0 | 0 | 0 | 0 | 0
Commercial_Restaurant_New_Food Preparation_Natural Gas_Fryer_E9_Baseline Forecast | Commercial | Restaurant | New | Food Preparation | Natural Gas | Fryer | E9 |  | Baseline Forecast | 0 | 0 | 0 | 0 | 0 | 0 | 0 | 0 | 0 | 0 | 0 | 0 | 0 | 0 | 0 | 0 | 0 | 0 | 0 | 0 | 0 | 0 | 0 | 0 | 0 | 0 | 0 | 0 | 0 | 0 | 0
Commercial_Restaurant_New_Food Preparation_Natural Gas_Fryer_E10_Baseline Forecast | Commercial | Restaurant | New | Food Preparation | Natural Gas | Fryer | E10 |  | Baseline Forecast | 0 | 0 | 0 | 0 | 0 | 0 | 0 | 0 | 0 | 0 | 0 | 0 | 0 | 0 | 0 | 0 | 0 | 0 | 0 | 0 | 0 | 0 | 0 | 0 | 0 | 0 | 0 | 0 | 0 | 0 | 0
Commercial_Restaurant_New_Food Preparation_Natural Gas_Broiler_E1_Baseline Forecast | Commercial | Restaurant | New | Food Preparation | Natural Gas | Broiler | E1 | Standard | Baseline Forecast | 0 | 22449.8012 | 22642.1245 | 24011.7078 | 13178.2252 | 10770.925 | 10643.1409 | 10505.6344 | 10361.362 | 10193.2836 | 10023.8275 | 9858.2406 | 14280.9872 | 17744.192 | 20795.8077 | 21049.7231 | 20734.5882 | 26325.3377 | 24928.9168 | 24027.4006 | 20053.0337 | 19026.7474 | 18753.3 | 20091.003 | 21351.7102 | 22979.6243 | 24320.7028 | 25315.7684 | 28486.4737 | 30484.148 | 31763.9981
Commercial_Restaurant_New_Food Preparation_Natural Gas_Broiler_E2_Baseline Forecast | Commercial | Restaurant | New | Food Preparation | Natural Gas | Broiler | E2 | Infrared Burners | Baseline Forecast | 0 | 7913.0598 | 7999.1725 | 8473.1334 | 4651.2535 | 3754.8144 | 3670.2023 | 3599.9483 | 3541.0053 | 3510.3244 | 3485.3902 | 3460.8705 | 4924.7897 | 6193.5415 | 7263.8799 | 7344.8644 | 7236.2952 | 9193.3696 | 8670.5578 | 8377.5145 | 7003.2393 | 6659.9887 | 6583.2928 | 6117.7776 | 6476.7686 | 6945.1368 | 7324.7622 | 7598.7715 | 8522.5752 | 9091.2115 | 9443.3836
Commercial_Restaurant_New_Food Preparation_Natural Gas_Broiler_E3_Baseline Forecast | Commercial | Restaurant | New | Food Preparation | Natural Gas | Broiler | E3 |  | Baseline Forecast | 0 | 0 | 0 | 0 | 0 | 0 | 0 | 0 | 0 | 0 | 0 | 0 | 0 | 0 | 0 | 0 | 0 | 0 | 0 | 0 | 0 | 0 | 0 | 0 | 0 | 0 | 0 | 0 | 0 | 0 | 0
Commercial_Restaurant_New_Food Preparation_Natural Gas_Broiler_E4_Baseline Forecast | Commercial | Restaurant | New | Food Preparation | Natural Gas | Broiler | E4 |  | Baseline Forecast | 0 | 0 | 0 | 0 | 0 | 0 | 0 | 0 | 0 | 0 | 0 | 0 | 0 | 0 | 0 | 0 | 0 | 0 | 0 | 0 | 0 | 0 | 0 | 0 | 0 | 0 | 0 | 0 | 0 | 0 | 0
Commercial_Restaurant_New_Food Preparation_Natural Gas_Broiler_E5_Baseline Forecast | Commercial | Restaurant | New | Food Preparation | Natural Gas | Broiler | E5 |  | Baseline Forecast | 0 | 0 | 0 | 0 | 0 | 0 | 0 | 0 | 0 | 0 | 0 | 0 | 0 | 0 | 0 | 0 | 0 | 0 | 0 | 0 | 0 | 0 | 0 | 0 | 0 | 0 | 0 | 0 | 0 | 0 | 0
Commercial_Restaurant_New_Food Preparation_Natural Gas_Broiler_E6_Baseline Forecast | Commercial | Restaurant | New | Food Preparation | Natural Gas | Broiler | E6 |  | Baseline Forecast | 0 | 0 | 0 | 0 | 0 | 0 | 0 | 0 | 0 | 0 | 0 | 0 | 0 | 0 | 0 | 0 | 0 | 0 | 0 | 0 | 0 | 0 | 0 | 0 | 0 | 0 | 0 | 0 | 0 | 0 | 0
Commercial_Restaurant_New_Food Preparation_Natural Gas_Broiler_E7_Baseline Forecast | Commercial | Restaurant | New | Food Preparation | Natural Gas | Broiler | E7 |  | Baseline Forecast | 0 | 0 | 0 | 0 | 0 | 0 | 0 | 0 | 0 | 0 | 0 | 0 | 0 | 0 | 0 | 0 | 0 | 0 | 0 | 0 | 0 | 0 | 0 | 0 | 0 | 0 | 0 | 0 | 0 | 0 | 0
Commercial_Restaurant_New_Food Preparation_Natural Gas_Broiler_E8_Baseline Forecast | Commercial | Restaurant | New | Food Preparation | Natural Gas | Broiler | E8 |  | Baseline Forecast | 0 | 0 | 0 | 0 | 0 | 0 | 0 | 0 | 0 | 0 | 0 | 0 | 0 | 0 | 0 | 0 | 0 | 0 | 0 | 0 | 0 | 0 | 0 | 0 | 0 | 0 | 0 | 0 | 0 | 0 | 0
Commercial_Restaurant_New_Food Preparation_Natural Gas_Broiler_E9_Baseline Forecast | Commercial | Restaurant | New | Food Preparation | Natural Gas | Broiler | E9 |  | Baseline Forecast | 0 | 0 | 0 | 0 | 0 | 0 | 0 | 0 | 0 | 0 | 0 | 0 | 0 | 0 | 0 | 0 | 0 | 0 | 0 | 0 | 0 | 0 | 0 | 0 | 0 | 0 | 0 | 0 | 0 | 0 | 0
Commercial_Restaurant_New_Food Preparation_Natural Gas_Broiler_E10_Baseline Forecast | Commercial | Restaurant | New | Food Preparation | Natural Gas | Broiler | E10 |  | Baseline Forecast | 0 | 0 | 0 | 0 | 0 | 0 | 0 | 0 | 0 | 0 | 0 | 0 | 0 | 0 | 0 | 0 | 0 | 0 | 0 | 0 | 0 | 0 | 0 | 0 | 0 | 0 | 0 | 0 | 0 | 0 | 0
Commercial_Restaurant_New_Food Preparation_Natural Gas_Griddle_E1_Baseline Forecast | Commercial | Restaurant | New | Food Preparation | Natural Gas | Griddle | E1 | Standard | Baseline Forecast | 0 | 31383.4788 | 31666.1951 | 33574.1417 | 18427.0739 | 15025.6818 | 14817.4097 | 14608.9528 | 14401.2644 | 14187.5731 | 13976.7211 | 13770.7028 | 19882.1077 | 24759.4087 | 29021.3878 | 29369.9417 | 28931.2904 | 36736.6033 | 34761.5125 | 33519.8193 | 27983.9194 | 26563.1546 | 26195.7304 | 27389.226 | 29090.8925 | 31291.5477 | 33100.2739 | 34437.1779 | 38731.4774 | 41428.0819 | 43147.6104
Commercial_Restaurant_New_Food Preparation_Natural Gas_Griddle_E2_Baseline Forecast | Commercial | Restaurant | New | Food Preparation | Natural Gas | Griddle | E2 | ENERGY STAR | Baseline Forecast | 0 | 12828.5269 | 12951.2471 | 13727.7244 | 7534.8082 | 6125.5553 | 6024.5528 | 5930.4853 | 5842.2674 | 5766.5411 | 5694.3373 | 5623.5374 | 8083.8312 | 10096.8325 | 11836.9183 | 11976.0193 | 11797.706 | 14982.9395 | 14163.395 | 13665.6647 | 11413.2935 | 10839.8465 | 10697.4197 | 10773.9351 | 11430.7455 | 12282.5315 | 12979.3588 | 13490.3815 | 15158.1835 | 16198.4382 | 16855.3318
Commercial_Restaurant_New_Food Preparation_Natural Gas_Griddle_E3_Baseline Forecast | Commercial | Restaurant | New | Food Preparation | Natural Gas | Griddle | E3 |  | Baseline Forecast | 0 | 0 | 0 | 0 | 0 | 0 | 0 | 0 | 0 | 0 | 0 | 0 | 0 | 0 | 0 | 0 | 0 | 0 | 0 | 0 | 0 | 0 | 0 | 0 | 0 | 0 | 0 | 0 | 0 | 0 | 0
Commercial_Restaurant_New_Food Preparation_Natural Gas_Griddle_E4_Baseline Forecast | Commercial | Restaurant | New | Food Preparation | Natural Gas | Griddle | E4 |  | Baseline Forecast | 0 | 0 | 0 | 0 | 0 | 0 | 0 | 0 | 0 | 0 | 0 | 0 | 0 | 0 | 0 | 0 | 0 | 0 | 0 | 0 | 0 | 0 | 0 | 0 | 0 | 0 | 0 | 0 | 0 | 0 | 0
Commercial_Restaurant_New_Food Preparation_Natural Gas_Griddle_E5_Baseline Forecast | Commercial | Restaurant | New | Food Preparation | Natural Gas | Griddle | E5 |  | Baseline Forecast | 0 | 0 | 0 | 0 | 0 | 0 | 0 | 0 | 0 | 0 | 0 | 0 | 0 | 0 | 0 | 0 | 0 | 0 | 0 | 0 | 0 | 0 | 0 | 0 | 0 | 0 | 0 | 0 | 0 | 0 | 0
Commercial_Restaurant_New_Food Preparation_Natural Gas_Griddle_E6_Baseline Forecast | Commercial | Restaurant | New | Food Preparation | Natural Gas | Griddle | E6 |  | Baseline Forecast | 0 | 0 | 0 | 0 | 0 | 0 | 0 | 0 | 0 | 0 | 0 | 0 | 0 | 0 | 0 | 0 | 0 | 0 | 0 | 0 | 0 | 0 | 0 | 0 | 0 | 0 | 0 | 0 | 0 | 0 | 0
Commercial_Restaurant_New_Food Preparation_Natural Gas_Griddle_E7_Baseline Forecast | Commercial | Restaurant | New | Food Preparation | Natural Gas | Griddle | E7 |  | Baseline Forecast | 0 | 0 | 0 | 0 | 0 | 0 | 0 | 0 | 0 | 0 | 0 | 0 | 0 | 0 | 0 | 0 | 0 | 0 | 0 | 0 | 0 | 0 | 0 | 0 | 0 | 0 | 0 | 0 | 0 | 0 | 0
Commercial_Restaurant_New_Food Preparation_Natural Gas_Griddle_E8_Baseline Forecast | Commercial | Restaurant | New | Food Preparation | Natural Gas | Griddle | E8 |  | Baseline Forecast | 0 | 0 | 0 | 0 | 0 | 0 | 0 | 0 | 0 | 0 | 0 | 0 | 0 | 0 | 0 | 0 | 0 | 0 | 0 | 0 | 0 | 0 | 0 | 0 | 0 | 0 | 0 | 0 | 0 | 0 | 0
Commercial_Restaurant_New_Food Preparation_Natural Gas_Griddle_E9_Baseline Forecast | Commercial | Restaurant | New | Food Preparation | Natural Gas | Griddle | E9 |  | Baseline Forecast | 0 | 0 | 0 | 0 | 0 | 0 | 0 | 0 | 0 | 0 | 0 | 0 | 0 | 0 | 0 | 0 | 0 | 0 | 0 | 0 | 0 | 0 | 0 | 0 | 0 | 0 | 0 | 0 | 0 | 0 | 0
Commercial_Restaurant_New_Food Preparation_Natural Gas_Griddle_E10_Baseline Forecast | Commercial | Restaurant | New | Food Preparation | Natural Gas | Griddle | E10 |  | Baseline Forecast | 0 | 0 | 0 | 0 | 0 | 0 | 0 | 0 | 0 | 0 | 0 | 0 | 0 | 0 | 0 | 0 | 0 | 0 | 0 | 0 | 0 | 0 | 0 | 0 | 0 | 0 | 0 | 0 | 0 | 0 | 0
Commercial_Restaurant_New_Food Preparation_Natural Gas_Range_E1_Baseline Forecast | Commercial | Restaurant | New | Food Preparation | Natural Gas | Range | E1 | Standard | Baseline Forecast | 0 | 27735.5455 | 27970.915 | 29632.318 | 16247.2461 | 13279.1237 | 13119.7547 | 12948.1483 | 12768.4123 | 12596.3017 | 18009.712 | 22297.6202 | 26213.55 | 26428.9395 | 25930.9238 | 32720.995 | 30958.7082 | 29854.9625 | 24992.6109 | 24827.728 | 26272.9247 | 28147.2278 | 29673.0069 | 31931.9644 | 35809.1381 | 38246.6097 | 39802.7317 | 39077.3163 | 38259.7865 | 39873.1298 | 39187.875
Commercial_Restaurant_New_Food Preparation_Natural Gas_Range_E2_Baseline Forecast | Commercial | Restaurant | New | Food Preparation | Natural Gas | Range | E2 | High Efficiency | Baseline Forecast | 0 | 39977.3861 | 40362.9632 | 42812.8917 | 23514.6945 | 19115.0699 | 18800.7691 | 18509.044 | 18235.5845 | 17964.4373 | 25660.099 | 31906.488 | 37164.8367 | 37678.4812 | 37214.0975 | 47239.4597 | 44704.8077 | 43128.052 | 36046.105 | 35849.4166 | 37966.2783 | 40717.8478 | 42981.3087 | 43505.3363 | 48713.1307 | 51953.4525 | 53992.4238 | 52937.9498 | 51763.882 | 53879.2889 | 52888.7146
Commercial_Restaurant_New_Food Preparation_Natural Gas_Range_E3_Baseline Forecast | Commercial | Restaurant | New | Food Preparation | Natural Gas | Range | E3 |  | Baseline Forecast | 0 | 0 | 0 | 0 | 0 | 0 | 0 | 0 | 0 | 0 | 0 | 0 | 0 | 0 | 0 | 0 | 0 | 0 | 0 | 0 | 0 | 0 | 0 | 0 | 0 | 0 | 0 | 0 | 0 | 0 | 0
Commercial_Restaurant_New_Food Preparation_Natural Gas_Range_E4_Baseline Forecast | Commercial | Restaurant | New | Food Preparation | Natural Gas | Range | E4 |  | Baseline Forecast | 0 | 0 | 0 | 0 | 0 | 0 | 0 | 0 | 0 | 0 | 0 | 0 | 0 | 0 | 0 | 0 | 0 | 0 | 0 | 0 | 0 | 0 | 0 | 0 | 0 | 0 | 0 | 0 | 0 | 0 | 0
Commercial_Restaurant_New_Food Preparation_Natural Gas_Range_E5_Baseline Forecast | Commercial | Restaurant | New | Food Preparation | Natural Gas | Range | E5 |  | Baseline Forecast | 0 | 0 | 0 | 0 | 0 | 0 | 0 | 0 | 0 | 0 | 0 | 0 | 0 | 0 | 0 | 0 | 0 | 0 | 0 | 0 | 0 | 0 | 0 | 0 | 0 | 0 | 0 | 0 | 0 | 0 | 0
Commercial_Restaurant_New_Food Preparation_Natural Gas_Range_E6_Baseline Forecast | Commercial | Restaurant | New | Food Preparation | Natural Gas | Range | E6 |  | Baseline Forecast | 0 | 0 | 0 | 0 | 0 | 0 | 0 | 0 | 0 | 0 | 0 | 0 | 0 | 0 | 0 | 0 | 0 | 0 | 0 | 0 | 0 | 0 | 0 | 0 | 0 | 0 | 0 | 0 | 0 | 0 | 0
Commercial_Restaurant_New_Food Preparation_Natural Gas_Range_E7_Baseline Forecast | Commercial | Restaurant | New | Food Preparation | Natural Gas | Range | E7 |  | Baseline Forecast | 0 | 0 | 0 | 0 | 0 | 0 | 0 | 0 | 0 | 0 | 0 | 0 | 0 | 0 | 0 | 0 | 0 | 0 | 0 | 0 | 0 | 0 | 0 | 0 | 0 | 0 | 0 | 0 | 0 | 0 | 0
Commercial_Restaurant_New_Food Preparation_Natural Gas_Range_E8_Baseline Forecast | Commercial | Restaurant | New | Food Preparation | Natural Gas | Range | E8 |  | Baseline Forecast | 0 | 0 | 0 | 0 | 0 | 0 | 0 | 0 | 0 | 0 | 0 | 0 | 0 | 0 | 0 | 0 | 0 | 0 | 0 | 0 | 0 | 0 | 0 | 0 | 0 | 0 | 0 | 0 | 0 | 0 | 0
Commercial_Restaurant_New_Food Preparation_Natural Gas_Range_E9_Baseline Forecast | Commercial | Restaurant | New | Food Preparation | Natural Gas | Range | E9 |  | Baseline Forecast | 0 | 0 | 0 | 0 | 0 | 0 | 0 | 0 | 0 | 0 | 0 | 0 | 0 | 0 | 0 | 0 | 0 | 0 | 0 | 0 | 0 | 0 | 0 | 0 | 0 | 0 | 0 | 0 | 0 | 0 | 0
Commercial_Restaurant_New_Food Preparation_Natural Gas_Range_E10_Baseline Forecast | Commercial | Restaurant | New | Food Preparation | Natural Gas | Range | E10 |  | Baseline Forecast | 0 | 0 | 0 | 0 | 0 | 0 | 0 | 0 | 0 | 0 | 0 | 0 | 0 | 0 | 0 | 0 | 0 | 0 | 0 | 0 | 0 | 0 | 0 | 0 | 0 | 0 | 0 | 0 | 0 | 0 | 0
Commercial_Restaurant_New_Food Preparation_Natural Gas_Steamer_E1_Baseline Forecast | Commercial | Restaurant | New | Food Preparation | Natural Gas | Steamer | E1 | Standard | Baseline Forecast | 0 | 4390.1658 | 4424.409 | 0 | 0 | 0 | 0 | 0 | 0 | 0 | 0 | 0 | 0 | 0 | 0 | 0 | 0 | 0 | 0 | 0 | 0 | 0 | 0 | 0 | 0 | 0 | 0 | 0 | 0 | 0 | 0
Commercial_Restaurant_New_Food Preparation_Natural Gas_Steamer_E2_Baseline Forecast | Commercial | Restaurant | New | Food Preparation | Natural Gas | Steamer | E2 | ENERGY STAR | Baseline Forecast | 0 | 4410.9579 | 4457.4235 | 9416.211 | 5168.1377 | 4210.5001 | 4148.9339 | 4088.7115 | 4029.8065 | 3972.1932 | 4893.7489 | 5716.8581 | 6502.9808 | 6724.9546 | 6811.1759 | 6876.3992 | 6923.212 | 6953.9094 | 6970.5268 | 9793.7963 | 9705.3364 | 9849.7822 | 8526.2223 | 8368.7911 | 8508.3405 | 8634.3873 | 8746.7198 | 8845.3742 | 9544.9375 | 10123.3507 | 10638.9598
Commercial_Restaurant_New_Food Preparation_Natural Gas_Steamer_E3_Baseline Forecast | Commercial | Restaurant | New | Food Preparation | Natural Gas | Steamer | E3 |  | Baseline Forecast | 0 | 0 | 0 | 0 | 0 | 0 | 0 | 0 | 0 | 0 | 0 | 0 | 0 | 0 | 0 | 0 | 0 | 0 | 0 | 0 | 0 | 0 | 0 | 0 | 0 | 0 | 0 | 0 | 0 | 0 | 0
Commercial_Restaurant_New_Food Preparation_Natural Gas_Steamer_E4_Baseline Forecast | Commercial | Restaurant | New | Food Preparation | Natural Gas | Steamer | E4 |  | Baseline Forecast | 0 | 0 | 0 | 0 | 0 | 0 | 0 | 0 | 0 | 0 | 0 | 0 | 0 | 0 | 0 | 0 | 0 | 0 | 0 | 0 | 0 | 0 | 0 | 0 | 0 | 0 | 0 | 0 | 0 | 0 | 0
Commercial_Restaurant_New_Food Preparation_Natural Gas_Steamer_E5_Baseline Forecast | Commercial | Restaurant | New | Food Preparation | Natural Gas | Steamer | E5 |  | Baseline Forecast | 0 | 0 | 0 | 0 | 0 | 0 | 0 | 0 | 0 | 0 | 0 | 0 | 0 | 0 | 0 | 0 | 0 | 0 | 0 | 0 | 0 | 0 | 0 | 0 | 0 | 0 | 0 | 0 | 0 | 0 | 0
Commercial_Restaurant_New_Food Preparation_Natural Gas_Steamer_E6_Baseline Forecast | Commercial | Restaurant | New | Food Preparation | Natural Gas | Steamer | E6 |  | Baseline Forecast | 0 | 0 | 0 | 0 | 0 | 0 | 0 | 0 | 0 | 0 | 0 | 0 | 0 | 0 | 0 | 0 | 0 | 0 | 0 | 0 | 0 | 0 | 0 | 0 | 0 | 0 | 0 | 0 | 0 | 0 | 0
Commercial_Restaurant_New_Food Preparation_Natural Gas_Steamer_E7_Baseline Forecast | Commercial | Restaurant | New | Food Preparation | Natural Gas | Steamer | E7 |  | Baseline Forecast | 0 | 0 | 0 | 0 | 0 | 0 | 0 | 0 | 0 | 0 | 0 | 0 | 0 | 0 | 0 | 0 | 0 | 0 | 0 | 0 | 0 | 0 | 0 | 0 | 0 | 0 | 0 | 0 | 0 | 0 | 0
Commercial_Restaurant_New_Food Preparation_Natural Gas_Steamer_E8_Baseline Forecast | Commercial | Restaurant | New | Food Preparation | Natural Gas | Steamer | E8 |  | Baseline Forecast | 0 | 0 | 0 | 0 | 0 | 0 | 0 | 0 | 0 | 0 | 0 | 0 | 0 | 0 | 0 | 0 | 0 | 0 | 0 | 0 | 0 | 0 | 0 | 0 | 0 | 0 | 0 | 0 | 0 | 0 | 0
Commercial_Restaurant_New_Food Preparation_Natural Gas_Steamer_E9_Baseline Forecast | Commercial | Restaurant | New | Food Preparation | Natural Gas | Steamer | E9 |  | Baseline Forecast | 0 | 0 | 0 | 0 | 0 | 0 | 0 | 0 | 0 | 0 | 0 | 0 | 0 | 0 | 0 | 0 | 0 | 0 | 0 | 0 | 0 | 0 | 0 | 0 | 0 | 0 | 0 | 0 | 0 | 0 | 0
Commercial_Restaurant_New_Food Preparation_Natural Gas_Steamer_E10_Baseline Forecast | Commercial | Restaurant | New | Food Preparation | Natural Gas | Steamer | E10 |  | Baseline Forecast | 0 | 0 | 0 | 0 | 0 | 0 | 0 | 0 | 0 | 0 | 0 | 0 | 0 | 0 | 0 | 0 | 0 | 0 | 0 | 0 | 0 | 0 | 0 | 0 | 0 | 0 | 0 | 0 | 0 | 0 | 0
Commercial_Restaurant_New_Food Preparation_Natural Gas_Food Prep Other_E1_Baseline Forecast | Commercial | Restaurant | New | Food Preparation | Natural Gas | Food Prep Other | E1 | Standard | Baseline Forecast | 0 | 6512.829 | 6572.5518 | 6967.9897 | 3824.4169 | 3115.7698 | 3070.2142 | 3025.6514 | 2982.0623 | 2939.4294 | 4200.3028 | 5213.5197 | 6095.945 | 6166.0569 | 6073.4802 | 7690.829 | 7277.5366 | 7019.7176 | 5870.8825 | 5836.104 | 6178.712 | 6623.6402 | 6988.0981 | 7255.9107 | 8129.7507 | 8675.8733 | 9021.6722 | 8850.4793 | 8658.9229 | 9017.578 | 8856.3936
Commercial_Restaurant_New_Food Preparation_Natural Gas_Food Prep Other_E2_Baseline Forecast | Commercial | Restaurant | New | Food Preparation | Natural Gas | Food Prep Other | E2 | ENERGY STAR | Baseline Forecast | 0 | 2288.2946 | 2309.2807 | 2448.2213 | 1343.7208 | 1094.7303 | 1078.7197 | 1063.0601 | 1047.7442 | 1032.7638 | 1475.7682 | 1831.7676 | 2141.7875 | 2166.4333 | 2133.9202 | 2702.191 | 2556.9802 | 2466.3957 | 2062.7466 | 2050.5292 | 2170.9069 | 2327.2357 | 2455.2918 | 2549.2032 | 2856.2002 | 3048.0601 | 3169.5406 | 3109.3889 | 3042.0834 | 3168.0801 | 3111.4452
Commercial_Restaurant_New_Food Preparation_Natural Gas_Food Prep Other_E3_Baseline Forecast | Commercial | Restaurant | New | Food Preparation | Natural Gas | Food Prep Other | E3 |  | Baseline Forecast | 0 | 0 | 0 | 0 | 0 | 0 | 0 | 0 | 0 | 0 | 0 | 0 | 0 | 0 | 0 | 0 | 0 | 0 | 0 | 0 | 0 | 0 | 0 | 0 | 0 | 0 | 0 | 0 | 0 | 0 | 0
Commercial_Restaurant_New_Food Preparation_Natural Gas_Food Prep Other_E4_Baseline Forecast | Commercial | Restaurant | New | Food Preparation | Natural Gas | Food Prep Other | E4 |  | Baseline Forecast | 0 | 0 | 0 | 0 | 0 | 0 | 0 | 0 | 0 | 0 | 0 | 0 | 0 | 0 | 0 | 0 | 0 | 0 | 0 | 0 | 0 | 0 | 0 | 0 | 0 | 0 | 0 | 0 | 0 | 0 | 0
Commercial_Restaurant_New_Food Preparation_Natural Gas_Food Prep Other_E5_Baseline Forecast | Commercial | Restaurant | New | Food Preparation | Natural Gas | Food Prep Other | E5 |  | Baseline Forecast | 0 | 0 | 0 | 0 | 0 | 0 | 0 | 0 | 0 | 0 | 0 | 0 | 0 | 0 | 0 | 0 | 0 | 0 | 0 | 0 | 0 | 0 | 0 | 0 | 0 | 0 | 0 | 0 | 0 | 0 | 0
Commercial_Restaurant_New_Food Preparation_Natural Gas_Food Prep Other_E6_Baseline Forecast | Commercial | Restaurant | New | Food Preparation | Natural Gas | Food Prep Other | E6 |  | Baseline Forecast | 0 | 0 | 0 | 0 | 0 | 0 | 0 | 0 | 0 | 0 | 0 | 0 | 0 | 0 | 0 | 0 | 0 | 0 | 0 | 0 | 0 | 0 | 0 | 0 | 0 | 0 | 0 | 0 | 0 | 0 | 0
Commercial_Restaurant_New_Food Preparation_Natural Gas_Food Prep Other_E7_Baseline Forecast | Commercial | Restaurant | New | Food Preparation | Natural Gas | Food Prep Other | E7 |  | Baseline Forecast | 0 | 0 | 0 | 0 | 0 | 0 | 0 | 0 | 0 | 0 | 0 | 0 | 0 | 0 | 0 | 0 | 0 | 0 | 0 | 0 | 0 | 0 | 0 | 0 | 0 | 0 | 0 | 0 | 0 | 0 | 0
Commercial_Restaurant_New_Food Preparation_Natural Gas_Food Prep Other_E8_Baseline Forecast | Commercial | Restaurant | New | Food Preparation | Natural Gas | Food Prep Other | E8 |  | Baseline Forecast | 0 | 0 | 0 | 0 | 0 | 0 | 0 | 0 | 0 | 0 | 0 | 0 | 0 | 0 | 0 | 0 | 0 | 0 | 0 | 0 | 0 | 0 | 0 | 0 | 0 | 0 | 0 | 0 | 0 | 0 | 0
Commercial_Restaurant_New_Food Preparation_Natural Gas_Food Prep Other_E9_Baseline Forecast | Commercial | Restaurant | New | Food Preparation | Natural Gas | Food Prep Other | E9 |  | Baseline Forecast | 0 | 0 | 0 | 0 | 0 | 0 | 0 | 0 | 0 | 0 | 0 | 0 | 0 | 0 | 0 | 0 | 0 | 0 | 0 | 0 | 0 | 0 | 0 | 0 | 0 | 0 | 0 | 0 | 0 | 0 | 0
Commercial_Restaurant_New_Food Preparation_Natural Gas_Food Prep Other_E10_Baseline Forecast | Commercial | Restaurant | New | Food Preparation | Natural Gas | Food Prep Other | E10 |  | Baseline Forecast | 0 | 0 | 0 | 0 | 0 | 0 | 0 | 0 | 0 | 0 | 0 | 0 | 0 | 0 | 0 | 0 | 0 | 0 | 0 | 0 | 0 | 0 | 0 | 0 | 0 | 0 | 0 | 0 | 0 | 0 | 0
Commercial_Restaurant_New_Miscellaneous_Natural Gas_Pool Heater_E1_Baseline Forecast | Commercial | Restaurant | New | Miscellaneous | Natural Gas | Pool Heater | E1 | Standard (EF .82) | Baseline Forecast | 0 | 724.5226 | 731.047 | 775.001 | 425.1822 | 346.633 | 486.7212 | 599.0869 | 696.6552 | 704.1927 | 693.5319 | 902.2629 | 905.7209 | 934.9039 | 855.1497 | 858.3816 | 959.0443 | 1031.1977 | 1090.1838 | 1096.3957 | 1097.9863 | 1176.1375 | 1198.1816 | 1249.4144 | 1251.7905 | 1275.7195 | 1335.966 | 1380.7035 | 1419.8603 | 1437.2669 | 1453.8352
Commercial_Restaurant_New_Miscellaneous_Natural Gas_Pool Heater_E2_Baseline Forecast | Commercial | Restaurant | New | Miscellaneous | Natural Gas | Pool Heater | E2 | Condensing (EF .90) | Baseline Forecast | 0 | 80.844 | 81.705 | 86.6506 | 47.7399 | 38.6583 | 54.0096 | 66.4689 | 77.5589 | 78.2422 | 77.0151 | 100.066 | 96.9154 | 99.7158 | 91.1217 | 92.9268 | 105.5507 | 115.2621 | 123.1444 | 125.6642 | 126.0482 | 135.281 | 138.1248 | 127.7833 | 127.6426 | 129.713 | 135.4715 | 139.6453 | 143.2465 | 144.6497 | 145.9688
Commercial_Restaurant_New_Miscellaneous_Natural Gas_Pool Heater_E3_Baseline Forecast | Commercial | Restaurant | New | Miscellaneous | Natural Gas | Pool Heater | E3 |  | Baseline Forecast | 0 | 0 | 0 | 0 | 0 | 0 | 0 | 0 | 0 | 0 | 0 | 0 | 0 | 0 | 0 | 0 | 0 | 0 | 0 | 0 | 0 | 0 | 0 | 0 | 0 | 0 | 0 | 0 | 0 | 0 | 0
Commercial_Restaurant_New_Miscellaneous_Natural Gas_Pool Heater_E4_Baseline Forecast | Commercial | Restaurant | New | Miscellaneous | Natural Gas | Pool Heater | E4 |  | Baseline Forecast | 0 | 0 | 0 | 0 | 0 | 0 | 0 | 0 | 0 | 0 | 0 | 0 | 0 | 0 | 0 | 0 | 0 | 0 | 0 | 0 | 0 | 0 | 0 | 0 | 0 | 0 | 0 | 0 | 0 | 0 | 0
Commercial_Restaurant_New_Miscellaneous_Natural Gas_Pool Heater_E5_Baseline Forecast | Commercial | Restaurant | New | Miscellaneous | Natural Gas | Pool Heater | E5 |  | Baseline Forecast | 0 | 0 | 0 | 0 | 0 | 0 | 0 | 0 | 0 | 0 | 0 | 0 | 0 | 0 | 0 | 0 | 0 | 0 | 0 | 0 | 0 | 0 | 0 | 0 | 0 | 0 | 0 | 0 | 0 | 0 | 0
Commercial_Restaurant_New_Miscellaneous_Natural Gas_Pool Heater_E6_Baseline Forecast | Commercial | Restaurant | New | Miscellaneous | Natural Gas | Pool Heater | E6 |  | Baseline Forecast | 0 | 0 | 0 | 0 | 0 | 0 | 0 | 0 | 0 | 0 | 0 | 0 | 0 | 0 | 0 | 0 | 0 | 0 | 0 | 0 | 0 | 0 | 0 | 0 | 0 | 0 | 0 | 0 | 0 | 0 | 0
Commercial_Restaurant_New_Miscellaneous_Natural Gas_Pool Heater_E7_Baseline Forecast | Commercial | Restaurant | New | Miscellaneous | Natural Gas | Pool Heater | E7 |  | Baseline Forecast | 0 | 0 | 0 | 0 | 0 | 0 | 0 | 0 | 0 | 0 | 0 | 0 | 0 | 0 | 0 | 0 | 0 | 0 | 0 | 0 | 0 | 0 | 0 | 0 | 0 | 0 | 0 | 0 | 0 | 0 | 0
Commercial_Restaurant_New_Miscellaneous_Natural Gas_Pool Heater_E8_Baseline Forecast | Commercial | Restaurant | New | Miscellaneous | Natural Gas | Pool Heater | E8 |  | Baseline Forecast | 0 | 0 | 0 | 0 | 0 | 0 | 0 | 0 | 0 | 0 | 0 | 0 | 0 | 0 | 0 | 0 | 0 | 0 | 0 | 0 | 0 | 0 | 0 | 0 | 0 | 0 | 0 | 0 | 0 | 0 | 0
Commercial_Restaurant_New_Miscellaneous_Natural Gas_Pool Heater_E9_Baseline Forecast | Commercial | Restaurant | New | Miscellaneous | Natural Gas | Pool Heater | E9 |  | Baseline Forecast | 0 | 0 | 0 | 0 | 0 | 0 | 0 | 0 | 0 | 0 | 0 | 0 | 0 | 0 | 0 | 0 | 0 | 0 | 0 | 0 | 0 | 0 | 0 | 0 | 0 | 0 | 0 | 0 | 0 | 0 | 0
Commercial_Restaurant_New_Miscellaneous_Natural Gas_Pool Heater_E10_Baseline Forecast | Commercial | Restaurant | New | Miscellaneous | Natural Gas | Pool Heater | E10 |  | Baseline Forecast | 0 | 0 | 0 | 0 | 0 | 0 | 0 | 0 | 0 | 0 | 0 | 0 | 0 | 0 | 0 | 0 | 0 | 0 | 0 | 0 | 0 | 0 | 0 | 0 | 0 | 0 | 0 | 0 | 0 | 0 | 0
Commercial_Restaurant_New_Miscellaneous_Natural Gas_Miscellaneous_E1_Baseline Forecast | Commercial | Restaurant | New | Miscellaneous | Natural Gas | Miscellaneous | E1 | Standard | Baseline Forecast | 0 | 262723.5535 | 265132.8021 | 281084.609 | 191806.7264 | 195734.5628 | 224045.0658 | 235334.7943 | 245355.3356 | 257776.0893 | 269827.3833 | 357931.7336 | 359181.056 | 365725.0702 | 353071.3656 | 369374.4984 | 391206.3003 | 402975.3865 | 414849.3813 | 428676.1996 | 441936.2813 | 476995.6559 | 483558.4381 | 492466.7745 | 499367.3479 | 514509.7612 | 530229.2021 | 541617.1655 | 553435.5961 | 566247.1169 | 578560.2032
Commercial_Restaurant_New_Miscellaneous_Natural Gas_Miscellaneous_E2_Baseline Forecast | Commercial | Restaurant | New | Miscellaneous | Natural Gas | Miscellaneous | E2 |  | Baseline Forecast | 0 | 0 | 0 | 0 | 0 | 0 | 0 | 0 | 0 | 0 | 0 | 0 | 0 | 0 | 0 | 0 | 0 | 0 | 0 | 0 | 0 | 0 | 0 | 0 | 0 | 0 | 0 | 0 | 0 | 0 | 0
Commercial_Restaurant_New_Miscellaneous_Natural Gas_Miscellaneous_E3_Baseline Forecast | Commercial | Restaurant | New | Miscellaneous | Natural Gas | Miscellaneous | E3 |  | Baseline Forecast | 0 | 0 | 0 | 0 | 0 | 0 | 0 | 0 | 0 | 0 | 0 | 0 | 0 | 0 | 0 | 0 | 0 | 0 | 0 | 0 | 0 | 0 | 0 | 0 | 0 | 0 | 0 | 0 | 0 | 0 | 0
Commercial_Restaurant_New_Miscellaneous_Natural Gas_Miscellaneous_E4_Baseline Forecast | Commercial | Restaurant | New | Miscellaneous | Natural Gas | Miscellaneous | E4 |  | Baseline Forecast | 0 | 0 | 0 | 0 | 0 | 0 | 0 | 0 | 0 | 0 | 0 | 0 | 0 | 0 | 0 | 0 | 0 | 0 | 0 | 0 | 0 | 0 | 0 | 0 | 0 | 0 | 0 | 0 | 0 | 0 | 0
Commercial_Restaurant_New_Miscellaneous_Natural Gas_Miscellaneous_E5_Baseline Forecast | Commercial | Restaurant | New | Miscellaneous | Natural Gas | Miscellaneous | E5 |  | Baseline Forecast | 0 | 0 | 0 | 0 | 0 | 0 | 0 | 0 | 0 | 0 | 0 | 0 | 0 | 0 | 0 | 0 | 0 | 0 | 0 | 0 | 0 | 0 | 0 | 0 | 0 | 0 | 0 | 0 | 0 | 0 | 0
Commercial_Restaurant_New_Miscellaneous_Natural Gas_Miscellaneous_E6_Baseline Forecast | Commercial | Restaurant | New | Miscellaneous | Natural Gas | Miscellaneous | E6 |  | Baseline Forecast | 0 | 0 | 0 | 0 | 0 | 0 | 0 | 0 | 0 | 0 | 0 | 0 | 0 | 0 | 0 | 0 | 0 | 0 | 0 | 0 | 0 | 0 | 0 | 0 | 0 | 0 | 0 | 0 | 0 | 0 | 0
Commercial_Restaurant_New_Miscellaneous_Natural Gas_Miscellaneous_E7_Baseline Forecast | Commercial | Restaurant | New | Miscellaneous | Natural Gas | Miscellaneous | E7 |  | Baseline Forecast | 0 | 0 | 0 | 0 | 0 | 0 | 0 | 0 | 0 | 0 | 0 | 0 | 0 | 0 | 0 | 0 | 0 | 0 | 0 | 0 | 0 | 0 | 0 | 0 | 0 | 0 | 0 | 0 | 0 | 0 | 0
Commercial_Restaurant_New_Miscellaneous_Natural Gas_Miscellaneous_E8_Baseline Forecast | Commercial | Restaurant | New | Miscellaneous | Natural Gas | Miscellaneous | E8 |  | Baseline Forecast | 0 | 0 | 0 | 0 | 0 | 0 | 0 | 0 | 0 | 0 | 0 | 0 | 0 | 0 | 0 | 0 | 0 | 0 | 0 | 0 | 0 | 0 | 0 | 0 | 0 | 0 | 0 | 0 | 0 | 0 | 0
Commercial_Restaurant_New_Miscellaneous_Natural Gas_Miscellaneous_E9_Baseline Forecast | Commercial | Restaurant | New | Miscellaneous | Natural Gas | Miscellaneous | E9 |  | Baseline Forecast | 0 | 0 | 0 | 0 | 0 | 0 | 0 | 0 | 0 | 0 | 0 | 0 | 0 | 0 | 0 | 0 | 0 | 0 | 0 | 0 | 0 | 0 | 0 | 0 | 0 | 0 | 0 | 0 | 0 | 0 | 0
Commercial_Restaurant_New_Miscellaneous_Natural Gas_Miscellaneous_E10_Baseline Forecast | Commercial | Restaurant | New | Miscellaneous | Natural Gas | Miscellaneous | E10 |  | Baseline Forecast | 0 | 0 | 0 | 0 | 0 | 0 | 0 | 0 | 0 | 0 | 0 | 0 | 0 | 0 | 0 | 0 | 0 | 0 | 0 | 0 | 0 | 0 | 0 | 0 | 0 | 0 | 0 | 0 | 0 | 0 | 0
Commercial_Grocery_Existing_Space Heating_Natural Gas_Furnace_E1_Baseline Forecast | Commercial | Grocery | Existing | Space Heating | Natural Gas | Furnace | E1 | AFUE 80% (Standard) | Baseline Forecast | 0 | 62840.2877 | 65658.8594 | 68104.6186 | 70209.5923 | 0 | 0 | 0 | 0 | 0 | 0 | 0 | 0 | 0 | 0 | 0 | 0 | 0 | 0 | 0 | 0 | 0 | 0 | 0 | 0 | 0 | 0 | 0 | 0 | 0 | 0
Commercial_Grocery_Existing_Space Heating_Natural Gas_Furnace_E2_Baseline Forecast | Commercial | Grocery | Existing | Space Heating | Natural Gas | Furnace | E2 | AFUE 90% | Baseline Forecast | 0 | 0 | 0 | 0 | 0 | 0 | 0 | 0 | 0 | 0 | 0 | 0 | 0 | 0 | 0 | 0 | 0 | 0 | 0 | 0 | 0 | 0 | 0 | 0 | 0 | 0 | 0 | 0 | 0 | 0 | 0
Commercial_Grocery_Existing_Space Heating_Natural Gas_Furnace_E3_Baseline Forecast | Commercial | Grocery | Existing | Space Heating | Natural Gas | Furnace | E3 | AFUE 95% | Baseline Forecast | 0 | 0 | 0 | 0 | 0 | 72003.259 | 73512.7481 | 46267.1449 | 46923.0367 | 47458.6261 | 47854.9495 | 48150.0675 | 44872.8422 | 41419.534 | 38206.9901 | 35264.8028 | 32534.5535 | 30010.5391 | 27727.5815 | 27672.7529 | 27687.3633 | 27741.9673 | 27823.7463 | 29121.8962 | 29303.8169 | 29491.9506 | 29680.204 | 29863.6991 | 30038.5818 | 30201.8989 | 30128.5491
Commercial_Grocery_Existing_Space Heating_Natural Gas_Furnace_E4_Baseline Forecast | Commercial | Grocery | Existing | Space Heating | Natural Gas | Furnace | E4 |  | Baseline Forecast | 0 | 0 | 0 | 0 | 0 | 0 | 0 | 0 | 0 | 0 | 0 | 0 | 0 | 0 | 0 | 0 | 0 | 0 | 0 | 0 | 0 | 0 | 0 | 0 | 0 | 0 | 0 | 0 | 0 | 0 | 0
Commercial_Grocery_Existing_Space Heating_Natural Gas_Furnace_E5_Baseline Forecast | Commercial | Grocery | Existing | Space Heating | Natural Gas | Furnace | E5 |  | Baseline Forecast | 0 | 0 | 0 | 0 | 0 | 0 | 0 | 28495.8783 | 28854.0149 | 29117.3344 | 29324.2316 | 29454.5135 | 26705.9713 | 24601.3952 | 22687.6081 | 20901.5089 | 19270.6093 | 17772.1052 | 16344.881 | 16337.8051 | 16357.2099 | 16408.1696 | 16482.8028 | 15374.427 | 15400.9629 | 15427.7365 | 15450.7399 | 15466.598 | 15472.5135 | 15466.1696 | 15332.2608
Commercial_Grocery_Existing_Space Heating_Natural Gas_Furnace_E6_Baseline Forecast | Commercial | Grocery | Existing | Space Heating | Natural Gas | Furnace | E6 |  | Baseline Forecast | 0 | 0 | 0 | 0 | 0 | 0 | 0 | 0 | 0 | 0 | 0 | 0 | 0 | 0 | 0 | 0 | 0 | 0 | 0 | 0 | 0 | 0 | 0 | 0 | 0 | 0 | 0 | 0 | 0 | 0 | 0
Commercial_Grocery_Existing_Space Heating_Natural Gas_Furnace_E7_Baseline Forecast | Commercial | Grocery | Existing | Space Heating | Natural Gas | Furnace | E7 |  | Baseline Forecast | 0 | 0 | 0 | 0 | 0 | 0 | 0 | 0 | 0 | 0 | 0 | 0 | 0 | 0 | 0 | 0 | 0 | 0 | 0 | 0 | 0 | 0 | 0 | 0 | 0 | 0 | 0 | 0 | 0 | 0 | 0
Commercial_Grocery_Existing_Space Heating_Natural Gas_Furnace_E8_Baseline Forecast | Commercial | Grocery | Existing | Space Heating | Natural Gas | Furnace | E8 |  | Baseline Forecast | 0 | 0 | 0 | 0 | 0 | 0 | 0 | 0 | 0 | 0 | 0 | 0 | 0 | 0 | 0 | 0 | 0 | 0 | 0 | 0 | 0 | 0 | 0 | 0 | 0 | 0 | 0 | 0 | 0 | 0 | 0
Commercial_Grocery_Existing_Space Heating_Natural Gas_Furnace_E9_Baseline Forecast | Commercial | Grocery | Existing | Space Heating | Natural Gas | Furnace | E9 |  | Baseline Forecast | 0 | 0 | 0 | 0 | 0 | 0 | 0 | 0 | 0 | 0 | 0 | 0 | 0 | 0 | 0 | 0 | 0 | 0 | 0 | 0 | 0 | 0 | 0 | 0 | 0 | 0 | 0 | 0 | 0 | 0 | 0
Commercial_Grocery_Existing_Space Heating_Natural Gas_Furnace_E10_Baseline Forecast | Commercial | Grocery | Existing | Space Heating | Natural Gas | Furnace | E10 |  | Baseline Forecast | 0 | 0 | 0 | 0 | 0 | 0 | 0 | 0 | 0 | 0 | 0 | 0 | 0 | 0 | 0 | 0 | 0 | 0 | 0 | 0 | 0 | 0 | 0 | 0 | 0 | 0 | 0 | 0 | 0 | 0 | 0
Commercial_Grocery_Existing_Space Heating_Natural Gas_Boiler_E1_Baseline Forecast | Commercial | Grocery | Existing | Space Heating | Natural Gas | Boiler | E1 | AFUE 80% (Standard) | Baseline Forecast | 0 | 3287.8577 | 3251.0188 | 3211.6557 | 3169.8121 | 0 | 0 | 0 | 0 | 0 | 0 | 0 | 0 | 0 | 0 | 0 | 0 | 0 | 0 | 0 | 0 | 0 | 0 | 0 | 0 | 0 | 0 | 0 | 0 | 0 | 0
Commercial_Grocery_Existing_Space Heating_Natural Gas_Boiler_E2_Baseline Forecast | Commercial | Grocery | Existing | Space Heating | Natural Gas | Boiler | E2 | AFUE 85% | Baseline Forecast | 0 | 0 | 0 | 0 | 0 | 0 | 0 | 0 | 0 | 0 | 0 | 0 | 0 | 0 | 0 | 0 | 0 | 0 | 0 | 0 | 0 | 0 | 0 | 0 | 0 | 0 | 0 | 0 | 0 | 0 | 0
Commercial_Grocery_Existing_Space Heating_Natural Gas_Boiler_E3_Baseline Forecast | Commercial | Grocery | Existing | Space Heating | Natural Gas | Boiler | E3 | AFUE 98% | Baseline Forecast | 0 | 4185.9072 | 4139.8552 | 4090.7215 | 4039.3669 | 7112.0794 | 7011.7853 | 6908.9211 | 6804.0372 | 6697.6189 | 6590.093 | 6481.8348 | 6373.1733 | 6264.3969 | 6155.7574 | 6047.4745 | 5939.7391 | 5832.717 | 5726.551 | 5621.3642 | 5517.2617 | 5798.1442 | 5550.4344 | 5329.9032 | 5132.8337 | 4956.0008 | 4796.6092 | 4652.2387 | 4520.7966 | 4400.475 | 4289.7149
Commercial_Grocery_Existing_Space Heating_Natural Gas_Boiler_E4_Baseline Forecast | Commercial | Grocery | Existing | Space Heating | Natural Gas | Boiler | E4 | Convert to NG Air Source Heat Pump | Baseline Forecast | 0 | 0 | 0 | 0 | 0 | 0 | 0 | 0 | 0 | 0 | 0 | 0 | 0 | 0 | 0 | 0 | 0 | 0 | 0 | 0 | 0 | 0 | 0 | 0 | 0 | 0 | 0 | 0 | 0 | 0 | 0
Commercial_Grocery_Existing_Space Heating_Natural Gas_Boiler_E5_Baseline Forecast | Commercial | Grocery | Existing | Space Heating | Natural Gas | Boiler | E5 |  | Baseline Forecast | 0 | 0 | 0 | 0 | 0 | 0 | 0 | 0 | 0 | 0 | 0 | 0 | 0 | 0 | 0 | 0 | 0 | 0 | 0 | 0 | 0 | 0 | 0 | 0 | 0 | 0 | 0 | 0 | 0 | 0 | 0
Commercial_Grocery_Existing_Space Heating_Natural Gas_Boiler_E6_Baseline Forecast | Commercial | Grocery | Existing | Space Heating | Natural Gas | Boiler | E6 |  | Baseline Forecast | 0 | 0 | 0 | 0 | 0 | 0 | 0 | 0 | 0 | 0 | 0 | 0 | 0 | 0 | 0 | 0 | 0 | 0 | 0 | 0 | 0 | 0 | 0 | 0 | 0 | 0 | 0 | 0 | 0 | 0 | 0
Commercial_Grocery_Existing_Space Heating_Natural Gas_Boiler_E7_Baseline Forecast | Commercial | Grocery | Existing | Space Heating | Natural Gas | Boiler | E7 |  | Baseline Forecast | 0 | 0 | 0 | 0 | 0 | 0 | 0 | 0 | 0 | 0 | 0 | 0 | 0 | 0 | 0 | 0 | 0 | 0 | 0 | 0 | 0 | 0 | 0 | 0 | 0 | 0 | 0 | 0 | 0 | 0 | 0
Commercial_Grocery_Existing_Space Heating_Natural Gas_Boiler_E8_Baseline Forecast | Commercial | Grocery | Existing | Space Heating | Natural Gas | Boiler | E8 |  | Baseline Forecast | 0 | 0 | 0 | 0 | 0 | 0 | 0 | 0 | 0 | 0 | 0 | 0 | 0 | 0 | 0 | 0 | 0 | 0 | 0 | 0 | 0 | 0 | 0 | 0 | 0 | 0 | 0 | 0 | 0 | 0 | 0
Commercial_Grocery_Existing_Space Heating_Natural Gas_Boiler_E9_Baseline Forecast | Commercial | Grocery | Existing | Space Heating | Natural Gas | Boiler | E9 |  | Baseline Forecast | 0 | 0 | 0 | 0 | 0 | 0 | 0 | 0 | 0 | 0 | 0 | 0 | 0 | 0 | 0 | 0 | 0 | 0 | 0 | 0 | 0 | 0 | 0 | 0 | 0 | 0 | 0 | 0 | 0 | 0 | 0
Commercial_Grocery_Existing_Space Heating_Natural Gas_Boiler_E10_Baseline Forecast | Commercial | Grocery | Existing | Space Heating | Natural Gas | Boiler | E10 |  | Baseline Forecast | 0 | 0 | 0 | 0 | 0 | 0 | 0 | 0 | 0 | 0 | 0 | 0 | 0 | 0 | 0 | 0 | 0 | 0 | 0 | 0 | 0 | 0 | 0 | 0 | 0 | 0 | 0 | 0 | 0 | 0 | 0
Commercial_Grocery_Existing_Space Heating_Natural Gas_Unit Heater_E1_Baseline Forecast | Commercial | Grocery | Existing | Space Heating | Natural Gas | Unit Heater | E1 | Standard | Baseline Forecast | 0 | 1060.339 | 3022.93 | 5748.2044 | 9113.0577 | 0 | 0 | 0 | 0 | 0 | 0 | 0 | 0 | 0 | 0 | 0 | 0 | 0 | 0 | 0 | 0 | 0 | 0 | 0 | 0 | 0 | 0 | 0 | 0 | 0 | 0
Commercial_Grocery_Existing_Space Heating_Natural Gas_Unit Heater_E2_Baseline Forecast | Commercial | Grocery | Existing | Space Heating | Natural Gas | Unit Heater | E2 | Condensing | Baseline Forecast | 0 | 0 | 0 | 0 | 0 | 13009.0205 | 17340.6292 | 22023.9765 | 26985.4195 | 32160.4302 | 36608.5167 | 40535.9952 | 44101.8561 | 47427.0373 | 50602.0242 | 53693.0654 | 56747.2436 | 52889.3631 | 50157.8093 | 48400.5583 | 47379.8636 | 46919.8599 | 46891.1623 | 47199.0099 | 47774.191 | 48566.1431 | 49537.7483 | 49672.4903 | 49286.5265 | 48617.5394 | 47829.1401
Commercial_Grocery_Existing_Space Heating_Natural Gas_Unit Heater_E3_Baseline Forecast | Commercial | Grocery | Existing | Space Heating | Natural Gas | Unit Heater | E3 | Infrared Radiant | Baseline Forecast | 0 | 0 | 0 | 0 | 0 | 0 | 0 | 0 | 0 | 0 | 0 | 0 | 0 | 0 | 0 | 0 | 0 | 0 | 0 | 0 | 0 | 0 | 0 | 0 | 0 | 0 | 0 | 0 | 0 | 0 | 0
Commercial_Grocery_Existing_Space Heating_Natural Gas_Unit Heater_E4_Baseline Forecast | Commercial | Grocery | Existing | Space Heating | Natural Gas | Unit Heater | E4 |  | Baseline Forecast | 0 | 0 | 0 | 0 | 0 | 0 | 0 | 0 | 0 | 0 | 0 | 0 | 0 | 0 | 0 | 0 | 0 | 0 | 0 | 0 | 0 | 0 | 0 | 0 | 0 | 0 | 0 | 0 | 0 | 0 | 0
Commercial_Grocery_Existing_Space Heating_Natural Gas_Unit Heater_E5_Baseline Forecast | Commercial | Grocery | Existing | Space Heating | Natural Gas | Unit Heater | E5 |  | Baseline Forecast | 0 | 0 | 0 | 0 | 0 | 0 | 0 | 0 | 0 | 0 | 0 | 0 | 0 | 0 | 0 | 0 | 0 | 0 | 0 | 0 | 0 | 0 | 0 | 0 | 0 | 0 | 0 | 0 | 0 | 0 | 0
Commercial_Grocery_Existing_Space Heating_Natural Gas_Unit Heater_E6_Baseline Forecast | Commercial | Grocery | Existing | Space Heating | Natural Gas | Unit Heater | E6 |  | Baseline Forecast | 0 | 0 | 0 | 0 | 0 | 0 | 0 | 0 | 0 | 0 | 0 | 0 | 0 | 0 | 0 | 0 | 0 | 0 | 0 | 0 | 0 | 0 | 0 | 0 | 0 | 0 | 0 | 0 | 0 | 0 | 0
Commercial_Grocery_Existing_Space Heating_Natural Gas_Unit Heater_E7_Baseline Forecast | Commercial | Grocery | Existing | Space Heating | Natural Gas | Unit Heater | E7 |  | Baseline Forecast | 0 | 0 | 0 | 0 | 0 | 0 | 0 | 0 | 0 | 0 | 0 | 0 | 0 | 0 | 0 | 0 | 0 | 0 | 0 | 0 | 0 | 0 | 0 | 0 | 0 | 0 | 0 | 0 | 0 | 0 | 0
Commercial_Grocery_Existing_Space Heating_Natural Gas_Unit Heater_E8_Baseline Forecast | Commercial | Grocery | Existing | Space Heating | Natural Gas | Unit Heater | E8 |  | Baseline Forecast | 0 | 0 | 0 | 0 | 0 | 0 | 0 | 0 | 0 | 0 | 0 | 0 | 0 | 0 | 0 | 0 | 0 | 0 | 0 | 0 | 0 | 0 | 0 | 0 | 0 | 0 | 0 | 0 | 0 | 0 | 0
Commercial_Grocery_Existing_Space Heating_Natural Gas_Unit Heater_E9_Baseline Forecast | Commercial | Grocery | Existing | Space Heating | Natural Gas | Unit Heater | E9 |  | Baseline Forecast | 0 | 0 | 0 | 0 | 0 | 0 | 0 | 0 | 0 | 0 | 0 | 0 | 0 | 0 | 0 | 0 | 0 | 0 | 0 | 0 | 0 | 0 | 0 | 0 | 0 | 0 | 0 | 0 | 0 | 0 | 0
Commercial_Grocery_Existing_Space Heating_Natural Gas_Unit Heater_E10_Baseline Forecast | Commercial | Grocery | Existing | Space Heating | Natural Gas | Unit Heater | E10 |  | Baseline Forecast | 0 | 0 | 0 | 0 | 0 | 0 | 0 | 0 | 0 | 0 | 0 | 0 | 0 | 0 | 0 | 0 | 0 | 0 | 0 | 0 | 0 | 0 | 0 | 0 | 0 | 0 | 0 | 0 | 0 | 0 | 0
Commercial_Grocery_Existing_Water Heating_Natural Gas_Water Heater_E1_Baseline Forecast | Commercial | Grocery | Existing | Water Heating | Natural Gas | Water Heater | E1 | TE 0.80 | Baseline Forecast | 0 | 13416.1611 | 14578.7985 | 15560.9934 | 16382.1493 | 17086.3 | 17664.9665 | 178.7546 | 188.6851 | 199.4493 | 234.7089 | 245.7123 | 251.0141 | 222.5681 | 193.9473 | 188.1357 | 158.9866 | 134.8007 | 115.9927 | 110.6695 | 106.9152 | 77.4984 | 81.4203 | 124.0391 | 131.0354 | 136.7076 | 141.2758 | 147.3263 | 188.576 | 184.0467 | 176.7803
Commercial_Grocery_Existing_Water Heating_Natural Gas_Water Heater_E2_Baseline Forecast | Commercial | Grocery | Existing | Water Heating | Natural Gas | Water Heater | E2 | TE 0.90 | Baseline Forecast | 0 | 48174.5812 | 52364.7392 | 55909.9627 | 58885.718 | 61332.3951 | 63333.5925 | 640.4467 | 675.8547 | 714.126 | 840.1404 | 880.5941 | 897.196 | 796.8205 | 695.6291 | 675.8334 | 571.1531 | 484.3146 | 416.5712 | 397.5698 | 384.1596 | 278.5351 | 292.725 | 436.6836 | 460.973 | 480.5832 | 496.2969 | 517.2001 | 661.5677 | 645.2507 | 619.3682
Commercial_Grocery_Existing_Water Heating_Natural Gas_Water Heater_E3_Baseline Forecast | Commercial | Grocery | Existing | Water Heating | Natural Gas | Water Heater | E3 | TE 0.94 | Baseline Forecast | 0 | 0 | 0 | 0 | 0 | 0 | 0 | 0 | 0 | 0 | 0 | 0 | 0 | 0 | 0 | 0 | 0 | 0 | 0 | 0 | 0 | 0 | 0 | 0 | 0 | 0 | 0 | 0 | 0 | 0 | 0
Commercial_Grocery_Existing_Water Heating_Natural Gas_Water Heater_E4_Baseline Forecast | Commercial | Grocery | Existing | Water Heating | Natural Gas | Water Heater | E4 | Instantaneous TE 0.94 | Baseline Forecast | 0 | 0 | 0 | 0 | 0 | 0 | 0 | 82255.0893 | 83840.8 | 85031.0073 | 96034.4181 | 105518.871 | 103726.4755 | 102080.6794 | 100436.1434 | 110859.5433 | 94187.1577 | 80345.3648 | 68802.3396 | 66285.3334 | 64527.0782 | 47189.2464 | 50075.9794 | 53165.3686 | 55797.4928 | 57857.3449 | 59446.9153 | 61654.0574 | 78502.5297 | 76227.2917 | 73113.4186
Commercial_Grocery_Existing_Water Heating_Natural Gas_Water Heater_E5_Baseline Forecast | Commercial | Grocery | Existing | Water Heating | Natural Gas | Water Heater | E5 | Gas-Fired Absorption HPWH | Baseline Forecast | 0 | 0 | 0 | 0 | 0 | 0 | 0 | 0 | 0 | 0 | 0 | 0 | 0 | 0 | 0 | 0 | 0 | 0 | 0 | 0 | 0 | 0 | 0 | 0 | 0 | 0 | 0 | 0 | 0 | 0 | 0
Commercial_Grocery_Existing_Water Heating_Natural Gas_Water Heater_E6_Baseline Forecast | Commercial | Grocery | Existing | Water Heating | Natural Gas | Water Heater | E6 |  | Baseline Forecast | 0 | 0 | 0 | 0 | 0 | 0 | 0 | 0 | 0 | 0 | 0 | 0 | 0 | 0 | 0 | 0 | 0 | 0 | 0 | 0 | 0 | 0 | 0 | 0 | 0 | 0 | 0 | 0 | 0 | 0 | 0
Commercial_Grocery_Existing_Water Heating_Natural Gas_Water Heater_E7_Baseline Forecast | Commercial | Grocery | Existing | Water Heating | Natural Gas | Water Heater | E7 |  | Baseline Forecast | 0 | 0 | 0 | 0 | 0 | 0 | 0 | 0 | 0 | 0 | 0 | 0 | 0 | 0 | 0 | 0 | 0 | 0 | 0 | 0 | 0 | 0 | 0 | 0 | 0 | 0 | 0 | 0 | 0 | 0 | 0
Commercial_Grocery_Existing_Water Heating_Natural Gas_Water Heater_E8_Baseline Forecast | Commercial | Grocery | Existing | Water Heating | Natural Gas | Water Heater | E8 |  | Baseline Forecast | 0 | 0 | 0 | 0 | 0 | 0 | 0 | 0 | 0 | 0 | 0 | 0 | 0 | 0 | 0 | 0 | 0 | 0 | 0 | 0 | 0 | 0 | 0 | 0 | 0 | 0 | 0 | 0 | 0 | 0 | 0
Commercial_Grocery_Existing_Water Heating_Natural Gas_Water Heater_E9_Baseline Forecast | Commercial | Grocery | Existing | Water Heating | Natural Gas | Water Heater | E9 |  | Baseline Forecast | 0 | 0 | 0 | 0 | 0 | 0 | 0 | 0 | 0 | 0 | 0 | 0 | 0 | 0 | 0 | 0 | 0 | 0 | 0 | 0 | 0 | 0 | 0 | 0 | 0 | 0 | 0 | 0 | 0 | 0 | 0
Commercial_Grocery_Existing_Water Heating_Natural Gas_Water Heater_E10_Baseline Forecast | Commercial | Grocery | Existing | Water Heating | Natural Gas | Water Heater | E10 |  | Baseline Forecast | 0 | 0 | 0 | 0 | 0 | 0 | 0 | 0 | 0 | 0 | 0 | 0 | 0 | 0 | 0 | 0 | 0 | 0 | 0 | 0 | 0 | 0 | 0 | 0 | 0 | 0 | 0 | 0 | 0 | 0 | 0
Commercial_Grocery_Existing_Food Preparation_Natural Gas_Oven_E1_Baseline Forecast | Commercial | Grocery | Existing | Food Preparation | Natural Gas | Oven | E1 | Standard | Baseline Forecast | 0 | 11444.1677 | 14569.1588 | 16900.8689 | 18605.9031 | 19937.8247 | 20889.0738 | 21515.7735 | 21889.3428 | 22094.4111 | 18874.645 | 16845.2611 | 15793.6214 | 15122.2106 | 14802.8175 | 14716.4761 | 17175.9673 | 17601.1239 | 17879.9378 | 17540.0265 | 16916.2732 | 16181.7771 | 15445.8012 | 15408.4758 | 14827.4881 | 14004.5207 | 13636.0453 | 13541.4859 | 13534.131 | 13517.5082 | 13449.8239
Commercial_Grocery_Existing_Food Preparation_Natural Gas_Oven_E2_Baseline Forecast | Commercial | Grocery | Existing | Food Preparation | Natural Gas | Oven | E2 | ENERGY STAR (EF ≥ 44%) Convection Oven utilizing ASTM Std F1496 | Baseline Forecast | 0 | 16497.8584 | 21028.9825 | 24425.8349 | 26943.6384 | 28659.4334 | 29839.8658 | 30631.8307 | 31122.972 | 31353.265 | 26911.1 | 24124.2452 | 22334.32 | 21503.7196 | 21201.7085 | 21219.2632 | 24771.8753 | 25398.1721 | 25741.4539 | 25291.8067 | 24418.8921 | 23393.0874 | 22370.5275 | 20797.3696 | 19984.5817 | 18850.0006 | 18330.6908 | 18181.5214 | 18150.5354 | 18107.9149 | 17997.6562
Commercial_Grocery_Existing_Food Preparation_Natural Gas_Oven_E3_Baseline Forecast | Commercial | Grocery | Existing | Food Preparation | Natural Gas | Oven | E3 |  | Baseline Forecast | 0 | 0 | 0 | 0 | 0 | 0 | 0 | 0 | 0 | 0 | 0 | 0 | 0 | 0 | 0 | 0 | 0 | 0 | 0 | 0 | 0 | 0 | 0 | 0 | 0 | 0 | 0 | 0 | 0 | 0 | 0
Commercial_Grocery_Existing_Food Preparation_Natural Gas_Oven_E4_Baseline Forecast | Commercial | Grocery | Existing | Food Preparation | Natural Gas | Oven | E4 |  | Baseline Forecast | 0 | 0 | 0 | 0 | 0 | 0 | 0 | 0 | 0 | 0 | 0 | 0 | 0 | 0 | 0 | 0 | 0 | 0 | 0 | 0 | 0 | 0 | 0 | 0 | 0 | 0 | 0 | 0 | 0 | 0 | 0
Commercial_Grocery_Existing_Food Preparation_Natural Gas_Oven_E5_Baseline Forecast | Commercial | Grocery | Existing | Food Preparation | Natural Gas | Oven | E5 |  | Baseline Forecast | 0 | 0 | 0 | 0 | 0 | 0 | 0 | 0 | 0 | 0 | 0 | 0 | 0 | 0 | 0 | 0 | 0 | 0 | 0 | 0 | 0 | 0 | 0 | 0 | 0 | 0 | 0 | 0 | 0 | 0 | 0
Commercial_Grocery_Existing_Food Preparation_Natural Gas_Oven_E6_Baseline Forecast | Commercial | Grocery | Existing | Food Preparation | Natural Gas | Oven | E6 |  | Baseline Forecast | 0 | 0 | 0 | 0 | 0 | 0 | 0 | 0 | 0 | 0 | 0 | 0 | 0 | 0 | 0 | 0 | 0 | 0 | 0 | 0 | 0 | 0 | 0 | 0 | 0 | 0 | 0 | 0 | 0 | 0 | 0
Commercial_Grocery_Existing_Food Preparation_Natural Gas_Oven_E7_Baseline Forecast | Commercial | Grocery | Existing | Food Preparation | Natural Gas | Oven | E7 |  | Baseline Forecast | 0 | 0 | 0 | 0 | 0 | 0 | 0 | 0 | 0 | 0 | 0 | 0 | 0 | 0 | 0 | 0 | 0 | 0 | 0 | 0 | 0 | 0 | 0 | 0 | 0 | 0 | 0 | 0 | 0 | 0 | 0
Commercial_Grocery_Existing_Food Preparation_Natural Gas_Oven_E8_Baseline Forecast | Commercial | Grocery | Existing | Food Preparation | Natural Gas | Oven | E8 |  | Baseline Forecast | 0 | 0 | 0 | 0 | 0 | 0 | 0 | 0 | 0 | 0 | 0 | 0 | 0 | 0 | 0 | 0 | 0 | 0 | 0 | 0 | 0 | 0 | 0 | 0 | 0 | 0 | 0 | 0 | 0 | 0 | 0
Commercial_Grocery_Existing_Food Preparation_Natural Gas_Oven_E9_Baseline Forecast | Commercial | Grocery | Existing | Food Preparation | Natural Gas | Oven | E9 |  | Baseline Forecast | 0 | 0 | 0 | 0 | 0 | 0 | 0 | 0 | 0 | 0 | 0 | 0 | 0 | 0 | 0 | 0 | 0 | 0 | 0 | 0 | 0 | 0 | 0 | 0 | 0 | 0 | 0 | 0 | 0 | 0 | 0
Commercial_Grocery_Existing_Food Preparation_Natural Gas_Oven_E10_Baseline Forecast | Commercial | Grocery | Existing | Food Preparation | Natural Gas | Oven | E10 |  | Baseline Forecast | 0 | 0 | 0 | 0 | 0 | 0 | 0 | 0 | 0 | 0 | 0 | 0 | 0 | 0 | 0 | 0 | 0 | 0 | 0 | 0 | 0 | 0 | 0 | 0 | 0 | 0 | 0 | 0 | 0 | 0 | 0
Commercial_Grocery_Existing_Food Preparation_Natural Gas_Conveyor Oven_E1_Baseline Forecast | Commercial | Grocery | Existing | Food Preparation | Natural Gas | Conveyor Oven | E1 | Standard | Baseline Forecast | 0 | 0 | 0 | 0 | 0 | 528.6209 | 1451.0828 | 2658.6733 | 4065.1339 | 5621.2809 | 6792.5953 | 7664.9241 | 8362.1762 | 8821.9481 | 9133.771 | 9338.1966 | 9452.7059 | 7410.6163 | 5817.1569 | 4558.1478 | 3572.4094 | 2876.3643 | 2464.7486 | 2416.1351 | 2515.8059 | 2831.6151 | 3354.3761 | 3971.8004 | 4610.4596 | 5224.2827 | 5788.5594
Commercial_Grocery_Existing_Food Preparation_Natural Gas_Conveyor Oven_E2_Baseline Forecast | Commercial | Grocery | Existing | Food Preparation | Natural Gas | Conveyor Oven | E2 | ENERGY STAR (EF ≥ 44%) Convection Oven utilizing ASTM Std F1496 | Baseline Forecast | 0 | 0 | 0 | 0 | 0 | 760.0208 | 2084.9502 | 3826.4112 | 5870.6096 | 8111.3527 | 9797.9398 | 11049.7229 | 11903.6211 | 12548.0808 | 12992.3426 | 13273.2471 | 13433.9453 | 10532.5183 | 8250.2606 | 6470.7076 | 5074.2132 | 4089.131 | 3508.0742 | 3205.3359 | 3329.7211 | 3739.2078 | 4419.8013 | 5222.1471 | 6049.1817 | 6840.4566 | 7558.4455
Commercial_Grocery_Existing_Food Preparation_Natural Gas_Conveyor Oven_E3_Baseline Forecast | Commercial | Grocery | Existing | Food Preparation | Natural Gas | Conveyor Oven | E3 |  | Baseline Forecast | 0 | 0 | 0 | 0 | 0 | 0 | 0 | 0 | 0 | 0 | 0 | 0 | 0 | 0 | 0 | 0 | 0 | 0 | 0 | 0 | 0 | 0 | 0 | 0 | 0 | 0 | 0 | 0 | 0 | 0 | 0
Commercial_Grocery_Existing_Food Preparation_Natural Gas_Conveyor Oven_E4_Baseline Forecast | Commercial | Grocery | Existing | Food Preparation | Natural Gas | Conveyor Oven | E4 |  | Baseline Forecast | 0 | 0 | 0 | 0 | 0 | 0 | 0 | 0 | 0 | 0 | 0 | 0 | 0 | 0 | 0 | 0 | 0 | 0 | 0 | 0 | 0 | 0 | 0 | 0 | 0 | 0 | 0 | 0 | 0 | 0 | 0
Commercial_Grocery_Existing_Food Preparation_Natural Gas_Conveyor Oven_E5_Baseline Forecast | Commercial | Grocery | Existing | Food Preparation | Natural Gas | Conveyor Oven | E5 |  | Baseline Forecast | 0 | 0 | 0 | 0 | 0 | 0 | 0 | 0 | 0 | 0 | 0 | 0 | 0 | 0 | 0 | 0 | 0 | 0 | 0 | 0 | 0 | 0 | 0 | 0 | 0 | 0 | 0 | 0 | 0 | 0 | 0
Commercial_Grocery_Existing_Food Preparation_Natural Gas_Conveyor Oven_E6_Baseline Forecast | Commercial | Grocery | Existing | Food Preparation | Natural Gas | Conveyor Oven | E6 |  | Baseline Forecast | 0 | 0 | 0 | 0 | 0 | 0 | 0 | 0 | 0 | 0 | 0 | 0 | 0 | 0 | 0 | 0 | 0 | 0 | 0 | 0 | 0 | 0 | 0 | 0 | 0 | 0 | 0 | 0 | 0 | 0 | 0
Commercial_Grocery_Existing_Food Preparation_Natural Gas_Conveyor Oven_E7_Baseline Forecast | Commercial | Grocery | Existing | Food Preparation | Natural Gas | Conveyor Oven | E7 |  | Baseline Forecast | 0 | 0 | 0 | 0 | 0 | 0 | 0 | 0 | 0 | 0 | 0 | 0 | 0 | 0 | 0 | 0 | 0 | 0 | 0 | 0 | 0 | 0 | 0 | 0 | 0 | 0 | 0 | 0 | 0 | 0 | 0
Commercial_Grocery_Existing_Food Preparation_Natural Gas_Conveyor Oven_E8_Baseline Forecast | Commercial | Grocery | Existing | Food Preparation | Natural Gas | Conveyor Oven | E8 |  | Baseline Forecast | 0 | 0 | 0 | 0 | 0 | 0 | 0 | 0 | 0 | 0 | 0 | 0 | 0 | 0 | 0 | 0 | 0 | 0 | 0 | 0 | 0 | 0 | 0 | 0 | 0 | 0 | 0 | 0 | 0 | 0 | 0
Commercial_Grocery_Existing_Food Preparation_Natural Gas_Conveyor Oven_E9_Baseline Forecast | Commercial | Grocery | Existing | Food Preparation | Natural Gas | Conveyor Oven | E9 |  | Baseline Forecast | 0 | 0 | 0 | 0 | 0 | 0 | 0 | 0 | 0 | 0 | 0 | 0 | 0 | 0 | 0 | 0 | 0 | 0 | 0 | 0 | 0 | 0 | 0 | 0 | 0 | 0 | 0 | 0 | 0 | 0 | 0
Commercial_Grocery_Existing_Food Preparation_Natural Gas_Conveyor Oven_E10_Baseline Forecast | Commercial | Grocery | Existing | Food Preparation | Natural Gas | Conveyor Oven | E10 |  | Baseline Forecast | 0 | 0 | 0 | 0 | 0 | 0 | 0 | 0 | 0 | 0 | 0 | 0 | 0 | 0 | 0 | 0 | 0 | 0 | 0 | 0 | 0 | 0 | 0 | 0 | 0 | 0 | 0 | 0 | 0 | 0 | 0
Commercial_Grocery_Existing_Food Preparation_Natural Gas_Double Rack Oven_E1_Baseline Forecast | Commercial | Grocery | Existing | Food Preparation | Natural Gas | Double Rack Oven | E1 | Standard | Baseline Forecast | 0 | 3174.7552 | 4313.8658 | 5284.3518 | 6095.0831 | 6834.5325 | 7459.944 | 7964.7264 | 8361.832 | 8616.9089 | 7452.983 | 6446.436 | 6206.9708 | 6011.2397 | 5990.7259 | 6057.6749 | 6166.9393 | 6905.4675 | 7170.5836 | 7347.415 | 7481.4659 | 7358.3795 | 7062.9334 | 7503.32 | 7198.0822 | 6927.8252 | 6421.0499 | 6057.9764 | 6028.4666 | 6080.167 | 6175.646
Commercial_Grocery_Existing_Food Preparation_Natural Gas_Double Rack Oven_E2_Baseline Forecast | Commercial | Grocery | Existing | Food Preparation | Natural Gas | Double Rack Oven | E2 | FTSC Qualified (>50% Cooking Efficiency) | Baseline Forecast | 0 | 4586.9187 | 6250.6348 | 7645.6579 | 8821.0047 | 9738.5978 | 10485.0632 | 11105.1786 | 11619.2278 | 12090.4868 | 10585.4596 | 9267.0517 | 8724.2261 | 8579.0778 | 8557.4833 | 8641.7066 | 8799.7079 | 9861.5198 | 10188.0875 | 10471.6232 | 10684.649 | 10539.0272 | 10152.6949 | 8966.4662 | 8557.4169 | 8195.6339 | 7560.2925 | 7100.3281 | 7034.508 | 7064.2121 | 7144.7783
Commercial_Grocery_Existing_Food Preparation_Natural Gas_Double Rack Oven_E3_Baseline Forecast | Commercial | Grocery | Existing | Food Preparation | Natural Gas | Double Rack Oven | E3 |  | Baseline Forecast | 0 | 0 | 0 | 0 | 0 | 0 | 0 | 0 | 0 | 0 | 0 | 0 | 0 | 0 | 0 | 0 | 0 | 0 | 0 | 0 | 0 | 0 | 0 | 0 | 0 | 0 | 0 | 0 | 0 | 0 | 0
Commercial_Grocery_Existing_Food Preparation_Natural Gas_Double Rack Oven_E4_Baseline Forecast | Commercial | Grocery | Existing | Food Preparation | Natural Gas | Double Rack Oven | E4 |  | Baseline Forecast | 0 | 0 | 0 | 0 | 0 | 0 | 0 | 0 | 0 | 0 | 0 | 0 | 0 | 0 | 0 | 0 | 0 | 0 | 0 | 0 | 0 | 0 | 0 | 0 | 0 | 0 | 0 | 0 | 0 | 0 | 0
Commercial_Grocery_Existing_Food Preparation_Natural Gas_Double Rack Oven_E5_Baseline Forecast | Commercial | Grocery | Existing | Food Preparation | Natural Gas | Double Rack Oven | E5 |  | Baseline Forecast | 0 | 0 | 0 | 0 | 0 | 0 | 0 | 0 | 0 | 0 | 0 | 0 | 0 | 0 | 0 | 0 | 0 | 0 | 0 | 0 | 0 | 0 | 0 | 0 | 0 | 0 | 0 | 0 | 0 | 0 | 0
Commercial_Grocery_Existing_Food Preparation_Natural Gas_Double Rack Oven_E6_Baseline Forecast | Commercial | Grocery | Existing | Food Preparation | Natural Gas | Double Rack Oven | E6 |  | Baseline Forecast | 0 | 0 | 0 | 0 | 0 | 0 | 0 | 0 | 0 | 0 | 0 | 0 | 0 | 0 | 0 | 0 | 0 | 0 | 0 | 0 | 0 | 0 | 0 | 0 | 0 | 0 | 0 | 0 | 0 | 0 | 0
Commercial_Grocery_Existing_Food Preparation_Natural Gas_Double Rack Oven_E7_Baseline Forecast | Commercial | Grocery | Existing | Food Preparation | Natural Gas | Double Rack Oven | E7 |  | Baseline Forecast | 0 | 0 | 0 | 0 | 0 | 0 | 0 | 0 | 0 | 0 | 0 | 0 | 0 | 0 | 0 | 0 | 0 | 0 | 0 | 0 | 0 | 0 | 0 | 0 | 0 | 0 | 0 | 0 | 0 | 0 | 0
Commercial_Grocery_Existing_Food Preparation_Natural Gas_Double Rack Oven_E8_Baseline Forecast | Commercial | Grocery | Existing | Food Preparation | Natural Gas | Double Rack Oven | E8 |  | Baseline Forecast | 0 | 0 | 0 | 0 | 0 | 0 | 0 | 0 | 0 | 0 | 0 | 0 | 0 | 0 | 0 | 0 | 0 | 0 | 0 | 0 | 0 | 0 | 0 | 0 | 0 | 0 | 0 | 0 | 0 | 0 | 0
Commercial_Grocery_Existing_Food Preparation_Natural Gas_Double Rack Oven_E9_Baseline Forecast | Commercial | Grocery | Existing | Food Preparation | Natural Gas | Double Rack Oven | E9 |  | Baseline Forecast | 0 | 0 | 0 | 0 | 0 | 0 | 0 | 0 | 0 | 0 | 0 | 0 | 0 | 0 | 0 | 0 | 0 | 0 | 0 | 0 | 0 | 0 | 0 | 0 | 0 | 0 | 0 | 0 | 0 | 0 | 0
Commercial_Grocery_Existing_Food Preparation_Natural Gas_Double Rack Oven_E10_Baseline Forecast | Commercial | Grocery | Existing | Food Preparation | Natural Gas | Double Rack Oven | E10 |  | Baseline Forecast | 0 | 0 | 0 | 0 | 0 | 0 | 0 | 0 | 0 | 0 | 0 | 0 | 0 | 0 | 0 | 0 | 0 | 0 | 0 | 0 | 0 | 0 | 0 | 0 | 0 | 0 | 0 | 0 | 0 | 0 | 0
Commercial_Grocery_Existing_Food Preparation_Natural Gas_Fryer_E1_Baseline Forecast | Commercial | Grocery | Existing | Food Preparation | Natural Gas | Fryer | E1 | Standard | Baseline Forecast | 0 | 33315.8914 | 36185.3389 | 0 | 0 | 0 | 0 | 0 | 0 | 0 | 0 | 0 | 0 | 0 | 0 | 0 | 0 | 0 | 0 | 0 | 0 | 0 | 0 | 0 | 0 | 0 | 0 | 0 | 0 | 0 | 0
Commercial_Grocery_Existing_Food Preparation_Natural Gas_Fryer_E2_Baseline Forecast | Commercial | Grocery | Existing | Food Preparation | Natural Gas | Fryer | E2 | ENERGY STAR | Baseline Forecast | 0 | 11746.6561 | 12793.5537 | 52291.3548 | 55069.3453 | 57374.6321 | 59262.1761 | 60780.8744 | 61974.2231 | 70548.4185 | 77880.5466 | 84112.2399 | 82152.9581 | 80263.0842 | 87522.2994 | 84766.6174 | 82175.7111 | 81038.9687 | 80892.52 | 81390.0731 | 81047.6775 | 80102.1101 | 81824.9146 | 82255.8655 | 81751.2228 | 79349.4944 | 77281.525 | 77433.6255 | 75373.025 | 73501.2137 | 72504.8617
Commercial_Grocery_Existing_Food Preparation_Natural Gas_Fryer_E3_Baseline Forecast | Commercial | Grocery | Existing | Food Preparation | Natural Gas | Fryer | E3 |  | Baseline Forecast | 0 | 0 | 0 | 0 | 0 | 0 | 0 | 0 | 0 | 0 | 0 | 0 | 0 | 0 | 0 | 0 | 0 | 0 | 0 | 0 | 0 | 0 | 0 | 0 | 0 | 0 | 0 | 0 | 0 | 0 | 0
Commercial_Grocery_Existing_Food Preparation_Natural Gas_Fryer_E4_Baseline Forecast | Commercial | Grocery | Existing | Food Preparation | Natural Gas | Fryer | E4 |  | Baseline Forecast | 0 | 0 | 0 | 0 | 0 | 0 | 0 | 0 | 0 | 0 | 0 | 0 | 0 | 0 | 0 | 0 | 0 | 0 | 0 | 0 | 0 | 0 | 0 | 0 | 0 | 0 | 0 | 0 | 0 | 0 | 0
Commercial_Grocery_Existing_Food Preparation_Natural Gas_Fryer_E5_Baseline Forecast | Commercial | Grocery | Existing | Food Preparation | Natural Gas | Fryer | E5 |  | Baseline Forecast | 0 | 0 | 0 | 0 | 0 | 0 | 0 | 0 | 0 | 0 | 0 | 0 | 0 | 0 | 0 | 0 | 0 | 0 | 0 | 0 | 0 | 0 | 0 | 0 | 0 | 0 | 0 | 0 | 0 | 0 | 0
Commercial_Grocery_Existing_Food Preparation_Natural Gas_Fryer_E6_Baseline Forecast | Commercial | Grocery | Existing | Food Preparation | Natural Gas | Fryer | E6 |  | Baseline Forecast | 0 | 0 | 0 | 0 | 0 | 0 | 0 | 0 | 0 | 0 | 0 | 0 | 0 | 0 | 0 | 0 | 0 | 0 | 0 | 0 | 0 | 0 | 0 | 0 | 0 | 0 | 0 | 0 | 0 | 0 | 0
Commercial_Grocery_Existing_Food Preparation_Natural Gas_Fryer_E7_Baseline Forecast | Commercial | Grocery | Existing | Food Preparation | Natural Gas | Fryer | E7 |  | Baseline Forecast | 0 | 0 | 0 | 0 | 0 | 0 | 0 | 0 | 0 | 0 | 0 | 0 | 0 | 0 | 0 | 0 | 0 | 0 | 0 | 0 | 0 | 0 | 0 | 0 | 0 | 0 | 0 | 0 | 0 | 0 | 0
Commercial_Grocery_Existing_Food Preparation_Natural Gas_Fryer_E8_Baseline Forecast | Commercial | Grocery | Existing | Food Preparation | Natural Gas | Fryer | E8 |  | Baseline Forecast | 0 | 0 | 0 | 0 | 0 | 0 | 0 | 0 | 0 | 0 | 0 | 0 | 0 | 0 | 0 | 0 | 0 | 0 | 0 | 0 | 0 | 0 | 0 | 0 | 0 | 0 | 0 | 0 | 0 | 0 | 0
Commercial_Grocery_Existing_Food Preparation_Natural Gas_Fryer_E9_Baseline Forecast | Commercial | Grocery | Existing | Food Preparation | Natural Gas | Fryer | E9 |  | Baseline Forecast | 0 | 0 | 0 | 0 | 0 | 0 | 0 | 0 | 0 | 0 | 0 | 0 | 0 | 0 | 0 | 0 | 0 | 0 | 0 | 0 | 0 | 0 | 0 | 0 | 0 | 0 | 0 | 0 | 0 | 0 | 0
Commercial_Grocery_Existing_Food Preparation_Natural Gas_Fryer_E10_Baseline Forecast | Commercial | Grocery | Existing | Food Preparation | Natural Gas | Fryer | E10 |  | Baseline Forecast | 0 | 0 | 0 | 0 | 0 | 0 | 0 | 0 | 0 | 0 | 0 | 0 | 0 | 0 | 0 | 0 | 0 | 0 | 0 | 0 | 0 | 0 | 0 | 0 | 0 | 0 | 0 | 0 | 0 | 0 | 0
Commercial_Grocery_Existing_Food Preparation_Natural Gas_Broiler_E1_Baseline Forecast | Commercial | Grocery | Existing | Food Preparation | Natural Gas | Broiler | E1 | Standard | Baseline Forecast | 0 | 2264.5872 | 2526.0195 | 2744.6817 | 2923.4575 | 3078.5531 | 3203.9261 | 3300.675 | 3372.6363 | 3416.7633 | 2969.0167 | 2579.9244 | 2622.5081 | 2651.5209 | 2689.8891 | 2727.8166 | 2760.9886 | 3219.2898 | 3210.2638 | 3189.3874 | 3163.7397 | 3057.2606 | 2898.5246 | 2867.9298 | 2760.9926 | 2674.7051 | 2512.4284 | 2395.942 | 2457.1502 | 2501.6048 | 2531.3142
Commercial_Grocery_Existing_Food Preparation_Natural Gas_Broiler_E2_Baseline Forecast | Commercial | Grocery | Existing | Food Preparation | Natural Gas | Broiler | E2 | Infrared Burners | Baseline Forecast | 0 | 798.217 | 892.4103 | 968.5298 | 1031.8341 | 1073.2036 | 1104.8484 | 1131.0368 | 1152.6017 | 1176.652 | 1032.3583 | 905.7179 | 904.3703 | 925.5031 | 939.5659 | 951.815 | 963.5749 | 1124.2447 | 1116.5659 | 1112.0279 | 1104.8915 | 1070.142 | 1017.5188 | 873.2942 | 837.5118 | 808.3767 | 756.678 | 719.165 | 735.1295 | 746.0474 | 752.5555
Commercial_Grocery_Existing_Food Preparation_Natural Gas_Broiler_E3_Baseline Forecast | Commercial | Grocery | Existing | Food Preparation | Natural Gas | Broiler | E3 |  | Baseline Forecast | 0 | 0 | 0 | 0 | 0 | 0 | 0 | 0 | 0 | 0 | 0 | 0 | 0 | 0 | 0 | 0 | 0 | 0 | 0 | 0 | 0 | 0 | 0 | 0 | 0 | 0 | 0 | 0 | 0 | 0 | 0
Commercial_Grocery_Existing_Food Preparation_Natural Gas_Broiler_E4_Baseline Forecast | Commercial | Grocery | Existing | Food Preparation | Natural Gas | Broiler | E4 |  | Baseline Forecast | 0 | 0 | 0 | 0 | 0 | 0 | 0 | 0 | 0 | 0 | 0 | 0 | 0 | 0 | 0 | 0 | 0 | 0 | 0 | 0 | 0 | 0 | 0 | 0 | 0 | 0 | 0 | 0 | 0 | 0 | 0
Commercial_Grocery_Existing_Food Preparation_Natural Gas_Broiler_E5_Baseline Forecast | Commercial | Grocery | Existing | Food Preparation | Natural Gas | Broiler | E5 |  | Baseline Forecast | 0 | 0 | 0 | 0 | 0 | 0 | 0 | 0 | 0 | 0 | 0 | 0 | 0 | 0 | 0 | 0 | 0 | 0 | 0 | 0 | 0 | 0 | 0 | 0 | 0 | 0 | 0 | 0 | 0 | 0 | 0
Commercial_Grocery_Existing_Food Preparation_Natural Gas_Broiler_E6_Baseline Forecast | Commercial | Grocery | Existing | Food Preparation | Natural Gas | Broiler | E6 |  | Baseline Forecast | 0 | 0 | 0 | 0 | 0 | 0 | 0 | 0 | 0 | 0 | 0 | 0 | 0 | 0 | 0 | 0 | 0 | 0 | 0 | 0 | 0 | 0 | 0 | 0 | 0 | 0 | 0 | 0 | 0 | 0 | 0
Commercial_Grocery_Existing_Food Preparation_Natural Gas_Broiler_E7_Baseline Forecast | Commercial | Grocery | Existing | Food Preparation | Natural Gas | Broiler | E7 |  | Baseline Forecast | 0 | 0 | 0 | 0 | 0 | 0 | 0 | 0 | 0 | 0 | 0 | 0 | 0 | 0 | 0 | 0 | 0 | 0 | 0 | 0 | 0 | 0 | 0 | 0 | 0 | 0 | 0 | 0 | 0 | 0 | 0
Commercial_Grocery_Existing_Food Preparation_Natural Gas_Broiler_E8_Baseline Forecast | Commercial | Grocery | Existing | Food Preparation | Natural Gas | Broiler | E8 |  | Baseline Forecast | 0 | 0 | 0 | 0 | 0 | 0 | 0 | 0 | 0 | 0 | 0 | 0 | 0 | 0 | 0 | 0 | 0 | 0 | 0 | 0 | 0 | 0 | 0 | 0 | 0 | 0 | 0 | 0 | 0 | 0 | 0
Commercial_Grocery_Existing_Food Preparation_Natural Gas_Broiler_E9_Baseline Forecast | Commercial | Grocery | Existing | Food Preparation | Natural Gas | Broiler | E9 |  | Baseline Forecast | 0 | 0 | 0 | 0 | 0 | 0 | 0 | 0 | 0 | 0 | 0 | 0 | 0 | 0 | 0 | 0 | 0 | 0 | 0 | 0 | 0 | 0 | 0 | 0 | 0 | 0 | 0 | 0 | 0 | 0 | 0
Commercial_Grocery_Existing_Food Preparation_Natural Gas_Broiler_E10_Baseline Forecast | Commercial | Grocery | Existing | Food Preparation | Natural Gas | Broiler | E10 |  | Baseline Forecast | 0 | 0 | 0 | 0 | 0 | 0 | 0 | 0 | 0 | 0 | 0 | 0 | 0 | 0 | 0 | 0 | 0 | 0 | 0 | 0 | 0 | 0 | 0 | 0 | 0 | 0 | 0 | 0 | 0 | 0 | 0
Commercial_Grocery_Existing_Food Preparation_Natural Gas_Griddle_E1_Baseline Forecast | Commercial | Grocery | Existing | Food Preparation | Natural Gas | Griddle | E1 | Standard | Baseline Forecast | 0 | 4845.9031 | 5407.699 | 5874.5007 | 6257.3915 | 6573.9278 | 6827.82 | 7025.8142 | 7175.4706 | 7279.5745 | 6336.9672 | 5516.4638 | 5588.7943 | 5663.3865 | 5746.1089 | 5825.9795 | 5897.0403 | 6876.7339 | 6852.2479 | 6810.8175 | 6758.1261 | 6533.4812 | 6197.6478 | 5984.7188 | 5758.1996 | 5575.1573 | 5234.1512 | 4988.9579 | 5113.9229 | 5203.9912 | 5263.3802
Commercial_Grocery_Existing_Food Preparation_Natural Gas_Griddle_E2_Baseline Forecast | Commercial | Grocery | Existing | Food Preparation | Natural Gas | Griddle | E2 | ENERGY STAR | Baseline Forecast | 0 | 1980.8447 | 2211.7102 | 2401.9535 | 2558.6398 | 2680.0087 | 2776.0967 | 2852.1201 | 2910.9262 | 2958.784 | 2581.7807 | 2252.7565 | 2272.3381 | 2309.5166 | 2343.6585 | 2375.6276 | 2404.7164 | 2804.6602 | 2791.9123 | 2776.696 | 2756.3143 | 2666.1718 | 2530.9025 | 2354.1729 | 2262.5815 | 2188.356 | 2052.4279 | 1954.3688 | 2001.4156 | 2034.7679 | 2056.1051
Commercial_Grocery_Existing_Food Preparation_Natural Gas_Griddle_E3_Baseline Forecast | Commercial | Grocery | Existing | Food Preparation | Natural Gas | Griddle | E3 |  | Baseline Forecast | 0 | 0 | 0 | 0 | 0 | 0 | 0 | 0 | 0 | 0 | 0 | 0 | 0 | 0 | 0 | 0 | 0 | 0 | 0 | 0 | 0 | 0 | 0 | 0 | 0 | 0 | 0 | 0 | 0 | 0 | 0
Commercial_Grocery_Existing_Food Preparation_Natural Gas_Griddle_E4_Baseline Forecast | Commercial | Grocery | Existing | Food Preparation | Natural Gas | Griddle | E4 |  | Baseline Forecast | 0 | 0 | 0 | 0 | 0 | 0 | 0 | 0 | 0 | 0 | 0 | 0 | 0 | 0 | 0 | 0 | 0 | 0 | 0 | 0 | 0 | 0 | 0 | 0 | 0 | 0 | 0 | 0 | 0 | 0 | 0
Commercial_Grocery_Existing_Food Preparation_Natural Gas_Griddle_E5_Baseline Forecast | Commercial | Grocery | Existing | Food Preparation | Natural Gas | Griddle | E5 |  | Baseline Forecast | 0 | 0 | 0 | 0 | 0 | 0 | 0 | 0 | 0 | 0 | 0 | 0 | 0 | 0 | 0 | 0 | 0 | 0 | 0 | 0 | 0 | 0 | 0 | 0 | 0 | 0 | 0 | 0 | 0 | 0 | 0
Commercial_Grocery_Existing_Food Preparation_Natural Gas_Griddle_E6_Baseline Forecast | Commercial | Grocery | Existing | Food Preparation | Natural Gas | Griddle | E6 |  | Baseline Forecast | 0 | 0 | 0 | 0 | 0 | 0 | 0 | 0 | 0 | 0 | 0 | 0 | 0 | 0 | 0 | 0 | 0 | 0 | 0 | 0 | 0 | 0 | 0 | 0 | 0 | 0 | 0 | 0 | 0 | 0 | 0
Commercial_Grocery_Existing_Food Preparation_Natural Gas_Griddle_E7_Baseline Forecast | Commercial | Grocery | Existing | Food Preparation | Natural Gas | Griddle | E7 |  | Baseline Forecast | 0 | 0 | 0 | 0 | 0 | 0 | 0 | 0 | 0 | 0 | 0 | 0 | 0 | 0 | 0 | 0 | 0 | 0 | 0 | 0 | 0 | 0 | 0 | 0 | 0 | 0 | 0 | 0 | 0 | 0 | 0
Commercial_Grocery_Existing_Food Preparation_Natural Gas_Griddle_E8_Baseline Forecast | Commercial | Grocery | Existing | Food Preparation | Natural Gas | Griddle | E8 |  | Baseline Forecast | 0 | 0 | 0 | 0 | 0 | 0 | 0 | 0 | 0 | 0 | 0 | 0 | 0 | 0 | 0 | 0 | 0 | 0 | 0 | 0 | 0 | 0 | 0 | 0 | 0 | 0 | 0 | 0 | 0 | 0 | 0
Commercial_Grocery_Existing_Food Preparation_Natural Gas_Griddle_E9_Baseline Forecast | Commercial | Grocery | Existing | Food Preparation | Natural Gas | Griddle | E9 |  | Baseline Forecast | 0 | 0 | 0 | 0 | 0 | 0 | 0 | 0 | 0 | 0 | 0 | 0 | 0 | 0 | 0 | 0 | 0 | 0 | 0 | 0 | 0 | 0 | 0 | 0 | 0 | 0 | 0 | 0 | 0 | 0 | 0
Commercial_Grocery_Existing_Food Preparation_Natural Gas_Griddle_E10_Baseline Forecast | Commercial | Grocery | Existing | Food Preparation | Natural Gas | Griddle | E10 |  | Baseline Forecast | 0 | 0 | 0 | 0 | 0 | 0 | 0 | 0 | 0 | 0 | 0 | 0 | 0 | 0 | 0 | 0 | 0 | 0 | 0 | 0 | 0 | 0 | 0 | 0 | 0 | 0 | 0 | 0 | 0 | 0 | 0
Commercial_Grocery_Existing_Food Preparation_Natural Gas_Range_E1_Baseline Forecast | Commercial | Grocery | Existing | Food Preparation | Natural Gas | Range | E1 | Standard | Baseline Forecast | 0 | 12632.61 | 16083.0356 | 18657.6446 | 20543.1148 | 21987.9179 | 23013.4424 | 23691.4786 | 24097.1722 | 24315.2158 | 21194.8312 | 19269.9298 | 18335.8254 | 17784.716 | 17562.0207 | 20034.3239 | 20364.9182 | 20528.0889 | 20587.9326 | 19989.7754 | 19136.1069 | 18231.6562 | 17390.365 | 17287.3228 | 16486.5637 | 16160.4562 | 16098.8429 | 16166.2151 | 16186.8937 | 16610.0512 | 16347.8111
Commercial_Grocery_Existing_Food Preparation_Natural Gas_Range_E2_Baseline Forecast | Commercial | Grocery | Existing | Food Preparation | Natural Gas | Range | E2 | High Efficiency | Baseline Forecast | 0 | 18208.3574 | 23208.3568 | 26956.6396 | 29732.1198 | 31651.2292 | 32978.5448 | 33866.3574 | 34415.0868 | 34677.5726 | 30198.2324 | 27574.0541 | 25996.0195 | 25354.8232 | 25203.6818 | 28923.6509 | 29407.2268 | 29654.5837 | 29693.3675 | 28863.7682 | 27653.0599 | 26373.9579 | 25189.9193 | 23552.9134 | 22427.5751 | 21952.0501 | 21838.0877 | 21900.3341 | 21900.1864 | 22444.6326 | 22063.3222
Commercial_Grocery_Existing_Food Preparation_Natural Gas_Range_E3_Baseline Forecast | Commercial | Grocery | Existing | Food Preparation | Natural Gas | Range | E3 |  | Baseline Forecast | 0 | 0 | 0 | 0 | 0 | 0 | 0 | 0 | 0 | 0 | 0 | 0 | 0 | 0 | 0 | 0 | 0 | 0 | 0 | 0 | 0 | 0 | 0 | 0 | 0 | 0 | 0 | 0 | 0 | 0 | 0
Commercial_Grocery_Existing_Food Preparation_Natural Gas_Range_E4_Baseline Forecast | Commercial | Grocery | Existing | Food Preparation | Natural Gas | Range | E4 |  | Baseline Forecast | 0 | 0 | 0 | 0 | 0 | 0 | 0 | 0 | 0 | 0 | 0 | 0 | 0 | 0 | 0 | 0 | 0 | 0 | 0 | 0 | 0 | 0 | 0 | 0 | 0 | 0 | 0 | 0 | 0 | 0 | 0
Commercial_Grocery_Existing_Food Preparation_Natural Gas_Range_E5_Baseline Forecast | Commercial | Grocery | Existing | Food Preparation | Natural Gas | Range | E5 |  | Baseline Forecast | 0 | 0 | 0 | 0 | 0 | 0 | 0 | 0 | 0 | 0 | 0 | 0 | 0 | 0 | 0 | 0 | 0 | 0 | 0 | 0 | 0 | 0 | 0 | 0 | 0 | 0 | 0 | 0 | 0 | 0 | 0
Commercial_Grocery_Existing_Food Preparation_Natural Gas_Range_E6_Baseline Forecast | Commercial | Grocery | Existing | Food Preparation | Natural Gas | Range | E6 |  | Baseline Forecast | 0 | 0 | 0 | 0 | 0 | 0 | 0 | 0 | 0 | 0 | 0 | 0 | 0 | 0 | 0 | 0 | 0 | 0 | 0 | 0 | 0 | 0 | 0 | 0 | 0 | 0 | 0 | 0 | 0 | 0 | 0
Commercial_Grocery_Existing_Food Preparation_Natural Gas_Range_E7_Baseline Forecast | Commercial | Grocery | Existing | Food Preparation | Natural Gas | Range | E7 |  | Baseline Forecast | 0 | 0 | 0 | 0 | 0 | 0 | 0 | 0 | 0 | 0 | 0 | 0 | 0 | 0 | 0 | 0 | 0 | 0 | 0 | 0 | 0 | 0 | 0 | 0 | 0 | 0 | 0 | 0 | 0 | 0 | 0
Commercial_Grocery_Existing_Food Preparation_Natural Gas_Range_E8_Baseline Forecast | Commercial | Grocery | Existing | Food Preparation | Natural Gas | Range | E8 |  | Baseline Forecast | 0 | 0 | 0 | 0 | 0 | 0 | 0 | 0 | 0 | 0 | 0 | 0 | 0 | 0 | 0 | 0 | 0 | 0 | 0 | 0 | 0 | 0 | 0 | 0 | 0 | 0 | 0 | 0 | 0 | 0 | 0
Commercial_Grocery_Existing_Food Preparation_Natural Gas_Range_E9_Baseline Forecast | Commercial | Grocery | Existing | Food Preparation | Natural Gas | Range | E9 |  | Baseline Forecast | 0 | 0 | 0 | 0 | 0 | 0 | 0 | 0 | 0 | 0 | 0 | 0 | 0 | 0 | 0 | 0 | 0 | 0 | 0 | 0 | 0 | 0 | 0 | 0 | 0 | 0 | 0 | 0 | 0 | 0 | 0
Commercial_Grocery_Existing_Food Preparation_Natural Gas_Range_E10_Baseline Forecast | Commercial | Grocery | Existing | Food Preparation | Natural Gas | Range | E10 |  | Baseline Forecast | 0 | 0 | 0 | 0 | 0 | 0 | 0 | 0 | 0 | 0 | 0 | 0 | 0 | 0 | 0 | 0 | 0 | 0 | 0 | 0 | 0 | 0 | 0 | 0 | 0 | 0 | 0 | 0 | 0 | 0 | 0
Commercial_Grocery_Existing_Food Preparation_Natural Gas_Steamer_E1_Baseline Forecast | Commercial | Grocery | Existing | Food Preparation | Natural Gas | Steamer | E1 | Standard | Baseline Forecast | 0 | 1044.6932 | 1164.4105 | 0 | 0 | 0 | 0 | 0 | 0 | 0 | 0 | 0 | 0 | 0 | 0 | 0 | 0 | 0 | 0 | 0 | 0 | 0 | 0 | 0 | 0 | 0 | 0 | 0 | 0 | 0 | 0
Commercial_Grocery_Existing_Food Preparation_Natural Gas_Steamer_E2_Baseline Forecast | Commercial | Grocery | Existing | Food Preparation | Natural Gas | Steamer | E2 | ENERGY STAR | Baseline Forecast | 0 | 1049.6409 | 1173.0992 | 2539.0802 | 2704.6136 | 2838.9558 | 2946.324 | 3030.388 | 3094.3409 | 3140.9603 | 2930.1417 | 2769.0227 | 2647.3434 | 2556.6819 | 2490.151 | 2442.1417 | 2408.1078 | 2384.385 | 2368.0385 | 2782.5911 | 2741.4861 | 2686.5419 | 2623.4294 | 2556.3197 | 2488.2133 | 2421.2032 | 2356.6872 | 2295.5356 | 2225.7606 | 2170.9073 | 2125.7869
Commercial_Grocery_Existing_Food Preparation_Natural Gas_Steamer_E3_Baseline Forecast | Commercial | Grocery | Existing | Food Preparation | Natural Gas | Steamer | E3 |  | Baseline Forecast | 0 | 0 | 0 | 0 | 0 | 0 | 0 | 0 | 0 | 0 | 0 | 0 | 0 | 0 | 0 | 0 | 0 | 0 | 0 | 0 | 0 | 0 | 0 | 0 | 0 | 0 | 0 | 0 | 0 | 0 | 0
Commercial_Grocery_Existing_Food Preparation_Natural Gas_Steamer_E4_Baseline Forecast | Commercial | Grocery | Existing | Food Preparation | Natural Gas | Steamer | E4 |  | Baseline Forecast | 0 | 0 | 0 | 0 | 0 | 0 | 0 | 0 | 0 | 0 | 0 | 0 | 0 | 0 | 0 | 0 | 0 | 0 | 0 | 0 | 0 | 0 | 0 | 0 | 0 | 0 | 0 | 0 | 0 | 0 | 0
Commercial_Grocery_Existing_Food Preparation_Natural Gas_Steamer_E5_Baseline Forecast | Commercial | Grocery | Existing | Food Preparation | Natural Gas | Steamer | E5 |  | Baseline Forecast | 0 | 0 | 0 | 0 | 0 | 0 | 0 | 0 | 0 | 0 | 0 | 0 | 0 | 0 | 0 | 0 | 0 | 0 | 0 | 0 | 0 | 0 | 0 | 0 | 0 | 0 | 0 | 0 | 0 | 0 | 0
Commercial_Grocery_Existing_Food Preparation_Natural Gas_Steamer_E6_Baseline Forecast | Commercial | Grocery | Existing | Food Preparation | Natural Gas | Steamer | E6 |  | Baseline Forecast | 0 | 0 | 0 | 0 | 0 | 0 | 0 | 0 | 0 | 0 | 0 | 0 | 0 | 0 | 0 | 0 | 0 | 0 | 0 | 0 | 0 | 0 | 0 | 0 | 0 | 0 | 0 | 0 | 0 | 0 | 0
Commercial_Grocery_Existing_Food Preparation_Natural Gas_Steamer_E7_Baseline Forecast | Commercial | Grocery | Existing | Food Preparation | Natural Gas | Steamer | E7 |  | Baseline Forecast | 0 | 0 | 0 | 0 | 0 | 0 | 0 | 0 | 0 | 0 | 0 | 0 | 0 | 0 | 0 | 0 | 0 | 0 | 0 | 0 | 0 | 0 | 0 | 0 | 0 | 0 | 0 | 0 | 0 | 0 | 0
Commercial_Grocery_Existing_Food Preparation_Natural Gas_Steamer_E8_Baseline Forecast | Commercial | Grocery | Existing | Food Preparation | Natural Gas | Steamer | E8 |  | Baseline Forecast | 0 | 0 | 0 | 0 | 0 | 0 | 0 | 0 | 0 | 0 | 0 | 0 | 0 | 0 | 0 | 0 | 0 | 0 | 0 | 0 | 0 | 0 | 0 | 0 | 0 | 0 | 0 | 0 | 0 | 0 | 0
Commercial_Grocery_Existing_Food Preparation_Natural Gas_Steamer_E9_Baseline Forecast | Commercial | Grocery | Existing | Food Preparation | Natural Gas | Steamer | E9 |  | Baseline Forecast | 0 | 0 | 0 | 0 | 0 | 0 | 0 | 0 | 0 | 0 | 0 | 0 | 0 | 0 | 0 | 0 | 0 | 0 | 0 | 0 | 0 | 0 | 0 | 0 | 0 | 0 | 0 | 0 | 0 | 0 | 0
Commercial_Grocery_Existing_Food Preparation_Natural Gas_Steamer_E10_Baseline Forecast | Commercial | Grocery | Existing | Food Preparation | Natural Gas | Steamer | E10 |  | Baseline Forecast | 0 | 0 | 0 | 0 | 0 | 0 | 0 | 0 | 0 | 0 | 0 | 0 | 0 | 0 | 0 | 0 | 0 | 0 | 0 | 0 | 0 | 0 | 0 | 0 | 0 | 0 | 0 | 0 | 0 | 0 | 0
Commercial_Grocery_Existing_Food Preparation_Natural Gas_Food Prep Other_E1_Baseline Forecast | Commercial | Grocery | Existing | Food Preparation | Natural Gas | Food Prep Other | E1 | Standard | Baseline Forecast | 0 | 1673.7912 | 2132.4094 | 2475.5626 | 2728.5191 | 2911.0877 | 3038.7836 | 3123.7669 | 3175.5659 | 3201.6462 | 2789.196 | 2542.3063 | 2405.9738 | 2341.2617 | 2320.969 | 2657.0307 | 2701.217 | 2723.4967 | 2728.8504 | 2651.363 | 2539.3254 | 2420.8198 | 2310.9011 | 2216.5078 | 2111.9748 | 2068.4694 | 2058.9417 | 2065.9778 | 2067.0933 | 2119.6091 | 2084.6831
Commercial_Grocery_Existing_Food Preparation_Natural Gas_Food Prep Other_E2_Baseline Forecast | Commercial | Grocery | Existing | Food Preparation | Natural Gas | Food Prep Other | E2 | ENERGY STAR | Baseline Forecast | 0 | 588.0897 | 749.2268 | 869.7954 | 958.6737 | 1022.8149 | 1067.6766 | 1097.5329 | 1115.7315 | 1124.8932 | 979.9785 | 893.2381 | 845.3299 | 822.5982 | 815.4736 | 933.554 | 949.0791 | 956.9075 | 958.7872 | 931.5628 | 892.1987 | 850.5622 | 811.9429 | 778.7208 | 741.9936 | 726.7072 | 723.3581 | 725.8283 | 726.2185 | 744.6669 | 732.3949
Commercial_Grocery_Existing_Food Preparation_Natural Gas_Food Prep Other_E3_Baseline Forecast | Commercial | Grocery | Existing | Food Preparation | Natural Gas | Food Prep Other | E3 |  | Baseline Forecast | 0 | 0 | 0 | 0 | 0 | 0 | 0 | 0 | 0 | 0 | 0 | 0 | 0 | 0 | 0 | 0 | 0 | 0 | 0 | 0 | 0 | 0 | 0 | 0 | 0 | 0 | 0 | 0 | 0 | 0 | 0
Commercial_Grocery_Existing_Food Preparation_Natural Gas_Food Prep Other_E4_Baseline Forecast | Commercial | Grocery | Existing | Food Preparation | Natural Gas | Food Prep Other | E4 |  | Baseline Forecast | 0 | 0 | 0 | 0 | 0 | 0 | 0 | 0 | 0 | 0 | 0 | 0 | 0 | 0 | 0 | 0 | 0 | 0 | 0 | 0 | 0 | 0 | 0 | 0 | 0 | 0 | 0 | 0 | 0 | 0 | 0
Commercial_Grocery_Existing_Food Preparation_Natural Gas_Food Prep Other_E5_Baseline Forecast | Commercial | Grocery | Existing | Food Preparation | Natural Gas | Food Prep Other | E5 |  | Baseline Forecast | 0 | 0 | 0 | 0 | 0 | 0 | 0 | 0 | 0 | 0 | 0 | 0 | 0 | 0 | 0 | 0 | 0 | 0 | 0 | 0 | 0 | 0 | 0 | 0 | 0 | 0 | 0 | 0 | 0 | 0 | 0
Commercial_Grocery_Existing_Food Preparation_Natural Gas_Food Prep Other_E6_Baseline Forecast | Commercial | Grocery | Existing | Food Preparation | Natural Gas | Food Prep Other | E6 |  | Baseline Forecast | 0 | 0 | 0 | 0 | 0 | 0 | 0 | 0 | 0 | 0 | 0 | 0 | 0 | 0 | 0 | 0 | 0 | 0 | 0 | 0 | 0 | 0 | 0 | 0 | 0 | 0 | 0 | 0 | 0 | 0 | 0
Commercial_Grocery_Existing_Food Preparation_Natural Gas_Food Prep Other_E7_Baseline Forecast | Commercial | Grocery | Existing | Food Preparation | Natural Gas | Food Prep Other | E7 |  | Baseline Forecast | 0 | 0 | 0 | 0 | 0 | 0 | 0 | 0 | 0 | 0 | 0 | 0 | 0 | 0 | 0 | 0 | 0 | 0 | 0 | 0 | 0 | 0 | 0 | 0 | 0 | 0 | 0 | 0 | 0 | 0 | 0
Commercial_Grocery_Existing_Food Preparation_Natural Gas_Food Prep Other_E8_Baseline Forecast | Commercial | Grocery | Existing | Food Preparation | Natural Gas | Food Prep Other | E8 |  | Baseline Forecast | 0 | 0 | 0 | 0 | 0 | 0 | 0 | 0 | 0 | 0 | 0 | 0 | 0 | 0 | 0 | 0 | 0 | 0 | 0 | 0 | 0 | 0 | 0 | 0 | 0 | 0 | 0 | 0 | 0 | 0 | 0
Commercial_Grocery_Existing_Food Preparation_Natural Gas_Food Prep Other_E9_Baseline Forecast | Commercial | Grocery | Existing | Food Preparation | Natural Gas | Food Prep Other | E9 |  | Baseline Forecast | 0 | 0 | 0 | 0 | 0 | 0 | 0 | 0 | 0 | 0 | 0 | 0 | 0 | 0 | 0 | 0 | 0 | 0 | 0 | 0 | 0 | 0 | 0 | 0 | 0 | 0 | 0 | 0 | 0 | 0 | 0
Commercial_Grocery_Existing_Food Preparation_Natural Gas_Food Prep Other_E10_Baseline Forecast | Commercial | Grocery | Existing | Food Preparation | Natural Gas | Food Prep Other | E10 |  | Baseline Forecast | 0 | 0 | 0 | 0 | 0 | 0 | 0 | 0 | 0 | 0 | 0 | 0 | 0 | 0 | 0 | 0 | 0 | 0 | 0 | 0 | 0 | 0 | 0 | 0 | 0 | 0 | 0 | 0 | 0 | 0 | 0
Commercial_Grocery_Existing_Miscellaneous_Natural Gas_Pool Heater_E1_Baseline Forecast | Commercial | Grocery | Existing | Miscellaneous | Natural Gas | Pool Heater | E1 | Standard (EF .82) | Baseline Forecast | 0 | 587.7945 | 556.7462 | 530.5396 | 507.9124 | 488.8392 | 489.7657 | 484.7064 | 475.8342 | 465.0477 | 453.0299 | 569.7444 | 532.064 | 500.4158 | 474.2421 | 451.3538 | 458.6097 | 455.7829 | 447.12 | 434.8451 | 421.3959 | 439.6772 | 420.7602 | 410.831 | 398.2098 | 386.6333 | 387.3356 | 382.3093 | 374.3655 | 365.0633 | 355.2342
Commercial_Grocery_Existing_Miscellaneous_Natural Gas_Pool Heater_E2_Baseline Forecast | Commercial | Grocery | Existing | Miscellaneous | Natural Gas | Pool Heater | E2 | Condensing (EF .90) | Baseline Forecast | 0 | 65.5876 | 62.2244 | 59.3181 | 57.029 | 54.5179 | 54.3475 | 53.7784 | 52.9748 | 51.671 | 50.3079 | 63.1879 | 56.9328 | 53.3738 | 50.5335 | 48.8627 | 50.4737 | 50.9451 | 50.5055 | 49.8401 | 48.376 | 50.5723 | 48.5047 | 42.0176 | 40.6047 | 39.3122 | 39.2771 | 38.667 | 37.7689 | 36.7408 | 35.6664
Commercial_Grocery_Existing_Miscellaneous_Natural Gas_Pool Heater_E3_Baseline Forecast | Commercial | Grocery | Existing | Miscellaneous | Natural Gas | Pool Heater | E3 |  | Baseline Forecast | 0 | 0 | 0 | 0 | 0 | 0 | 0 | 0 | 0 | 0 | 0 | 0 | 0 | 0 | 0 | 0 | 0 | 0 | 0 | 0 | 0 | 0 | 0 | 0 | 0 | 0 | 0 | 0 | 0 | 0 | 0
Commercial_Grocery_Existing_Miscellaneous_Natural Gas_Pool Heater_E4_Baseline Forecast | Commercial | Grocery | Existing | Miscellaneous | Natural Gas | Pool Heater | E4 |  | Baseline Forecast | 0 | 0 | 0 | 0 | 0 | 0 | 0 | 0 | 0 | 0 | 0 | 0 | 0 | 0 | 0 | 0 | 0 | 0 | 0 | 0 | 0 | 0 | 0 | 0 | 0 | 0 | 0 | 0 | 0 | 0 | 0
Commercial_Grocery_Existing_Miscellaneous_Natural Gas_Pool Heater_E5_Baseline Forecast | Commercial | Grocery | Existing | Miscellaneous | Natural Gas | Pool Heater | E5 |  | Baseline Forecast | 0 | 0 | 0 | 0 | 0 | 0 | 0 | 0 | 0 | 0 | 0 | 0 | 0 | 0 | 0 | 0 | 0 | 0 | 0 | 0 | 0 | 0 | 0 | 0 | 0 | 0 | 0 | 0 | 0 | 0 | 0
Commercial_Grocery_Existing_Miscellaneous_Natural Gas_Pool Heater_E6_Baseline Forecast | Commercial | Grocery | Existing | Miscellaneous | Natural Gas | Pool Heater | E6 |  | Baseline Forecast | 0 | 0 | 0 | 0 | 0 | 0 | 0 | 0 | 0 | 0 | 0 | 0 | 0 | 0 | 0 | 0 | 0 | 0 | 0 | 0 | 0 | 0 | 0 | 0 | 0 | 0 | 0 | 0 | 0 | 0 | 0
Commercial_Grocery_Existing_Miscellaneous_Natural Gas_Pool Heater_E7_Baseline Forecast | Commercial | Grocery | Existing | Miscellaneous | Natural Gas | Pool Heater | E7 |  | Baseline Forecast | 0 | 0 | 0 | 0 | 0 | 0 | 0 | 0 | 0 | 0 | 0 | 0 | 0 | 0 | 0 | 0 | 0 | 0 | 0 | 0 | 0 | 0 | 0 | 0 | 0 | 0 | 0 | 0 | 0 | 0 | 0
Commercial_Grocery_Existing_Miscellaneous_Natural Gas_Pool Heater_E8_Baseline Forecast | Commercial | Grocery | Existing | Miscellaneous | Natural Gas | Pool Heater | E8 |  | Baseline Forecast | 0 | 0 | 0 | 0 | 0 | 0 | 0 | 0 | 0 | 0 | 0 | 0 | 0 | 0 | 0 | 0 | 0 | 0 | 0 | 0 | 0 | 0 | 0 | 0 | 0 | 0 | 0 | 0 | 0 | 0 | 0
Commercial_Grocery_Existing_Miscellaneous_Natural Gas_Pool Heater_E9_Baseline Forecast | Commercial | Grocery | Existing | Miscellaneous | Natural Gas | Pool Heater | E9 |  | Baseline Forecast | 0 | 0 | 0 | 0 | 0 | 0 | 0 | 0 | 0 | 0 | 0 | 0 | 0 | 0 | 0 | 0 | 0 | 0 | 0 | 0 | 0 | 0 | 0 | 0 | 0 | 0 | 0 | 0 | 0 | 0 | 0
Commercial_Grocery_Existing_Miscellaneous_Natural Gas_Pool Heater_E10_Baseline Forecast | Commercial | Grocery | Existing | Miscellaneous | Natural Gas | Pool Heater | E10 |  | Baseline Forecast | 0 | 0 | 0 | 0 | 0 | 0 | 0 | 0 | 0 | 0 | 0 | 0 | 0 | 0 | 0 | 0 | 0 | 0 | 0 | 0 | 0 | 0 | 0 | 0 | 0 | 0 | 0 | 0 | 0 | 0 | 0
Commercial_Grocery_Existing_Miscellaneous_Natural Gas_Miscellaneous_E1_Baseline Forecast | Commercial | Grocery | Existing | Miscellaneous | Natural Gas | Miscellaneous | E1 | Standard | Baseline Forecast | 0 | 246529.6948 | 287617.9773 | 320521.4739 | 302385.4347 | 292675.7279 | 288943.6468 | 283370.1993 | 277382.9751 | 271851.906 | 266456.4246 | 319808.0625 | 316146.1464 | 310591.8413 | 301105.8609 | 294564.8941 | 289700.4761 | 283882.7931 | 277991.4272 | 272468.7156 | 267053.3589 | 275671.9804 | 268850.4316 | 261924.2662 | 256302.6927 | 251319.2982 | 246569.9586 | 241574.5644 | 236663.1458 | 231958.6889 | 227334.5466
Commercial_Grocery_Existing_Miscellaneous_Natural Gas_Miscellaneous_E2_Baseline Forecast | Commercial | Grocery | Existing | Miscellaneous | Natural Gas | Miscellaneous | E2 |  | Baseline Forecast | 0 | 0 | 0 | 0 | 0 | 0 | 0 | 0 | 0 | 0 | 0 | 0 | 0 | 0 | 0 | 0 | 0 | 0 | 0 | 0 | 0 | 0 | 0 | 0 | 0 | 0 | 0 | 0 | 0 | 0 | 0
Commercial_Grocery_Existing_Miscellaneous_Natural Gas_Miscellaneous_E3_Baseline Forecast | Commercial | Grocery | Existing | Miscellaneous | Natural Gas | Miscellaneous | E3 |  | Baseline Forecast | 0 | 0 | 0 | 0 | 0 | 0 | 0 | 0 | 0 | 0 | 0 | 0 | 0 | 0 | 0 | 0 | 0 | 0 | 0 | 0 | 0 | 0 | 0 | 0 | 0 | 0 | 0 | 0 | 0 | 0 | 0
Commercial_Grocery_Existing_Miscellaneous_Natural Gas_Miscellaneous_E4_Baseline Forecast | Commercial | Grocery | Existing | Miscellaneous | Natural Gas | Miscellaneous | E4 |  | Baseline Forecast | 0 | 0 | 0 | 0 | 0 | 0 | 0 | 0 | 0 | 0 | 0 | 0 | 0 | 0 | 0 | 0 | 0 | 0 | 0 | 0 | 0 | 0 | 0 | 0 | 0 | 0 | 0 | 0 | 0 | 0 | 0
Commercial_Grocery_Existing_Miscellaneous_Natural Gas_Miscellaneous_E5_Baseline Forecast | Commercial | Grocery | Existing | Miscellaneous | Natural Gas | Miscellaneous | E5 |  | Baseline Forecast | 0 | 0 | 0 | 0 | 0 | 0 | 0 | 0 | 0 | 0 | 0 | 0 | 0 | 0 | 0 | 0 | 0 | 0 | 0 | 0 | 0 | 0 | 0 | 0 | 0 | 0 | 0 | 0 | 0 | 0 | 0
Commercial_Grocery_Existing_Miscellaneous_Natural Gas_Miscellaneous_E6_Baseline Forecast | Commercial | Grocery | Existing | Miscellaneous | Natural Gas | Miscellaneous | E6 |  | Baseline Forecast | 0 | 0 | 0 | 0 | 0 | 0 | 0 | 0 | 0 | 0 | 0 | 0 | 0 | 0 | 0 | 0 | 0 | 0 | 0 | 0 | 0 | 0 | 0 | 0 | 0 | 0 | 0 | 0 | 0 | 0 | 0
Commercial_Grocery_Existing_Miscellaneous_Natural Gas_Miscellaneous_E7_Baseline Forecast | Commercial | Grocery | Existing | Miscellaneous | Natural Gas | Miscellaneous | E7 |  | Baseline Forecast | 0 | 0 | 0 | 0 | 0 | 0 | 0 | 0 | 0 | 0 | 0 | 0 | 0 | 0 | 0 | 0 | 0 | 0 | 0 | 0 | 0 | 0 | 0 | 0 | 0 | 0 | 0 | 0 | 0 | 0 | 0
Commercial_Grocery_Existing_Miscellaneous_Natural Gas_Miscellaneous_E8_Baseline Forecast | Commercial | Grocery | Existing | Miscellaneous | Natural Gas | Miscellaneous | E8 |  | Baseline Forecast | 0 | 0 | 0 | 0 | 0 | 0 | 0 | 0 | 0 | 0 | 0 | 0 | 0 | 0 | 0 | 0 | 0 | 0 | 0 | 0 | 0 | 0 | 0 | 0 | 0 | 0 | 0 | 0 | 0 | 0 | 0
Commercial_Grocery_Existing_Miscellaneous_Natural Gas_Miscellaneous_E9_Baseline Forecast | Commercial | Grocery | Existing | Miscellaneous | Natural Gas | Miscellaneous | E9 |  | Baseline Forecast | 0 | 0 | 0 | 0 | 0 | 0 | 0 | 0 | 0 | 0 | 0 | 0 | 0 | 0 | 0 | 0 | 0 | 0 | 0 | 0 | 0 | 0 | 0 | 0 | 0 | 0 | 0 | 0 | 0 | 0 | 0
Commercial_Grocery_Existing_Miscellaneous_Natural Gas_Miscellaneous_E10_Baseline Forecast | Commercial | Grocery | Existing | Miscellaneous | Natural Gas | Miscellaneous | E10 |  | Baseline Forecast | 0 | 0 | 0 | 0 | 0 | 0 | 0 | 0 | 0 | 0 | 0 | 0 | 0 | 0 | 0 | 0 | 0 | 0 | 0 | 0 | 0 | 0 | 0 | 0 | 0 | 0 | 0 | 0 | 0 | 0 | 0
Commercial_Grocery_New_Space Heating_Natural Gas_Furnace_E1_Baseline Forecast | Commercial | Grocery | New | Space Heating | Natural Gas | Furnace | E1 | AFUE 80% (Standard) | Baseline Forecast | 0 | 0 | 0 | 0 | 0 | 0 | 0 | 0 | 0 | 0 | 0 | 0 | 0 | 0 | 0 | 0 | 0 | 0 | 0 | 0 | 0 | 0 | 0 | 0 | 0 | 0 | 0 | 0 | 0 | 0 | 0
Commercial_Grocery_New_Space Heating_Natural Gas_Furnace_E2_Baseline Forecast | Commercial | Grocery | New | Space Heating | Natural Gas | Furnace | E2 | AFUE 90% | Baseline Forecast | 0 | 0 | 0 | 0 | 0 | 0 | 0 | 0 | 0 | 0 | 0 | 0 | 0 | 0 | 0 | 0 | 0 | 0 | 0 | 0 | 0 | 0 | 0 | 0 | 0 | 0 | 0 | 0 | 0 | 0 | 0
Commercial_Grocery_New_Space Heating_Natural Gas_Furnace_E3_Baseline Forecast | Commercial | Grocery | New | Space Heating | Natural Gas | Furnace | E3 | AFUE 95% | Baseline Forecast | 0 | 0 | 0 | 0 | 0 | 0 | 0 | 0 | 0 | 0 | 0 | 0 | 0 | 0 | 0 | 0 | 0 | 0 | 0 | 0 | 0 | 0 | 0 | 0 | 0 | 0 | 0 | 0 | 0 | 0 | 0
Commercial_Grocery_New_Space Heating_Natural Gas_Furnace_E4_Baseline Forecast | Commercial | Grocery | New | Space Heating | Natural Gas | Furnace | E4 |  | Baseline Forecast | 0 | 0 | 0 | 0 | 0 | 0 | 0 | 0 | 0 | 0 | 0 | 0 | 0 | 0 | 0 | 0 | 0 | 0 | 0 | 0 | 0 | 0 | 0 | 0 | 0 | 0 | 0 | 0 | 0 | 0 | 0
Commercial_Grocery_New_Space Heating_Natural Gas_Furnace_E5_Baseline Forecast | Commercial | Grocery | New | Space Heating | Natural Gas | Furnace | E5 |  | Baseline Forecast | 0 | 0 | 0 | 0 | 0 | 0 | 0 | 0 | 0 | 0 | 0 | 0 | 0 | 0 | 0 | 0 | 0 | 0 | 0 | 0 | 0 | 0 | 0 | 0 | 0 | 0 | 0 | 0 | 0 | 0 | 0
Commercial_Grocery_New_Space Heating_Natural Gas_Furnace_E6_Baseline Forecast | Commercial | Grocery | New | Space Heating | Natural Gas | Furnace | E6 |  | Baseline Forecast | 0 | 0 | 0 | 0 | 0 | 0 | 0 | 0 | 0 | 0 | 0 | 0 | 0 | 0 | 0 | 0 | 0 | 0 | 0 | 0 | 0 | 0 | 0 | 0 | 0 | 0 | 0 | 0 | 0 | 0 | 0
Commercial_Grocery_New_Space Heating_Natural Gas_Furnace_E7_Baseline Forecast | Commercial | Grocery | New | Space Heating | Natural Gas | Furnace | E7 |  | Baseline Forecast | 0 | 0 | 0 | 0 | 0 | 0 | 0 | 0 | 0 | 0 | 0 | 0 | 0 | 0 | 0 | 0 | 0 | 0 | 0 | 0 | 0 | 0 | 0 | 0 | 0 | 0 | 0 | 0 | 0 | 0 | 0
Commercial_Grocery_New_Space Heating_Natural Gas_Furnace_E8_Baseline Forecast | Commercial | Grocery | New | Space Heating | Natural Gas | Furnace | E8 |  | Baseline Forecast | 0 | 0 | 0 | 0 | 0 | 0 | 0 | 0 | 0 | 0 | 0 | 0 | 0 | 0 | 0 | 0 | 0 | 0 | 0 | 0 | 0 | 0 | 0 | 0 | 0 | 0 | 0 | 0 | 0 | 0 | 0
Commercial_Grocery_New_Space Heating_Natural Gas_Furnace_E9_Baseline Forecast | Commercial | Grocery | New | Space Heating | Natural Gas | Furnace | E9 |  | Baseline Forecast | 0 | 0 | 0 | 0 | 0 | 0 | 0 | 0 | 0 | 0 | 0 | 0 | 0 | 0 | 0 | 0 | 0 | 0 | 0 | 0 | 0 | 0 | 0 | 0 | 0 | 0 | 0 | 0 | 0 | 0 | 0
Commercial_Grocery_New_Space Heating_Natural Gas_Furnace_E10_Baseline Forecast | Commercial | Grocery | New | Space Heating | Natural Gas | Furnace | E10 |  | Baseline Forecast | 0 | 0 | 0 | 0 | 0 | 0 | 0 | 0 | 0 | 0 | 0 | 0 | 0 | 0 | 0 | 0 | 0 | 0 | 0 | 0 | 0 | 0 | 0 | 0 | 0 | 0 | 0 | 0 | 0 | 0 | 0
Commercial_Grocery_New_Space Heating_Natural Gas_Boiler_E1_Baseline Forecast | Commercial | Grocery | New | Space Heating | Natural Gas | Boiler | E1 | AFUE 80% (Standard) | Baseline Forecast | 0 | 0 | 0 | 0 | 0 | 0 | 0 | 0 | 0 | 0 | 0 | 0 | 0 | 0 | 0 | 0 | 0 | 0 | 0 | 0 | 0 | 0 | 0 | 0 | 0 | 0 | 0 | 0 | 0 | 0 | 0
Commercial_Grocery_New_Space Heating_Natural Gas_Boiler_E2_Baseline Forecast | Commercial | Grocery | New | Space Heating | Natural Gas | Boiler | E2 | AFUE 85% | Baseline Forecast | 0 | 0 | 0 | 0 | 0 | 0 | 0 | 0 | 0 | 0 | 0 | 0 | 0 | 0 | 0 | 0 | 0 | 0 | 0 | 0 | 0 | 0 | 0 | 0 | 0 | 0 | 0 | 0 | 0 | 0 | 0
Commercial_Grocery_New_Space Heating_Natural Gas_Boiler_E3_Baseline Forecast | Commercial | Grocery | New | Space Heating | Natural Gas | Boiler | E3 | AFUE 98% | Baseline Forecast | 0 | 0 | 0 | 0 | 0 | 0 | 0 | 0 | 0 | 0 | 0 | 0 | 0 | 0 | 0 | 0 | 0 | 0 | 0 | 0 | 0 | 0 | 0 | 0 | 0 | 0 | 0 | 0 | 0 | 0 | 0
Commercial_Grocery_New_Space Heating_Natural Gas_Boiler_E4_Baseline Forecast | Commercial | Grocery | New | Space Heating | Natural Gas | Boiler | E4 | Convert to NG Air Source Heat Pump | Baseline Forecast | 0 | 0 | 0 | 0 | 0 | 0 | 0 | 0 | 0 | 0 | 0 | 0 | 0 | 0 | 0 | 0 | 0 | 0 | 0 | 0 | 0 | 0 | 0 | 0 | 0 | 0 | 0 | 0 | 0 | 0 | 0
Commercial_Grocery_New_Space Heating_Natural Gas_Boiler_E5_Baseline Forecast | Commercial | Grocery | New | Space Heating | Natural Gas | Boiler | E5 |  | Baseline Forecast | 0 | 0 | 0 | 0 | 0 | 0 | 0 | 0 | 0 | 0 | 0 | 0 | 0 | 0 | 0 | 0 | 0 | 0 | 0 | 0 | 0 | 0 | 0 | 0 | 0 | 0 | 0 | 0 | 0 | 0 | 0
Commercial_Grocery_New_Space Heating_Natural Gas_Boiler_E6_Baseline Forecast | Commercial | Grocery | New | Space Heating | Natural Gas | Boiler | E6 |  | Baseline Forecast | 0 | 0 | 0 | 0 | 0 | 0 | 0 | 0 | 0 | 0 | 0 | 0 | 0 | 0 | 0 | 0 | 0 | 0 | 0 | 0 | 0 | 0 | 0 | 0 | 0 | 0 | 0 | 0 | 0 | 0 | 0
Commercial_Grocery_New_Space Heating_Natural Gas_Boiler_E7_Baseline Forecast | Commercial | Grocery | New | Space Heating | Natural Gas | Boiler | E7 |  | Baseline Forecast | 0 | 0 | 0 | 0 | 0 | 0 | 0 | 0 | 0 | 0 | 0 | 0 | 0 | 0 | 0 | 0 | 0 | 0 | 0 | 0 | 0 | 0 | 0 | 0 | 0 | 0 | 0 | 0 | 0 | 0 | 0
Commercial_Grocery_New_Space Heating_Natural Gas_Boiler_E8_Baseline Forecast | Commercial | Grocery | New | Space Heating | Natural Gas | Boiler | E8 |  | Baseline Forecast | 0 | 0 | 0 | 0 | 0 | 0 | 0 | 0 | 0 | 0 | 0 | 0 | 0 | 0 | 0 | 0 | 0 | 0 | 0 | 0 | 0 | 0 | 0 | 0 | 0 | 0 | 0 | 0 | 0 | 0 | 0
Commercial_Grocery_New_Space Heating_Natural Gas_Boiler_E9_Baseline Forecast | Commercial | Grocery | New | Space Heating | Natural Gas | Boiler | E9 |  | Baseline Forecast | 0 | 0 | 0 | 0 | 0 | 0 | 0 | 0 | 0 | 0 | 0 | 0 | 0 | 0 | 0 | 0 | 0 | 0 | 0 | 0 | 0 | 0 | 0 | 0 | 0 | 0 | 0 | 0 | 0 | 0 | 0
Commercial_Grocery_New_Space Heating_Natural Gas_Boiler_E10_Baseline Forecast | Commercial | Grocery | New | Space Heating | Natural Gas | Boiler | E10 |  | Baseline Forecast | 0 | 0 | 0 | 0 | 0 | 0 | 0 | 0 | 0 | 0 | 0 | 0 | 0 | 0 | 0 | 0 | 0 | 0 | 0 | 0 | 0 | 0 | 0 | 0 | 0 | 0 | 0 | 0 | 0 | 0 | 0
Commercial_Grocery_New_Space Heating_Natural Gas_Unit Heater_E1_Baseline Forecast | Commercial | Grocery | New | Space Heating | Natural Gas | Unit Heater | E1 | Standard | Baseline Forecast | 0 | 12640.6022 | 12756.52 | 13524.0205 | 7422.7309 | 0 | 0 | 0 | 0 | 0 | 0 | 0 | 0 | 0 | 0 | 0 | 0 | 0 | 0 | 0 | 0 | 0 | 0 | 0 | 0 | 0 | 0 | 0 | 0 | 0 | 0
Commercial_Grocery_New_Space Heating_Natural Gas_Unit Heater_E2_Baseline Forecast | Commercial | Grocery | New | Space Heating | Natural Gas | Unit Heater | E2 | Condensing | Baseline Forecast | 0 | 0 | 0 | 0 | 0 | 6047.3251 | 5958.9008 | 5872.4064 | 5787.8042 | 5705.0571 | 5624.129 | 7350.7845 | 8837.7769 | 10212.6425 | 10510.3553 | 10560.1278 | 10581.4381 | 10578.8272 | 14239.1082 | 13707.3815 | 13421.9528 | 11414.933 | 11276.3982 | 11721.6324 | 12139.1262 | 12497.5821 | 12801.5246 | 13055.4776 | 14316.1363 | 15244.5053 | 15960.5535
Commercial_Grocery_New_Space Heating_Natural Gas_Unit Heater_E3_Baseline Forecast | Commercial | Grocery | New | Space Heating | Natural Gas | Unit Heater | E3 | Infrared Radiant | Baseline Forecast | 0 | 0 | 0 | 0 | 0 | 0 | 0 | 0 | 0 | 0 | 0 | 0 | 0 | 0 | 0 | 0 | 0 | 0 | 0 | 0 | 0 | 0 | 0 | 0 | 0 | 0 | 0 | 0 | 0 | 0 | 0
Commercial_Grocery_New_Space Heating_Natural Gas_Unit Heater_E4_Baseline Forecast | Commercial | Grocery | New | Space Heating | Natural Gas | Unit Heater | E4 |  | Baseline Forecast | 0 | 0 | 0 | 0 | 0 | 0 | 0 | 0 | 0 | 0 | 0 | 0 | 0 | 0 | 0 | 0 | 0 | 0 | 0 | 0 | 0 | 0 | 0 | 0 | 0 | 0 | 0 | 0 | 0 | 0 | 0
Commercial_Grocery_New_Space Heating_Natural Gas_Unit Heater_E5_Baseline Forecast | Commercial | Grocery | New | Space Heating | Natural Gas | Unit Heater | E5 |  | Baseline Forecast | 0 | 0 | 0 | 0 | 0 | 0 | 0 | 0 | 0 | 0 | 0 | 0 | 0 | 0 | 0 | 0 | 0 | 0 | 0 | 0 | 0 | 0 | 0 | 0 | 0 | 0 | 0 | 0 | 0 | 0 | 0
Commercial_Grocery_New_Space Heating_Natural Gas_Unit Heater_E6_Baseline Forecast | Commercial | Grocery | New | Space Heating | Natural Gas | Unit Heater | E6 |  | Baseline Forecast | 0 | 0 | 0 | 0 | 0 | 0 | 0 | 0 | 0 | 0 | 0 | 0 | 0 | 0 | 0 | 0 | 0 | 0 | 0 | 0 | 0 | 0 | 0 | 0 | 0 | 0 | 0 | 0 | 0 | 0 | 0
Commercial_Grocery_New_Space Heating_Natural Gas_Unit Heater_E7_Baseline Forecast | Commercial | Grocery | New | Space Heating | Natural Gas | Unit Heater | E7 |  | Baseline Forecast | 0 | 0 | 0 | 0 | 0 | 0 | 0 | 0 | 0 | 0 | 0 | 0 | 0 | 0 | 0 | 0 | 0 | 0 | 0 | 0 | 0 | 0 | 0 | 0 | 0 | 0 | 0 | 0 | 0 | 0 | 0
Commercial_Grocery_New_Space Heating_Natural Gas_Unit Heater_E8_Baseline Forecast | Commercial | Grocery | New | Space Heating | Natural Gas | Unit Heater | E8 |  | Baseline Forecast | 0 | 0 | 0 | 0 | 0 | 0 | 0 | 0 | 0 | 0 | 0 | 0 | 0 | 0 | 0 | 0 | 0 | 0 | 0 | 0 | 0 | 0 | 0 | 0 | 0 | 0 | 0 | 0 | 0 | 0 | 0
Commercial_Grocery_New_Space Heating_Natural Gas_Unit Heater_E9_Baseline Forecast | Commercial | Grocery | New | Space Heating | Natural Gas | Unit Heater | E9 |  | Baseline Forecast | 0 | 0 | 0 | 0 | 0 | 0 | 0 | 0 | 0 | 0 | 0 | 0 | 0 | 0 | 0 | 0 | 0 | 0 | 0 | 0 | 0 | 0 | 0 | 0 | 0 | 0 | 0 | 0 | 0 | 0 | 0
Commercial_Grocery_New_Space Heating_Natural Gas_Unit Heater_E10_Baseline Forecast | Commercial | Grocery | New | Space Heating | Natural Gas | Unit Heater | E10 |  | Baseline Forecast | 0 | 0 | 0 | 0 | 0 | 0 | 0 | 0 | 0 | 0 | 0 | 0 | 0 | 0 | 0 | 0 | 0 | 0 | 0 | 0 | 0 | 0 | 0 | 0 | 0 | 0 | 0 | 0 | 0 | 0 | 0
Commercial_Grocery_New_Water Heating_Natural Gas_Water Heater_E1_Baseline Forecast | Commercial | Grocery | New | Water Heating | Natural Gas | Water Heater | E1 | TE 0.80 | Baseline Forecast | 0 | 0 | 0 | 0 | 0 | 0 | 0 | 0 | 0 | 0 | 0 | 0 | 0 | 0 | 0 | 0 | 0 | 0 | 0 | 0 | 0 | 0 | 0 | 0 | 0 | 0 | 0 | 0 | 0 | 0 | 0
Commercial_Grocery_New_Water Heating_Natural Gas_Water Heater_E2_Baseline Forecast | Commercial | Grocery | New | Water Heating | Natural Gas | Water Heater | E2 | TE 0.90 | Baseline Forecast | 0 | 0 | 0 | 0 | 0 | 0 | 0 | 0 | 0 | 0 | 0 | 0 | 0 | 0 | 0 | 0 | 0 | 0 | 0 | 0 | 0 | 0 | 0 | 0 | 0 | 0 | 0 | 0 | 0 | 0 | 0
Commercial_Grocery_New_Water Heating_Natural Gas_Water Heater_E3_Baseline Forecast | Commercial | Grocery | New | Water Heating | Natural Gas | Water Heater | E3 | TE 0.94 | Baseline Forecast | 0 | 0 | 0 | 0 | 0 | 0 | 0 | 0 | 0 | 0 | 0 | 0 | 0 | 0 | 0 | 0 | 0 | 0 | 0 | 0 | 0 | 0 | 0 | 0 | 0 | 0 | 0 | 0 | 0 | 0 | 0
Commercial_Grocery_New_Water Heating_Natural Gas_Water Heater_E4_Baseline Forecast | Commercial | Grocery | New | Water Heating | Natural Gas | Water Heater | E4 | Instantaneous TE 0.94 | Baseline Forecast | 0 | 0 | 0 | 0 | 0 | 0 | 0 | 0 | 0 | 0 | 0 | 0 | 0 | 0 | 0 | 0 | 0 | 0 | 0 | 0 | 0 | 0 | 0 | 0 | 0 | 0 | 0 | 0 | 0 | 0 | 0
Commercial_Grocery_New_Water Heating_Natural Gas_Water Heater_E5_Baseline Forecast | Commercial | Grocery | New | Water Heating | Natural Gas | Water Heater | E5 | Gas-Fired Absorption HPWH | Baseline Forecast | 0 | 0 | 0 | 0 | 0 | 0 | 0 | 0 | 0 | 0 | 0 | 0 | 0 | 0 | 0 | 0 | 0 | 0 | 0 | 0 | 0 | 0 | 0 | 0 | 0 | 0 | 0 | 0 | 0 | 0 | 0
Commercial_Grocery_New_Water Heating_Natural Gas_Water Heater_E6_Baseline Forecast | Commercial | Grocery | New | Water Heating | Natural Gas | Water Heater | E6 |  | Baseline Forecast | 0 | 0 | 0 | 0 | 0 | 0 | 0 | 0 | 0 | 0 | 0 | 0 | 0 | 0 | 0 | 0 | 0 | 0 | 0 | 0 | 0 | 0 | 0 | 0 | 0 | 0 | 0 | 0 | 0 | 0 | 0
Commercial_Grocery_New_Water Heating_Natural Gas_Water Heater_E7_Baseline Forecast | Commercial | Grocery | New | Water Heating | Natural Gas | Water Heater | E7 |  | Baseline Forecast | 0 | 0 | 0 | 0 | 0 | 0 | 0 | 0 | 0 | 0 | 0 | 0 | 0 | 0 | 0 | 0 | 0 | 0 | 0 | 0 | 0 | 0 | 0 | 0 | 0 | 0 | 0 | 0 | 0 | 0 | 0
Commercial_Grocery_New_Water Heating_Natural Gas_Water Heater_E8_Baseline Forecast | Commercial | Grocery | New | Water Heating | Natural Gas | Water Heater | E8 |  | Baseline Forecast | 0 | 0 | 0 | 0 | 0 | 0 | 0 | 0 | 0 | 0 | 0 | 0 | 0 | 0 | 0 | 0 | 0 | 0 | 0 | 0 | 0 | 0 | 0 | 0 | 0 | 0 | 0 | 0 | 0 | 0 | 0
Commercial_Grocery_New_Water Heating_Natural Gas_Water Heater_E9_Baseline Forecast | Commercial | Grocery | New | Water Heating | Natural Gas | Water Heater | E9 |  | Baseline Forecast | 0 | 0 | 0 | 0 | 0 | 0 | 0 | 0 | 0 | 0 | 0 | 0 | 0 | 0 | 0 | 0 | 0 | 0 | 0 | 0 | 0 | 0 | 0 | 0 | 0 | 0 | 0 | 0 | 0 | 0 | 0
Commercial_Grocery_New_Water Heating_Natural Gas_Water Heater_E10_Baseline Forecast | Commercial | Grocery | New | Water Heating | Natural Gas | Water Heater | E10 |  | Baseline Forecast | 0 | 0 | 0 | 0 | 0 | 0 | 0 | 0 | 0 | 0 | 0 | 0 | 0 | 0 | 0 | 0 | 0 | 0 | 0 | 0 | 0 | 0 | 0 | 0 | 0 | 0 | 0 | 0 | 0 | 0 | 0
Commercial_Grocery_New_Food Preparation_Natural Gas_Oven_E1_Baseline Forecast | Commercial | Grocery | New | Food Preparation | Natural Gas | Oven | E1 | Standard | Baseline Forecast | 0 | 7177.4609 | 7237.9591 | 7667.6245 | 4203.4629 | 3439.5853 | 3401.7807 | 3359.0422 | 3313.1915 | 3269.5679 | 4418.2989 | 5373.4587 | 6291.8959 | 6412.6566 | 6365.8165 | 6309.9824 | 8271.8081 | 7907.0435 | 7705.3008 | 6619.1307 | 6619.533 | 6960.4919 | 7259.9292 | 7822.8257 | 8034.5206 | 8895.2205 | 9492.0452 | 9921.8379 | 9877.0576 | 9790.2929 | 9771.4946
Commercial_Grocery_New_Food Preparation_Natural Gas_Oven_E2_Baseline Forecast | Commercial | Grocery | New | Food Preparation | Natural Gas | Oven | E2 | ENERGY STAR (EF ≥ 44%) Convection Oven utilizing ASTM Std F1496 | Baseline Forecast | 0 | 10346.9939 | 10447.1999 | 11081.5682 | 6087.1318 | 4944.1986 | 4859.415 | 4782.2409 | 4710.8023 | 4639.7085 | 6299.5242 | 7695.3771 | 8897.5931 | 9118.7707 | 9117.6011 | 9098.182 | 11929.9365 | 11409.7516 | 11093.1955 | 9544.4425 | 9555.3944 | 10062.3926 | 10514.7312 | 10558.7469 | 10828.9774 | 11972.9133 | 12759.9859 | 13321.5889 | 13246.0579 | 13114.9756 | 13075.5615
Commercial_Grocery_New_Food Preparation_Natural Gas_Oven_E3_Baseline Forecast | Commercial | Grocery | New | Food Preparation | Natural Gas | Oven | E3 |  | Baseline Forecast | 0 | 0 | 0 | 0 | 0 | 0 | 0 | 0 | 0 | 0 | 0 | 0 | 0 | 0 | 0 | 0 | 0 | 0 | 0 | 0 | 0 | 0 | 0 | 0 | 0 | 0 | 0 | 0 | 0 | 0 | 0
Commercial_Grocery_New_Food Preparation_Natural Gas_Oven_E4_Baseline Forecast | Commercial | Grocery | New | Food Preparation | Natural Gas | Oven | E4 |  | Baseline Forecast | 0 | 0 | 0 | 0 | 0 | 0 | 0 | 0 | 0 | 0 | 0 | 0 | 0 | 0 | 0 | 0 | 0 | 0 | 0 | 0 | 0 | 0 | 0 | 0 | 0 | 0 | 0 | 0 | 0 | 0 | 0
Commercial_Grocery_New_Food Preparation_Natural Gas_Oven_E5_Baseline Forecast | Commercial | Grocery | New | Food Preparation | Natural Gas | Oven | E5 |  | Baseline Forecast | 0 | 0 | 0 | 0 | 0 | 0 | 0 | 0 | 0 | 0 | 0 | 0 | 0 | 0 | 0 | 0 | 0 | 0 | 0 | 0 | 0 | 0 | 0 | 0 | 0 | 0 | 0 | 0 | 0 | 0 | 0
Commercial_Grocery_New_Food Preparation_Natural Gas_Oven_E6_Baseline Forecast | Commercial | Grocery | New | Food Preparation | Natural Gas | Oven | E6 |  | Baseline Forecast | 0 | 0 | 0 | 0 | 0 | 0 | 0 | 0 | 0 | 0 | 0 | 0 | 0 | 0 | 0 | 0 | 0 | 0 | 0 | 0 | 0 | 0 | 0 | 0 | 0 | 0 | 0 | 0 | 0 | 0 | 0
Commercial_Grocery_New_Food Preparation_Natural Gas_Oven_E7_Baseline Forecast | Commercial | Grocery | New | Food Preparation | Natural Gas | Oven | E7 |  | Baseline Forecast | 0 | 0 | 0 | 0 | 0 | 0 | 0 | 0 | 0 | 0 | 0 | 0 | 0 | 0 | 0 | 0 | 0 | 0 | 0 | 0 | 0 | 0 | 0 | 0 | 0 | 0 | 0 | 0 | 0 | 0 | 0
Commercial_Grocery_New_Food Preparation_Natural Gas_Oven_E8_Baseline Forecast | Commercial | Grocery | New | Food Preparation | Natural Gas | Oven | E8 |  | Baseline Forecast | 0 | 0 | 0 | 0 | 0 | 0 | 0 | 0 | 0 | 0 | 0 | 0 | 0 | 0 | 0 | 0 | 0 | 0 | 0 | 0 | 0 | 0 | 0 | 0 | 0 | 0 | 0 | 0 | 0 | 0 | 0
Commercial_Grocery_New_Food Preparation_Natural Gas_Oven_E9_Baseline Forecast | Commercial | Grocery | New | Food Preparation | Natural Gas | Oven | E9 |  | Baseline Forecast | 0 | 0 | 0 | 0 | 0 | 0 | 0 | 0 | 0 | 0 | 0 | 0 | 0 | 0 | 0 | 0 | 0 | 0 | 0 | 0 | 0 | 0 | 0 | 0 | 0 | 0 | 0 | 0 | 0 | 0 | 0
Commercial_Grocery_New_Food Preparation_Natural Gas_Oven_E10_Baseline Forecast | Commercial | Grocery | New | Food Preparation | Natural Gas | Oven | E10 |  | Baseline Forecast | 0 | 0 | 0 | 0 | 0 | 0 | 0 | 0 | 0 | 0 | 0 | 0 | 0 | 0 | 0 | 0 | 0 | 0 | 0 | 0 | 0 | 0 | 0 | 0 | 0 | 0 | 0 | 0 | 0 | 0 | 0
Commercial_Grocery_New_Food Preparation_Natural Gas_Conveyor Oven_E1_Baseline Forecast | Commercial | Grocery | New | Food Preparation | Natural Gas | Conveyor Oven | E1 | Standard | Baseline Forecast | 0 | 3593.1178 | 3627.6467 | 3847.7834 | 2108.2866 | 1719.5794 | 1695.0745 | 1668.8304 | 1641.478 | 1618.7814 | 1596.1635 | 1574.2485 | 1563.861 | 1542.938 | 1521.7116 | 1501.664 | 1481.5477 | 2185.4593 | 2755.1861 | 3247.5686 | 3288.6539 | 3238.6562 | 4137.4145 | 4073.4375 | 3932.6804 | 3274.7032 | 3110.3352 | 3072.4971 | 3035.4159 | 2999.0983 | 2964.7603
Commercial_Grocery_New_Food Preparation_Natural Gas_Conveyor Oven_E2_Baseline Forecast | Commercial | Grocery | New | Food Preparation | Natural Gas | Conveyor Oven | E2 | ENERGY STAR (EF ≥ 44%) Convection Oven utilizing ASTM Std F1496 | Baseline Forecast | 0 | 5169.1096 | 5214.9328 | 5526.8129 | 3037.0107 | 2472.3125 | 2435.5233 | 2401.8112 | 2370.5189 | 2335.8568 | 2302.3768 | 2269.4301 | 2226.168 | 2194.6299 | 2164.5604 | 2134.4546 | 2105.5379 | 3106.1371 | 3907.5796 | 4610.2207 | 4671.1699 | 4604.1766 | 5888.7779 | 5403.9757 | 5204.9838 | 4324.315 | 4098.2475 | 4039.7377 | 3982.636 | 3926.8936 | 3871.2532
Commercial_Grocery_New_Food Preparation_Natural Gas_Conveyor Oven_E3_Baseline Forecast | Commercial | Grocery | New | Food Preparation | Natural Gas | Conveyor Oven | E3 |  | Baseline Forecast | 0 | 0 | 0 | 0 | 0 | 0 | 0 | 0 | 0 | 0 | 0 | 0 | 0 | 0 | 0 | 0 | 0 | 0 | 0 | 0 | 0 | 0 | 0 | 0 | 0 | 0 | 0 | 0 | 0 | 0 | 0
Commercial_Grocery_New_Food Preparation_Natural Gas_Conveyor Oven_E4_Baseline Forecast | Commercial | Grocery | New | Food Preparation | Natural Gas | Conveyor Oven | E4 |  | Baseline Forecast | 0 | 0 | 0 | 0 | 0 | 0 | 0 | 0 | 0 | 0 | 0 | 0 | 0 | 0 | 0 | 0 | 0 | 0 | 0 | 0 | 0 | 0 | 0 | 0 | 0 | 0 | 0 | 0 | 0 | 0 | 0
Commercial_Grocery_New_Food Preparation_Natural Gas_Conveyor Oven_E5_Baseline Forecast | Commercial | Grocery | New | Food Preparation | Natural Gas | Conveyor Oven | E5 |  | Baseline Forecast | 0 | 0 | 0 | 0 | 0 | 0 | 0 | 0 | 0 | 0 | 0 | 0 | 0 | 0 | 0 | 0 | 0 | 0 | 0 | 0 | 0 | 0 | 0 | 0 | 0 | 0 | 0 | 0 | 0 | 0 | 0
Commercial_Grocery_New_Food Preparation_Natural Gas_Conveyor Oven_E6_Baseline Forecast | Commercial | Grocery | New | Food Preparation | Natural Gas | Conveyor Oven | E6 |  | Baseline Forecast | 0 | 0 | 0 | 0 | 0 | 0 | 0 | 0 | 0 | 0 | 0 | 0 | 0 | 0 | 0 | 0 | 0 | 0 | 0 | 0 | 0 | 0 | 0 | 0 | 0 | 0 | 0 | 0 | 0 | 0 | 0
Commercial_Grocery_New_Food Preparation_Natural Gas_Conveyor Oven_E7_Baseline Forecast | Commercial | Grocery | New | Food Preparation | Natural Gas | Conveyor Oven | E7 |  | Baseline Forecast | 0 | 0 | 0 | 0 | 0 | 0 | 0 | 0 | 0 | 0 | 0 | 0 | 0 | 0 | 0 | 0 | 0 | 0 | 0 | 0 | 0 | 0 | 0 | 0 | 0 | 0 | 0 | 0 | 0 | 0 | 0
Commercial_Grocery_New_Food Preparation_Natural Gas_Conveyor Oven_E8_Baseline Forecast | Commercial | Grocery | New | Food Preparation | Natural Gas | Conveyor Oven | E8 |  | Baseline Forecast | 0 | 0 | 0 | 0 | 0 | 0 | 0 | 0 | 0 | 0 | 0 | 0 | 0 | 0 | 0 | 0 | 0 | 0 | 0 | 0 | 0 | 0 | 0 | 0 | 0 | 0 | 0 | 0 | 0 | 0 | 0
Commercial_Grocery_New_Food Preparation_Natural Gas_Conveyor Oven_E9_Baseline Forecast | Commercial | Grocery | New | Food Preparation | Natural Gas | Conveyor Oven | E9 |  | Baseline Forecast | 0 | 0 | 0 | 0 | 0 | 0 | 0 | 0 | 0 | 0 | 0 | 0 | 0 | 0 | 0 | 0 | 0 | 0 | 0 | 0 | 0 | 0 | 0 | 0 | 0 | 0 | 0 | 0 | 0 | 0 | 0
Commercial_Grocery_New_Food Preparation_Natural Gas_Conveyor Oven_E10_Baseline Forecast | Commercial | Grocery | New | Food Preparation | Natural Gas | Conveyor Oven | E10 |  | Baseline Forecast | 0 | 0 | 0 | 0 | 0 | 0 | 0 | 0 | 0 | 0 | 0 | 0 | 0 | 0 | 0 | 0 | 0 | 0 | 0 | 0 | 0 | 0 | 0 | 0 | 0 | 0 | 0 | 0 | 0 | 0 | 0
Commercial_Grocery_New_Food Preparation_Natural Gas_Double Rack Oven_E1_Baseline Forecast | Commercial | Grocery | New | Food Preparation | Natural Gas | Double Rack Oven | E1 | Standard | Baseline Forecast | 0 | 3584.0113 | 3610.7435 | 3831.2937 | 2102.496 | 1728.679 | 1717.1366 | 1700.142 | 1678.9722 | 1645.6322 | 1610.7685 | 1576.8637 | 2304.0335 | 2846.1262 | 3334.4528 | 3376.8696 | 3326.007 | 4221.5023 | 4005.3673 | 3855.9645 | 3215.618 | 3047.7043 | 2999.7308 | 3445.7531 | 3668.985 | 3955.9273 | 4194.1164 | 4373.0784 | 4928.8378 | 5282.8968 | 5513.2944
Commercial_Grocery_New_Food Preparation_Natural Gas_Double Rack Oven_E2_Baseline Forecast | Commercial | Grocery | New | Food Preparation | Natural Gas | Double Rack Oven | E2 | FTSC Qualified (>50% Cooking Efficiency) | Baseline Forecast | 0 | 5178.2161 | 5231.836 | 5543.3026 | 3042.8013 | 2463.213 | 2413.4612 | 2370.4996 | 2333.0247 | 2309.006 | 2287.7718 | 2266.8149 | 3238.441 | 4061.9139 | 4763.1163 | 4817.3461 | 4745.9346 | 6028.6184 | 5690.8942 | 5495.5665 | 4592.382 | 4365.0696 | 4311.9975 | 4117.6743 | 4361.861 | 4679.8716 | 4938.2496 | 5125.522 | 5751.3712 | 6137.9077 | 6378.4852
Commercial_Grocery_New_Food Preparation_Natural Gas_Double Rack Oven_E3_Baseline Forecast | Commercial | Grocery | New | Food Preparation | Natural Gas | Double Rack Oven | E3 |  | Baseline Forecast | 0 | 0 | 0 | 0 | 0 | 0 | 0 | 0 | 0 | 0 | 0 | 0 | 0 | 0 | 0 | 0 | 0 | 0 | 0 | 0 | 0 | 0 | 0 | 0 | 0 | 0 | 0 | 0 | 0 | 0 | 0
Commercial_Grocery_New_Food Preparation_Natural Gas_Double Rack Oven_E4_Baseline Forecast | Commercial | Grocery | New | Food Preparation | Natural Gas | Double Rack Oven | E4 |  | Baseline Forecast | 0 | 0 | 0 | 0 | 0 | 0 | 0 | 0 | 0 | 0 | 0 | 0 | 0 | 0 | 0 | 0 | 0 | 0 | 0 | 0 | 0 | 0 | 0 | 0 | 0 | 0 | 0 | 0 | 0 | 0 | 0
Commercial_Grocery_New_Food Preparation_Natural Gas_Double Rack Oven_E5_Baseline Forecast | Commercial | Grocery | New | Food Preparation | Natural Gas | Double Rack Oven | E5 |  | Baseline Forecast | 0 | 0 | 0 | 0 | 0 | 0 | 0 | 0 | 0 | 0 | 0 | 0 | 0 | 0 | 0 | 0 | 0 | 0 | 0 | 0 | 0 | 0 | 0 | 0 | 0 | 0 | 0 | 0 | 0 | 0 | 0
Commercial_Grocery_New_Food Preparation_Natural Gas_Double Rack Oven_E6_Baseline Forecast | Commercial | Grocery | New | Food Preparation | Natural Gas | Double Rack Oven | E6 |  | Baseline Forecast | 0 | 0 | 0 | 0 | 0 | 0 | 0 | 0 | 0 | 0 | 0 | 0 | 0 | 0 | 0 | 0 | 0 | 0 | 0 | 0 | 0 | 0 | 0 | 0 | 0 | 0 | 0 | 0 | 0 | 0 | 0
Commercial_Grocery_New_Food Preparation_Natural Gas_Double Rack Oven_E7_Baseline Forecast | Commercial | Grocery | New | Food Preparation | Natural Gas | Double Rack Oven | E7 |  | Baseline Forecast | 0 | 0 | 0 | 0 | 0 | 0 | 0 | 0 | 0 | 0 | 0 | 0 | 0 | 0 | 0 | 0 | 0 | 0 | 0 | 0 | 0 | 0 | 0 | 0 | 0 | 0 | 0 | 0 | 0 | 0 | 0
Commercial_Grocery_New_Food Preparation_Natural Gas_Double Rack Oven_E8_Baseline Forecast | Commercial | Grocery | New | Food Preparation | Natural Gas | Double Rack Oven | E8 |  | Baseline Forecast | 0 | 0 | 0 | 0 | 0 | 0 | 0 | 0 | 0 | 0 | 0 | 0 | 0 | 0 | 0 | 0 | 0 | 0 | 0 | 0 | 0 | 0 | 0 | 0 | 0 | 0 | 0 | 0 | 0 | 0 | 0
Commercial_Grocery_New_Food Preparation_Natural Gas_Double Rack Oven_E9_Baseline Forecast | Commercial | Grocery | New | Food Preparation | Natural Gas | Double Rack Oven | E9 |  | Baseline Forecast | 0 | 0 | 0 | 0 | 0 | 0 | 0 | 0 | 0 | 0 | 0 | 0 | 0 | 0 | 0 | 0 | 0 | 0 | 0 | 0 | 0 | 0 | 0 | 0 | 0 | 0 | 0 | 0 | 0 | 0 | 0
Commercial_Grocery_New_Food Preparation_Natural Gas_Double Rack Oven_E10_Baseline Forecast | Commercial | Grocery | New | Food Preparation | Natural Gas | Double Rack Oven | E10 |  | Baseline Forecast | 0 | 0 | 0 | 0 | 0 | 0 | 0 | 0 | 0 | 0 | 0 | 0 | 0 | 0 | 0 | 0 | 0 | 0 | 0 | 0 | 0 | 0 | 0 | 0 | 0 | 0 | 0 | 0 | 0 | 0 | 0
Commercial_Grocery_New_Food Preparation_Natural Gas_Fryer_E1_Baseline Forecast | Commercial | Grocery | New | Food Preparation | Natural Gas | Fryer | E1 | Standard | Baseline Forecast | 0 | 27581.1259 | 27814.0626 | 0 | 0 | 0 | 0 | 0 | 0 | 0 | 0 | 0 | 0 | 0 | 0 | 0 | 0 | 0 | 0 | 0 | 0 | 0 | 0 | 0 | 0 | 0 | 0 | 0 | 0 | 0 | 0
Commercial_Grocery_New_Food Preparation_Natural Gas_Fryer_E2_Baseline Forecast | Commercial | Grocery | New | Food Preparation | Natural Gas | Fryer | E2 | ENERGY STAR | Baseline Forecast | 0 | 9724.6686 | 9833.8364 | 39912.998 | 21906.4623 | 17847.2723 | 17586.3085 | 17331.0404 | 17081.3566 | 24298.3068 | 30096.8143 | 35146.1352 | 35542.7297 | 35007.5437 | 44266.9821 | 41894.8549 | 40413.3813 | 35320.4296 | 36025.7517 | 38560.1529 | 40633.895 | 42153.5208 | 47145.4289 | 50260.4461 | 52228.2738 | 51533.5014 | 50844.4498 | 53338.3619 | 52670.461 | 52645.5927 | 52650.0686
Commercial_Grocery_New_Food Preparation_Natural Gas_Fryer_E3_Baseline Forecast | Commercial | Grocery | New | Food Preparation | Natural Gas | Fryer | E3 |  | Baseline Forecast | 0 | 0 | 0 | 0 | 0 | 0 | 0 | 0 | 0 | 0 | 0 | 0 | 0 | 0 | 0 | 0 | 0 | 0 | 0 | 0 | 0 | 0 | 0 | 0 | 0 | 0 | 0 | 0 | 0 | 0 | 0
Commercial_Grocery_New_Food Preparation_Natural Gas_Fryer_E4_Baseline Forecast | Commercial | Grocery | New | Food Preparation | Natural Gas | Fryer | E4 |  | Baseline Forecast | 0 | 0 | 0 | 0 | 0 | 0 | 0 | 0 | 0 | 0 | 0 | 0 | 0 | 0 | 0 | 0 | 0 | 0 | 0 | 0 | 0 | 0 | 0 | 0 | 0 | 0 | 0 | 0 | 0 | 0 | 0
Commercial_Grocery_New_Food Preparation_Natural Gas_Fryer_E5_Baseline Forecast | Commercial | Grocery | New | Food Preparation | Natural Gas | Fryer | E5 |  | Baseline Forecast | 0 | 0 | 0 | 0 | 0 | 0 | 0 | 0 | 0 | 0 | 0 | 0 | 0 | 0 | 0 | 0 | 0 | 0 | 0 | 0 | 0 | 0 | 0 | 0 | 0 | 0 | 0 | 0 | 0 | 0 | 0
Commercial_Grocery_New_Food Preparation_Natural Gas_Fryer_E6_Baseline Forecast | Commercial | Grocery | New | Food Preparation | Natural Gas | Fryer | E6 |  | Baseline Forecast | 0 | 0 | 0 | 0 | 0 | 0 | 0 | 0 | 0 | 0 | 0 | 0 | 0 | 0 | 0 | 0 | 0 | 0 | 0 | 0 | 0 | 0 | 0 | 0 | 0 | 0 | 0 | 0 | 0 | 0 | 0
Commercial_Grocery_New_Food Preparation_Natural Gas_Fryer_E7_Baseline Forecast | Commercial | Grocery | New | Food Preparation | Natural Gas | Fryer | E7 |  | Baseline Forecast | 0 | 0 | 0 | 0 | 0 | 0 | 0 | 0 | 0 | 0 | 0 | 0 | 0 | 0 | 0 | 0 | 0 | 0 | 0 | 0 | 0 | 0 | 0 | 0 | 0 | 0 | 0 | 0 | 0 | 0 | 0
Commercial_Grocery_New_Food Preparation_Natural Gas_Fryer_E8_Baseline Forecast | Commercial | Grocery | New | Food Preparation | Natural Gas | Fryer | E8 |  | Baseline Forecast | 0 | 0 | 0 | 0 | 0 | 0 | 0 | 0 | 0 | 0 | 0 | 0 | 0 | 0 | 0 | 0 | 0 | 0 | 0 | 0 | 0 | 0 | 0 | 0 | 0 | 0 | 0 | 0 | 0 | 0 | 0
Commercial_Grocery_New_Food Preparation_Natural Gas_Fryer_E9_Baseline Forecast | Commercial | Grocery | New | Food Preparation | Natural Gas | Fryer | E9 |  | Baseline Forecast | 0 | 0 | 0 | 0 | 0 | 0 | 0 | 0 | 0 | 0 | 0 | 0 | 0 | 0 | 0 | 0 | 0 | 0 | 0 | 0 | 0 | 0 | 0 | 0 | 0 | 0 | 0 | 0 | 0 | 0 | 0
Commercial_Grocery_New_Food Preparation_Natural Gas_Fryer_E10_Baseline Forecast | Commercial | Grocery | New | Food Preparation | Natural Gas | Fryer | E10 |  | Baseline Forecast | 0 | 0 | 0 | 0 | 0 | 0 | 0 | 0 | 0 | 0 | 0 | 0 | 0 | 0 | 0 | 0 | 0 | 0 | 0 | 0 | 0 | 0 | 0 | 0 | 0 | 0 | 0 | 0 | 0 | 0 | 0
Commercial_Grocery_New_Food Preparation_Natural Gas_Broiler_E1_Baseline Forecast | Commercial | Grocery | New | Food Preparation | Natural Gas | Broiler | E1 | Standard | Baseline Forecast | 0 | 1533.9084 | 1547.0491 | 1640.6275 | 900.4173 | 735.9358 | 727.2048 | 717.8095 | 707.9519 | 696.4678 | 684.8895 | 673.5756 | 975.7648 | 1212.3923 | 1420.8974 | 1438.2465 | 1416.7145 | 1798.7089 | 1703.2968 | 1641.6997 | 1370.1465 | 1300.0243 | 1281.3407 | 1372.7408 | 1458.8801 | 1570.1092 | 1661.7399 | 1729.7289 | 1946.371 | 2082.8644 | 2170.3116
Commercial_Grocery_New_Food Preparation_Natural Gas_Broiler_E2_Baseline Forecast | Commercial | Grocery | New | Food Preparation | Natural Gas | Broiler | E2 | Infrared Burners | Baseline Forecast | 0 | 540.6689 | 546.5526 | 578.9366 | 317.8022 | 256.552 | 250.7708 | 245.9706 | 241.9432 | 239.8469 | 238.1433 | 236.4679 | 336.4919 | 423.1808 | 496.3129 | 501.8463 | 494.4282 | 628.1475 | 592.4258 | 572.4033 | 478.5044 | 455.0514 | 449.811 | 418.0042 | 442.5326 | 474.5344 | 500.4728 | 519.1948 | 582.3147 | 621.1674 | 645.23
Commercial_Grocery_New_Food Preparation_Natural Gas_Broiler_E3_Baseline Forecast | Commercial | Grocery | New | Food Preparation | Natural Gas | Broiler | E3 |  | Baseline Forecast | 0 | 0 | 0 | 0 | 0 | 0 | 0 | 0 | 0 | 0 | 0 | 0 | 0 | 0 | 0 | 0 | 0 | 0 | 0 | 0 | 0 | 0 | 0 | 0 | 0 | 0 | 0 | 0 | 0 | 0 | 0
Commercial_Grocery_New_Food Preparation_Natural Gas_Broiler_E4_Baseline Forecast | Commercial | Grocery | New | Food Preparation | Natural Gas | Broiler | E4 |  | Baseline Forecast | 0 | 0 | 0 | 0 | 0 | 0 | 0 | 0 | 0 | 0 | 0 | 0 | 0 | 0 | 0 | 0 | 0 | 0 | 0 | 0 | 0 | 0 | 0 | 0 | 0 | 0 | 0 | 0 | 0 | 0 | 0
Commercial_Grocery_New_Food Preparation_Natural Gas_Broiler_E5_Baseline Forecast | Commercial | Grocery | New | Food Preparation | Natural Gas | Broiler | E5 |  | Baseline Forecast | 0 | 0 | 0 | 0 | 0 | 0 | 0 | 0 | 0 | 0 | 0 | 0 | 0 | 0 | 0 | 0 | 0 | 0 | 0 | 0 | 0 | 0 | 0 | 0 | 0 | 0 | 0 | 0 | 0 | 0 | 0
Commercial_Grocery_New_Food Preparation_Natural Gas_Broiler_E6_Baseline Forecast | Commercial | Grocery | New | Food Preparation | Natural Gas | Broiler | E6 |  | Baseline Forecast | 0 | 0 | 0 | 0 | 0 | 0 | 0 | 0 | 0 | 0 | 0 | 0 | 0 | 0 | 0 | 0 | 0 | 0 | 0 | 0 | 0 | 0 | 0 | 0 | 0 | 0 | 0 | 0 | 0 | 0 | 0
Commercial_Grocery_New_Food Preparation_Natural Gas_Broiler_E7_Baseline Forecast | Commercial | Grocery | New | Food Preparation | Natural Gas | Broiler | E7 |  | Baseline Forecast | 0 | 0 | 0 | 0 | 0 | 0 | 0 | 0 | 0 | 0 | 0 | 0 | 0 | 0 | 0 | 0 | 0 | 0 | 0 | 0 | 0 | 0 | 0 | 0 | 0 | 0 | 0 | 0 | 0 | 0 | 0
Commercial_Grocery_New_Food Preparation_Natural Gas_Broiler_E8_Baseline Forecast | Commercial | Grocery | New | Food Preparation | Natural Gas | Broiler | E8 |  | Baseline Forecast | 0 | 0 | 0 | 0 | 0 | 0 | 0 | 0 | 0 | 0 | 0 | 0 | 0 | 0 | 0 | 0 | 0 | 0 | 0 | 0 | 0 | 0 | 0 | 0 | 0 | 0 | 0 | 0 | 0 | 0 | 0
Commercial_Grocery_New_Food Preparation_Natural Gas_Broiler_E9_Baseline Forecast | Commercial | Grocery | New | Food Preparation | Natural Gas | Broiler | E9 |  | Baseline Forecast | 0 | 0 | 0 | 0 | 0 | 0 | 0 | 0 | 0 | 0 | 0 | 0 | 0 | 0 | 0 | 0 | 0 | 0 | 0 | 0 | 0 | 0 | 0 | 0 | 0 | 0 | 0 | 0 | 0 | 0 | 0
Commercial_Grocery_New_Food Preparation_Natural Gas_Broiler_E10_Baseline Forecast | Commercial | Grocery | New | Food Preparation | Natural Gas | Broiler | E10 |  | Baseline Forecast | 0 | 0 | 0 | 0 | 0 | 0 | 0 | 0 | 0 | 0 | 0 | 0 | 0 | 0 | 0 | 0 | 0 | 0 | 0 | 0 | 0 | 0 | 0 | 0 | 0 | 0 | 0 | 0 | 0 | 0 | 0
Commercial_Grocery_New_Food Preparation_Natural Gas_Griddle_E1_Baseline Forecast | Commercial | Grocery | New | Food Preparation | Natural Gas | Griddle | E1 | Standard | Baseline Forecast | 0 | 3282.3516 | 3311.9205 | 3511.4698 | 1927.2604 | 1571.5138 | 1549.731 | 1527.9288 | 1506.2069 | 1483.8573 | 1461.8046 | 1440.2574 | 2079.4402 | 2589.5499 | 3035.304 | 3071.7588 | 3025.8809 | 3842.227 | 3635.6552 | 3505.7883 | 2926.7967 | 2778.2011 | 2739.7727 | 2864.5986 | 3042.5734 | 3272.7367 | 3461.9087 | 3601.7335 | 4050.8679 | 4332.9018 | 4512.7448
Commercial_Grocery_New_Food Preparation_Natural Gas_Griddle_E2_Baseline Forecast | Commercial | Grocery | New | Food Preparation | Natural Gas | Griddle | E2 | ENERGY STAR | Baseline Forecast | 0 | 1341.7167 | 1354.5518 | 1435.7624 | 788.0544 | 640.6628 | 630.0991 | 620.2607 | 611.0341 | 603.114 | 595.5623 | 588.1575 | 845.476 | 1056.0128 | 1238.0058 | 1252.5541 | 1233.9046 | 1567.0435 | 1481.3285 | 1429.2717 | 1193.6995 | 1133.7235 | 1118.8273 | 1126.8299 | 1195.5248 | 1284.6118 | 1357.4919 | 1410.939 | 1585.372 | 1694.1707 | 1762.8742
Commercial_Grocery_New_Food Preparation_Natural Gas_Griddle_E3_Baseline Forecast | Commercial | Grocery | New | Food Preparation | Natural Gas | Griddle | E3 |  | Baseline Forecast | 0 | 0 | 0 | 0 | 0 | 0 | 0 | 0 | 0 | 0 | 0 | 0 | 0 | 0 | 0 | 0 | 0 | 0 | 0 | 0 | 0 | 0 | 0 | 0 | 0 | 0 | 0 | 0 | 0 | 0 | 0
Commercial_Grocery_New_Food Preparation_Natural Gas_Griddle_E4_Baseline Forecast | Commercial | Grocery | New | Food Preparation | Natural Gas | Griddle | E4 |  | Baseline Forecast | 0 | 0 | 0 | 0 | 0 | 0 | 0 | 0 | 0 | 0 | 0 | 0 | 0 | 0 | 0 | 0 | 0 | 0 | 0 | 0 | 0 | 0 | 0 | 0 | 0 | 0 | 0 | 0 | 0 | 0 | 0
Commercial_Grocery_New_Food Preparation_Natural Gas_Griddle_E5_Baseline Forecast | Commercial | Grocery | New | Food Preparation | Natural Gas | Griddle | E5 |  | Baseline Forecast | 0 | 0 | 0 | 0 | 0 | 0 | 0 | 0 | 0 | 0 | 0 | 0 | 0 | 0 | 0 | 0 | 0 | 0 | 0 | 0 | 0 | 0 | 0 | 0 | 0 | 0 | 0 | 0 | 0 | 0 | 0
Commercial_Grocery_New_Food Preparation_Natural Gas_Griddle_E6_Baseline Forecast | Commercial | Grocery | New | Food Preparation | Natural Gas | Griddle | E6 |  | Baseline Forecast | 0 | 0 | 0 | 0 | 0 | 0 | 0 | 0 | 0 | 0 | 0 | 0 | 0 | 0 | 0 | 0 | 0 | 0 | 0 | 0 | 0 | 0 | 0 | 0 | 0 | 0 | 0 | 0 | 0 | 0 | 0
Commercial_Grocery_New_Food Preparation_Natural Gas_Griddle_E7_Baseline Forecast | Commercial | Grocery | New | Food Preparation | Natural Gas | Griddle | E7 |  | Baseline Forecast | 0 | 0 | 0 | 0 | 0 | 0 | 0 | 0 | 0 | 0 | 0 | 0 | 0 | 0 | 0 | 0 | 0 | 0 | 0 | 0 | 0 | 0 | 0 | 0 | 0 | 0 | 0 | 0 | 0 | 0 | 0
Commercial_Grocery_New_Food Preparation_Natural Gas_Griddle_E8_Baseline Forecast | Commercial | Grocery | New | Food Preparation | Natural Gas | Griddle | E8 |  | Baseline Forecast | 0 | 0 | 0 | 0 | 0 | 0 | 0 | 0 | 0 | 0 | 0 | 0 | 0 | 0 | 0 | 0 | 0 | 0 | 0 | 0 | 0 | 0 | 0 | 0 | 0 | 0 | 0 | 0 | 0 | 0 | 0
Commercial_Grocery_New_Food Preparation_Natural Gas_Griddle_E9_Baseline Forecast | Commercial | Grocery | New | Food Preparation | Natural Gas | Griddle | E9 |  | Baseline Forecast | 0 | 0 | 0 | 0 | 0 | 0 | 0 | 0 | 0 | 0 | 0 | 0 | 0 | 0 | 0 | 0 | 0 | 0 | 0 | 0 | 0 | 0 | 0 | 0 | 0 | 0 | 0 | 0 | 0 | 0 | 0
Commercial_Grocery_New_Food Preparation_Natural Gas_Griddle_E10_Baseline Forecast | Commercial | Grocery | New | Food Preparation | Natural Gas | Griddle | E10 |  | Baseline Forecast | 0 | 0 | 0 | 0 | 0 | 0 | 0 | 0 | 0 | 0 | 0 | 0 | 0 | 0 | 0 | 0 | 0 | 0 | 0 | 0 | 0 | 0 | 0 | 0 | 0 | 0 | 0 | 0 | 0 | 0 | 0
Commercial_Grocery_New_Food Preparation_Natural Gas_Range_E1_Baseline Forecast | Commercial | Grocery | New | Food Preparation | Natural Gas | Range | E1 | Standard | Baseline Forecast | 0 | 7922.8185 | 7990.0532 | 8464.6425 | 4641.1195 | 3793.2583 | 3747.7336 | 3698.7132 | 3647.3706 | 3598.2062 | 5144.5781 | 6369.4438 | 7488.0517 | 7549.579 | 7407.3179 | 9346.9409 | 8843.5335 | 8528.2422 | 7139.2834 | 7092.1837 | 7505.0124 | 8040.418 | 8476.2655 | 9121.5498 | 10229.0868 | 10925.3646 | 11369.8799 | 11162.6608 | 10929.1286 | 11389.9895 | 11194.2425
Commercial_Grocery_New_Food Preparation_Natural Gas_Range_E2_Baseline Forecast | Commercial | Grocery | New | Food Preparation | Natural Gas | Range | E2 | High Efficiency | Baseline Forecast | 0 | 11419.7709 | 11529.9132 | 12229.7494 | 6717.1081 | 5460.33 | 5370.5481 | 5287.2152 | 5209.0999 | 5131.6451 | 7329.9553 | 9114.2723 | 10616.3499 | 10763.0754 | 10630.4216 | 13494.2241 | 12770.1861 | 12319.7768 | 10296.7778 | 10240.5926 | 10845.2863 | 11631.288 | 12277.8587 | 12427.5502 | 13915.1867 | 14840.8033 | 15423.2472 | 15122.0307 | 14786.6514 | 15390.9296 | 15107.9663
Commercial_Grocery_New_Food Preparation_Natural Gas_Range_E3_Baseline Forecast | Commercial | Grocery | New | Food Preparation | Natural Gas | Range | E3 |  | Baseline Forecast | 0 | 0 | 0 | 0 | 0 | 0 | 0 | 0 | 0 | 0 | 0 | 0 | 0 | 0 | 0 | 0 | 0 | 0 | 0 | 0 | 0 | 0 | 0 | 0 | 0 | 0 | 0 | 0 | 0 | 0 | 0
Commercial_Grocery_New_Food Preparation_Natural Gas_Range_E4_Baseline Forecast | Commercial | Grocery | New | Food Preparation | Natural Gas | Range | E4 |  | Baseline Forecast | 0 | 0 | 0 | 0 | 0 | 0 | 0 | 0 | 0 | 0 | 0 | 0 | 0 | 0 | 0 | 0 | 0 | 0 | 0 | 0 | 0 | 0 | 0 | 0 | 0 | 0 | 0 | 0 | 0 | 0 | 0
Commercial_Grocery_New_Food Preparation_Natural Gas_Range_E5_Baseline Forecast | Commercial | Grocery | New | Food Preparation | Natural Gas | Range | E5 |  | Baseline Forecast | 0 | 0 | 0 | 0 | 0 | 0 | 0 | 0 | 0 | 0 | 0 | 0 | 0 | 0 | 0 | 0 | 0 | 0 | 0 | 0 | 0 | 0 | 0 | 0 | 0 | 0 | 0 | 0 | 0 | 0 | 0
Commercial_Grocery_New_Food Preparation_Natural Gas_Range_E6_Baseline Forecast | Commercial | Grocery | New | Food Preparation | Natural Gas | Range | E6 |  | Baseline Forecast | 0 | 0 | 0 | 0 | 0 | 0 | 0 | 0 | 0 | 0 | 0 | 0 | 0 | 0 | 0 | 0 | 0 | 0 | 0 | 0 | 0 | 0 | 0 | 0 | 0 | 0 | 0 | 0 | 0 | 0 | 0
Commercial_Grocery_New_Food Preparation_Natural Gas_Range_E7_Baseline Forecast | Commercial | Grocery | New | Food Preparation | Natural Gas | Range | E7 |  | Baseline Forecast | 0 | 0 | 0 | 0 | 0 | 0 | 0 | 0 | 0 | 0 | 0 | 0 | 0 | 0 | 0 | 0 | 0 | 0 | 0 | 0 | 0 | 0 | 0 | 0 | 0 | 0 | 0 | 0 | 0 | 0 | 0
Commercial_Grocery_New_Food Preparation_Natural Gas_Range_E8_Baseline Forecast | Commercial | Grocery | New | Food Preparation | Natural Gas | Range | E8 |  | Baseline Forecast | 0 | 0 | 0 | 0 | 0 | 0 | 0 | 0 | 0 | 0 | 0 | 0 | 0 | 0 | 0 | 0 | 0 | 0 | 0 | 0 | 0 | 0 | 0 | 0 | 0 | 0 | 0 | 0 | 0 | 0 | 0
Commercial_Grocery_New_Food Preparation_Natural Gas_Range_E9_Baseline Forecast | Commercial | Grocery | New | Food Preparation | Natural Gas | Range | E9 |  | Baseline Forecast | 0 | 0 | 0 | 0 | 0 | 0 | 0 | 0 | 0 | 0 | 0 | 0 | 0 | 0 | 0 | 0 | 0 | 0 | 0 | 0 | 0 | 0 | 0 | 0 | 0 | 0 | 0 | 0 | 0 | 0 | 0
Commercial_Grocery_New_Food Preparation_Natural Gas_Range_E10_Baseline Forecast | Commercial | Grocery | New | Food Preparation | Natural Gas | Range | E10 |  | Baseline Forecast | 0 | 0 | 0 | 0 | 0 | 0 | 0 | 0 | 0 | 0 | 0 | 0 | 0 | 0 | 0 | 0 | 0 | 0 | 0 | 0 | 0 | 0 | 0 | 0 | 0 | 0 | 0 | 0 | 0 | 0 | 0
Commercial_Grocery_New_Food Preparation_Natural Gas_Steamer_E1_Baseline Forecast | Commercial | Grocery | New | Food Preparation | Natural Gas | Steamer | E1 | Standard | Baseline Forecast | 0 | 707.6184 | 713.1379 | 0 | 0 | 0 | 0 | 0 | 0 | 0 | 0 | 0 | 0 | 0 | 0 | 0 | 0 | 0 | 0 | 0 | 0 | 0 | 0 | 0 | 0 | 0 | 0 | 0 | 0 | 0 | 0
Commercial_Grocery_New_Food Preparation_Natural Gas_Steamer_E2_Baseline Forecast | Commercial | Grocery | New | Food Preparation | Natural Gas | Steamer | E2 | ENERGY STAR | Baseline Forecast | 0 | 710.9698 | 718.4592 | 1517.7296 | 833.014 | 678.6595 | 668.7361 | 659.0293 | 649.5348 | 640.2485 | 788.7873 | 921.4582 | 1048.1675 | 1083.9458 | 1097.8432 | 1108.3561 | 1115.9015 | 1120.8494 | 1123.5278 | 1578.5898 | 1564.3316 | 1587.6138 | 1374.2789 | 1348.9037 | 1371.3967 | 1391.7132 | 1409.8193 | 1425.7206 | 1538.4781 | 1631.7082 | 1714.8155
Commercial_Grocery_New_Food Preparation_Natural Gas_Steamer_E3_Baseline Forecast | Commercial | Grocery | New | Food Preparation | Natural Gas | Steamer | E3 |  | Baseline Forecast | 0 | 0 | 0 | 0 | 0 | 0 | 0 | 0 | 0 | 0 | 0 | 0 | 0 | 0 | 0 | 0 | 0 | 0 | 0 | 0 | 0 | 0 | 0 | 0 | 0 | 0 | 0 | 0 | 0 | 0 | 0
Commercial_Grocery_New_Food Preparation_Natural Gas_Steamer_E4_Baseline Forecast | Commercial | Grocery | New | Food Preparation | Natural Gas | Steamer | E4 |  | Baseline Forecast | 0 | 0 | 0 | 0 | 0 | 0 | 0 | 0 | 0 | 0 | 0 | 0 | 0 | 0 | 0 | 0 | 0 | 0 | 0 | 0 | 0 | 0 | 0 | 0 | 0 | 0 | 0 | 0 | 0 | 0 | 0
Commercial_Grocery_New_Food Preparation_Natural Gas_Steamer_E5_Baseline Forecast | Commercial | Grocery | New | Food Preparation | Natural Gas | Steamer | E5 |  | Baseline Forecast | 0 | 0 | 0 | 0 | 0 | 0 | 0 | 0 | 0 | 0 | 0 | 0 | 0 | 0 | 0 | 0 | 0 | 0 | 0 | 0 | 0 | 0 | 0 | 0 | 0 | 0 | 0 | 0 | 0 | 0 | 0
Commercial_Grocery_New_Food Preparation_Natural Gas_Steamer_E6_Baseline Forecast | Commercial | Grocery | New | Food Preparation | Natural Gas | Steamer | E6 |  | Baseline Forecast | 0 | 0 | 0 | 0 | 0 | 0 | 0 | 0 | 0 | 0 | 0 | 0 | 0 | 0 | 0 | 0 | 0 | 0 | 0 | 0 | 0 | 0 | 0 | 0 | 0 | 0 | 0 | 0 | 0 | 0 | 0
Commercial_Grocery_New_Food Preparation_Natural Gas_Steamer_E7_Baseline Forecast | Commercial | Grocery | New | Food Preparation | Natural Gas | Steamer | E7 |  | Baseline Forecast | 0 | 0 | 0 | 0 | 0 | 0 | 0 | 0 | 0 | 0 | 0 | 0 | 0 | 0 | 0 | 0 | 0 | 0 | 0 | 0 | 0 | 0 | 0 | 0 | 0 | 0 | 0 | 0 | 0 | 0 | 0
Commercial_Grocery_New_Food Preparation_Natural Gas_Steamer_E8_Baseline Forecast | Commercial | Grocery | New | Food Preparation | Natural Gas | Steamer | E8 |  | Baseline Forecast | 0 | 0 | 0 | 0 | 0 | 0 | 0 | 0 | 0 | 0 | 0 | 0 | 0 | 0 | 0 | 0 | 0 | 0 | 0 | 0 | 0 | 0 | 0 | 0 | 0 | 0 | 0 | 0 | 0 | 0 | 0
Commercial_Grocery_New_Food Preparation_Natural Gas_Steamer_E9_Baseline Forecast | Commercial | Grocery | New | Food Preparation | Natural Gas | Steamer | E9 |  | Baseline Forecast | 0 | 0 | 0 | 0 | 0 | 0 | 0 | 0 | 0 | 0 | 0 | 0 | 0 | 0 | 0 | 0 | 0 | 0 | 0 | 0 | 0 | 0 | 0 | 0 | 0 | 0 | 0 | 0 | 0 | 0 | 0
Commercial_Grocery_New_Food Preparation_Natural Gas_Steamer_E10_Baseline Forecast | Commercial | Grocery | New | Food Preparation | Natural Gas | Steamer | E10 |  | Baseline Forecast | 0 | 0 | 0 | 0 | 0 | 0 | 0 | 0 | 0 | 0 | 0 | 0 | 0 | 0 | 0 | 0 | 0 | 0 | 0 | 0 | 0 | 0 | 0 | 0 | 0 | 0 | 0 | 0 | 0 | 0 | 0
Commercial_Grocery_New_Food Preparation_Natural Gas_Food Prep Other_E1_Baseline Forecast | Commercial | Grocery | New | Food Preparation | Natural Gas | Food Prep Other | E1 | Standard | Baseline Forecast | 0 | 1049.7549 | 1059.3812 | 1123.1189 | 616.4296 | 502.208 | 494.8652 | 487.6824 | 480.6566 | 473.785 | 677.0158 | 840.3288 | 982.5604 | 993.8612 | 978.9395 | 1239.628 | 1173.0125 | 1131.4565 | 946.2843 | 940.6786 | 995.901 | 1067.6157 | 1126.36 | 1169.5268 | 1310.3746 | 1398.4 | 1454.1368 | 1426.5435 | 1395.6679 | 1453.4769 | 1427.4968
Commercial_Grocery_New_Food Preparation_Natural Gas_Food Prep Other_E2_Baseline Forecast | Commercial | Grocery | New | Food Preparation | Natural Gas | Food Prep Other | E2 | ENERGY STAR | Baseline Forecast | 0 | 368.8333 | 372.2159 | 394.6107 | 216.5844 | 176.4515 | 173.8709 | 171.3468 | 168.8782 | 166.4636 | 237.8682 | 295.2491 | 345.2189 | 349.1914 | 343.9509 | 435.5462 | 412.1408 | 397.5401 | 332.4789 | 330.5097 | 349.9125 | 375.11 | 395.7504 | 410.8873 | 460.3698 | 491.2943 | 510.8749 | 501.1795 | 490.331 | 510.6395 | 501.5109
Commercial_Grocery_New_Food Preparation_Natural Gas_Food Prep Other_E3_Baseline Forecast | Commercial | Grocery | New | Food Preparation | Natural Gas | Food Prep Other | E3 |  | Baseline Forecast | 0 | 0 | 0 | 0 | 0 | 0 | 0 | 0 | 0 | 0 | 0 | 0 | 0 | 0 | 0 | 0 | 0 | 0 | 0 | 0 | 0 | 0 | 0 | 0 | 0 | 0 | 0 | 0 | 0 | 0 | 0
Commercial_Grocery_New_Food Preparation_Natural Gas_Food Prep Other_E4_Baseline Forecast | Commercial | Grocery | New | Food Preparation | Natural Gas | Food Prep Other | E4 |  | Baseline Forecast | 0 | 0 | 0 | 0 | 0 | 0 | 0 | 0 | 0 | 0 | 0 | 0 | 0 | 0 | 0 | 0 | 0 | 0 | 0 | 0 | 0 | 0 | 0 | 0 | 0 | 0 | 0 | 0 | 0 | 0 | 0
Commercial_Grocery_New_Food Preparation_Natural Gas_Food Prep Other_E5_Baseline Forecast | Commercial | Grocery | New | Food Preparation | Natural Gas | Food Prep Other | E5 |  | Baseline Forecast | 0 | 0 | 0 | 0 | 0 | 0 | 0 | 0 | 0 | 0 | 0 | 0 | 0 | 0 | 0 | 0 | 0 | 0 | 0 | 0 | 0 | 0 | 0 | 0 | 0 | 0 | 0 | 0 | 0 | 0 | 0
Commercial_Grocery_New_Food Preparation_Natural Gas_Food Prep Other_E6_Baseline Forecast | Commercial | Grocery | New | Food Preparation | Natural Gas | Food Prep Other | E6 |  | Baseline Forecast | 0 | 0 | 0 | 0 | 0 | 0 | 0 | 0 | 0 | 0 | 0 | 0 | 0 | 0 | 0 | 0 | 0 | 0 | 0 | 0 | 0 | 0 | 0 | 0 | 0 | 0 | 0 | 0 | 0 | 0 | 0
Commercial_Grocery_New_Food Preparation_Natural Gas_Food Prep Other_E7_Baseline Forecast | Commercial | Grocery | New | Food Preparation | Natural Gas | Food Prep Other | E7 |  | Baseline Forecast | 0 | 0 | 0 | 0 | 0 | 0 | 0 | 0 | 0 | 0 | 0 | 0 | 0 | 0 | 0 | 0 | 0 | 0 | 0 | 0 | 0 | 0 | 0 | 0 | 0 | 0 | 0 | 0 | 0 | 0 | 0
Commercial_Grocery_New_Food Preparation_Natural Gas_Food Prep Other_E8_Baseline Forecast | Commercial | Grocery | New | Food Preparation | Natural Gas | Food Prep Other | E8 |  | Baseline Forecast | 0 | 0 | 0 | 0 | 0 | 0 | 0 | 0 | 0 | 0 | 0 | 0 | 0 | 0 | 0 | 0 | 0 | 0 | 0 | 0 | 0 | 0 | 0 | 0 | 0 | 0 | 0 | 0 | 0 | 0 | 0
Commercial_Grocery_New_Food Preparation_Natural Gas_Food Prep Other_E9_Baseline Forecast | Commercial | Grocery | New | Food Preparation | Natural Gas | Food Prep Other | E9 |  | Baseline Forecast | 0 | 0 | 0 | 0 | 0 | 0 | 0 | 0 | 0 | 0 | 0 | 0 | 0 | 0 | 0 | 0 | 0 | 0 | 0 | 0 | 0 | 0 | 0 | 0 | 0 | 0 | 0 | 0 | 0 | 0 | 0
Commercial_Grocery_New_Food Preparation_Natural Gas_Food Prep Other_E10_Baseline Forecast | Commercial | Grocery | New | Food Preparation | Natural Gas | Food Prep Other | E10 |  | Baseline Forecast | 0 | 0 | 0 | 0 | 0 | 0 | 0 | 0 | 0 | 0 | 0 | 0 | 0 | 0 | 0 | 0 | 0 | 0 | 0 | 0 | 0 | 0 | 0 | 0 | 0 | 0 | 0 | 0 | 0 | 0 | 0
Commercial_Grocery_New_Miscellaneous_Natural Gas_Pool Heater_E1_Baseline Forecast | Commercial | Grocery | New | Miscellaneous | Natural Gas | Pool Heater | E1 | Standard (EF .82) | Baseline Forecast | 0 | 122.8827 | 123.9893 | 131.4441 | 72.1131 | 58.7907 | 82.5504 | 101.6082 | 118.1563 | 119.4347 | 117.6266 | 153.0284 | 153.6149 | 158.5645 | 145.0378 | 145.5859 | 162.6588 | 174.8964 | 184.9007 | 185.9543 | 186.2241 | 199.4789 | 203.2177 | 211.9071 | 212.3101 | 216.3686 | 226.5867 | 234.1744 | 240.8156 | 243.7678 | 246.5779
Commercial_Grocery_New_Miscellaneous_Natural Gas_Pool Heater_E2_Baseline Forecast | Commercial | Grocery | New | Miscellaneous | Natural Gas | Pool Heater | E2 | Condensing (EF .90) | Baseline Forecast | 0 | 13.7116 | 13.8576 | 14.6964 | 8.0969 | 6.5567 | 9.1603 | 11.2735 | 13.1544 | 13.2703 | 13.0622 | 16.9717 | 16.4374 | 16.9123 | 15.4547 | 15.7609 | 17.9019 | 19.549 | 20.8859 | 21.3133 | 21.3784 | 22.9443 | 23.4267 | 21.6727 | 21.6488 | 22 | 22.9767 | 23.6846 | 24.2953 | 24.5333 | 24.7571
Commercial_Grocery_New_Miscellaneous_Natural Gas_Pool Heater_E3_Baseline Forecast | Commercial | Grocery | New | Miscellaneous | Natural Gas | Pool Heater | E3 |  | Baseline Forecast | 0 | 0 | 0 | 0 | 0 | 0 | 0 | 0 | 0 | 0 | 0 | 0 | 0 | 0 | 0 | 0 | 0 | 0 | 0 | 0 | 0 | 0 | 0 | 0 | 0 | 0 | 0 | 0 | 0 | 0 | 0
Commercial_Grocery_New_Miscellaneous_Natural Gas_Pool Heater_E4_Baseline Forecast | Commercial | Grocery | New | Miscellaneous | Natural Gas | Pool Heater | E4 |  | Baseline Forecast | 0 | 0 | 0 | 0 | 0 | 0 | 0 | 0 | 0 | 0 | 0 | 0 | 0 | 0 | 0 | 0 | 0 | 0 | 0 | 0 | 0 | 0 | 0 | 0 | 0 | 0 | 0 | 0 | 0 | 0 | 0
Commercial_Grocery_New_Miscellaneous_Natural Gas_Pool Heater_E5_Baseline Forecast | Commercial | Grocery | New | Miscellaneous | Natural Gas | Pool Heater | E5 |  | Baseline Forecast | 0 | 0 | 0 | 0 | 0 | 0 | 0 | 0 | 0 | 0 | 0 | 0 | 0 | 0 | 0 | 0 | 0 | 0 | 0 | 0 | 0 | 0 | 0 | 0 | 0 | 0 | 0 | 0 | 0 | 0 | 0
Commercial_Grocery_New_Miscellaneous_Natural Gas_Pool Heater_E6_Baseline Forecast | Commercial | Grocery | New | Miscellaneous | Natural Gas | Pool Heater | E6 |  | Baseline Forecast | 0 | 0 | 0 | 0 | 0 | 0 | 0 | 0 | 0 | 0 | 0 | 0 | 0 | 0 | 0 | 0 | 0 | 0 | 0 | 0 | 0 | 0 | 0 | 0 | 0 | 0 | 0 | 0 | 0 | 0 | 0
Commercial_Grocery_New_Miscellaneous_Natural Gas_Pool Heater_E7_Baseline Forecast | Commercial | Grocery | New | Miscellaneous | Natural Gas | Pool Heater | E7 |  | Baseline Forecast | 0 | 0 | 0 | 0 | 0 | 0 | 0 | 0 | 0 | 0 | 0 | 0 | 0 | 0 | 0 | 0 | 0 | 0 | 0 | 0 | 0 | 0 | 0 | 0 | 0 | 0 | 0 | 0 | 0 | 0 | 0
Commercial_Grocery_New_Miscellaneous_Natural Gas_Pool Heater_E8_Baseline Forecast | Commercial | Grocery | New | Miscellaneous | Natural Gas | Pool Heater | E8 |  | Baseline Forecast | 0 | 0 | 0 | 0 | 0 | 0 | 0 | 0 | 0 | 0 | 0 | 0 | 0 | 0 | 0 | 0 | 0 | 0 | 0 | 0 | 0 | 0 | 0 | 0 | 0 | 0 | 0 | 0 | 0 | 0 | 0
Commercial_Grocery_New_Miscellaneous_Natural Gas_Pool Heater_E9_Baseline Forecast | Commercial | Grocery | New | Miscellaneous | Natural Gas | Pool Heater | E9 |  | Baseline Forecast | 0 | 0 | 0 | 0 | 0 | 0 | 0 | 0 | 0 | 0 | 0 | 0 | 0 | 0 | 0 | 0 | 0 | 0 | 0 | 0 | 0 | 0 | 0 | 0 | 0 | 0 | 0 | 0 | 0 | 0 | 0
Commercial_Grocery_New_Miscellaneous_Natural Gas_Pool Heater_E10_Baseline Forecast | Commercial | Grocery | New | Miscellaneous | Natural Gas | Pool Heater | E10 |  | Baseline Forecast | 0 | 0 | 0 | 0 | 0 | 0 | 0 | 0 | 0 | 0 | 0 | 0 | 0 | 0 | 0 | 0 | 0 | 0 | 0 | 0 | 0 | 0 | 0 | 0 | 0 | 0 | 0 | 0 | 0 | 0 | 0
Commercial_Grocery_New_Miscellaneous_Natural Gas_Miscellaneous_E1_Baseline Forecast | Commercial | Grocery | New | Miscellaneous | Natural Gas | Miscellaneous | E1 | Standard | Baseline Forecast | 0 | 144308.7405 | 145632.0921 | 154394.0974 | 105355.56 | 107513.0412 | 123063.4286 | 129264.6483 | 134768.7293 | 141591.1983 | 148210.7307 | 196604.6704 | 197290.898 | 200885.3928 | 193934.9685 | 202889.95 | 214881.7177 | 221346.239 | 227868.3845 | 235463.1765 | 242746.6715 | 262004.0777 | 265608.8814 | 270502.0506 | 274292.3962 | 282609.8179 | 291244.1892 | 297499.3675 | 303990.9926 | 311028.1022 | 317791.4318
Commercial_Grocery_New_Miscellaneous_Natural Gas_Miscellaneous_E2_Baseline Forecast | Commercial | Grocery | New | Miscellaneous | Natural Gas | Miscellaneous | E2 |  | Baseline Forecast | 0 | 0 | 0 | 0 | 0 | 0 | 0 | 0 | 0 | 0 | 0 | 0 | 0 | 0 | 0 | 0 | 0 | 0 | 0 | 0 | 0 | 0 | 0 | 0 | 0 | 0 | 0 | 0 | 0 | 0 | 0
Commercial_Grocery_New_Miscellaneous_Natural Gas_Miscellaneous_E3_Baseline Forecast | Commercial | Grocery | New | Miscellaneous | Natural Gas | Miscellaneous | E3 |  | Baseline Forecast | 0 | 0 | 0 | 0 | 0 | 0 | 0 | 0 | 0 | 0 | 0 | 0 | 0 | 0 | 0 | 0 | 0 | 0 | 0 | 0 | 0 | 0 | 0 | 0 | 0 | 0 | 0 | 0 | 0 | 0 | 0
Commercial_Grocery_New_Miscellaneous_Natural Gas_Miscellaneous_E4_Baseline Forecast | Commercial | Grocery | New | Miscellaneous | Natural Gas | Miscellaneous | E4 |  | Baseline Forecast | 0 | 0 | 0 | 0 | 0 | 0 | 0 | 0 | 0 | 0 | 0 | 0 | 0 | 0 | 0 | 0 | 0 | 0 | 0 | 0 | 0 | 0 | 0 | 0 | 0 | 0 | 0 | 0 | 0 | 0 | 0
Commercial_Grocery_New_Miscellaneous_Natural Gas_Miscellaneous_E5_Baseline Forecast | Commercial | Grocery | New | Miscellaneous | Natural Gas | Miscellaneous | E5 |  | Baseline Forecast | 0 | 0 | 0 | 0 | 0 | 0 | 0 | 0 | 0 | 0 | 0 | 0 | 0 | 0 | 0 | 0 | 0 | 0 | 0 | 0 | 0 | 0 | 0 | 0 | 0 | 0 | 0 | 0 | 0 | 0 | 0
Commercial_Grocery_New_Miscellaneous_Natural Gas_Miscellaneous_E6_Baseline Forecast | Commercial | Grocery | New | Miscellaneous | Natural Gas | Miscellaneous | E6 |  | Baseline Forecast | 0 | 0 | 0 | 0 | 0 | 0 | 0 | 0 | 0 | 0 | 0 | 0 | 0 | 0 | 0 | 0 | 0 | 0 | 0 | 0 | 0 | 0 | 0 | 0 | 0 | 0 | 0 | 0 | 0 | 0 | 0
Commercial_Grocery_New_Miscellaneous_Natural Gas_Miscellaneous_E7_Baseline Forecast | Commercial | Grocery | New | Miscellaneous | Natural Gas | Miscellaneous | E7 |  | Baseline Forecast | 0 | 0 | 0 | 0 | 0 | 0 | 0 | 0 | 0 | 0 | 0 | 0 | 0 | 0 | 0 | 0 | 0 | 0 | 0 | 0 | 0 | 0 | 0 | 0 | 0 | 0 | 0 | 0 | 0 | 0 | 0
Commercial_Grocery_New_Miscellaneous_Natural Gas_Miscellaneous_E8_Baseline Forecast | Commercial | Grocery | New | Miscellaneous | Natural Gas | Miscellaneous | E8 |  | Baseline Forecast | 0 | 0 | 0 | 0 | 0 | 0 | 0 | 0 | 0 | 0 | 0 | 0 | 0 | 0 | 0 | 0 | 0 | 0 | 0 | 0 | 0 | 0 | 0 | 0 | 0 | 0 | 0 | 0 | 0 | 0 | 0
Commercial_Grocery_New_Miscellaneous_Natural Gas_Miscellaneous_E9_Baseline Forecast | Commercial | Grocery | New | Miscellaneous | Natural Gas | Miscellaneous | E9 |  | Baseline Forecast | 0 | 0 | 0 | 0 | 0 | 0 | 0 | 0 | 0 | 0 | 0 | 0 | 0 | 0 | 0 | 0 | 0 | 0 | 0 | 0 | 0 | 0 | 0 | 0 | 0 | 0 | 0 | 0 | 0 | 0 | 0
Commercial_Grocery_New_Miscellaneous_Natural Gas_Miscellaneous_E10_Baseline Forecast | Commercial | Grocery | New | Miscellaneous | Natural Gas | Miscellaneous | E10 |  | Baseline Forecast | 0 | 0 | 0 | 0 | 0 | 0 | 0 | 0 | 0 | 0 | 0 | 0 | 0 | 0 | 0 | 0 | 0 | 0 | 0 | 0 | 0 | 0 | 0 | 0 | 0 | 0 | 0 | 0 | 0 | 0 | 0
Commercial_Education_Existing_Space Heating_Natural Gas_Furnace_E1_Baseline Forecast | Commercial | Education | Existing | Space Heating | Natural Gas | Furnace | E1 | AFUE 80% (Standard) | Baseline Forecast | 0 | 630755.7139 | 659046.9628 | 683596.128 | 704724.6782 | 0 | 0 | 0 | 0 | 0 | 0 | 0 | 0 | 0 | 0 | 0 | 0 | 0 | 0 | 0 | 0 | 0 | 0 | 0 | 0 | 0 | 0 | 0 | 0 | 0 | 0
Commercial_Education_Existing_Space Heating_Natural Gas_Furnace_E2_Baseline Forecast | Commercial | Education | Existing | Space Heating | Natural Gas | Furnace | E2 | AFUE 90% | Baseline Forecast | 0 | 0 | 0 | 0 | 0 | 0 | 0 | 0 | 0 | 0 | 0 | 0 | 0 | 0 | 0 | 0 | 0 | 0 | 0 | 0 | 0 | 0 | 0 | 0 | 0 | 0 | 0 | 0 | 0 | 0 | 0
Commercial_Education_Existing_Space Heating_Natural Gas_Furnace_E3_Baseline Forecast | Commercial | Education | Existing | Space Heating | Natural Gas | Furnace | E3 | AFUE 95% | Baseline Forecast | 0 | 0 | 0 | 0 | 0 | 722728.5031 | 737879.9114 | 504233.5073 | 511196.7292 | 516764.8059 | 520933.5131 | 523941.1823 | 485229.2679 | 447682.3062 | 412935.9967 | 380975.0287 | 351426.6544 | 324148.5766 | 299175.9966 | 298689.8429 | 298892.5236 | 299559.9734 | 300552.4421 | 306440.1508 | 308041.5098 | 309693.7081 | 311328.9521 | 312892.1602 | 314339.141 | 315635.1588 | 314427.3191
Commercial_Education_Existing_Space Heating_Natural Gas_Furnace_E4_Baseline Forecast | Commercial | Education | Existing | Space Heating | Natural Gas | Furnace | E4 |  | Baseline Forecast | 0 | 0 | 0 | 0 | 0 | 0 | 0 | 0 | 0 | 0 | 0 | 0 | 0 | 0 | 0 | 0 | 0 | 0 | 0 | 0 | 0 | 0 | 0 | 0 | 0 | 0 | 0 | 0 | 0 | 0 | 0
Commercial_Education_Existing_Space Heating_Natural Gas_Furnace_E5_Baseline Forecast | Commercial | Education | Existing | Space Heating | Natural Gas | Furnace | E5 |  | Baseline Forecast | 0 | 0 | 0 | 0 | 0 | 0 | 0 | 246195.9672 | 249410.9962 | 251861.9215 | 253748.0052 | 255010.2622 | 233238.888 | 214998.9106 | 198289.9726 | 182791.0418 | 168564.6389 | 155466.9221 | 143198.7693 | 143063.5606 | 143202.305 | 143594.4442 | 144171.9543 | 140189.092 | 140680.1033 | 141185.0257 | 141670.2583 | 142108.0473 | 142475.817 | 142755.4086 | 141882.9029
Commercial_Education_Existing_Space Heating_Natural Gas_Furnace_E6_Baseline Forecast | Commercial | Education | Existing | Space Heating | Natural Gas | Furnace | E6 |  | Baseline Forecast | 0 | 0 | 0 | 0 | 0 | 0 | 0 | 0 | 0 | 0 | 0 | 0 | 0 | 0 | 0 | 0 | 0 | 0 | 0 | 0 | 0 | 0 | 0 | 0 | 0 | 0 | 0 | 0 | 0 | 0 | 0
Commercial_Education_Existing_Space Heating_Natural Gas_Furnace_E7_Baseline Forecast | Commercial | Education | Existing | Space Heating | Natural Gas | Furnace | E7 |  | Baseline Forecast | 0 | 0 | 0 | 0 | 0 | 0 | 0 | 0 | 0 | 0 | 0 | 0 | 0 | 0 | 0 | 0 | 0 | 0 | 0 | 0 | 0 | 0 | 0 | 0 | 0 | 0 | 0 | 0 | 0 | 0 | 0
Commercial_Education_Existing_Space Heating_Natural Gas_Furnace_E8_Baseline Forecast | Commercial | Education | Existing | Space Heating | Natural Gas | Furnace | E8 |  | Baseline Forecast | 0 | 0 | 0 | 0 | 0 | 0 | 0 | 0 | 0 | 0 | 0 | 0 | 0 | 0 | 0 | 0 | 0 | 0 | 0 | 0 | 0 | 0 | 0 | 0 | 0 | 0 | 0 | 0 | 0 | 0 | 0
Commercial_Education_Existing_Space Heating_Natural Gas_Furnace_E9_Baseline Forecast | Commercial | Education | Existing | Space Heating | Natural Gas | Furnace | E9 |  | Baseline Forecast | 0 | 0 | 0 | 0 | 0 | 0 | 0 | 0 | 0 | 0 | 0 | 0 | 0 | 0 | 0 | 0 | 0 | 0 | 0 | 0 | 0 | 0 | 0 | 0 | 0 | 0 | 0 | 0 | 0 | 0 | 0
Commercial_Education_Existing_Space Heating_Natural Gas_Furnace_E10_Baseline Forecast | Commercial | Education | Existing | Space Heating | Natural Gas | Furnace | E10 |  | Baseline Forecast | 0 | 0 | 0 | 0 | 0 | 0 | 0 | 0 | 0 | 0 | 0 | 0 | 0 | 0 | 0 | 0 | 0 | 0 | 0 | 0 | 0 | 0 | 0 | 0 | 0 | 0 | 0 | 0 | 0 | 0 | 0
Commercial_Education_Existing_Space Heating_Natural Gas_Boiler_E1_Baseline Forecast | Commercial | Education | Existing | Space Heating | Natural Gas | Boiler | E1 | AFUE 80% (Standard) | Baseline Forecast | 0 | 456690.5349 | 451543.1261 | 446040.0619 | 440157.639 | 0 | 0 | 0 | 0 | 0 | 0 | 0 | 0 | 0 | 0 | 0 | 0 | 0 | 0 | 0 | 0 | 0 | 0 | 0 | 0 | 0 | 0 | 0 | 0 | 0 | 0
Commercial_Education_Existing_Space Heating_Natural Gas_Boiler_E2_Baseline Forecast | Commercial | Education | Existing | Space Heating | Natural Gas | Boiler | E2 | AFUE 85% | Baseline Forecast | 0 | 0 | 0 | 0 | 0 | 0 | 0 | 0 | 0 | 0 | 0 | 0 | 0 | 0 | 0 | 0 | 0 | 0 | 0 | 0 | 0 | 0 | 0 | 0 | 0 | 0 | 0 | 0 | 0 | 0 | 0
Commercial_Education_Existing_Space Heating_Natural Gas_Boiler_E3_Baseline Forecast | Commercial | Education | Existing | Space Heating | Natural Gas | Boiler | E3 | AFUE 98% | Baseline Forecast | 0 | 242385.5063 | 239779.5263 | 237004.8369 | 234169.7486 | 665244.948 | 655863.7091 | 646242.0593 | 636431.5016 | 626477.4151 | 616419.7329 | 606293.5462 | 596129.6423 | 585954.9838 | 575793.1347 | 565664.6406 | 555587.3672 | 545576.8007 | 535646.3168 | 525807.4187 | 516069.95 | 542342.9559 | 519172.836 | 498544.9383 | 480111.5813 | 463571.102 | 448662.0359 | 435158.0097 | 422863.2602 | 411608.7047 | 401248.4973
Commercial_Education_Existing_Space Heating_Natural Gas_Boiler_E4_Baseline Forecast | Commercial | Education | Existing | Space Heating | Natural Gas | Boiler | E4 | Convert to NG Air Source Heat Pump | Baseline Forecast | 0 | 0 | 0 | 0 | 0 | 0 | 0 | 0 | 0 | 0 | 0 | 0 | 0 | 0 | 0 | 0 | 0 | 0 | 0 | 0 | 0 | 0 | 0 | 0 | 0 | 0 | 0 | 0 | 0 | 0 | 0
Commercial_Education_Existing_Space Heating_Natural Gas_Boiler_E5_Baseline Forecast | Commercial | Education | Existing | Space Heating | Natural Gas | Boiler | E5 |  | Baseline Forecast | 0 | 0 | 0 | 0 | 0 | 0 | 0 | 0 | 0 | 0 | 0 | 0 | 0 | 0 | 0 | 0 | 0 | 0 | 0 | 0 | 0 | 0 | 0 | 0 | 0 | 0 | 0 | 0 | 0 | 0 | 0
Commercial_Education_Existing_Space Heating_Natural Gas_Boiler_E6_Baseline Forecast | Commercial | Education | Existing | Space Heating | Natural Gas | Boiler | E6 |  | Baseline Forecast | 0 | 0 | 0 | 0 | 0 | 0 | 0 | 0 | 0 | 0 | 0 | 0 | 0 | 0 | 0 | 0 | 0 | 0 | 0 | 0 | 0 | 0 | 0 | 0 | 0 | 0 | 0 | 0 | 0 | 0 | 0
Commercial_Education_Existing_Space Heating_Natural Gas_Boiler_E7_Baseline Forecast | Commercial | Education | Existing | Space Heating | Natural Gas | Boiler | E7 |  | Baseline Forecast | 0 | 0 | 0 | 0 | 0 | 0 | 0 | 0 | 0 | 0 | 0 | 0 | 0 | 0 | 0 | 0 | 0 | 0 | 0 | 0 | 0 | 0 | 0 | 0 | 0 | 0 | 0 | 0 | 0 | 0 | 0
Commercial_Education_Existing_Space Heating_Natural Gas_Boiler_E8_Baseline Forecast | Commercial | Education | Existing | Space Heating | Natural Gas | Boiler | E8 |  | Baseline Forecast | 0 | 0 | 0 | 0 | 0 | 0 | 0 | 0 | 0 | 0 | 0 | 0 | 0 | 0 | 0 | 0 | 0 | 0 | 0 | 0 | 0 | 0 | 0 | 0 | 0 | 0 | 0 | 0 | 0 | 0 | 0
Commercial_Education_Existing_Space Heating_Natural Gas_Boiler_E9_Baseline Forecast | Commercial | Education | Existing | Space Heating | Natural Gas | Boiler | E9 |  | Baseline Forecast | 0 | 0 | 0 | 0 | 0 | 0 | 0 | 0 | 0 | 0 | 0 | 0 | 0 | 0 | 0 | 0 | 0 | 0 | 0 | 0 | 0 | 0 | 0 | 0 | 0 | 0 | 0 | 0 | 0 | 0 | 0
Commercial_Education_Existing_Space Heating_Natural Gas_Boiler_E10_Baseline Forecast | Commercial | Education | Existing | Space Heating | Natural Gas | Boiler | E10 |  | Baseline Forecast | 0 | 0 | 0 | 0 | 0 | 0 | 0 | 0 | 0 | 0 | 0 | 0 | 0 | 0 | 0 | 0 | 0 | 0 | 0 | 0 | 0 | 0 | 0 | 0 | 0 | 0 | 0 | 0 | 0 | 0 | 0
Commercial_Education_Existing_Space Heating_Natural Gas_Unit Heater_E1_Baseline Forecast | Commercial | Education | Existing | Space Heating | Natural Gas | Unit Heater | E1 | Standard | Baseline Forecast | 0 | 5431.6545 | 15485.1532 | 29445.5467 | 46682.2243 | 0 | 0 | 0 | 0 | 0 | 0 | 0 | 0 | 0 | 0 | 0 | 0 | 0 | 0 | 0 | 0 | 0 | 0 | 0 | 0 | 0 | 0 | 0 | 0 | 0 | 0
Commercial_Education_Existing_Space Heating_Natural Gas_Unit Heater_E2_Baseline Forecast | Commercial | Education | Existing | Space Heating | Natural Gas | Unit Heater | E2 | Condensing | Baseline Forecast | 0 | 0 | 0 | 0 | 0 | 66639.5438 | 88828.4881 | 112819.2359 | 138234.5465 | 164743.8713 | 187529.4807 | 207648.242 | 225914.5937 | 242948.048 | 259212.1224 | 275046.1798 | 290691.404 | 270929.1632 | 256936.603 | 247934.9719 | 242706.398 | 240349.9993 | 240202.994 | 241779.9632 | 244726.365 | 248783.1909 | 253760.3008 | 254450.5255 | 252473.4013 | 249046.4716 | 245007.8454
Commercial_Education_Existing_Space Heating_Natural Gas_Unit Heater_E3_Baseline Forecast | Commercial | Education | Existing | Space Heating | Natural Gas | Unit Heater | E3 | Infrared Radiant | Baseline Forecast | 0 | 0 | 0 | 0 | 0 | 0 | 0 | 0 | 0 | 0 | 0 | 0 | 0 | 0 | 0 | 0 | 0 | 0 | 0 | 0 | 0 | 0 | 0 | 0 | 0 | 0 | 0 | 0 | 0 | 0 | 0
Commercial_Education_Existing_Space Heating_Natural Gas_Unit Heater_E4_Baseline Forecast | Commercial | Education | Existing | Space Heating | Natural Gas | Unit Heater | E4 |  | Baseline Forecast | 0 | 0 | 0 | 0 | 0 | 0 | 0 | 0 | 0 | 0 | 0 | 0 | 0 | 0 | 0 | 0 | 0 | 0 | 0 | 0 | 0 | 0 | 0 | 0 | 0 | 0 | 0 | 0 | 0 | 0 | 0
Commercial_Education_Existing_Space Heating_Natural Gas_Unit Heater_E5_Baseline Forecast | Commercial | Education | Existing | Space Heating | Natural Gas | Unit Heater | E5 |  | Baseline Forecast | 0 | 0 | 0 | 0 | 0 | 0 | 0 | 0 | 0 | 0 | 0 | 0 | 0 | 0 | 0 | 0 | 0 | 0 | 0 | 0 | 0 | 0 | 0 | 0 | 0 | 0 | 0 | 0 | 0 | 0 | 0
Commercial_Education_Existing_Space Heating_Natural Gas_Unit Heater_E6_Baseline Forecast | Commercial | Education | Existing | Space Heating | Natural Gas | Unit Heater | E6 |  | Baseline Forecast | 0 | 0 | 0 | 0 | 0 | 0 | 0 | 0 | 0 | 0 | 0 | 0 | 0 | 0 | 0 | 0 | 0 | 0 | 0 | 0 | 0 | 0 | 0 | 0 | 0 | 0 | 0 | 0 | 0 | 0 | 0
Commercial_Education_Existing_Space Heating_Natural Gas_Unit Heater_E7_Baseline Forecast | Commercial | Education | Existing | Space Heating | Natural Gas | Unit Heater | E7 |  | Baseline Forecast | 0 | 0 | 0 | 0 | 0 | 0 | 0 | 0 | 0 | 0 | 0 | 0 | 0 | 0 | 0 | 0 | 0 | 0 | 0 | 0 | 0 | 0 | 0 | 0 | 0 | 0 | 0 | 0 | 0 | 0 | 0
Commercial_Education_Existing_Space Heating_Natural Gas_Unit Heater_E8_Baseline Forecast | Commercial | Education | Existing | Space Heating | Natural Gas | Unit Heater | E8 |  | Baseline Forecast | 0 | 0 | 0 | 0 | 0 | 0 | 0 | 0 | 0 | 0 | 0 | 0 | 0 | 0 | 0 | 0 | 0 | 0 | 0 | 0 | 0 | 0 | 0 | 0 | 0 | 0 | 0 | 0 | 0 | 0 | 0
Commercial_Education_Existing_Space Heating_Natural Gas_Unit Heater_E9_Baseline Forecast | Commercial | Education | Existing | Space Heating | Natural Gas | Unit Heater | E9 |  | Baseline Forecast | 0 | 0 | 0 | 0 | 0 | 0 | 0 | 0 | 0 | 0 | 0 | 0 | 0 | 0 | 0 | 0 | 0 | 0 | 0 | 0 | 0 | 0 | 0 | 0 | 0 | 0 | 0 | 0 | 0 | 0 | 0
Commercial_Education_Existing_Space Heating_Natural Gas_Unit Heater_E10_Baseline Forecast | Commercial | Education | Existing | Space Heating | Natural Gas | Unit Heater | E10 |  | Baseline Forecast | 0 | 0 | 0 | 0 | 0 | 0 | 0 | 0 | 0 | 0 | 0 | 0 | 0 | 0 | 0 | 0 | 0 | 0 | 0 | 0 | 0 | 0 | 0 | 0 | 0 | 0 | 0 | 0 | 0 | 0 | 0
Commercial_Education_Existing_Water Heating_Natural Gas_Water Heater_E1_Baseline Forecast | Commercial | Education | Existing | Water Heating | Natural Gas | Water Heater | E1 | TE 0.80 | Baseline Forecast | 0 | 209552.6744 | 227681.5397 | 242985.8351 | 255756.8153 | 266919.8377 | 276109.8663 | 5414.1342 | 5680.2859 | 5963.9392 | 6968.3841 | 7330.5777 | 7507.6289 | 6759.1069 | 5990.4391 | 5921.209 | 5014.6538 | 4261.2178 | 3678.8168 | 3512.7724 | 3396.3675 | 2475.8135 | 2597.1456 | 3984.2148 | 4207.3771 | 4386.5234 | 4529.9664 | 4718.9969 | 6023.991 | 5882.5371 | 5657.057
Commercial_Education_Existing_Water Heating_Natural Gas_Water Heater_E2_Baseline Forecast | Commercial | Education | Existing | Water Heating | Natural Gas | Water Heater | E2 | TE 0.90 | Baseline Forecast | 0 | 737573.745 | 801758.7759 | 856075.9432 | 901692.8763 | 938982.4653 | 969464.9118 | 18989.4544 | 19914.9937 | 20896.3598 | 24405.1289 | 25722.6628 | 26233.8856 | 23678.619 | 21046.6201 | 20854.908 | 17663.4879 | 15012.0027 | 12951.8113 | 12372.9965 | 11966.8118 | 8727.0137 | 9159.4542 | 13610.2452 | 14357.3449 | 14953.3766 | 15427.0913 | 16055.3617 | 20475.967 | 19976.5385 | 19193.1187
Commercial_Education_Existing_Water Heating_Natural Gas_Water Heater_E3_Baseline Forecast | Commercial | Education | Existing | Water Heating | Natural Gas | Water Heater | E3 | TE 0.94 | Baseline Forecast | 0 | 0 | 0 | 0 | 0 | 0 | 0 | 0 | 0 | 0 | 0 | 0 | 0 | 0 | 0 | 0 | 0 | 0 | 0 | 0 | 0 | 0 | 0 | 0 | 0 | 0 | 0 | 0 | 0 | 0 | 0
Commercial_Education_Existing_Water Heating_Natural Gas_Water Heater_E4_Baseline Forecast | Commercial | Education | Existing | Water Heating | Natural Gas | Water Heater | E4 | Instantaneous TE 0.94 | Baseline Forecast | 0 | 0 | 0 | 0 | 0 | 0 | 0 | 1253091.2491 | 1276981.4104 | 1294773.1428 | 1461947.5483 | 1606908.5655 | 1578994.1306 | 1555008.3097 | 1531123.5115 | 1691279.0043 | 1438904.0416 | 1229372.0555 | 1054537.9437 | 1016578.6893 | 990109.3328 | 728084.0549 | 771505.0827 | 815111.7973 | 854584.7663 | 884958.3414 | 908064.8994 | 940200.3608 | 1193178.2751 | 1158541.682 | 1110674.9224
Commercial_Education_Existing_Water Heating_Natural Gas_Water Heater_E5_Baseline Forecast | Commercial | Education | Existing | Water Heating | Natural Gas | Water Heater | E5 | Gas-Fired Absorption HPWH | Baseline Forecast | 0 | 0 | 0 | 0 | 0 | 0 | 0 | 0 | 0 | 0 | 0 | 0 | 0 | 0 | 0 | 0 | 0 | 0 | 0 | 0 | 0 | 0 | 0 | 0 | 0 | 0 | 0 | 0 | 0 | 0 | 0
Commercial_Education_Existing_Water Heating_Natural Gas_Water Heater_E6_Baseline Forecast | Commercial | Education | Existing | Water Heating | Natural Gas | Water Heater | E6 |  | Baseline Forecast | 0 | 0 | 0 | 0 | 0 | 0 | 0 | 0 | 0 | 0 | 0 | 0 | 0 | 0 | 0 | 0 | 0 | 0 | 0 | 0 | 0 | 0 | 0 | 0 | 0 | 0 | 0 | 0 | 0 | 0 | 0
Commercial_Education_Existing_Water Heating_Natural Gas_Water Heater_E7_Baseline Forecast | Commercial | Education | Existing | Water Heating | Natural Gas | Water Heater | E7 |  | Baseline Forecast | 0 | 0 | 0 | 0 | 0 | 0 | 0 | 0 | 0 | 0 | 0 | 0 | 0 | 0 | 0 | 0 | 0 | 0 | 0 | 0 | 0 | 0 | 0 | 0 | 0 | 0 | 0 | 0 | 0 | 0 | 0
Commercial_Education_Existing_Water Heating_Natural Gas_Water Heater_E8_Baseline Forecast | Commercial | Education | Existing | Water Heating | Natural Gas | Water Heater | E8 |  | Baseline Forecast | 0 | 0 | 0 | 0 | 0 | 0 | 0 | 0 | 0 | 0 | 0 | 0 | 0 | 0 | 0 | 0 | 0 | 0 | 0 | 0 | 0 | 0 | 0 | 0 | 0 | 0 | 0 | 0 | 0 | 0 | 0
Commercial_Education_Existing_Water Heating_Natural Gas_Water Heater_E9_Baseline Forecast | Commercial | Education | Existing | Water Heating | Natural Gas | Water Heater | E9 |  | Baseline Forecast | 0 | 0 | 0 | 0 | 0 | 0 | 0 | 0 | 0 | 0 | 0 | 0 | 0 | 0 | 0 | 0 | 0 | 0 | 0 | 0 | 0 | 0 | 0 | 0 | 0 | 0 | 0 | 0 | 0 | 0 | 0
Commercial_Education_Existing_Water Heating_Natural Gas_Water Heater_E10_Baseline Forecast | Commercial | Education | Existing | Water Heating | Natural Gas | Water Heater | E10 |  | Baseline Forecast | 0 | 0 | 0 | 0 | 0 | 0 | 0 | 0 | 0 | 0 | 0 | 0 | 0 | 0 | 0 | 0 | 0 | 0 | 0 | 0 | 0 | 0 | 0 | 0 | 0 | 0 | 0 | 0 | 0 | 0 | 0
Commercial_Education_Existing_Food Preparation_Natural Gas_Oven_E1_Baseline Forecast | Commercial | Education | Existing | Food Preparation | Natural Gas | Oven | E1 | Standard | Baseline Forecast | 0 | 42814.8843 | 54506.0909 | 63229.4773 | 69608.3461 | 74591.3271 | 78150.1372 | 80494.744 | 81892.3404 | 82659.5414 | 70613.7624 | 63021.4376 | 59087.0467 | 56575.1667 | 55380.2543 | 55057.234 | 64258.6746 | 65849.2692 | 66892.3671 | 65620.6918 | 63287.1079 | 60539.2137 | 57785.7827 | 57646.1413 | 55472.5517 | 52393.6687 | 51015.1298 | 50661.3644 | 50633.8484 | 50571.6591 | 50318.4389
Commercial_Education_Existing_Food Preparation_Natural Gas_Oven_E2_Baseline Forecast | Commercial | Education | Existing | Food Preparation | Natural Gas | Oven | E2 | ENERGY STAR (EF ≥ 44%) Convection Oven utilizing ASTM Std F1496 | Baseline Forecast | 0 | 61721.7358 | 78673.5632 | 91381.8565 | 100801.455 | 107220.5819 | 111636.8119 | 114599.7084 | 116437.1648 | 117298.7362 | 100679.7227 | 90253.5502 | 83557.0875 | 80449.648 | 79319.765 | 79385.4406 | 92676.4619 | 95019.5615 | 96303.8462 | 94621.6274 | 91355.8822 | 87518.1448 | 83692.547 | 77807.0537 | 74766.254 | 70521.563 | 68578.7227 | 68020.6506 | 67904.7259 | 67745.2741 | 67332.7747
Commercial_Education_Existing_Food Preparation_Natural Gas_Oven_E3_Baseline Forecast | Commercial | Education | Existing | Food Preparation | Natural Gas | Oven | E3 |  | Baseline Forecast | 0 | 0 | 0 | 0 | 0 | 0 | 0 | 0 | 0 | 0 | 0 | 0 | 0 | 0 | 0 | 0 | 0 | 0 | 0 | 0 | 0 | 0 | 0 | 0 | 0 | 0 | 0 | 0 | 0 | 0 | 0
Commercial_Education_Existing_Food Preparation_Natural Gas_Oven_E4_Baseline Forecast | Commercial | Education | Existing | Food Preparation | Natural Gas | Oven | E4 |  | Baseline Forecast | 0 | 0 | 0 | 0 | 0 | 0 | 0 | 0 | 0 | 0 | 0 | 0 | 0 | 0 | 0 | 0 | 0 | 0 | 0 | 0 | 0 | 0 | 0 | 0 | 0 | 0 | 0 | 0 | 0 | 0 | 0
Commercial_Education_Existing_Food Preparation_Natural Gas_Oven_E5_Baseline Forecast | Commercial | Education | Existing | Food Preparation | Natural Gas | Oven | E5 |  | Baseline Forecast | 0 | 0 | 0 | 0 | 0 | 0 | 0 | 0 | 0 | 0 | 0 | 0 | 0 | 0 | 0 | 0 | 0 | 0 | 0 | 0 | 0 | 0 | 0 | 0 | 0 | 0 | 0 | 0 | 0 | 0 | 0
Commercial_Education_Existing_Food Preparation_Natural Gas_Oven_E6_Baseline Forecast | Commercial | Education | Existing | Food Preparation | Natural Gas | Oven | E6 |  | Baseline Forecast | 0 | 0 | 0 | 0 | 0 | 0 | 0 | 0 | 0 | 0 | 0 | 0 | 0 | 0 | 0 | 0 | 0 | 0 | 0 | 0 | 0 | 0 | 0 | 0 | 0 | 0 | 0 | 0 | 0 | 0 | 0
Commercial_Education_Existing_Food Preparation_Natural Gas_Oven_E7_Baseline Forecast | Commercial | Education | Existing | Food Preparation | Natural Gas | Oven | E7 |  | Baseline Forecast | 0 | 0 | 0 | 0 | 0 | 0 | 0 | 0 | 0 | 0 | 0 | 0 | 0 | 0 | 0 | 0 | 0 | 0 | 0 | 0 | 0 | 0 | 0 | 0 | 0 | 0 | 0 | 0 | 0 | 0 | 0
Commercial_Education_Existing_Food Preparation_Natural Gas_Oven_E8_Baseline Forecast | Commercial | Education | Existing | Food Preparation | Natural Gas | Oven | E8 |  | Baseline Forecast | 0 | 0 | 0 | 0 | 0 | 0 | 0 | 0 | 0 | 0 | 0 | 0 | 0 | 0 | 0 | 0 | 0 | 0 | 0 | 0 | 0 | 0 | 0 | 0 | 0 | 0 | 0 | 0 | 0 | 0 | 0
Commercial_Education_Existing_Food Preparation_Natural Gas_Oven_E9_Baseline Forecast | Commercial | Education | Existing | Food Preparation | Natural Gas | Oven | E9 |  | Baseline Forecast | 0 | 0 | 0 | 0 | 0 | 0 | 0 | 0 | 0 | 0 | 0 | 0 | 0 | 0 | 0 | 0 | 0 | 0 | 0 | 0 | 0 | 0 | 0 | 0 | 0 | 0 | 0 | 0 | 0 | 0 | 0
Commercial_Education_Existing_Food Preparation_Natural Gas_Oven_E10_Baseline Forecast | Commercial | Education | Existing | Food Preparation | Natural Gas | Oven | E10 |  | Baseline Forecast | 0 | 0 | 0 | 0 | 0 | 0 | 0 | 0 | 0 | 0 | 0 | 0 | 0 | 0 | 0 | 0 | 0 | 0 | 0 | 0 | 0 | 0 | 0 | 0 | 0 | 0 | 0 | 0 | 0 | 0 | 0
Commercial_Education_Existing_Food Preparation_Natural Gas_Conveyor Oven_E1_Baseline Forecast | Commercial | Education | Existing | Food Preparation | Natural Gas | Conveyor Oven | E1 | Standard | Baseline Forecast | 0 | 0 | 0 | 0 | 0 | 1977.675 | 5428.7864 | 9946.6201 | 15208.4662 | 21030.3183 | 25412.4363 | 28675.99 | 31284.5474 | 33004.6445 | 34171.2351 | 34936.0318 | 35364.4336 | 27724.5742 | 21763.129 | 17052.928 | 13365.0866 | 10761.0451 | 9221.1096 | 9039.2371 | 9412.1251 | 10593.6295 | 12549.3814 | 14859.2871 | 17248.6368 | 19545.0698 | 21656.1402
Commercial_Education_Existing_Food Preparation_Natural Gas_Conveyor Oven_E2_Baseline Forecast | Commercial | Education | Existing | Food Preparation | Natural Gas | Conveyor Oven | E2 | ENERGY STAR (EF ≥ 44%) Convection Oven utilizing ASTM Std F1496 | Baseline Forecast | 0 | 0 | 0 | 0 | 0 | 2843.3875 | 7800.2091 | 14315.3577 | 21963.1062 | 30346.1672 | 36656.0216 | 41339.1884 | 44533.7897 | 46944.8403 | 48606.9113 | 49657.8304 | 50259.0338 | 39404.2242 | 30865.8489 | 24208.1907 | 18983.6305 | 15298.2439 | 13124.3963 | 11991.7924 | 12457.1419 | 13989.1124 | 16535.3467 | 19537.0803 | 22631.1795 | 25591.4949 | 28277.6324
Commercial_Education_Existing_Food Preparation_Natural Gas_Conveyor Oven_E3_Baseline Forecast | Commercial | Education | Existing | Food Preparation | Natural Gas | Conveyor Oven | E3 |  | Baseline Forecast | 0 | 0 | 0 | 0 | 0 | 0 | 0 | 0 | 0 | 0 | 0 | 0 | 0 | 0 | 0 | 0 | 0 | 0 | 0 | 0 | 0 | 0 | 0 | 0 | 0 | 0 | 0 | 0 | 0 | 0 | 0
Commercial_Education_Existing_Food Preparation_Natural Gas_Conveyor Oven_E4_Baseline Forecast | Commercial | Education | Existing | Food Preparation | Natural Gas | Conveyor Oven | E4 |  | Baseline Forecast | 0 | 0 | 0 | 0 | 0 | 0 | 0 | 0 | 0 | 0 | 0 | 0 | 0 | 0 | 0 | 0 | 0 | 0 | 0 | 0 | 0 | 0 | 0 | 0 | 0 | 0 | 0 | 0 | 0 | 0 | 0
Commercial_Education_Existing_Food Preparation_Natural Gas_Conveyor Oven_E5_Baseline Forecast | Commercial | Education | Existing | Food Preparation | Natural Gas | Conveyor Oven | E5 |  | Baseline Forecast | 0 | 0 | 0 | 0 | 0 | 0 | 0 | 0 | 0 | 0 | 0 | 0 | 0 | 0 | 0 | 0 | 0 | 0 | 0 | 0 | 0 | 0 | 0 | 0 | 0 | 0 | 0 | 0 | 0 | 0 | 0
Commercial_Education_Existing_Food Preparation_Natural Gas_Conveyor Oven_E6_Baseline Forecast | Commercial | Education | Existing | Food Preparation | Natural Gas | Conveyor Oven | E6 |  | Baseline Forecast | 0 | 0 | 0 | 0 | 0 | 0 | 0 | 0 | 0 | 0 | 0 | 0 | 0 | 0 | 0 | 0 | 0 | 0 | 0 | 0 | 0 | 0 | 0 | 0 | 0 | 0 | 0 | 0 | 0 | 0 | 0
Commercial_Education_Existing_Food Preparation_Natural Gas_Conveyor Oven_E7_Baseline Forecast | Commercial | Education | Existing | Food Preparation | Natural Gas | Conveyor Oven | E7 |  | Baseline Forecast | 0 | 0 | 0 | 0 | 0 | 0 | 0 | 0 | 0 | 0 | 0 | 0 | 0 | 0 | 0 | 0 | 0 | 0 | 0 | 0 | 0 | 0 | 0 | 0 | 0 | 0 | 0 | 0 | 0 | 0 | 0
Commercial_Education_Existing_Food Preparation_Natural Gas_Conveyor Oven_E8_Baseline Forecast | Commercial | Education | Existing | Food Preparation | Natural Gas | Conveyor Oven | E8 |  | Baseline Forecast | 0 | 0 | 0 | 0 | 0 | 0 | 0 | 0 | 0 | 0 | 0 | 0 | 0 | 0 | 0 | 0 | 0 | 0 | 0 | 0 | 0 | 0 | 0 | 0 | 0 | 0 | 0 | 0 | 0 | 0 | 0
Commercial_Education_Existing_Food Preparation_Natural Gas_Conveyor Oven_E9_Baseline Forecast | Commercial | Education | Existing | Food Preparation | Natural Gas | Conveyor Oven | E9 |  | Baseline Forecast | 0 | 0 | 0 | 0 | 0 | 0 | 0 | 0 | 0 | 0 | 0 | 0 | 0 | 0 | 0 | 0 | 0 | 0 | 0 | 0 | 0 | 0 | 0 | 0 | 0 | 0 | 0 | 0 | 0 | 0 | 0
Commercial_Education_Existing_Food Preparation_Natural Gas_Conveyor Oven_E10_Baseline Forecast | Commercial | Education | Existing | Food Preparation | Natural Gas | Conveyor Oven | E10 |  | Baseline Forecast | 0 | 0 | 0 | 0 | 0 | 0 | 0 | 0 | 0 | 0 | 0 | 0 | 0 | 0 | 0 | 0 | 0 | 0 | 0 | 0 | 0 | 0 | 0 | 0 | 0 | 0 | 0 | 0 | 0 | 0 | 0
Commercial_Education_Existing_Food Preparation_Natural Gas_Double Rack Oven_E1_Baseline Forecast | Commercial | Education | Existing | Food Preparation | Natural Gas | Double Rack Oven | E1 | Standard | Baseline Forecast | 0 | 11877.3842 | 16139.0213 | 19769.8002 | 22802.9058 | 25569.3315 | 27909.1189 | 29797.6091 | 31283.2594 | 32237.5525 | 27883.0764 | 24117.3862 | 23221.4997 | 22489.2312 | 22412.4848 | 22662.9542 | 23071.7338 | 25834.7134 | 26826.5647 | 27488.1258 | 27989.6368 | 27529.1463 | 26423.8244 | 28071.3973 | 26929.4426 | 25918.358 | 24022.4115 | 22664.0822 | 22553.6802 | 22747.1016 | 23104.3073
Commercial_Education_Existing_Food Preparation_Natural Gas_Double Rack Oven_E2_Baseline Forecast | Commercial | Education | Existing | Food Preparation | Natural Gas | Double Rack Oven | E2 | FTSC Qualified (>50% Cooking Efficiency) | Baseline Forecast | 0 | 17160.5658 | 23384.8552 | 28603.9113 | 33001.1149 | 36434.0113 | 39226.6854 | 41546.6593 | 43469.8185 | 45232.8913 | 39602.288 | 34669.8646 | 32639.0471 | 32096.0187 | 32015.2296 | 32330.3253 | 32921.4395 | 36893.887 | 38115.641 | 39176.4037 | 39973.3751 | 39428.5752 | 37983.2301 | 33545.3151 | 32014.981 | 30661.4799 | 28284.5425 | 26563.7251 | 26317.4791 | 26428.6082 | 26730.0222
Commercial_Education_Existing_Food Preparation_Natural Gas_Double Rack Oven_E3_Baseline Forecast | Commercial | Education | Existing | Food Preparation | Natural Gas | Double Rack Oven | E3 |  | Baseline Forecast | 0 | 0 | 0 | 0 | 0 | 0 | 0 | 0 | 0 | 0 | 0 | 0 | 0 | 0 | 0 | 0 | 0 | 0 | 0 | 0 | 0 | 0 | 0 | 0 | 0 | 0 | 0 | 0 | 0 | 0 | 0
Commercial_Education_Existing_Food Preparation_Natural Gas_Double Rack Oven_E4_Baseline Forecast | Commercial | Education | Existing | Food Preparation | Natural Gas | Double Rack Oven | E4 |  | Baseline Forecast | 0 | 0 | 0 | 0 | 0 | 0 | 0 | 0 | 0 | 0 | 0 | 0 | 0 | 0 | 0 | 0 | 0 | 0 | 0 | 0 | 0 | 0 | 0 | 0 | 0 | 0 | 0 | 0 | 0 | 0 | 0
Commercial_Education_Existing_Food Preparation_Natural Gas_Double Rack Oven_E5_Baseline Forecast | Commercial | Education | Existing | Food Preparation | Natural Gas | Double Rack Oven | E5 |  | Baseline Forecast | 0 | 0 | 0 | 0 | 0 | 0 | 0 | 0 | 0 | 0 | 0 | 0 | 0 | 0 | 0 | 0 | 0 | 0 | 0 | 0 | 0 | 0 | 0 | 0 | 0 | 0 | 0 | 0 | 0 | 0 | 0
Commercial_Education_Existing_Food Preparation_Natural Gas_Double Rack Oven_E6_Baseline Forecast | Commercial | Education | Existing | Food Preparation | Natural Gas | Double Rack Oven | E6 |  | Baseline Forecast | 0 | 0 | 0 | 0 | 0 | 0 | 0 | 0 | 0 | 0 | 0 | 0 | 0 | 0 | 0 | 0 | 0 | 0 | 0 | 0 | 0 | 0 | 0 | 0 | 0 | 0 | 0 | 0 | 0 | 0 | 0
Commercial_Education_Existing_Food Preparation_Natural Gas_Double Rack Oven_E7_Baseline Forecast | Commercial | Education | Existing | Food Preparation | Natural Gas | Double Rack Oven | E7 |  | Baseline Forecast | 0 | 0 | 0 | 0 | 0 | 0 | 0 | 0 | 0 | 0 | 0 | 0 | 0 | 0 | 0 | 0 | 0 | 0 | 0 | 0 | 0 | 0 | 0 | 0 | 0 | 0 | 0 | 0 | 0 | 0 | 0
Commercial_Education_Existing_Food Preparation_Natural Gas_Double Rack Oven_E8_Baseline Forecast | Commercial | Education | Existing | Food Preparation | Natural Gas | Double Rack Oven | E8 |  | Baseline Forecast | 0 | 0 | 0 | 0 | 0 | 0 | 0 | 0 | 0 | 0 | 0 | 0 | 0 | 0 | 0 | 0 | 0 | 0 | 0 | 0 | 0 | 0 | 0 | 0 | 0 | 0 | 0 | 0 | 0 | 0 | 0
Commercial_Education_Existing_Food Preparation_Natural Gas_Double Rack Oven_E9_Baseline Forecast | Commercial | Education | Existing | Food Preparation | Natural Gas | Double Rack Oven | E9 |  | Baseline Forecast | 0 | 0 | 0 | 0 | 0 | 0 | 0 | 0 | 0 | 0 | 0 | 0 | 0 | 0 | 0 | 0 | 0 | 0 | 0 | 0 | 0 | 0 | 0 | 0 | 0 | 0 | 0 | 0 | 0 | 0 | 0
Commercial_Education_Existing_Food Preparation_Natural Gas_Double Rack Oven_E10_Baseline Forecast | Commercial | Education | Existing | Food Preparation | Natural Gas | Double Rack Oven | E10 |  | Baseline Forecast | 0 | 0 | 0 | 0 | 0 | 0 | 0 | 0 | 0 | 0 | 0 | 0 | 0 | 0 | 0 | 0 | 0 | 0 | 0 | 0 | 0 | 0 | 0 | 0 | 0 | 0 | 0 | 0 | 0 | 0 | 0
Commercial_Education_Existing_Food Preparation_Natural Gas_Fryer_E1_Baseline Forecast | Commercial | Education | Existing | Food Preparation | Natural Gas | Fryer | E1 | Standard | Baseline Forecast | 0 | 65281.2978 | 70903.8776 | 0 | 0 | 0 | 0 | 0 | 0 | 0 | 0 | 0 | 0 | 0 | 0 | 0 | 0 | 0 | 0 | 0 | 0 | 0 | 0 | 0 | 0 | 0 | 0 | 0 | 0 | 0 | 0
Commercial_Education_Existing_Food Preparation_Natural Gas_Fryer_E2_Baseline Forecast | Commercial | Education | Existing | Food Preparation | Natural Gas | Fryer | E2 | ENERGY STAR | Baseline Forecast | 0 | 23017.1526 | 25068.5109 | 102463.0398 | 107906.4126 | 112423.5398 | 116122.1148 | 119097.9497 | 121436.2739 | 138237.1031 | 152604.146 | 164814.9261 | 160975.7835 | 157272.6431 | 171496.8158 | 166097.1554 | 161020.3671 | 158792.961 | 158506 | 159480.9377 | 158810.0256 | 156957.2201 | 160332.994 | 161177.4268 | 160188.5975 | 155482.4966 | 151430.3845 | 151728.4199 | 147690.747 | 144022.9997 | 142070.6836
Commercial_Education_Existing_Food Preparation_Natural Gas_Fryer_E3_Baseline Forecast | Commercial | Education | Existing | Food Preparation | Natural Gas | Fryer | E3 |  | Baseline Forecast | 0 | 0 | 0 | 0 | 0 | 0 | 0 | 0 | 0 | 0 | 0 | 0 | 0 | 0 | 0 | 0 | 0 | 0 | 0 | 0 | 0 | 0 | 0 | 0 | 0 | 0 | 0 | 0 | 0 | 0 | 0
Commercial_Education_Existing_Food Preparation_Natural Gas_Fryer_E4_Baseline Forecast | Commercial | Education | Existing | Food Preparation | Natural Gas | Fryer | E4 |  | Baseline Forecast | 0 | 0 | 0 | 0 | 0 | 0 | 0 | 0 | 0 | 0 | 0 | 0 | 0 | 0 | 0 | 0 | 0 | 0 | 0 | 0 | 0 | 0 | 0 | 0 | 0 | 0 | 0 | 0 | 0 | 0 | 0
Commercial_Education_Existing_Food Preparation_Natural Gas_Fryer_E5_Baseline Forecast | Commercial | Education | Existing | Food Preparation | Natural Gas | Fryer | E5 |  | Baseline Forecast | 0 | 0 | 0 | 0 | 0 | 0 | 0 | 0 | 0 | 0 | 0 | 0 | 0 | 0 | 0 | 0 | 0 | 0 | 0 | 0 | 0 | 0 | 0 | 0 | 0 | 0 | 0 | 0 | 0 | 0 | 0
Commercial_Education_Existing_Food Preparation_Natural Gas_Fryer_E6_Baseline Forecast | Commercial | Education | Existing | Food Preparation | Natural Gas | Fryer | E6 |  | Baseline Forecast | 0 | 0 | 0 | 0 | 0 | 0 | 0 | 0 | 0 | 0 | 0 | 0 | 0 | 0 | 0 | 0 | 0 | 0 | 0 | 0 | 0 | 0 | 0 | 0 | 0 | 0 | 0 | 0 | 0 | 0 | 0
Commercial_Education_Existing_Food Preparation_Natural Gas_Fryer_E7_Baseline Forecast | Commercial | Education | Existing | Food Preparation | Natural Gas | Fryer | E7 |  | Baseline Forecast | 0 | 0 | 0 | 0 | 0 | 0 | 0 | 0 | 0 | 0 | 0 | 0 | 0 | 0 | 0 | 0 | 0 | 0 | 0 | 0 | 0 | 0 | 0 | 0 | 0 | 0 | 0 | 0 | 0 | 0 | 0
Commercial_Education_Existing_Food Preparation_Natural Gas_Fryer_E8_Baseline Forecast | Commercial | Education | Existing | Food Preparation | Natural Gas | Fryer | E8 |  | Baseline Forecast | 0 | 0 | 0 | 0 | 0 | 0 | 0 | 0 | 0 | 0 | 0 | 0 | 0 | 0 | 0 | 0 | 0 | 0 | 0 | 0 | 0 | 0 | 0 | 0 | 0 | 0 | 0 | 0 | 0 | 0 | 0
Commercial_Education_Existing_Food Preparation_Natural Gas_Fryer_E9_Baseline Forecast | Commercial | Education | Existing | Food Preparation | Natural Gas | Fryer | E9 |  | Baseline Forecast | 0 | 0 | 0 | 0 | 0 | 0 | 0 | 0 | 0 | 0 | 0 | 0 | 0 | 0 | 0 | 0 | 0 | 0 | 0 | 0 | 0 | 0 | 0 | 0 | 0 | 0 | 0 | 0 | 0 | 0 | 0
Commercial_Education_Existing_Food Preparation_Natural Gas_Fryer_E10_Baseline Forecast | Commercial | Education | Existing | Food Preparation | Natural Gas | Fryer | E10 |  | Baseline Forecast | 0 | 0 | 0 | 0 | 0 | 0 | 0 | 0 | 0 | 0 | 0 | 0 | 0 | 0 | 0 | 0 | 0 | 0 | 0 | 0 | 0 | 0 | 0 | 0 | 0 | 0 | 0 | 0 | 0 | 0 | 0
Commercial_Education_Existing_Food Preparation_Natural Gas_Broiler_E1_Baseline Forecast | Commercial | Education | Existing | Food Preparation | Natural Gas | Broiler | E1 | Standard | Baseline Forecast | 0 | 30589.0859 | 34120.4031 | 37073.9997 | 39488.8266 | 41583.7928 | 43277.2783 | 44584.121 | 45556.1449 | 46152.1928 | 40104.222 | 34848.5279 | 35423.7299 | 35815.6231 | 36333.8839 | 36846.1921 | 37294.2656 | 43484.8051 | 43362.8847 | 43080.8952 | 42734.4568 | 41296.1822 | 39152.0435 | 38738.7823 | 37294.3199 | 36128.7851 | 33936.8205 | 32363.3708 | 33190.1457 | 33790.6187 | 34191.9218
Commercial_Education_Existing_Food Preparation_Natural Gas_Broiler_E2_Baseline Forecast | Commercial | Education | Existing | Food Preparation | Natural Gas | Broiler | E2 | Infrared Burners | Baseline Forecast | 0 | 10781.9781 | 12054.3012 | 13082.4907 | 13937.5781 | 14496.38 | 14923.8247 | 15277.5669 | 15568.8558 | 15893.7174 | 13944.6598 | 12234.0536 | 12215.8516 | 12501.3045 | 12691.2584 | 12856.7147 | 13015.5618 | 15185.8217 | 15082.0993 | 15020.8018 | 14924.4067 | 14455.0249 | 13744.2139 | 11796.0888 | 11312.7556 | 10919.2105 | 10220.8864 | 9714.1771 | 9929.8185 | 10077.292 | 10165.2012
Commercial_Education_Existing_Food Preparation_Natural Gas_Broiler_E3_Baseline Forecast | Commercial | Education | Existing | Food Preparation | Natural Gas | Broiler | E3 |  | Baseline Forecast | 0 | 0 | 0 | 0 | 0 | 0 | 0 | 0 | 0 | 0 | 0 | 0 | 0 | 0 | 0 | 0 | 0 | 0 | 0 | 0 | 0 | 0 | 0 | 0 | 0 | 0 | 0 | 0 | 0 | 0 | 0
Commercial_Education_Existing_Food Preparation_Natural Gas_Broiler_E4_Baseline Forecast | Commercial | Education | Existing | Food Preparation | Natural Gas | Broiler | E4 |  | Baseline Forecast | 0 | 0 | 0 | 0 | 0 | 0 | 0 | 0 | 0 | 0 | 0 | 0 | 0 | 0 | 0 | 0 | 0 | 0 | 0 | 0 | 0 | 0 | 0 | 0 | 0 | 0 | 0 | 0 | 0 | 0 | 0
Commercial_Education_Existing_Food Preparation_Natural Gas_Broiler_E5_Baseline Forecast | Commercial | Education | Existing | Food Preparation | Natural Gas | Broiler | E5 |  | Baseline Forecast | 0 | 0 | 0 | 0 | 0 | 0 | 0 | 0 | 0 | 0 | 0 | 0 | 0 | 0 | 0 | 0 | 0 | 0 | 0 | 0 | 0 | 0 | 0 | 0 | 0 | 0 | 0 | 0 | 0 | 0 | 0
Commercial_Education_Existing_Food Preparation_Natural Gas_Broiler_E6_Baseline Forecast | Commercial | Education | Existing | Food Preparation | Natural Gas | Broiler | E6 |  | Baseline Forecast | 0 | 0 | 0 | 0 | 0 | 0 | 0 | 0 | 0 | 0 | 0 | 0 | 0 | 0 | 0 | 0 | 0 | 0 | 0 | 0 | 0 | 0 | 0 | 0 | 0 | 0 | 0 | 0 | 0 | 0 | 0
Commercial_Education_Existing_Food Preparation_Natural Gas_Broiler_E7_Baseline Forecast | Commercial | Education | Existing | Food Preparation | Natural Gas | Broiler | E7 |  | Baseline Forecast | 0 | 0 | 0 | 0 | 0 | 0 | 0 | 0 | 0 | 0 | 0 | 0 | 0 | 0 | 0 | 0 | 0 | 0 | 0 | 0 | 0 | 0 | 0 | 0 | 0 | 0 | 0 | 0 | 0 | 0 | 0
Commercial_Education_Existing_Food Preparation_Natural Gas_Broiler_E8_Baseline Forecast | Commercial | Education | Existing | Food Preparation | Natural Gas | Broiler | E8 |  | Baseline Forecast | 0 | 0 | 0 | 0 | 0 | 0 | 0 | 0 | 0 | 0 | 0 | 0 | 0 | 0 | 0 | 0 | 0 | 0 | 0 | 0 | 0 | 0 | 0 | 0 | 0 | 0 | 0 | 0 | 0 | 0 | 0
Commercial_Education_Existing_Food Preparation_Natural Gas_Broiler_E9_Baseline Forecast | Commercial | Education | Existing | Food Preparation | Natural Gas | Broiler | E9 |  | Baseline Forecast | 0 | 0 | 0 | 0 | 0 | 0 | 0 | 0 | 0 | 0 | 0 | 0 | 0 | 0 | 0 | 0 | 0 | 0 | 0 | 0 | 0 | 0 | 0 | 0 | 0 | 0 | 0 | 0 | 0 | 0 | 0
Commercial_Education_Existing_Food Preparation_Natural Gas_Broiler_E10_Baseline Forecast | Commercial | Education | Existing | Food Preparation | Natural Gas | Broiler | E10 |  | Baseline Forecast | 0 | 0 | 0 | 0 | 0 | 0 | 0 | 0 | 0 | 0 | 0 | 0 | 0 | 0 | 0 | 0 | 0 | 0 | 0 | 0 | 0 | 0 | 0 | 0 | 0 | 0 | 0 | 0 | 0 | 0 | 0
Commercial_Education_Existing_Food Preparation_Natural Gas_Griddle_E1_Baseline Forecast | Commercial | Education | Existing | Food Preparation | Natural Gas | Griddle | E1 | Standard | Baseline Forecast | 0 | 35024.9578 | 39085.4756 | 42459.3997 | 45226.8374 | 47514.6815 | 49349.7502 | 50780.8015 | 51862.48 | 52614.9164 | 45801.9901 | 39871.6002 | 40394.3867 | 40933.5199 | 41531.4167 | 42108.7013 | 42622.3104 | 49703.2875 | 49526.3086 | 49226.8603 | 48846.0202 | 47222.3438 | 44795.025 | 43256.0288 | 41618.8054 | 40295.8218 | 37831.1162 | 36058.9211 | 36962.1367 | 37613.1276 | 38042.3764
Commercial_Education_Existing_Food Preparation_Natural Gas_Griddle_E2_Baseline Forecast | Commercial | Education | Existing | Food Preparation | Natural Gas | Griddle | E2 | ENERGY STAR | Baseline Forecast | 0 | 14317.0429 | 15985.6797 | 17360.71 | 18493.1989 | 19370.4228 | 20064.9225 | 20614.3999 | 21039.4359 | 21385.34 | 18660.4555 | 16282.3524 | 16423.8827 | 16692.5995 | 16939.3687 | 17170.4331 | 17380.6796 | 20271.3719 | 20179.2334 | 20069.2539 | 19921.94 | 19270.413 | 18292.7208 | 17015.364 | 16353.3646 | 15816.8814 | 14834.4281 | 14125.6813 | 14465.7237 | 14706.7857 | 14861.0055
Commercial_Education_Existing_Food Preparation_Natural Gas_Griddle_E3_Baseline Forecast | Commercial | Education | Existing | Food Preparation | Natural Gas | Griddle | E3 |  | Baseline Forecast | 0 | 0 | 0 | 0 | 0 | 0 | 0 | 0 | 0 | 0 | 0 | 0 | 0 | 0 | 0 | 0 | 0 | 0 | 0 | 0 | 0 | 0 | 0 | 0 | 0 | 0 | 0 | 0 | 0 | 0 | 0
Commercial_Education_Existing_Food Preparation_Natural Gas_Griddle_E4_Baseline Forecast | Commercial | Education | Existing | Food Preparation | Natural Gas | Griddle | E4 |  | Baseline Forecast | 0 | 0 | 0 | 0 | 0 | 0 | 0 | 0 | 0 | 0 | 0 | 0 | 0 | 0 | 0 | 0 | 0 | 0 | 0 | 0 | 0 | 0 | 0 | 0 | 0 | 0 | 0 | 0 | 0 | 0 | 0
Commercial_Education_Existing_Food Preparation_Natural Gas_Griddle_E5_Baseline Forecast | Commercial | Education | Existing | Food Preparation | Natural Gas | Griddle | E5 |  | Baseline Forecast | 0 | 0 | 0 | 0 | 0 | 0 | 0 | 0 | 0 | 0 | 0 | 0 | 0 | 0 | 0 | 0 | 0 | 0 | 0 | 0 | 0 | 0 | 0 | 0 | 0 | 0 | 0 | 0 | 0 | 0 | 0
Commercial_Education_Existing_Food Preparation_Natural Gas_Griddle_E6_Baseline Forecast | Commercial | Education | Existing | Food Preparation | Natural Gas | Griddle | E6 |  | Baseline Forecast | 0 | 0 | 0 | 0 | 0 | 0 | 0 | 0 | 0 | 0 | 0 | 0 | 0 | 0 | 0 | 0 | 0 | 0 | 0 | 0 | 0 | 0 | 0 | 0 | 0 | 0 | 0 | 0 | 0 | 0 | 0
Commercial_Education_Existing_Food Preparation_Natural Gas_Griddle_E7_Baseline Forecast | Commercial | Education | Existing | Food Preparation | Natural Gas | Griddle | E7 |  | Baseline Forecast | 0 | 0 | 0 | 0 | 0 | 0 | 0 | 0 | 0 | 0 | 0 | 0 | 0 | 0 | 0 | 0 | 0 | 0 | 0 | 0 | 0 | 0 | 0 | 0 | 0 | 0 | 0 | 0 | 0 | 0 | 0
Commercial_Education_Existing_Food Preparation_Natural Gas_Griddle_E8_Baseline Forecast | Commercial | Education | Existing | Food Preparation | Natural Gas | Griddle | E8 |  | Baseline Forecast | 0 | 0 | 0 | 0 | 0 | 0 | 0 | 0 | 0 | 0 | 0 | 0 | 0 | 0 | 0 | 0 | 0 | 0 | 0 | 0 | 0 | 0 | 0 | 0 | 0 | 0 | 0 | 0 | 0 | 0 | 0
Commercial_Education_Existing_Food Preparation_Natural Gas_Griddle_E9_Baseline Forecast | Commercial | Education | Existing | Food Preparation | Natural Gas | Griddle | E9 |  | Baseline Forecast | 0 | 0 | 0 | 0 | 0 | 0 | 0 | 0 | 0 | 0 | 0 | 0 | 0 | 0 | 0 | 0 | 0 | 0 | 0 | 0 | 0 | 0 | 0 | 0 | 0 | 0 | 0 | 0 | 0 | 0 | 0
Commercial_Education_Existing_Food Preparation_Natural Gas_Griddle_E10_Baseline Forecast | Commercial | Education | Existing | Food Preparation | Natural Gas | Griddle | E10 |  | Baseline Forecast | 0 | 0 | 0 | 0 | 0 | 0 | 0 | 0 | 0 | 0 | 0 | 0 | 0 | 0 | 0 | 0 | 0 | 0 | 0 | 0 | 0 | 0 | 0 | 0 | 0 | 0 | 0 | 0 | 0 | 0 | 0
Commercial_Education_Existing_Food Preparation_Natural Gas_Range_E1_Baseline Forecast | Commercial | Education | Existing | Food Preparation | Natural Gas | Range | E1 | Standard | Baseline Forecast | 0 | 112562.93 | 143307.9638 | 166249.029 | 183049.5202 | 195923.4451 | 205061.386 | 211103.0301 | 214717.9653 | 216660.8434 | 188856.6421 | 171704.7995 | 163381.4576 | 158470.7952 | 156486.4677 | 178515.9363 | 181461.6989 | 182915.632 | 183448.8694 | 178118.9865 | 170512.3699 | 162453.2571 | 154956.9285 | 154038.7703 | 146903.6026 | 143997.8199 | 143448.8144 | 144049.1346 | 144233.3918 | 148003.9383 | 145667.2467
Commercial_Education_Existing_Food Preparation_Natural Gas_Range_E2_Baseline Forecast | Commercial | Education | Existing | Food Preparation | Natural Gas | Range | E2 | High Efficiency | Baseline Forecast | 0 | 162245.6533 | 206798.1713 | 240197.2626 | 264928.1924 | 282028.4252 | 293855.4771 | 301766.3354 | 306655.7912 | 308994.6721 | 269081.4904 | 245698.7377 | 231637.6528 | 225924.2704 | 224577.5242 | 257724.3263 | 262033.2313 | 264237.3064 | 264582.889 | 257190.7406 | 246402.7194 | 235005.2743 | 224454.8931 | 209868.3442 | 199841.0123 | 195603.8447 | 194588.3824 | 195143.0287 | 195141.7131 | 199993.0029 | 196595.3355
Commercial_Education_Existing_Food Preparation_Natural Gas_Range_E3_Baseline Forecast | Commercial | Education | Existing | Food Preparation | Natural Gas | Range | E3 |  | Baseline Forecast | 0 | 0 | 0 | 0 | 0 | 0 | 0 | 0 | 0 | 0 | 0 | 0 | 0 | 0 | 0 | 0 | 0 | 0 | 0 | 0 | 0 | 0 | 0 | 0 | 0 | 0 | 0 | 0 | 0 | 0 | 0
Commercial_Education_Existing_Food Preparation_Natural Gas_Range_E4_Baseline Forecast | Commercial | Education | Existing | Food Preparation | Natural Gas | Range | E4 |  | Baseline Forecast | 0 | 0 | 0 | 0 | 0 | 0 | 0 | 0 | 0 | 0 | 0 | 0 | 0 | 0 | 0 | 0 | 0 | 0 | 0 | 0 | 0 | 0 | 0 | 0 | 0 | 0 | 0 | 0 | 0 | 0 | 0
Commercial_Education_Existing_Food Preparation_Natural Gas_Range_E5_Baseline Forecast | Commercial | Education | Existing | Food Preparation | Natural Gas | Range | E5 |  | Baseline Forecast | 0 | 0 | 0 | 0 | 0 | 0 | 0 | 0 | 0 | 0 | 0 | 0 | 0 | 0 | 0 | 0 | 0 | 0 | 0 | 0 | 0 | 0 | 0 | 0 | 0 | 0 | 0 | 0 | 0 | 0 | 0
Commercial_Education_Existing_Food Preparation_Natural Gas_Range_E6_Baseline Forecast | Commercial | Education | Existing | Food Preparation | Natural Gas | Range | E6 |  | Baseline Forecast | 0 | 0 | 0 | 0 | 0 | 0 | 0 | 0 | 0 | 0 | 0 | 0 | 0 | 0 | 0 | 0 | 0 | 0 | 0 | 0 | 0 | 0 | 0 | 0 | 0 | 0 | 0 | 0 | 0 | 0 | 0
Commercial_Education_Existing_Food Preparation_Natural Gas_Range_E7_Baseline Forecast | Commercial | Education | Existing | Food Preparation | Natural Gas | Range | E7 |  | Baseline Forecast | 0 | 0 | 0 | 0 | 0 | 0 | 0 | 0 | 0 | 0 | 0 | 0 | 0 | 0 | 0 | 0 | 0 | 0 | 0 | 0 | 0 | 0 | 0 | 0 | 0 | 0 | 0 | 0 | 0 | 0 | 0
Commercial_Education_Existing_Food Preparation_Natural Gas_Range_E8_Baseline Forecast | Commercial | Education | Existing | Food Preparation | Natural Gas | Range | E8 |  | Baseline Forecast | 0 | 0 | 0 | 0 | 0 | 0 | 0 | 0 | 0 | 0 | 0 | 0 | 0 | 0 | 0 | 0 | 0 | 0 | 0 | 0 | 0 | 0 | 0 | 0 | 0 | 0 | 0 | 0 | 0 | 0 | 0
Commercial_Education_Existing_Food Preparation_Natural Gas_Range_E9_Baseline Forecast | Commercial | Education | Existing | Food Preparation | Natural Gas | Range | E9 |  | Baseline Forecast | 0 | 0 | 0 | 0 | 0 | 0 | 0 | 0 | 0 | 0 | 0 | 0 | 0 | 0 | 0 | 0 | 0 | 0 | 0 | 0 | 0 | 0 | 0 | 0 | 0 | 0 | 0 | 0 | 0 | 0 | 0
Commercial_Education_Existing_Food Preparation_Natural Gas_Range_E10_Baseline Forecast | Commercial | Education | Existing | Food Preparation | Natural Gas | Range | E10 |  | Baseline Forecast | 0 | 0 | 0 | 0 | 0 | 0 | 0 | 0 | 0 | 0 | 0 | 0 | 0 | 0 | 0 | 0 | 0 | 0 | 0 | 0 | 0 | 0 | 0 | 0 | 0 | 0 | 0 | 0 | 0 | 0 | 0
Commercial_Education_Existing_Food Preparation_Natural Gas_Steamer_E1_Baseline Forecast | Commercial | Education | Existing | Food Preparation | Natural Gas | Steamer | E1 | Standard | Baseline Forecast | 0 | 37935.3556 | 42282.5805 | 0 | 0 | 0 | 0 | 0 | 0 | 0 | 0 | 0 | 0 | 0 | 0 | 0 | 0 | 0 | 0 | 0 | 0 | 0 | 0 | 0 | 0 | 0 | 0 | 0 | 0 | 0 | 0
Commercial_Education_Existing_Food Preparation_Natural Gas_Steamer_E2_Baseline Forecast | Commercial | Education | Existing | Food Preparation | Natural Gas | Steamer | E2 | ENERGY STAR | Baseline Forecast | 0 | 38115.02 | 42598.0887 | 92200.1892 | 98211.1106 | 103089.4009 | 106988.2016 | 110040.7726 | 112363.0579 | 114055.9201 | 106400.5826 | 100549.9595 | 96131.4871 | 92839.3503 | 90423.4515 | 88680.1149 | 87444.2609 | 86582.8282 | 85989.249 | 101042.662 | 99550.0405 | 97554.8826 | 95263.1119 | 92826.1982 | 90353.0868 | 87919.7886 | 85577.0544 | 83356.4895 | 80822.7909 | 78830.9335 | 77192.4998
Commercial_Education_Existing_Food Preparation_Natural Gas_Steamer_E3_Baseline Forecast | Commercial | Education | Existing | Food Preparation | Natural Gas | Steamer | E3 |  | Baseline Forecast | 0 | 0 | 0 | 0 | 0 | 0 | 0 | 0 | 0 | 0 | 0 | 0 | 0 | 0 | 0 | 0 | 0 | 0 | 0 | 0 | 0 | 0 | 0 | 0 | 0 | 0 | 0 | 0 | 0 | 0 | 0
Commercial_Education_Existing_Food Preparation_Natural Gas_Steamer_E4_Baseline Forecast | Commercial | Education | Existing | Food Preparation | Natural Gas | Steamer | E4 |  | Baseline Forecast | 0 | 0 | 0 | 0 | 0 | 0 | 0 | 0 | 0 | 0 | 0 | 0 | 0 | 0 | 0 | 0 | 0 | 0 | 0 | 0 | 0 | 0 | 0 | 0 | 0 | 0 | 0 | 0 | 0 | 0 | 0
Commercial_Education_Existing_Food Preparation_Natural Gas_Steamer_E5_Baseline Forecast | Commercial | Education | Existing | Food Preparation | Natural Gas | Steamer | E5 |  | Baseline Forecast | 0 | 0 | 0 | 0 | 0 | 0 | 0 | 0 | 0 | 0 | 0 | 0 | 0 | 0 | 0 | 0 | 0 | 0 | 0 | 0 | 0 | 0 | 0 | 0 | 0 | 0 | 0 | 0 | 0 | 0 | 0
Commercial_Education_Existing_Food Preparation_Natural Gas_Steamer_E6_Baseline Forecast | Commercial | Education | Existing | Food Preparation | Natural Gas | Steamer | E6 |  | Baseline Forecast | 0 | 0 | 0 | 0 | 0 | 0 | 0 | 0 | 0 | 0 | 0 | 0 | 0 | 0 | 0 | 0 | 0 | 0 | 0 | 0 | 0 | 0 | 0 | 0 | 0 | 0 | 0 | 0 | 0 | 0 | 0
Commercial_Education_Existing_Food Preparation_Natural Gas_Steamer_E7_Baseline Forecast | Commercial | Education | Existing | Food Preparation | Natural Gas | Steamer | E7 |  | Baseline Forecast | 0 | 0 | 0 | 0 | 0 | 0 | 0 | 0 | 0 | 0 | 0 | 0 | 0 | 0 | 0 | 0 | 0 | 0 | 0 | 0 | 0 | 0 | 0 | 0 | 0 | 0 | 0 | 0 | 0 | 0 | 0
Commercial_Education_Existing_Food Preparation_Natural Gas_Steamer_E8_Baseline Forecast | Commercial | Education | Existing | Food Preparation | Natural Gas | Steamer | E8 |  | Baseline Forecast | 0 | 0 | 0 | 0 | 0 | 0 | 0 | 0 | 0 | 0 | 0 | 0 | 0 | 0 | 0 | 0 | 0 | 0 | 0 | 0 | 0 | 0 | 0 | 0 | 0 | 0 | 0 | 0 | 0 | 0 | 0
Commercial_Education_Existing_Food Preparation_Natural Gas_Steamer_E9_Baseline Forecast | Commercial | Education | Existing | Food Preparation | Natural Gas | Steamer | E9 |  | Baseline Forecast | 0 | 0 | 0 | 0 | 0 | 0 | 0 | 0 | 0 | 0 | 0 | 0 | 0 | 0 | 0 | 0 | 0 | 0 | 0 | 0 | 0 | 0 | 0 | 0 | 0 | 0 | 0 | 0 | 0 | 0 | 0
Commercial_Education_Existing_Food Preparation_Natural Gas_Steamer_E10_Baseline Forecast | Commercial | Education | Existing | Food Preparation | Natural Gas | Steamer | E10 |  | Baseline Forecast | 0 | 0 | 0 | 0 | 0 | 0 | 0 | 0 | 0 | 0 | 0 | 0 | 0 | 0 | 0 | 0 | 0 | 0 | 0 | 0 | 0 | 0 | 0 | 0 | 0 | 0 | 0 | 0 | 0 | 0 | 0
Commercial_Education_Existing_Food Preparation_Natural Gas_Food Prep Other_E1_Baseline Forecast | Commercial | Education | Existing | Food Preparation | Natural Gas | Food Prep Other | E1 | Standard | Baseline Forecast | 0 | 60779.4371 | 77432.9824 | 89893.7112 | 99079.1757 | 105708.687 | 110345.6364 | 113431.5861 | 115312.533 | 116259.5738 | 101282.5011 | 92317.3353 | 87366.7709 | 85016.9157 | 84280.041 | 96483.2592 | 98087.7693 | 98896.8021 | 99091.2069 | 96277.4494 | 92209.0909 | 87905.864 | 83914.4506 | 80486.7992 | 76690.9515 | 75111.1641 | 74765.191 | 75020.6862 | 75061.1937 | 76968.172 | 75699.921
Commercial_Education_Existing_Food Preparation_Natural Gas_Food Prep Other_E2_Baseline Forecast | Commercial | Education | Existing | Food Preparation | Natural Gas | Food Prep Other | E2 | ENERGY STAR | Baseline Forecast | 0 | 21354.9686 | 27206.2504 | 31584.3889 | 34811.7776 | 37140.9007 | 38769.939 | 39854.0937 | 40514.9274 | 40847.6127 | 35585.4085 | 32435.651 | 30695.9892 | 29870.5448 | 29611.8328 | 33899.6213 | 34463.3761 | 34747.6438 | 34815.8995 | 33827.314 | 32397.9088 | 30885.9868 | 29483.6248 | 28277.251 | 26943.5948 | 26388.5073 | 26266.8944 | 26356.5939 | 26370.7638 | 27040.6679 | 26595.0416
Commercial_Education_Existing_Food Preparation_Natural Gas_Food Prep Other_E3_Baseline Forecast | Commercial | Education | Existing | Food Preparation | Natural Gas | Food Prep Other | E3 |  | Baseline Forecast | 0 | 0 | 0 | 0 | 0 | 0 | 0 | 0 | 0 | 0 | 0 | 0 | 0 | 0 | 0 | 0 | 0 | 0 | 0 | 0 | 0 | 0 | 0 | 0 | 0 | 0 | 0 | 0 | 0 | 0 | 0
Commercial_Education_Existing_Food Preparation_Natural Gas_Food Prep Other_E4_Baseline Forecast | Commercial | Education | Existing | Food Preparation | Natural Gas | Food Prep Other | E4 |  | Baseline Forecast | 0 | 0 | 0 | 0 | 0 | 0 | 0 | 0 | 0 | 0 | 0 | 0 | 0 | 0 | 0 | 0 | 0 | 0 | 0 | 0 | 0 | 0 | 0 | 0 | 0 | 0 | 0 | 0 | 0 | 0 | 0
Commercial_Education_Existing_Food Preparation_Natural Gas_Food Prep Other_E5_Baseline Forecast | Commercial | Education | Existing | Food Preparation | Natural Gas | Food Prep Other | E5 |  | Baseline Forecast | 0 | 0 | 0 | 0 | 0 | 0 | 0 | 0 | 0 | 0 | 0 | 0 | 0 | 0 | 0 | 0 | 0 | 0 | 0 | 0 | 0 | 0 | 0 | 0 | 0 | 0 | 0 | 0 | 0 | 0 | 0
Commercial_Education_Existing_Food Preparation_Natural Gas_Food Prep Other_E6_Baseline Forecast | Commercial | Education | Existing | Food Preparation | Natural Gas | Food Prep Other | E6 |  | Baseline Forecast | 0 | 0 | 0 | 0 | 0 | 0 | 0 | 0 | 0 | 0 | 0 | 0 | 0 | 0 | 0 | 0 | 0 | 0 | 0 | 0 | 0 | 0 | 0 | 0 | 0 | 0 | 0 | 0 | 0 | 0 | 0
Commercial_Education_Existing_Food Preparation_Natural Gas_Food Prep Other_E7_Baseline Forecast | Commercial | Education | Existing | Food Preparation | Natural Gas | Food Prep Other | E7 |  | Baseline Forecast | 0 | 0 | 0 | 0 | 0 | 0 | 0 | 0 | 0 | 0 | 0 | 0 | 0 | 0 | 0 | 0 | 0 | 0 | 0 | 0 | 0 | 0 | 0 | 0 | 0 | 0 | 0 | 0 | 0 | 0 | 0
Commercial_Education_Existing_Food Preparation_Natural Gas_Food Prep Other_E8_Baseline Forecast | Commercial | Education | Existing | Food Preparation | Natural Gas | Food Prep Other | E8 |  | Baseline Forecast | 0 | 0 | 0 | 0 | 0 | 0 | 0 | 0 | 0 | 0 | 0 | 0 | 0 | 0 | 0 | 0 | 0 | 0 | 0 | 0 | 0 | 0 | 0 | 0 | 0 | 0 | 0 | 0 | 0 | 0 | 0
Commercial_Education_Existing_Food Preparation_Natural Gas_Food Prep Other_E9_Baseline Forecast | Commercial | Education | Existing | Food Preparation | Natural Gas | Food Prep Other | E9 |  | Baseline Forecast | 0 | 0 | 0 | 0 | 0 | 0 | 0 | 0 | 0 | 0 | 0 | 0 | 0 | 0 | 0 | 0 | 0 | 0 | 0 | 0 | 0 | 0 | 0 | 0 | 0 | 0 | 0 | 0 | 0 | 0 | 0
Commercial_Education_Existing_Food Preparation_Natural Gas_Food Prep Other_E10_Baseline Forecast | Commercial | Education | Existing | Food Preparation | Natural Gas | Food Prep Other | E10 |  | Baseline Forecast | 0 | 0 | 0 | 0 | 0 | 0 | 0 | 0 | 0 | 0 | 0 | 0 | 0 | 0 | 0 | 0 | 0 | 0 | 0 | 0 | 0 | 0 | 0 | 0 | 0 | 0 | 0 | 0 | 0 | 0 | 0
Commercial_Education_Existing_Miscellaneous_Natural Gas_Pool Heater_E1_Baseline Forecast | Commercial | Education | Existing | Miscellaneous | Natural Gas | Pool Heater | E1 | Standard (EF .82) | Baseline Forecast | 0 | 56847.1264 | 53844.3667 | 51309.8563 | 49121.5251 | 47276.9093 | 47366.5057 | 46877.2136 | 46019.1573 | 44975.9646 | 43813.6973 | 55101.4586 | 51457.2862 | 48396.5101 | 45865.179 | 43651.5961 | 44353.3336 | 44079.9464 | 43242.13 | 42054.9954 | 40754.2885 | 42522.3239 | 40692.8045 | 39732.527 | 38511.8998 | 37392.3107 | 37460.226 | 36974.1237 | 36205.8521 | 35306.2152 | 34355.6169
Commercial_Education_Existing_Miscellaneous_Natural Gas_Pool Heater_E2_Baseline Forecast | Commercial | Education | Existing | Miscellaneous | Natural Gas | Pool Heater | E2 | Condensing (EF .90) | Baseline Forecast | 0 | 6343.1434 | 6017.8822 | 5736.8027 | 5515.4183 | 5272.5697 | 5256.0857 | 5201.0444 | 5123.3292 | 4997.2387 | 4865.4075 | 6111.0608 | 5506.1173 | 5161.9152 | 4887.2285 | 4725.6415 | 4881.4468 | 4927.0367 | 4884.5196 | 4820.1646 | 4678.5671 | 4890.9768 | 4691.0114 | 4063.6264 | 3926.9822 | 3801.9879 | 3798.5947 | 3739.5873 | 3652.7257 | 3553.2955 | 3449.3924
Commercial_Education_Existing_Miscellaneous_Natural Gas_Pool Heater_E3_Baseline Forecast | Commercial | Education | Existing | Miscellaneous | Natural Gas | Pool Heater | E3 |  | Baseline Forecast | 0 | 0 | 0 | 0 | 0 | 0 | 0 | 0 | 0 | 0 | 0 | 0 | 0 | 0 | 0 | 0 | 0 | 0 | 0 | 0 | 0 | 0 | 0 | 0 | 0 | 0 | 0 | 0 | 0 | 0 | 0
Commercial_Education_Existing_Miscellaneous_Natural Gas_Pool Heater_E4_Baseline Forecast | Commercial | Education | Existing | Miscellaneous | Natural Gas | Pool Heater | E4 |  | Baseline Forecast | 0 | 0 | 0 | 0 | 0 | 0 | 0 | 0 | 0 | 0 | 0 | 0 | 0 | 0 | 0 | 0 | 0 | 0 | 0 | 0 | 0 | 0 | 0 | 0 | 0 | 0 | 0 | 0 | 0 | 0 | 0
Commercial_Education_Existing_Miscellaneous_Natural Gas_Pool Heater_E5_Baseline Forecast | Commercial | Education | Existing | Miscellaneous | Natural Gas | Pool Heater | E5 |  | Baseline Forecast | 0 | 0 | 0 | 0 | 0 | 0 | 0 | 0 | 0 | 0 | 0 | 0 | 0 | 0 | 0 | 0 | 0 | 0 | 0 | 0 | 0 | 0 | 0 | 0 | 0 | 0 | 0 | 0 | 0 | 0 | 0
Commercial_Education_Existing_Miscellaneous_Natural Gas_Pool Heater_E6_Baseline Forecast | Commercial | Education | Existing | Miscellaneous | Natural Gas | Pool Heater | E6 |  | Baseline Forecast | 0 | 0 | 0 | 0 | 0 | 0 | 0 | 0 | 0 | 0 | 0 | 0 | 0 | 0 | 0 | 0 | 0 | 0 | 0 | 0 | 0 | 0 | 0 | 0 | 0 | 0 | 0 | 0 | 0 | 0 | 0
Commercial_Education_Existing_Miscellaneous_Natural Gas_Pool Heater_E7_Baseline Forecast | Commercial | Education | Existing | Miscellaneous | Natural Gas | Pool Heater | E7 |  | Baseline Forecast | 0 | 0 | 0 | 0 | 0 | 0 | 0 | 0 | 0 | 0 | 0 | 0 | 0 | 0 | 0 | 0 | 0 | 0 | 0 | 0 | 0 | 0 | 0 | 0 | 0 | 0 | 0 | 0 | 0 | 0 | 0
Commercial_Education_Existing_Miscellaneous_Natural Gas_Pool Heater_E8_Baseline Forecast | Commercial | Education | Existing | Miscellaneous | Natural Gas | Pool Heater | E8 |  | Baseline Forecast | 0 | 0 | 0 | 0 | 0 | 0 | 0 | 0 | 0 | 0 | 0 | 0 | 0 | 0 | 0 | 0 | 0 | 0 | 0 | 0 | 0 | 0 | 0 | 0 | 0 | 0 | 0 | 0 | 0 | 0 | 0
Commercial_Education_Existing_Miscellaneous_Natural Gas_Pool Heater_E9_Baseline Forecast | Commercial | Education | Existing | Miscellaneous | Natural Gas | Pool Heater | E9 |  | Baseline Forecast | 0 | 0 | 0 | 0 | 0 | 0 | 0 | 0 | 0 | 0 | 0 | 0 | 0 | 0 | 0 | 0 | 0 | 0 | 0 | 0 | 0 | 0 | 0 | 0 | 0 | 0 | 0 | 0 | 0 | 0 | 0
Commercial_Education_Existing_Miscellaneous_Natural Gas_Pool Heater_E10_Baseline Forecast | Commercial | Education | Existing | Miscellaneous | Natural Gas | Pool Heater | E10 |  | Baseline Forecast | 0 | 0 | 0 | 0 | 0 | 0 | 0 | 0 | 0 | 0 | 0 | 0 | 0 | 0 | 0 | 0 | 0 | 0 | 0 | 0 | 0 | 0 | 0 | 0 | 0 | 0 | 0 | 0 | 0 | 0 | 0
Commercial_Education_Existing_Miscellaneous_Natural Gas_Miscellaneous_E1_Baseline Forecast | Commercial | Education | Existing | Miscellaneous | Natural Gas | Miscellaneous | E1 | Standard | Baseline Forecast | 0 | 3707472.4452 | 4325384.5194 | 4820208.5084 | 4547467.0622 | 4401446.2332 | 4345320.7911 | 4261503.6958 | 4171463.9592 | 4088284.178 | 4007143.4505 | 4809479.7684 | 4754409.5131 | 4670880.2938 | 4528224.0055 | 4429856.7314 | 4356702.4784 | 4269212.4124 | 4180614.2548 | 4097560.158 | 4016120.5339 | 4145732.9191 | 4043146.0709 | 3938985.9308 | 3854445.0862 | 3779501.5874 | 3708077.9582 | 3632954.0001 | 3559092.9222 | 3488344.2669 | 3418803.4338
Commercial_Education_Existing_Miscellaneous_Natural Gas_Miscellaneous_E2_Baseline Forecast | Commercial | Education | Existing | Miscellaneous | Natural Gas | Miscellaneous | E2 |  | Baseline Forecast | 0 | 0 | 0 | 0 | 0 | 0 | 0 | 0 | 0 | 0 | 0 | 0 | 0 | 0 | 0 | 0 | 0 | 0 | 0 | 0 | 0 | 0 | 0 | 0 | 0 | 0 | 0 | 0 | 0 | 0 | 0
Commercial_Education_Existing_Miscellaneous_Natural Gas_Miscellaneous_E3_Baseline Forecast | Commercial | Education | Existing | Miscellaneous | Natural Gas | Miscellaneous | E3 |  | Baseline Forecast | 0 | 0 | 0 | 0 | 0 | 0 | 0 | 0 | 0 | 0 | 0 | 0 | 0 | 0 | 0 | 0 | 0 | 0 | 0 | 0 | 0 | 0 | 0 | 0 | 0 | 0 | 0 | 0 | 0 | 0 | 0
Commercial_Education_Existing_Miscellaneous_Natural Gas_Miscellaneous_E4_Baseline Forecast | Commercial | Education | Existing | Miscellaneous | Natural Gas | Miscellaneous | E4 |  | Baseline Forecast | 0 | 0 | 0 | 0 | 0 | 0 | 0 | 0 | 0 | 0 | 0 | 0 | 0 | 0 | 0 | 0 | 0 | 0 | 0 | 0 | 0 | 0 | 0 | 0 | 0 | 0 | 0 | 0 | 0 | 0 | 0
Commercial_Education_Existing_Miscellaneous_Natural Gas_Miscellaneous_E5_Baseline Forecast | Commercial | Education | Existing | Miscellaneous | Natural Gas | Miscellaneous | E5 |  | Baseline Forecast | 0 | 0 | 0 | 0 | 0 | 0 | 0 | 0 | 0 | 0 | 0 | 0 | 0 | 0 | 0 | 0 | 0 | 0 | 0 | 0 | 0 | 0 | 0 | 0 | 0 | 0 | 0 | 0 | 0 | 0 | 0
Commercial_Education_Existing_Miscellaneous_Natural Gas_Miscellaneous_E6_Baseline Forecast | Commercial | Education | Existing | Miscellaneous | Natural Gas | Miscellaneous | E6 |  | Baseline Forecast | 0 | 0 | 0 | 0 | 0 | 0 | 0 | 0 | 0 | 0 | 0 | 0 | 0 | 0 | 0 | 0 | 0 | 0 | 0 | 0 | 0 | 0 | 0 | 0 | 0 | 0 | 0 | 0 | 0 | 0 | 0
Commercial_Education_Existing_Miscellaneous_Natural Gas_Miscellaneous_E7_Baseline Forecast | Commercial | Education | Existing | Miscellaneous | Natural Gas | Miscellaneous | E7 |  | Baseline Forecast | 0 | 0 | 0 | 0 | 0 | 0 | 0 | 0 | 0 | 0 | 0 | 0 | 0 | 0 | 0 | 0 | 0 | 0 | 0 | 0 | 0 | 0 | 0 | 0 | 0 | 0 | 0 | 0 | 0 | 0 | 0
Commercial_Education_Existing_Miscellaneous_Natural Gas_Miscellaneous_E8_Baseline Forecast | Commercial | Education | Existing | Miscellaneous | Natural Gas | Miscellaneous | E8 |  | Baseline Forecast | 0 | 0 | 0 | 0 | 0 | 0 | 0 | 0 | 0 | 0 | 0 | 0 | 0 | 0 | 0 | 0 | 0 | 0 | 0 | 0 | 0 | 0 | 0 | 0 | 0 | 0 | 0 | 0 | 0 | 0 | 0
Commercial_Education_Existing_Miscellaneous_Natural Gas_Miscellaneous_E9_Baseline Forecast | Commercial | Education | Existing | Miscellaneous | Natural Gas | Miscellaneous | E9 |  | Baseline Forecast | 0 | 0 | 0 | 0 | 0 | 0 | 0 | 0 | 0 | 0 | 0 | 0 | 0 | 0 | 0 | 0 | 0 | 0 | 0 | 0 | 0 | 0 | 0 | 0 | 0 | 0 | 0 | 0 | 0 | 0 | 0
Commercial_Education_Existing_Miscellaneous_Natural Gas_Miscellaneous_E10_Baseline Forecast | Commercial | Education | Existing | Miscellaneous | Natural Gas | Miscellaneous | E10 |  | Baseline Forecast | 0 | 0 | 0 | 0 | 0 | 0 | 0 | 0 | 0 | 0 | 0 | 0 | 0 | 0 | 0 | 0 | 0 | 0 | 0 | 0 | 0 | 0 | 0 | 0 | 0 | 0 | 0 | 0 | 0 | 0 | 0
Commercial_Education_New_Space Heating_Natural Gas_Furnace_E1_Baseline Forecast | Commercial | Education | New | Space Heating | Natural Gas | Furnace | E1 | AFUE 80% (Standard) | Baseline Forecast | 0 | 0 | 0 | 0 | 0 | 0 | 0 | 0 | 0 | 0 | 0 | 0 | 0 | 0 | 0 | 0 | 0 | 0 | 0 | 0 | 0 | 0 | 0 | 0 | 0 | 0 | 0 | 0 | 0 | 0 | 0
Commercial_Education_New_Space Heating_Natural Gas_Furnace_E2_Baseline Forecast | Commercial | Education | New | Space Heating | Natural Gas | Furnace | E2 | AFUE 90% | Baseline Forecast | 0 | 0 | 0 | 0 | 0 | 0 | 0 | 0 | 0 | 0 | 0 | 0 | 0 | 0 | 0 | 0 | 0 | 0 | 0 | 0 | 0 | 0 | 0 | 0 | 0 | 0 | 0 | 0 | 0 | 0 | 0
Commercial_Education_New_Space Heating_Natural Gas_Furnace_E3_Baseline Forecast | Commercial | Education | New | Space Heating | Natural Gas | Furnace | E3 | AFUE 95% | Baseline Forecast | 0 | 0 | 0 | 0 | 0 | 0 | 0 | 0 | 0 | 0 | 0 | 0 | 0 | 0 | 0 | 0 | 0 | 0 | 0 | 0 | 0 | 0 | 0 | 0 | 0 | 0 | 0 | 0 | 0 | 0 | 0
Commercial_Education_New_Space Heating_Natural Gas_Furnace_E4_Baseline Forecast | Commercial | Education | New | Space Heating | Natural Gas | Furnace | E4 |  | Baseline Forecast | 0 | 0 | 0 | 0 | 0 | 0 | 0 | 0 | 0 | 0 | 0 | 0 | 0 | 0 | 0 | 0 | 0 | 0 | 0 | 0 | 0 | 0 | 0 | 0 | 0 | 0 | 0 | 0 | 0 | 0 | 0
Commercial_Education_New_Space Heating_Natural Gas_Furnace_E5_Baseline Forecast | Commercial | Education | New | Space Heating | Natural Gas | Furnace | E5 |  | Baseline Forecast | 0 | 0 | 0 | 0 | 0 | 0 | 0 | 0 | 0 | 0 | 0 | 0 | 0 | 0 | 0 | 0 | 0 | 0 | 0 | 0 | 0 | 0 | 0 | 0 | 0 | 0 | 0 | 0 | 0 | 0 | 0
Commercial_Education_New_Space Heating_Natural Gas_Furnace_E6_Baseline Forecast | Commercial | Education | New | Space Heating | Natural Gas | Furnace | E6 |  | Baseline Forecast | 0 | 0 | 0 | 0 | 0 | 0 | 0 | 0 | 0 | 0 | 0 | 0 | 0 | 0 | 0 | 0 | 0 | 0 | 0 | 0 | 0 | 0 | 0 | 0 | 0 | 0 | 0 | 0 | 0 | 0 | 0
Commercial_Education_New_Space Heating_Natural Gas_Furnace_E7_Baseline Forecast | Commercial | Education | New | Space Heating | Natural Gas | Furnace | E7 |  | Baseline Forecast | 0 | 0 | 0 | 0 | 0 | 0 | 0 | 0 | 0 | 0 | 0 | 0 | 0 | 0 | 0 | 0 | 0 | 0 | 0 | 0 | 0 | 0 | 0 | 0 | 0 | 0 | 0 | 0 | 0 | 0 | 0
Commercial_Education_New_Space Heating_Natural Gas_Furnace_E8_Baseline Forecast | Commercial | Education | New | Space Heating | Natural Gas | Furnace | E8 |  | Baseline Forecast | 0 | 0 | 0 | 0 | 0 | 0 | 0 | 0 | 0 | 0 | 0 | 0 | 0 | 0 | 0 | 0 | 0 | 0 | 0 | 0 | 0 | 0 | 0 | 0 | 0 | 0 | 0 | 0 | 0 | 0 | 0
Commercial_Education_New_Space Heating_Natural Gas_Furnace_E9_Baseline Forecast | Commercial | Education | New | Space Heating | Natural Gas | Furnace | E9 |  | Baseline Forecast | 0 | 0 | 0 | 0 | 0 | 0 | 0 | 0 | 0 | 0 | 0 | 0 | 0 | 0 | 0 | 0 | 0 | 0 | 0 | 0 | 0 | 0 | 0 | 0 | 0 | 0 | 0 | 0 | 0 | 0 | 0
Commercial_Education_New_Space Heating_Natural Gas_Furnace_E10_Baseline Forecast | Commercial | Education | New | Space Heating | Natural Gas | Furnace | E10 |  | Baseline Forecast | 0 | 0 | 0 | 0 | 0 | 0 | 0 | 0 | 0 | 0 | 0 | 0 | 0 | 0 | 0 | 0 | 0 | 0 | 0 | 0 | 0 | 0 | 0 | 0 | 0 | 0 | 0 | 0 | 0 | 0 | 0
Commercial_Education_New_Space Heating_Natural Gas_Boiler_E1_Baseline Forecast | Commercial | Education | New | Space Heating | Natural Gas | Boiler | E1 | AFUE 80% (Standard) | Baseline Forecast | 0 | 0 | 0 | 0 | 0 | 0 | 0 | 0 | 0 | 0 | 0 | 0 | 0 | 0 | 0 | 0 | 0 | 0 | 0 | 0 | 0 | 0 | 0 | 0 | 0 | 0 | 0 | 0 | 0 | 0 | 0
Commercial_Education_New_Space Heating_Natural Gas_Boiler_E2_Baseline Forecast | Commercial | Education | New | Space Heating | Natural Gas | Boiler | E2 | AFUE 85% | Baseline Forecast | 0 | 0 | 0 | 0 | 0 | 0 | 0 | 0 | 0 | 0 | 0 | 0 | 0 | 0 | 0 | 0 | 0 | 0 | 0 | 0 | 0 | 0 | 0 | 0 | 0 | 0 | 0 | 0 | 0 | 0 | 0
Commercial_Education_New_Space Heating_Natural Gas_Boiler_E3_Baseline Forecast | Commercial | Education | New | Space Heating | Natural Gas | Boiler | E3 | AFUE 98% | Baseline Forecast | 0 | 0 | 0 | 0 | 0 | 0 | 0 | 0 | 0 | 0 | 0 | 0 | 0 | 0 | 0 | 0 | 0 | 0 | 0 | 0 | 0 | 0 | 0 | 0 | 0 | 0 | 0 | 0 | 0 | 0 | 0
Commercial_Education_New_Space Heating_Natural Gas_Boiler_E4_Baseline Forecast | Commercial | Education | New | Space Heating | Natural Gas | Boiler | E4 | Convert to NG Air Source Heat Pump | Baseline Forecast | 0 | 0 | 0 | 0 | 0 | 0 | 0 | 0 | 0 | 0 | 0 | 0 | 0 | 0 | 0 | 0 | 0 | 0 | 0 | 0 | 0 | 0 | 0 | 0 | 0 | 0 | 0 | 0 | 0 | 0 | 0
Commercial_Education_New_Space Heating_Natural Gas_Boiler_E5_Baseline Forecast | Commercial | Education | New | Space Heating | Natural Gas | Boiler | E5 |  | Baseline Forecast | 0 | 0 | 0 | 0 | 0 | 0 | 0 | 0 | 0 | 0 | 0 | 0 | 0 | 0 | 0 | 0 | 0 | 0 | 0 | 0 | 0 | 0 | 0 | 0 | 0 | 0 | 0 | 0 | 0 | 0 | 0
Commercial_Education_New_Space Heating_Natural Gas_Boiler_E6_Baseline Forecast | Commercial | Education | New | Space Heating | Natural Gas | Boiler | E6 |  | Baseline Forecast | 0 | 0 | 0 | 0 | 0 | 0 | 0 | 0 | 0 | 0 | 0 | 0 | 0 | 0 | 0 | 0 | 0 | 0 | 0 | 0 | 0 | 0 | 0 | 0 | 0 | 0 | 0 | 0 | 0 | 0 | 0
Commercial_Education_New_Space Heating_Natural Gas_Boiler_E7_Baseline Forecast | Commercial | Education | New | Space Heating | Natural Gas | Boiler | E7 |  | Baseline Forecast | 0 | 0 | 0 | 0 | 0 | 0 | 0 | 0 | 0 | 0 | 0 | 0 | 0 | 0 | 0 | 0 | 0 | 0 | 0 | 0 | 0 | 0 | 0 | 0 | 0 | 0 | 0 | 0 | 0 | 0 | 0
Commercial_Education_New_Space Heating_Natural Gas_Boiler_E8_Baseline Forecast | Commercial | Education | New | Space Heating | Natural Gas | Boiler | E8 |  | Baseline Forecast | 0 | 0 | 0 | 0 | 0 | 0 | 0 | 0 | 0 | 0 | 0 | 0 | 0 | 0 | 0 | 0 | 0 | 0 | 0 | 0 | 0 | 0 | 0 | 0 | 0 | 0 | 0 | 0 | 0 | 0 | 0
Commercial_Education_New_Space Heating_Natural Gas_Boiler_E9_Baseline Forecast | Commercial | Education | New | Space Heating | Natural Gas | Boiler | E9 |  | Baseline Forecast | 0 | 0 | 0 | 0 | 0 | 0 | 0 | 0 | 0 | 0 | 0 | 0 | 0 | 0 | 0 | 0 | 0 | 0 | 0 | 0 | 0 | 0 | 0 | 0 | 0 | 0 | 0 | 0 | 0 | 0 | 0
Commercial_Education_New_Space Heating_Natural Gas_Boiler_E10_Baseline Forecast | Commercial | Education | New | Space Heating | Natural Gas | Boiler | E10 |  | Baseline Forecast | 0 | 0 | 0 | 0 | 0 | 0 | 0 | 0 | 0 | 0 | 0 | 0 | 0 | 0 | 0 | 0 | 0 | 0 | 0 | 0 | 0 | 0 | 0 | 0 | 0 | 0 | 0 | 0 | 0 | 0 | 0
Commercial_Education_New_Space Heating_Natural Gas_Unit Heater_E1_Baseline Forecast | Commercial | Education | New | Space Heating | Natural Gas | Unit Heater | E1 | Standard | Baseline Forecast | 0 | 64752.2974 | 65346.0941 | 69277.6645 | 38023.4165 | 0 | 0 | 0 | 0 | 0 | 0 | 0 | 0 | 0 | 0 | 0 | 0 | 0 | 0 | 0 | 0 | 0 | 0 | 0 | 0 | 0 | 0 | 0 | 0 | 0 | 0
Commercial_Education_New_Space Heating_Natural Gas_Unit Heater_E2_Baseline Forecast | Commercial | Education | New | Space Heating | Natural Gas | Unit Heater | E2 | Condensing | Baseline Forecast | 0 | 0 | 0 | 0 | 0 | 30977.8119 | 30524.8525 | 30081.7794 | 29648.3991 | 29224.522 | 28809.9624 | 37654.8664 | 45272.0802 | 52314.9178 | 53839.9706 | 54094.9338 | 54204.097 | 54190.7226 | 72940.7474 | 70216.943 | 68754.816 | 58473.7282 | 57764.0746 | 60044.8156 | 62183.4544 | 64019.6677 | 65576.6327 | 66877.5236 | 73335.3289 | 78090.9586 | 81758.9613
Commercial_Education_New_Space Heating_Natural Gas_Unit Heater_E3_Baseline Forecast | Commercial | Education | New | Space Heating | Natural Gas | Unit Heater | E3 | Infrared Radiant | Baseline Forecast | 0 | 0 | 0 | 0 | 0 | 0 | 0 | 0 | 0 | 0 | 0 | 0 | 0 | 0 | 0 | 0 | 0 | 0 | 0 | 0 | 0 | 0 | 0 | 0 | 0 | 0 | 0 | 0 | 0 | 0 | 0
Commercial_Education_New_Space Heating_Natural Gas_Unit Heater_E4_Baseline Forecast | Commercial | Education | New | Space Heating | Natural Gas | Unit Heater | E4 |  | Baseline Forecast | 0 | 0 | 0 | 0 | 0 | 0 | 0 | 0 | 0 | 0 | 0 | 0 | 0 | 0 | 0 | 0 | 0 | 0 | 0 | 0 | 0 | 0 | 0 | 0 | 0 | 0 | 0 | 0 | 0 | 0 | 0
Commercial_Education_New_Space Heating_Natural Gas_Unit Heater_E5_Baseline Forecast | Commercial | Education | New | Space Heating | Natural Gas | Unit Heater | E5 |  | Baseline Forecast | 0 | 0 | 0 | 0 | 0 | 0 | 0 | 0 | 0 | 0 | 0 | 0 | 0 | 0 | 0 | 0 | 0 | 0 | 0 | 0 | 0 | 0 | 0 | 0 | 0 | 0 | 0 | 0 | 0 | 0 | 0
Commercial_Education_New_Space Heating_Natural Gas_Unit Heater_E6_Baseline Forecast | Commercial | Education | New | Space Heating | Natural Gas | Unit Heater | E6 |  | Baseline Forecast | 0 | 0 | 0 | 0 | 0 | 0 | 0 | 0 | 0 | 0 | 0 | 0 | 0 | 0 | 0 | 0 | 0 | 0 | 0 | 0 | 0 | 0 | 0 | 0 | 0 | 0 | 0 | 0 | 0 | 0 | 0
Commercial_Education_New_Space Heating_Natural Gas_Unit Heater_E7_Baseline Forecast | Commercial | Education | New | Space Heating | Natural Gas | Unit Heater | E7 |  | Baseline Forecast | 0 | 0 | 0 | 0 | 0 | 0 | 0 | 0 | 0 | 0 | 0 | 0 | 0 | 0 | 0 | 0 | 0 | 0 | 0 | 0 | 0 | 0 | 0 | 0 | 0 | 0 | 0 | 0 | 0 | 0 | 0
Commercial_Education_New_Space Heating_Natural Gas_Unit Heater_E8_Baseline Forecast | Commercial | Education | New | Space Heating | Natural Gas | Unit Heater | E8 |  | Baseline Forecast | 0 | 0 | 0 | 0 | 0 | 0 | 0 | 0 | 0 | 0 | 0 | 0 | 0 | 0 | 0 | 0 | 0 | 0 | 0 | 0 | 0 | 0 | 0 | 0 | 0 | 0 | 0 | 0 | 0 | 0 | 0
Commercial_Education_New_Space Heating_Natural Gas_Unit Heater_E9_Baseline Forecast | Commercial | Education | New | Space Heating | Natural Gas | Unit Heater | E9 |  | Baseline Forecast | 0 | 0 | 0 | 0 | 0 | 0 | 0 | 0 | 0 | 0 | 0 | 0 | 0 | 0 | 0 | 0 | 0 | 0 | 0 | 0 | 0 | 0 | 0 | 0 | 0 | 0 | 0 | 0 | 0 | 0 | 0
Commercial_Education_New_Space Heating_Natural Gas_Unit Heater_E10_Baseline Forecast | Commercial | Education | New | Space Heating | Natural Gas | Unit Heater | E10 |  | Baseline Forecast | 0 | 0 | 0 | 0 | 0 | 0 | 0 | 0 | 0 | 0 | 0 | 0 | 0 | 0 | 0 | 0 | 0 | 0 | 0 | 0 | 0 | 0 | 0 | 0 | 0 | 0 | 0 | 0 | 0 | 0 | 0
Commercial_Education_New_Water Heating_Natural Gas_Water Heater_E1_Baseline Forecast | Commercial | Education | New | Water Heating | Natural Gas | Water Heater | E1 | TE 0.80 | Baseline Forecast | 0 | 0 | 0 | 0 | 0 | 0 | 0 | 0 | 0 | 0 | 0 | 0 | 0 | 0 | 0 | 0 | 0 | 0 | 0 | 0 | 0 | 0 | 0 | 0 | 0 | 0 | 0 | 0 | 0 | 0 | 0
Commercial_Education_New_Water Heating_Natural Gas_Water Heater_E2_Baseline Forecast | Commercial | Education | New | Water Heating | Natural Gas | Water Heater | E2 | TE 0.90 | Baseline Forecast | 0 | 0 | 0 | 0 | 0 | 0 | 0 | 0 | 0 | 0 | 0 | 0 | 0 | 0 | 0 | 0 | 0 | 0 | 0 | 0 | 0 | 0 | 0 | 0 | 0 | 0 | 0 | 0 | 0 | 0 | 0
Commercial_Education_New_Water Heating_Natural Gas_Water Heater_E3_Baseline Forecast | Commercial | Education | New | Water Heating | Natural Gas | Water Heater | E3 | TE 0.94 | Baseline Forecast | 0 | 0 | 0 | 0 | 0 | 0 | 0 | 0 | 0 | 0 | 0 | 0 | 0 | 0 | 0 | 0 | 0 | 0 | 0 | 0 | 0 | 0 | 0 | 0 | 0 | 0 | 0 | 0 | 0 | 0 | 0
Commercial_Education_New_Water Heating_Natural Gas_Water Heater_E4_Baseline Forecast | Commercial | Education | New | Water Heating | Natural Gas | Water Heater | E4 | Instantaneous TE 0.94 | Baseline Forecast | 0 | 0 | 0 | 0 | 0 | 0 | 0 | 0 | 0 | 0 | 0 | 0 | 0 | 0 | 0 | 0 | 0 | 0 | 0 | 0 | 0 | 0 | 0 | 0 | 0 | 0 | 0 | 0 | 0 | 0 | 0
Commercial_Education_New_Water Heating_Natural Gas_Water Heater_E5_Baseline Forecast | Commercial | Education | New | Water Heating | Natural Gas | Water Heater | E5 | Gas-Fired Absorption HPWH | Baseline Forecast | 0 | 0 | 0 | 0 | 0 | 0 | 0 | 0 | 0 | 0 | 0 | 0 | 0 | 0 | 0 | 0 | 0 | 0 | 0 | 0 | 0 | 0 | 0 | 0 | 0 | 0 | 0 | 0 | 0 | 0 | 0
Commercial_Education_New_Water Heating_Natural Gas_Water Heater_E6_Baseline Forecast | Commercial | Education | New | Water Heating | Natural Gas | Water Heater | E6 |  | Baseline Forecast | 0 | 0 | 0 | 0 | 0 | 0 | 0 | 0 | 0 | 0 | 0 | 0 | 0 | 0 | 0 | 0 | 0 | 0 | 0 | 0 | 0 | 0 | 0 | 0 | 0 | 0 | 0 | 0 | 0 | 0 | 0
Commercial_Education_New_Water Heating_Natural Gas_Water Heater_E7_Baseline Forecast | Commercial | Education | New | Water Heating | Natural Gas | Water Heater | E7 |  | Baseline Forecast | 0 | 0 | 0 | 0 | 0 | 0 | 0 | 0 | 0 | 0 | 0 | 0 | 0 | 0 | 0 | 0 | 0 | 0 | 0 | 0 | 0 | 0 | 0 | 0 | 0 | 0 | 0 | 0 | 0 | 0 | 0
Commercial_Education_New_Water Heating_Natural Gas_Water Heater_E8_Baseline Forecast | Commercial | Education | New | Water Heating | Natural Gas | Water Heater | E8 |  | Baseline Forecast | 0 | 0 | 0 | 0 | 0 | 0 | 0 | 0 | 0 | 0 | 0 | 0 | 0 | 0 | 0 | 0 | 0 | 0 | 0 | 0 | 0 | 0 | 0 | 0 | 0 | 0 | 0 | 0 | 0 | 0 | 0
Commercial_Education_New_Water Heating_Natural Gas_Water Heater_E9_Baseline Forecast | Commercial | Education | New | Water Heating | Natural Gas | Water Heater | E9 |  | Baseline Forecast | 0 | 0 | 0 | 0 | 0 | 0 | 0 | 0 | 0 | 0 | 0 | 0 | 0 | 0 | 0 | 0 | 0 | 0 | 0 | 0 | 0 | 0 | 0 | 0 | 0 | 0 | 0 | 0 | 0 | 0 | 0
Commercial_Education_New_Water Heating_Natural Gas_Water Heater_E10_Baseline Forecast | Commercial | Education | New | Water Heating | Natural Gas | Water Heater | E10 |  | Baseline Forecast | 0 | 0 | 0 | 0 | 0 | 0 | 0 | 0 | 0 | 0 | 0 | 0 | 0 | 0 | 0 | 0 | 0 | 0 | 0 | 0 | 0 | 0 | 0 | 0 | 0 | 0 | 0 | 0 | 0 | 0 | 0
Commercial_Education_New_Food Preparation_Natural Gas_Oven_E1_Baseline Forecast | Commercial | Education | New | Food Preparation | Natural Gas | Oven | E1 | Standard | Baseline Forecast | 0 | 26852.2942 | 27078.6296 | 28686.0927 | 15725.9821 | 12868.1656 | 12726.7311 | 12566.8381 | 12395.3016 | 12232.097 | 16529.7259 | 20103.1669 | 23539.2213 | 23991.0109 | 23815.7725 | 23606.8864 | 30946.4625 | 29581.8061 | 28827.0471 | 24763.471 | 24764.976 | 26040.5704 | 27160.8244 | 29266.7308 | 30058.7233 | 33278.7709 | 35511.6098 | 37119.5487 | 36952.0168 | 36627.413 | 36557.0847
Commercial_Education_New_Food Preparation_Natural Gas_Oven_E2_Baseline Forecast | Commercial | Education | New | Food Preparation | Natural Gas | Oven | E2 | ENERGY STAR (EF ≥ 44%) Convection Oven utilizing ASTM Std F1496 | Baseline Forecast | 0 | 38710.141 | 39085.0315 | 41458.328 | 22773.1582 | 18497.2202 | 18180.0281 | 17891.3046 | 17624.0386 | 17358.0629 | 23567.7602 | 28789.9206 | 33287.6473 | 34115.1161 | 34110.7404 | 34038.0899 | 44632.2409 | 42686.1267 | 41501.828 | 35707.6383 | 35748.6115 | 37645.3916 | 39337.6791 | 39502.3508 | 40513.3362 | 44793.0254 | 47737.6192 | 49838.6864 | 49556.1102 | 49065.7055 | 48918.2494
Commercial_Education_New_Food Preparation_Natural Gas_Oven_E3_Baseline Forecast | Commercial | Education | New | Food Preparation | Natural Gas | Oven | E3 |  | Baseline Forecast | 0 | 0 | 0 | 0 | 0 | 0 | 0 | 0 | 0 | 0 | 0 | 0 | 0 | 0 | 0 | 0 | 0 | 0 | 0 | 0 | 0 | 0 | 0 | 0 | 0 | 0 | 0 | 0 | 0 | 0 | 0
Commercial_Education_New_Food Preparation_Natural Gas_Oven_E4_Baseline Forecast | Commercial | Education | New | Food Preparation | Natural Gas | Oven | E4 |  | Baseline Forecast | 0 | 0 | 0 | 0 | 0 | 0 | 0 | 0 | 0 | 0 | 0 | 0 | 0 | 0 | 0 | 0 | 0 | 0 | 0 | 0 | 0 | 0 | 0 | 0 | 0 | 0 | 0 | 0 | 0 | 0 | 0
Commercial_Education_New_Food Preparation_Natural Gas_Oven_E5_Baseline Forecast | Commercial | Education | New | Food Preparation | Natural Gas | Oven | E5 |  | Baseline Forecast | 0 | 0 | 0 | 0 | 0 | 0 | 0 | 0 | 0 | 0 | 0 | 0 | 0 | 0 | 0 | 0 | 0 | 0 | 0 | 0 | 0 | 0 | 0 | 0 | 0 | 0 | 0 | 0 | 0 | 0 | 0
Commercial_Education_New_Food Preparation_Natural Gas_Oven_E6_Baseline Forecast | Commercial | Education | New | Food Preparation | Natural Gas | Oven | E6 |  | Baseline Forecast | 0 | 0 | 0 | 0 | 0 | 0 | 0 | 0 | 0 | 0 | 0 | 0 | 0 | 0 | 0 | 0 | 0 | 0 | 0 | 0 | 0 | 0 | 0 | 0 | 0 | 0 | 0 | 0 | 0 | 0 | 0
Commercial_Education_New_Food Preparation_Natural Gas_Oven_E7_Baseline Forecast | Commercial | Education | New | Food Preparation | Natural Gas | Oven | E7 |  | Baseline Forecast | 0 | 0 | 0 | 0 | 0 | 0 | 0 | 0 | 0 | 0 | 0 | 0 | 0 | 0 | 0 | 0 | 0 | 0 | 0 | 0 | 0 | 0 | 0 | 0 | 0 | 0 | 0 | 0 | 0 | 0 | 0
Commercial_Education_New_Food Preparation_Natural Gas_Oven_E8_Baseline Forecast | Commercial | Education | New | Food Preparation | Natural Gas | Oven | E8 |  | Baseline Forecast | 0 | 0 | 0 | 0 | 0 | 0 | 0 | 0 | 0 | 0 | 0 | 0 | 0 | 0 | 0 | 0 | 0 | 0 | 0 | 0 | 0 | 0 | 0 | 0 | 0 | 0 | 0 | 0 | 0 | 0 | 0
Commercial_Education_New_Food Preparation_Natural Gas_Oven_E9_Baseline Forecast | Commercial | Education | New | Food Preparation | Natural Gas | Oven | E9 |  | Baseline Forecast | 0 | 0 | 0 | 0 | 0 | 0 | 0 | 0 | 0 | 0 | 0 | 0 | 0 | 0 | 0 | 0 | 0 | 0 | 0 | 0 | 0 | 0 | 0 | 0 | 0 | 0 | 0 | 0 | 0 | 0 | 0
Commercial_Education_New_Food Preparation_Natural Gas_Oven_E10_Baseline Forecast | Commercial | Education | New | Food Preparation | Natural Gas | Oven | E10 |  | Baseline Forecast | 0 | 0 | 0 | 0 | 0 | 0 | 0 | 0 | 0 | 0 | 0 | 0 | 0 | 0 | 0 | 0 | 0 | 0 | 0 | 0 | 0 | 0 | 0 | 0 | 0 | 0 | 0 | 0 | 0 | 0 | 0
Commercial_Education_New_Food Preparation_Natural Gas_Conveyor Oven_E1_Baseline Forecast | Commercial | Education | New | Food Preparation | Natural Gas | Conveyor Oven | E1 | Standard | Baseline Forecast | 0 | 13442.5611 | 13571.7405 | 14395.3152 | 7887.5151 | 6433.2851 | 6341.6075 | 6243.4229 | 6141.0924 | 6056.1799 | 5971.5619 | 5889.5736 | 5850.712 | 5772.4348 | 5693.0227 | 5618.0205 | 5542.7614 | 8176.2335 | 10307.6937 | 12149.7936 | 12303.5016 | 12116.4503 | 15478.882 | 15239.5316 | 14712.9317 | 12251.3094 | 11636.3762 | 11494.8165 | 11356.0885 | 11220.2173 | 11091.752
Commercial_Education_New_Food Preparation_Natural Gas_Conveyor Oven_E2_Baseline Forecast | Commercial | Education | New | Food Preparation | Natural Gas | Conveyor Oven | E2 | ENERGY STAR (EF ≥ 44%) Convection Oven utilizing ASTM Std F1496 | Baseline Forecast | 0 | 19338.6565 | 19510.09 | 20676.8951 | 11362.055 | 9249.4078 | 9111.7721 | 8985.6485 | 8868.5777 | 8738.9 | 8613.6449 | 8490.3849 | 8328.5328 | 8210.5424 | 8098.0464 | 7985.4149 | 7877.2316 | 11620.6703 | 14619.0245 | 17247.743 | 17475.7661 | 17225.1311 | 22031.0775 | 20217.3367 | 19472.869 | 16178.1138 | 15332.3505 | 15113.4541 | 14899.8254 | 14691.282 | 14483.1204
Commercial_Education_New_Food Preparation_Natural Gas_Conveyor Oven_E3_Baseline Forecast | Commercial | Education | New | Food Preparation | Natural Gas | Conveyor Oven | E3 |  | Baseline Forecast | 0 | 0 | 0 | 0 | 0 | 0 | 0 | 0 | 0 | 0 | 0 | 0 | 0 | 0 | 0 | 0 | 0 | 0 | 0 | 0 | 0 | 0 | 0 | 0 | 0 | 0 | 0 | 0 | 0 | 0 | 0
Commercial_Education_New_Food Preparation_Natural Gas_Conveyor Oven_E4_Baseline Forecast | Commercial | Education | New | Food Preparation | Natural Gas | Conveyor Oven | E4 |  | Baseline Forecast | 0 | 0 | 0 | 0 | 0 | 0 | 0 | 0 | 0 | 0 | 0 | 0 | 0 | 0 | 0 | 0 | 0 | 0 | 0 | 0 | 0 | 0 | 0 | 0 | 0 | 0 | 0 | 0 | 0 | 0 | 0
Commercial_Education_New_Food Preparation_Natural Gas_Conveyor Oven_E5_Baseline Forecast | Commercial | Education | New | Food Preparation | Natural Gas | Conveyor Oven | E5 |  | Baseline Forecast | 0 | 0 | 0 | 0 | 0 | 0 | 0 | 0 | 0 | 0 | 0 | 0 | 0 | 0 | 0 | 0 | 0 | 0 | 0 | 0 | 0 | 0 | 0 | 0 | 0 | 0 | 0 | 0 | 0 | 0 | 0
Commercial_Education_New_Food Preparation_Natural Gas_Conveyor Oven_E6_Baseline Forecast | Commercial | Education | New | Food Preparation | Natural Gas | Conveyor Oven | E6 |  | Baseline Forecast | 0 | 0 | 0 | 0 | 0 | 0 | 0 | 0 | 0 | 0 | 0 | 0 | 0 | 0 | 0 | 0 | 0 | 0 | 0 | 0 | 0 | 0 | 0 | 0 | 0 | 0 | 0 | 0 | 0 | 0 | 0
Commercial_Education_New_Food Preparation_Natural Gas_Conveyor Oven_E7_Baseline Forecast | Commercial | Education | New | Food Preparation | Natural Gas | Conveyor Oven | E7 |  | Baseline Forecast | 0 | 0 | 0 | 0 | 0 | 0 | 0 | 0 | 0 | 0 | 0 | 0 | 0 | 0 | 0 | 0 | 0 | 0 | 0 | 0 | 0 | 0 | 0 | 0 | 0 | 0 | 0 | 0 | 0 | 0 | 0
Commercial_Education_New_Food Preparation_Natural Gas_Conveyor Oven_E8_Baseline Forecast | Commercial | Education | New | Food Preparation | Natural Gas | Conveyor Oven | E8 |  | Baseline Forecast | 0 | 0 | 0 | 0 | 0 | 0 | 0 | 0 | 0 | 0 | 0 | 0 | 0 | 0 | 0 | 0 | 0 | 0 | 0 | 0 | 0 | 0 | 0 | 0 | 0 | 0 | 0 | 0 | 0 | 0 | 0
Commercial_Education_New_Food Preparation_Natural Gas_Conveyor Oven_E9_Baseline Forecast | Commercial | Education | New | Food Preparation | Natural Gas | Conveyor Oven | E9 |  | Baseline Forecast | 0 | 0 | 0 | 0 | 0 | 0 | 0 | 0 | 0 | 0 | 0 | 0 | 0 | 0 | 0 | 0 | 0 | 0 | 0 | 0 | 0 | 0 | 0 | 0 | 0 | 0 | 0 | 0 | 0 | 0 | 0
Commercial_Education_New_Food Preparation_Natural Gas_Conveyor Oven_E10_Baseline Forecast | Commercial | Education | New | Food Preparation | Natural Gas | Conveyor Oven | E10 |  | Baseline Forecast | 0 | 0 | 0 | 0 | 0 | 0 | 0 | 0 | 0 | 0 | 0 | 0 | 0 | 0 | 0 | 0 | 0 | 0 | 0 | 0 | 0 | 0 | 0 | 0 | 0 | 0 | 0 | 0 | 0 | 0 | 0
Commercial_Education_New_Food Preparation_Natural Gas_Double Rack Oven_E1_Baseline Forecast | Commercial | Education | New | Food Preparation | Natural Gas | Double Rack Oven | E1 | Standard | Baseline Forecast | 0 | 13408.4918 | 13508.502 | 14333.624 | 7865.8514 | 6467.3283 | 6424.146 | 6360.5658 | 6281.3655 | 6156.634 | 6026.2019 | 5899.3576 | 8619.8429 | 10647.9186 | 12474.8442 | 12633.5341 | 12443.247 | 15793.4711 | 14984.8674 | 14425.9223 | 12030.2598 | 11402.0618 | 11222.5833 | 12891.2405 | 13726.395 | 14799.9029 | 15691.0152 | 16360.5471 | 18439.7526 | 19764.3569 | 20626.3195
Commercial_Education_New_Food Preparation_Natural Gas_Double Rack Oven_E2_Baseline Forecast | Commercial | Education | New | Food Preparation | Natural Gas | Double Rack Oven | E2 | FTSC Qualified (>50% Cooking Efficiency) | Baseline Forecast | 0 | 19372.7257 | 19573.3285 | 20738.5864 | 11383.7187 | 9215.3646 | 9029.2336 | 8868.5055 | 8728.3046 | 8638.4459 | 8559.0048 | 8480.6009 | 12115.6454 | 15196.4196 | 17819.7556 | 18022.64 | 17755.4755 | 22554.2482 | 21290.7553 | 20559.9959 | 17181.0049 | 16330.5845 | 16132.0314 | 15405.0303 | 16318.5805 | 17508.3207 | 18474.9639 | 19175.5867 | 21517.0118 | 22963.1209 | 23863.1686
Commercial_Education_New_Food Preparation_Natural Gas_Double Rack Oven_E3_Baseline Forecast | Commercial | Education | New | Food Preparation | Natural Gas | Double Rack Oven | E3 |  | Baseline Forecast | 0 | 0 | 0 | 0 | 0 | 0 | 0 | 0 | 0 | 0 | 0 | 0 | 0 | 0 | 0 | 0 | 0 | 0 | 0 | 0 | 0 | 0 | 0 | 0 | 0 | 0 | 0 | 0 | 0 | 0 | 0
Commercial_Education_New_Food Preparation_Natural Gas_Double Rack Oven_E4_Baseline Forecast | Commercial | Education | New | Food Preparation | Natural Gas | Double Rack Oven | E4 |  | Baseline Forecast | 0 | 0 | 0 | 0 | 0 | 0 | 0 | 0 | 0 | 0 | 0 | 0 | 0 | 0 | 0 | 0 | 0 | 0 | 0 | 0 | 0 | 0 | 0 | 0 | 0 | 0 | 0 | 0 | 0 | 0 | 0
Commercial_Education_New_Food Preparation_Natural Gas_Double Rack Oven_E5_Baseline Forecast | Commercial | Education | New | Food Preparation | Natural Gas | Double Rack Oven | E5 |  | Baseline Forecast | 0 | 0 | 0 | 0 | 0 | 0 | 0 | 0 | 0 | 0 | 0 | 0 | 0 | 0 | 0 | 0 | 0 | 0 | 0 | 0 | 0 | 0 | 0 | 0 | 0 | 0 | 0 | 0 | 0 | 0 | 0
Commercial_Education_New_Food Preparation_Natural Gas_Double Rack Oven_E6_Baseline Forecast | Commercial | Education | New | Food Preparation | Natural Gas | Double Rack Oven | E6 |  | Baseline Forecast | 0 | 0 | 0 | 0 | 0 | 0 | 0 | 0 | 0 | 0 | 0 | 0 | 0 | 0 | 0 | 0 | 0 | 0 | 0 | 0 | 0 | 0 | 0 | 0 | 0 | 0 | 0 | 0 | 0 | 0 | 0
Commercial_Education_New_Food Preparation_Natural Gas_Double Rack Oven_E7_Baseline Forecast | Commercial | Education | New | Food Preparation | Natural Gas | Double Rack Oven | E7 |  | Baseline Forecast | 0 | 0 | 0 | 0 | 0 | 0 | 0 | 0 | 0 | 0 | 0 | 0 | 0 | 0 | 0 | 0 | 0 | 0 | 0 | 0 | 0 | 0 | 0 | 0 | 0 | 0 | 0 | 0 | 0 | 0 | 0
Commercial_Education_New_Food Preparation_Natural Gas_Double Rack Oven_E8_Baseline Forecast | Commercial | Education | New | Food Preparation | Natural Gas | Double Rack Oven | E8 |  | Baseline Forecast | 0 | 0 | 0 | 0 | 0 | 0 | 0 | 0 | 0 | 0 | 0 | 0 | 0 | 0 | 0 | 0 | 0 | 0 | 0 | 0 | 0 | 0 | 0 | 0 | 0 | 0 | 0 | 0 | 0 | 0 | 0
Commercial_Education_New_Food Preparation_Natural Gas_Double Rack Oven_E9_Baseline Forecast | Commercial | Education | New | Food Preparation | Natural Gas | Double Rack Oven | E9 |  | Baseline Forecast | 0 | 0 | 0 | 0 | 0 | 0 | 0 | 0 | 0 | 0 | 0 | 0 | 0 | 0 | 0 | 0 | 0 | 0 | 0 | 0 | 0 | 0 | 0 | 0 | 0 | 0 | 0 | 0 | 0 | 0 | 0
Commercial_Education_New_Food Preparation_Natural Gas_Double Rack Oven_E10_Baseline Forecast | Commercial | Education | New | Food Preparation | Natural Gas | Double Rack Oven | E10 |  | Baseline Forecast | 0 | 0 | 0 | 0 | 0 | 0 | 0 | 0 | 0 | 0 | 0 | 0 | 0 | 0 | 0 | 0 | 0 | 0 | 0 | 0 | 0 | 0 | 0 | 0 | 0 | 0 | 0 | 0 | 0 | 0 | 0
Commercial_Education_New_Food Preparation_Natural Gas_Fryer_E1_Baseline Forecast | Commercial | Education | New | Food Preparation | Natural Gas | Fryer | E1 | Standard | Baseline Forecast | 0 | 54044.2299 | 54500.6611 | 0 | 0 | 0 | 0 | 0 | 0 | 0 | 0 | 0 | 0 | 0 | 0 | 0 | 0 | 0 | 0 | 0 | 0 | 0 | 0 | 0 | 0 | 0 | 0 | 0 | 0 | 0 | 0
Commercial_Education_New_Food Preparation_Natural Gas_Fryer_E2_Baseline Forecast | Commercial | Education | New | Food Preparation | Natural Gas | Fryer | E2 | ENERGY STAR | Baseline Forecast | 0 | 19055.1403 | 19269.0508 | 78208.0921 | 42924.9294 | 34971.0918 | 34459.7425 | 33959.5538 | 33470.3074 | 47611.6633 | 58973.6313 | 68867.595 | 69644.7078 | 68596.03 | 86739.5684 | 82091.47 | 79188.5754 | 69209.1187 | 70591.1722 | 75557.2406 | 79620.6641 | 82598.3166 | 92379.782 | 98483.5467 | 102339.4346 | 100978.053 | 99627.8811 | 104514.6127 | 103205.8848 | 103157.1562 | 103165.9266
Commercial_Education_New_Food Preparation_Natural Gas_Fryer_E3_Baseline Forecast | Commercial | Education | New | Food Preparation | Natural Gas | Fryer | E3 |  | Baseline Forecast | 0 | 0 | 0 | 0 | 0 | 0 | 0 | 0 | 0 | 0 | 0 | 0 | 0 | 0 | 0 | 0 | 0 | 0 | 0 | 0 | 0 | 0 | 0 | 0 | 0 | 0 | 0 | 0 | 0 | 0 | 0
Commercial_Education_New_Food Preparation_Natural Gas_Fryer_E4_Baseline Forecast | Commercial | Education | New | Food Preparation | Natural Gas | Fryer | E4 |  | Baseline Forecast | 0 | 0 | 0 | 0 | 0 | 0 | 0 | 0 | 0 | 0 | 0 | 0 | 0 | 0 | 0 | 0 | 0 | 0 | 0 | 0 | 0 | 0 | 0 | 0 | 0 | 0 | 0 | 0 | 0 | 0 | 0
Commercial_Education_New_Food Preparation_Natural Gas_Fryer_E5_Baseline Forecast | Commercial | Education | New | Food Preparation | Natural Gas | Fryer | E5 |  | Baseline Forecast | 0 | 0 | 0 | 0 | 0 | 0 | 0 | 0 | 0 | 0 | 0 | 0 | 0 | 0 | 0 | 0 | 0 | 0 | 0 | 0 | 0 | 0 | 0 | 0 | 0 | 0 | 0 | 0 | 0 | 0 | 0
Commercial_Education_New_Food Preparation_Natural Gas_Fryer_E6_Baseline Forecast | Commercial | Education | New | Food Preparation | Natural Gas | Fryer | E6 |  | Baseline Forecast | 0 | 0 | 0 | 0 | 0 | 0 | 0 | 0 | 0 | 0 | 0 | 0 | 0 | 0 | 0 | 0 | 0 | 0 | 0 | 0 | 0 | 0 | 0 | 0 | 0 | 0 | 0 | 0 | 0 | 0 | 0
Commercial_Education_New_Food Preparation_Natural Gas_Fryer_E7_Baseline Forecast | Commercial | Education | New | Food Preparation | Natural Gas | Fryer | E7 |  | Baseline Forecast | 0 | 0 | 0 | 0 | 0 | 0 | 0 | 0 | 0 | 0 | 0 | 0 | 0 | 0 | 0 | 0 | 0 | 0 | 0 | 0 | 0 | 0 | 0 | 0 | 0 | 0 | 0 | 0 | 0 | 0 | 0
Commercial_Education_New_Food Preparation_Natural Gas_Fryer_E8_Baseline Forecast | Commercial | Education | New | Food Preparation | Natural Gas | Fryer | E8 |  | Baseline Forecast | 0 | 0 | 0 | 0 | 0 | 0 | 0 | 0 | 0 | 0 | 0 | 0 | 0 | 0 | 0 | 0 | 0 | 0 | 0 | 0 | 0 | 0 | 0 | 0 | 0 | 0 | 0 | 0 | 0 | 0 | 0
Commercial_Education_New_Food Preparation_Natural Gas_Fryer_E9_Baseline Forecast | Commercial | Education | New | Food Preparation | Natural Gas | Fryer | E9 |  | Baseline Forecast | 0 | 0 | 0 | 0 | 0 | 0 | 0 | 0 | 0 | 0 | 0 | 0 | 0 | 0 | 0 | 0 | 0 | 0 | 0 | 0 | 0 | 0 | 0 | 0 | 0 | 0 | 0 | 0 | 0 | 0 | 0
Commercial_Education_New_Food Preparation_Natural Gas_Fryer_E10_Baseline Forecast | Commercial | Education | New | Food Preparation | Natural Gas | Fryer | E10 |  | Baseline Forecast | 0 | 0 | 0 | 0 | 0 | 0 | 0 | 0 | 0 | 0 | 0 | 0 | 0 | 0 | 0 | 0 | 0 | 0 | 0 | 0 | 0 | 0 | 0 | 0 | 0 | 0 | 0 | 0 | 0 | 0 | 0
Commercial_Education_New_Food Preparation_Natural Gas_Broiler_E1_Baseline Forecast | Commercial | Education | New | Food Preparation | Natural Gas | Broiler | E1 | Standard | Baseline Forecast | 0 | 20719.3857 | 20896.8849 | 22160.9017 | 12162.4565 | 9940.7094 | 9822.7748 | 9695.8672 | 9562.7152 | 9407.5922 | 9251.1977 | 9098.3741 | 13180.2184 | 16376.4817 | 19192.8809 | 19427.2247 | 19136.3802 | 24296.1985 | 23007.4128 | 22175.3848 | 18507.3594 | 17560.1786 | 17307.8084 | 18542.4021 | 19705.9348 | 21208.3704 | 22446.0795 | 23364.4461 | 26290.7556 | 28134.4506 | 29315.6506
Commercial_Education_New_Food Preparation_Natural Gas_Broiler_E2_Baseline Forecast | Commercial | Education | New | Food Preparation | Natural Gas | Broiler | E2 | Infrared Burners | Baseline Forecast | 0 | 7303.1265 | 7382.6017 | 7820.03 | 4292.7381 | 3465.3958 | 3387.3056 | 3322.4668 | 3268.067 | 3239.751 | 3216.7387 | 3194.109 | 4545.1902 | 5716.1475 | 6703.985 | 6778.7272 | 6678.5264 | 8484.7509 | 8002.2371 | 7731.7813 | 6463.4344 | 6146.6413 | 6075.8571 | 5646.2235 | 5977.5436 | 6409.8104 | 6760.1745 | 7013.0633 | 7865.6609 | 8390.4671 | 8715.4939
Commercial_Education_New_Food Preparation_Natural Gas_Broiler_E3_Baseline Forecast | Commercial | Education | New | Food Preparation | Natural Gas | Broiler | E3 |  | Baseline Forecast | 0 | 0 | 0 | 0 | 0 | 0 | 0 | 0 | 0 | 0 | 0 | 0 | 0 | 0 | 0 | 0 | 0 | 0 | 0 | 0 | 0 | 0 | 0 | 0 | 0 | 0 | 0 | 0 | 0 | 0 | 0
Commercial_Education_New_Food Preparation_Natural Gas_Broiler_E4_Baseline Forecast | Commercial | Education | New | Food Preparation | Natural Gas | Broiler | E4 |  | Baseline Forecast | 0 | 0 | 0 | 0 | 0 | 0 | 0 | 0 | 0 | 0 | 0 | 0 | 0 | 0 | 0 | 0 | 0 | 0 | 0 | 0 | 0 | 0 | 0 | 0 | 0 | 0 | 0 | 0 | 0 | 0 | 0
Commercial_Education_New_Food Preparation_Natural Gas_Broiler_E5_Baseline Forecast | Commercial | Education | New | Food Preparation | Natural Gas | Broiler | E5 |  | Baseline Forecast | 0 | 0 | 0 | 0 | 0 | 0 | 0 | 0 | 0 | 0 | 0 | 0 | 0 | 0 | 0 | 0 | 0 | 0 | 0 | 0 | 0 | 0 | 0 | 0 | 0 | 0 | 0 | 0 | 0 | 0 | 0
Commercial_Education_New_Food Preparation_Natural Gas_Broiler_E6_Baseline Forecast | Commercial | Education | New | Food Preparation | Natural Gas | Broiler | E6 |  | Baseline Forecast | 0 | 0 | 0 | 0 | 0 | 0 | 0 | 0 | 0 | 0 | 0 | 0 | 0 | 0 | 0 | 0 | 0 | 0 | 0 | 0 | 0 | 0 | 0 | 0 | 0 | 0 | 0 | 0 | 0 | 0 | 0
Commercial_Education_New_Food Preparation_Natural Gas_Broiler_E7_Baseline Forecast | Commercial | Education | New | Food Preparation | Natural Gas | Broiler | E7 |  | Baseline Forecast | 0 | 0 | 0 | 0 | 0 | 0 | 0 | 0 | 0 | 0 | 0 | 0 | 0 | 0 | 0 | 0 | 0 | 0 | 0 | 0 | 0 | 0 | 0 | 0 | 0 | 0 | 0 | 0 | 0 | 0 | 0
Commercial_Education_New_Food Preparation_Natural Gas_Broiler_E8_Baseline Forecast | Commercial | Education | New | Food Preparation | Natural Gas | Broiler | E8 |  | Baseline Forecast | 0 | 0 | 0 | 0 | 0 | 0 | 0 | 0 | 0 | 0 | 0 | 0 | 0 | 0 | 0 | 0 | 0 | 0 | 0 | 0 | 0 | 0 | 0 | 0 | 0 | 0 | 0 | 0 | 0 | 0 | 0
Commercial_Education_New_Food Preparation_Natural Gas_Broiler_E9_Baseline Forecast | Commercial | Education | New | Food Preparation | Natural Gas | Broiler | E9 |  | Baseline Forecast | 0 | 0 | 0 | 0 | 0 | 0 | 0 | 0 | 0 | 0 | 0 | 0 | 0 | 0 | 0 | 0 | 0 | 0 | 0 | 0 | 0 | 0 | 0 | 0 | 0 | 0 | 0 | 0 | 0 | 0 | 0
Commercial_Education_New_Food Preparation_Natural Gas_Broiler_E10_Baseline Forecast | Commercial | Education | New | Food Preparation | Natural Gas | Broiler | E10 |  | Baseline Forecast | 0 | 0 | 0 | 0 | 0 | 0 | 0 | 0 | 0 | 0 | 0 | 0 | 0 | 0 | 0 | 0 | 0 | 0 | 0 | 0 | 0 | 0 | 0 | 0 | 0 | 0 | 0 | 0 | 0 | 0 | 0
Commercial_Education_New_Food Preparation_Natural Gas_Griddle_E1_Baseline Forecast | Commercial | Education | New | Food Preparation | Natural Gas | Griddle | E1 | Standard | Baseline Forecast | 0 | 23724.0045 | 23937.7209 | 25380.0127 | 13929.749 | 11358.5032 | 11201.0621 | 11043.4813 | 10886.4815 | 10724.9439 | 10565.5525 | 10409.8152 | 15029.6662 | 18716.6097 | 21938.4071 | 22201.8927 | 21870.2989 | 27770.6416 | 26277.5928 | 25338.9482 | 21154.144 | 20080.132 | 19802.3817 | 20704.5919 | 21990.9485 | 23654.5102 | 25021.7973 | 26032.4156 | 29278.6453 | 31317.1146 | 32616.9737
Commercial_Education_New_Food Preparation_Natural Gas_Griddle_E2_Baseline Forecast | Commercial | Education | New | Food Preparation | Natural Gas | Griddle | E2 | ENERGY STAR | Baseline Forecast | 0 | 9697.5874 | 9790.3565 | 10377.3261 | 5695.8575 | 4630.5479 | 4554.1961 | 4483.0868 | 4416.3995 | 4359.1549 | 4304.5733 | 4251.0528 | 6110.8856 | 7632.5923 | 8947.9916 | 9053.1435 | 8918.3494 | 11326.1925 | 10706.6667 | 10330.4128 | 8627.7569 | 8194.2658 | 8086.5998 | 8144.4408 | 8640.9495 | 9284.848 | 9811.6072 | 10197.9093 | 11458.6664 | 12245.0358 | 12741.6074
Commercial_Education_New_Food Preparation_Natural Gas_Griddle_E3_Baseline Forecast | Commercial | Education | New | Food Preparation | Natural Gas | Griddle | E3 |  | Baseline Forecast | 0 | 0 | 0 | 0 | 0 | 0 | 0 | 0 | 0 | 0 | 0 | 0 | 0 | 0 | 0 | 0 | 0 | 0 | 0 | 0 | 0 | 0 | 0 | 0 | 0 | 0 | 0 | 0 | 0 | 0 | 0
Commercial_Education_New_Food Preparation_Natural Gas_Griddle_E4_Baseline Forecast | Commercial | Education | New | Food Preparation | Natural Gas | Griddle | E4 |  | Baseline Forecast | 0 | 0 | 0 | 0 | 0 | 0 | 0 | 0 | 0 | 0 | 0 | 0 | 0 | 0 | 0 | 0 | 0 | 0 | 0 | 0 | 0 | 0 | 0 | 0 | 0 | 0 | 0 | 0 | 0 | 0 | 0
Commercial_Education_New_Food Preparation_Natural Gas_Griddle_E5_Baseline Forecast | Commercial | Education | New | Food Preparation | Natural Gas | Griddle | E5 |  | Baseline Forecast | 0 | 0 | 0 | 0 | 0 | 0 | 0 | 0 | 0 | 0 | 0 | 0 | 0 | 0 | 0 | 0 | 0 | 0 | 0 | 0 | 0 | 0 | 0 | 0 | 0 | 0 | 0 | 0 | 0 | 0 | 0
Commercial_Education_New_Food Preparation_Natural Gas_Griddle_E6_Baseline Forecast | Commercial | Education | New | Food Preparation | Natural Gas | Griddle | E6 |  | Baseline Forecast | 0 | 0 | 0 | 0 | 0 | 0 | 0 | 0 | 0 | 0 | 0 | 0 | 0 | 0 | 0 | 0 | 0 | 0 | 0 | 0 | 0 | 0 | 0 | 0 | 0 | 0 | 0 | 0 | 0 | 0 | 0
Commercial_Education_New_Food Preparation_Natural Gas_Griddle_E7_Baseline Forecast | Commercial | Education | New | Food Preparation | Natural Gas | Griddle | E7 |  | Baseline Forecast | 0 | 0 | 0 | 0 | 0 | 0 | 0 | 0 | 0 | 0 | 0 | 0 | 0 | 0 | 0 | 0 | 0 | 0 | 0 | 0 | 0 | 0 | 0 | 0 | 0 | 0 | 0 | 0 | 0 | 0 | 0
Commercial_Education_New_Food Preparation_Natural Gas_Griddle_E8_Baseline Forecast | Commercial | Education | New | Food Preparation | Natural Gas | Griddle | E8 |  | Baseline Forecast | 0 | 0 | 0 | 0 | 0 | 0 | 0 | 0 | 0 | 0 | 0 | 0 | 0 | 0 | 0 | 0 | 0 | 0 | 0 | 0 | 0 | 0 | 0 | 0 | 0 | 0 | 0 | 0 | 0 | 0 | 0
Commercial_Education_New_Food Preparation_Natural Gas_Griddle_E9_Baseline Forecast | Commercial | Education | New | Food Preparation | Natural Gas | Griddle | E9 |  | Baseline Forecast | 0 | 0 | 0 | 0 | 0 | 0 | 0 | 0 | 0 | 0 | 0 | 0 | 0 | 0 | 0 | 0 | 0 | 0 | 0 | 0 | 0 | 0 | 0 | 0 | 0 | 0 | 0 | 0 | 0 | 0 | 0
Commercial_Education_New_Food Preparation_Natural Gas_Griddle_E10_Baseline Forecast | Commercial | Education | New | Food Preparation | Natural Gas | Griddle | E10 |  | Baseline Forecast | 0 | 0 | 0 | 0 | 0 | 0 | 0 | 0 | 0 | 0 | 0 | 0 | 0 | 0 | 0 | 0 | 0 | 0 | 0 | 0 | 0 | 0 | 0 | 0 | 0 | 0 | 0 | 0 | 0 | 0 | 0
Commercial_Education_New_Food Preparation_Natural Gas_Range_E1_Baseline Forecast | Commercial | Education | New | Food Preparation | Natural Gas | Range | E1 | Standard | Baseline Forecast | 0 | 70596.3115 | 71195.406 | 75424.2366 | 41354.7173 | 33799.8455 | 33394.1976 | 32957.4016 | 32499.9129 | 32061.8334 | 45840.787 | 56754.9586 | 66722.3198 | 67270.5587 | 66002.9408 | 83285.9605 | 78800.3468 | 75990.942 | 63614.6184 | 63194.9358 | 66873.4483 | 71644.1817 | 75527.8035 | 81277.6119 | 91146.3256 | 97350.5123 | 101311.3674 | 99464.9407 | 97384.0517 | 101490.5542 | 99746.3499
Commercial_Education_New_Food Preparation_Natural Gas_Range_E2_Baseline Forecast | Commercial | Education | New | Food Preparation | Natural Gas | Range | E2 | High Efficiency | Baseline Forecast | 0 | 101755.9216 | 102737.3453 | 108973.239 | 59852.8228 | 48654.2955 | 47854.2941 | 47111.7553 | 46415.7086 | 45725.5476 | 65313.6006 | 81212.7659 | 94597.0356 | 95904.4339 | 94722.4208 | 120240.3467 | 113788.803 | 109775.4282 | 91749.4862 | 91248.8481 | 96636.9744 | 103640.6463 | 109401.9172 | 110735.744 | 123991.3361 | 132239.0471 | 137428.9163 | 134744.9246 | 131756.5263 | 137140.9499 | 134619.6044
Commercial_Education_New_Food Preparation_Natural Gas_Range_E3_Baseline Forecast | Commercial | Education | New | Food Preparation | Natural Gas | Range | E3 |  | Baseline Forecast | 0 | 0 | 0 | 0 | 0 | 0 | 0 | 0 | 0 | 0 | 0 | 0 | 0 | 0 | 0 | 0 | 0 | 0 | 0 | 0 | 0 | 0 | 0 | 0 | 0 | 0 | 0 | 0 | 0 | 0 | 0
Commercial_Education_New_Food Preparation_Natural Gas_Range_E4_Baseline Forecast | Commercial | Education | New | Food Preparation | Natural Gas | Range | E4 |  | Baseline Forecast | 0 | 0 | 0 | 0 | 0 | 0 | 0 | 0 | 0 | 0 | 0 | 0 | 0 | 0 | 0 | 0 | 0 | 0 | 0 | 0 | 0 | 0 | 0 | 0 | 0 | 0 | 0 | 0 | 0 | 0 | 0
Commercial_Education_New_Food Preparation_Natural Gas_Range_E5_Baseline Forecast | Commercial | Education | New | Food Preparation | Natural Gas | Range | E5 |  | Baseline Forecast | 0 | 0 | 0 | 0 | 0 | 0 | 0 | 0 | 0 | 0 | 0 | 0 | 0 | 0 | 0 | 0 | 0 | 0 | 0 | 0 | 0 | 0 | 0 | 0 | 0 | 0 | 0 | 0 | 0 | 0 | 0
Commercial_Education_New_Food Preparation_Natural Gas_Range_E6_Baseline Forecast | Commercial | Education | New | Food Preparation | Natural Gas | Range | E6 |  | Baseline Forecast | 0 | 0 | 0 | 0 | 0 | 0 | 0 | 0 | 0 | 0 | 0 | 0 | 0 | 0 | 0 | 0 | 0 | 0 | 0 | 0 | 0 | 0 | 0 | 0 | 0 | 0 | 0 | 0 | 0 | 0 | 0
Commercial_Education_New_Food Preparation_Natural Gas_Range_E7_Baseline Forecast | Commercial | Education | New | Food Preparation | Natural Gas | Range | E7 |  | Baseline Forecast | 0 | 0 | 0 | 0 | 0 | 0 | 0 | 0 | 0 | 0 | 0 | 0 | 0 | 0 | 0 | 0 | 0 | 0 | 0 | 0 | 0 | 0 | 0 | 0 | 0 | 0 | 0 | 0 | 0 | 0 | 0
Commercial_Education_New_Food Preparation_Natural Gas_Range_E8_Baseline Forecast | Commercial | Education | New | Food Preparation | Natural Gas | Range | E8 |  | Baseline Forecast | 0 | 0 | 0 | 0 | 0 | 0 | 0 | 0 | 0 | 0 | 0 | 0 | 0 | 0 | 0 | 0 | 0 | 0 | 0 | 0 | 0 | 0 | 0 | 0 | 0 | 0 | 0 | 0 | 0 | 0 | 0
Commercial_Education_New_Food Preparation_Natural Gas_Range_E9_Baseline Forecast | Commercial | Education | New | Food Preparation | Natural Gas | Range | E9 |  | Baseline Forecast | 0 | 0 | 0 | 0 | 0 | 0 | 0 | 0 | 0 | 0 | 0 | 0 | 0 | 0 | 0 | 0 | 0 | 0 | 0 | 0 | 0 | 0 | 0 | 0 | 0 | 0 | 0 | 0 | 0 | 0 | 0
Commercial_Education_New_Food Preparation_Natural Gas_Range_E10_Baseline Forecast | Commercial | Education | New | Food Preparation | Natural Gas | Range | E10 |  | Baseline Forecast | 0 | 0 | 0 | 0 | 0 | 0 | 0 | 0 | 0 | 0 | 0 | 0 | 0 | 0 | 0 | 0 | 0 | 0 | 0 | 0 | 0 | 0 | 0 | 0 | 0 | 0 | 0 | 0 | 0 | 0 | 0
Commercial_Education_New_Food Preparation_Natural Gas_Steamer_E1_Baseline Forecast | Commercial | Education | New | Food Preparation | Natural Gas | Steamer | E1 | Standard | Baseline Forecast | 0 | 25695.3499 | 25895.7732 | 0 | 0 | 0 | 0 | 0 | 0 | 0 | 0 | 0 | 0 | 0 | 0 | 0 | 0 | 0 | 0 | 0 | 0 | 0 | 0 | 0 | 0 | 0 | 0 | 0 | 0 | 0 | 0
Commercial_Education_New_Food Preparation_Natural Gas_Steamer_E2_Baseline Forecast | Commercial | Education | New | Food Preparation | Natural Gas | Steamer | E2 | ENERGY STAR | Baseline Forecast | 0 | 25817.0448 | 26089.0047 | 55112.46 | 30248.7683 | 24643.7785 | 24283.4358 | 23930.9578 | 23586.1908 | 23248.9838 | 28642.7886 | 33460.3925 | 38061.5166 | 39360.7143 | 39865.3621 | 40247.1096 | 40521.1019 | 40700.772 | 40798.0322 | 57322.4423 | 56804.692 | 57650.1238 | 49903.4151 | 48981.9809 | 49798.7542 | 50536.4979 | 51193.9723 | 51771.3901 | 55865.8878 | 59251.3019 | 62269.128
Commercial_Education_New_Food Preparation_Natural Gas_Steamer_E3_Baseline Forecast | Commercial | Education | New | Food Preparation | Natural Gas | Steamer | E3 |  | Baseline Forecast | 0 | 0 | 0 | 0 | 0 | 0 | 0 | 0 | 0 | 0 | 0 | 0 | 0 | 0 | 0 | 0 | 0 | 0 | 0 | 0 | 0 | 0 | 0 | 0 | 0 | 0 | 0 | 0 | 0 | 0 | 0
Commercial_Education_New_Food Preparation_Natural Gas_Steamer_E4_Baseline Forecast | Commercial | Education | New | Food Preparation | Natural Gas | Steamer | E4 |  | Baseline Forecast | 0 | 0 | 0 | 0 | 0 | 0 | 0 | 0 | 0 | 0 | 0 | 0 | 0 | 0 | 0 | 0 | 0 | 0 | 0 | 0 | 0 | 0 | 0 | 0 | 0 | 0 | 0 | 0 | 0 | 0 | 0
Commercial_Education_New_Food Preparation_Natural Gas_Steamer_E5_Baseline Forecast | Commercial | Education | New | Food Preparation | Natural Gas | Steamer | E5 |  | Baseline Forecast | 0 | 0 | 0 | 0 | 0 | 0 | 0 | 0 | 0 | 0 | 0 | 0 | 0 | 0 | 0 | 0 | 0 | 0 | 0 | 0 | 0 | 0 | 0 | 0 | 0 | 0 | 0 | 0 | 0 | 0 | 0
Commercial_Education_New_Food Preparation_Natural Gas_Steamer_E6_Baseline Forecast | Commercial | Education | New | Food Preparation | Natural Gas | Steamer | E6 |  | Baseline Forecast | 0 | 0 | 0 | 0 | 0 | 0 | 0 | 0 | 0 | 0 | 0 | 0 | 0 | 0 | 0 | 0 | 0 | 0 | 0 | 0 | 0 | 0 | 0 | 0 | 0 | 0 | 0 | 0 | 0 | 0 | 0
Commercial_Education_New_Food Preparation_Natural Gas_Steamer_E7_Baseline Forecast | Commercial | Education | New | Food Preparation | Natural Gas | Steamer | E7 |  | Baseline Forecast | 0 | 0 | 0 | 0 | 0 | 0 | 0 | 0 | 0 | 0 | 0 | 0 | 0 | 0 | 0 | 0 | 0 | 0 | 0 | 0 | 0 | 0 | 0 | 0 | 0 | 0 | 0 | 0 | 0 | 0 | 0
Commercial_Education_New_Food Preparation_Natural Gas_Steamer_E8_Baseline Forecast | Commercial | Education | New | Food Preparation | Natural Gas | Steamer | E8 |  | Baseline Forecast | 0 | 0 | 0 | 0 | 0 | 0 | 0 | 0 | 0 | 0 | 0 | 0 | 0 | 0 | 0 | 0 | 0 | 0 | 0 | 0 | 0 | 0 | 0 | 0 | 0 | 0 | 0 | 0 | 0 | 0 | 0
Commercial_Education_New_Food Preparation_Natural Gas_Steamer_E9_Baseline Forecast | Commercial | Education | New | Food Preparation | Natural Gas | Steamer | E9 |  | Baseline Forecast | 0 | 0 | 0 | 0 | 0 | 0 | 0 | 0 | 0 | 0 | 0 | 0 | 0 | 0 | 0 | 0 | 0 | 0 | 0 | 0 | 0 | 0 | 0 | 0 | 0 | 0 | 0 | 0 | 0 | 0 | 0
Commercial_Education_New_Food Preparation_Natural Gas_Steamer_E10_Baseline Forecast | Commercial | Education | New | Food Preparation | Natural Gas | Steamer | E10 |  | Baseline Forecast | 0 | 0 | 0 | 0 | 0 | 0 | 0 | 0 | 0 | 0 | 0 | 0 | 0 | 0 | 0 | 0 | 0 | 0 | 0 | 0 | 0 | 0 | 0 | 0 | 0 | 0 | 0 | 0 | 0 | 0 | 0
Commercial_Education_New_Food Preparation_Natural Gas_Food Prep Other_E1_Baseline Forecast | Commercial | Education | New | Food Preparation | Natural Gas | Food Prep Other | E1 | Standard | Baseline Forecast | 0 | 38119.1576 | 38468.7108 | 40783.1828 | 22384.0592 | 18236.3947 | 17969.7605 | 17708.9373 | 17453.8133 | 17204.2859 | 24584.0946 | 30514.3861 | 35679.1629 | 36089.5231 | 35547.6779 | 45013.9135 | 42594.9404 | 41085.9426 | 34361.887 | 34158.3306 | 36163.5926 | 38767.728 | 40900.8761 | 42468.3657 | 47582.8932 | 50779.3125 | 52803.2509 | 51801.27 | 50680.1031 | 52779.2876 | 51835.8861
Commercial_Education_New_Food Preparation_Natural Gas_Food Prep Other_E2_Baseline Forecast | Commercial | Education | New | Food Preparation | Natural Gas | Food Prep Other | E2 | ENERGY STAR | Baseline Forecast | 0 | 13393.2371 | 13516.067 | 14329.2772 | 7864.7091 | 6407.3838 | 6313.6753 | 6222.0205 | 6132.3775 | 6044.6979 | 8637.5735 | 10721.2148 | 12535.7408 | 12679.9909 | 12489.6937 | 15815.745 | 14965.8358 | 14435.6508 | 12073.1197 | 12001.6118 | 12706.1742 | 13621.1566 | 14370.6606 | 14920.318 | 16717.1507 | 17840.0944 | 18551.1117 | 18199.0475 | 17805.1129 | 18542.5631 | 18211.083
Commercial_Education_New_Food Preparation_Natural Gas_Food Prep Other_E3_Baseline Forecast | Commercial | Education | New | Food Preparation | Natural Gas | Food Prep Other | E3 |  | Baseline Forecast | 0 | 0 | 0 | 0 | 0 | 0 | 0 | 0 | 0 | 0 | 0 | 0 | 0 | 0 | 0 | 0 | 0 | 0 | 0 | 0 | 0 | 0 | 0 | 0 | 0 | 0 | 0 | 0 | 0 | 0 | 0
Commercial_Education_New_Food Preparation_Natural Gas_Food Prep Other_E4_Baseline Forecast | Commercial | Education | New | Food Preparation | Natural Gas | Food Prep Other | E4 |  | Baseline Forecast | 0 | 0 | 0 | 0 | 0 | 0 | 0 | 0 | 0 | 0 | 0 | 0 | 0 | 0 | 0 | 0 | 0 | 0 | 0 | 0 | 0 | 0 | 0 | 0 | 0 | 0 | 0 | 0 | 0 | 0 | 0
Commercial_Education_New_Food Preparation_Natural Gas_Food Prep Other_E5_Baseline Forecast | Commercial | Education | New | Food Preparation | Natural Gas | Food Prep Other | E5 |  | Baseline Forecast | 0 | 0 | 0 | 0 | 0 | 0 | 0 | 0 | 0 | 0 | 0 | 0 | 0 | 0 | 0 | 0 | 0 | 0 | 0 | 0 | 0 | 0 | 0 | 0 | 0 | 0 | 0 | 0 | 0 | 0 | 0
Commercial_Education_New_Food Preparation_Natural Gas_Food Prep Other_E6_Baseline Forecast | Commercial | Education | New | Food Preparation | Natural Gas | Food Prep Other | E6 |  | Baseline Forecast | 0 | 0 | 0 | 0 | 0 | 0 | 0 | 0 | 0 | 0 | 0 | 0 | 0 | 0 | 0 | 0 | 0 | 0 | 0 | 0 | 0 | 0 | 0 | 0 | 0 | 0 | 0 | 0 | 0 | 0 | 0
Commercial_Education_New_Food Preparation_Natural Gas_Food Prep Other_E7_Baseline Forecast | Commercial | Education | New | Food Preparation | Natural Gas | Food Prep Other | E7 |  | Baseline Forecast | 0 | 0 | 0 | 0 | 0 | 0 | 0 | 0 | 0 | 0 | 0 | 0 | 0 | 0 | 0 | 0 | 0 | 0 | 0 | 0 | 0 | 0 | 0 | 0 | 0 | 0 | 0 | 0 | 0 | 0 | 0
Commercial_Education_New_Food Preparation_Natural Gas_Food Prep Other_E8_Baseline Forecast | Commercial | Education | New | Food Preparation | Natural Gas | Food Prep Other | E8 |  | Baseline Forecast | 0 | 0 | 0 | 0 | 0 | 0 | 0 | 0 | 0 | 0 | 0 | 0 | 0 | 0 | 0 | 0 | 0 | 0 | 0 | 0 | 0 | 0 | 0 | 0 | 0 | 0 | 0 | 0 | 0 | 0 | 0
Commercial_Education_New_Food Preparation_Natural Gas_Food Prep Other_E9_Baseline Forecast | Commercial | Education | New | Food Preparation | Natural Gas | Food Prep Other | E9 |  | Baseline Forecast | 0 | 0 | 0 | 0 | 0 | 0 | 0 | 0 | 0 | 0 | 0 | 0 | 0 | 0 | 0 | 0 | 0 | 0 | 0 | 0 | 0 | 0 | 0 | 0 | 0 | 0 | 0 | 0 | 0 | 0 | 0
Commercial_Education_New_Food Preparation_Natural Gas_Food Prep Other_E10_Baseline Forecast | Commercial | Education | New | Food Preparation | Natural Gas | Food Prep Other | E10 |  | Baseline Forecast | 0 | 0 | 0 | 0 | 0 | 0 | 0 | 0 | 0 | 0 | 0 | 0 | 0 | 0 | 0 | 0 | 0 | 0 | 0 | 0 | 0 | 0 | 0 | 0 | 0 | 0 | 0 | 0 | 0 | 0 | 0
Commercial_Education_New_Miscellaneous_Natural Gas_Pool Heater_E1_Baseline Forecast | Commercial | Education | New | Miscellaneous | Natural Gas | Pool Heater | E1 | Standard (EF .82) | Baseline Forecast | 0 | 11884.3076 | 11991.3277 | 12712.3024 | 6974.2414 | 5685.8028 | 7983.6634 | 9826.7922 | 11427.2002 | 11550.8378 | 11375.9685 | 14799.7726 | 14856.4947 | 15335.1818 | 14026.9777 | 14079.9907 | 15731.155 | 16914.6832 | 17882.2301 | 17984.1228 | 18010.2142 | 19292.1244 | 19653.712 | 20494.0819 | 20533.0556 | 20925.563 | 21913.7823 | 22647.6105 | 23289.8969 | 23575.4158 | 23847.1852
Commercial_Education_New_Miscellaneous_Natural Gas_Pool Heater_E2_Baseline Forecast | Commercial | Education | New | Miscellaneous | Natural Gas | Pool Heater | E2 | Condensing (EF .90) | Baseline Forecast | 0 | 1326.0805 | 1340.2033 | 1421.3248 | 783.0754 | 634.1107 | 885.9176 | 1090.2863 | 1272.1943 | 1283.4031 | 1263.2744 | 1641.3778 | 1589.6991 | 1635.6326 | 1494.6643 | 1524.2739 | 1731.3421 | 1890.639 | 2019.9307 | 2061.2636 | 2067.5614 | 2219.007 | 2265.6533 | 2096.0231 | 2093.715 | 2127.6764 | 2222.1323 | 2290.5943 | 2349.6645 | 2372.6819 | 2394.3188
Commercial_Education_New_Miscellaneous_Natural Gas_Pool Heater_E3_Baseline Forecast | Commercial | Education | New | Miscellaneous | Natural Gas | Pool Heater | E3 |  | Baseline Forecast | 0 | 0 | 0 | 0 | 0 | 0 | 0 | 0 | 0 | 0 | 0 | 0 | 0 | 0 | 0 | 0 | 0 | 0 | 0 | 0 | 0 | 0 | 0 | 0 | 0 | 0 | 0 | 0 | 0 | 0 | 0
Commercial_Education_New_Miscellaneous_Natural Gas_Pool Heater_E4_Baseline Forecast | Commercial | Education | New | Miscellaneous | Natural Gas | Pool Heater | E4 |  | Baseline Forecast | 0 | 0 | 0 | 0 | 0 | 0 | 0 | 0 | 0 | 0 | 0 | 0 | 0 | 0 | 0 | 0 | 0 | 0 | 0 | 0 | 0 | 0 | 0 | 0 | 0 | 0 | 0 | 0 | 0 | 0 | 0
Commercial_Education_New_Miscellaneous_Natural Gas_Pool Heater_E5_Baseline Forecast | Commercial | Education | New | Miscellaneous | Natural Gas | Pool Heater | E5 |  | Baseline Forecast | 0 | 0 | 0 | 0 | 0 | 0 | 0 | 0 | 0 | 0 | 0 | 0 | 0 | 0 | 0 | 0 | 0 | 0 | 0 | 0 | 0 | 0 | 0 | 0 | 0 | 0 | 0 | 0 | 0 | 0 | 0
Commercial_Education_New_Miscellaneous_Natural Gas_Pool Heater_E6_Baseline Forecast | Commercial | Education | New | Miscellaneous | Natural Gas | Pool Heater | E6 |  | Baseline Forecast | 0 | 0 | 0 | 0 | 0 | 0 | 0 | 0 | 0 | 0 | 0 | 0 | 0 | 0 | 0 | 0 | 0 | 0 | 0 | 0 | 0 | 0 | 0 | 0 | 0 | 0 | 0 | 0 | 0 | 0 | 0
Commercial_Education_New_Miscellaneous_Natural Gas_Pool Heater_E7_Baseline Forecast | Commercial | Education | New | Miscellaneous | Natural Gas | Pool Heater | E7 |  | Baseline Forecast | 0 | 0 | 0 | 0 | 0 | 0 | 0 | 0 | 0 | 0 | 0 | 0 | 0 | 0 | 0 | 0 | 0 | 0 | 0 | 0 | 0 | 0 | 0 | 0 | 0 | 0 | 0 | 0 | 0 | 0 | 0
Commercial_Education_New_Miscellaneous_Natural Gas_Pool Heater_E8_Baseline Forecast | Commercial | Education | New | Miscellaneous | Natural Gas | Pool Heater | E8 |  | Baseline Forecast | 0 | 0 | 0 | 0 | 0 | 0 | 0 | 0 | 0 | 0 | 0 | 0 | 0 | 0 | 0 | 0 | 0 | 0 | 0 | 0 | 0 | 0 | 0 | 0 | 0 | 0 | 0 | 0 | 0 | 0 | 0
Commercial_Education_New_Miscellaneous_Natural Gas_Pool Heater_E9_Baseline Forecast | Commercial | Education | New | Miscellaneous | Natural Gas | Pool Heater | E9 |  | Baseline Forecast | 0 | 0 | 0 | 0 | 0 | 0 | 0 | 0 | 0 | 0 | 0 | 0 | 0 | 0 | 0 | 0 | 0 | 0 | 0 | 0 | 0 | 0 | 0 | 0 | 0 | 0 | 0 | 0 | 0 | 0 | 0
Commercial_Education_New_Miscellaneous_Natural Gas_Pool Heater_E10_Baseline Forecast | Commercial | Education | New | Miscellaneous | Natural Gas | Pool Heater | E10 |  | Baseline Forecast | 0 | 0 | 0 | 0 | 0 | 0 | 0 | 0 | 0 | 0 | 0 | 0 | 0 | 0 | 0 | 0 | 0 | 0 | 0 | 0 | 0 | 0 | 0 | 0 | 0 | 0 | 0 | 0 | 0 | 0 | 0
Commercial_Education_New_Miscellaneous_Natural Gas_Miscellaneous_E1_Baseline Forecast | Commercial | Education | New | Miscellaneous | Natural Gas | Miscellaneous | E1 | Standard | Baseline Forecast | 0 | 2170207.8497 | 2190109.2641 | 2321877.947 | 1584404.8153 | 1616850.4084 | 1850707.1561 | 1943965.096 | 2026739.0122 | 2129339.6996 | 2228888.4936 | 2956667.7505 | 2966987.6832 | 3021044.0124 | 2916519.0523 | 3051189.8356 | 3231529.7676 | 3328747.4054 | 3426831.6326 | 3541047.0094 | 3650580.9015 | 3940186.1885 | 3994397.5496 | 4067984.1815 | 4124985.8416 | 4250068.5901 | 4379917.8315 | 4473987.2331 | 4571612.4766 | 4677441.0659 | 4779152.3751
Commercial_Education_New_Miscellaneous_Natural Gas_Miscellaneous_E2_Baseline Forecast | Commercial | Education | New | Miscellaneous | Natural Gas | Miscellaneous | E2 |  | Baseline Forecast | 0 | 0 | 0 | 0 | 0 | 0 | 0 | 0 | 0 | 0 | 0 | 0 | 0 | 0 | 0 | 0 | 0 | 0 | 0 | 0 | 0 | 0 | 0 | 0 | 0 | 0 | 0 | 0 | 0 | 0 | 0
Commercial_Education_New_Miscellaneous_Natural Gas_Miscellaneous_E3_Baseline Forecast | Commercial | Education | New | Miscellaneous | Natural Gas | Miscellaneous | E3 |  | Baseline Forecast | 0 | 0 | 0 | 0 | 0 | 0 | 0 | 0 | 0 | 0 | 0 | 0 | 0 | 0 | 0 | 0 | 0 | 0 | 0 | 0 | 0 | 0 | 0 | 0 | 0 | 0 | 0 | 0 | 0 | 0 | 0
Commercial_Education_New_Miscellaneous_Natural Gas_Miscellaneous_E4_Baseline Forecast | Commercial | Education | New | Miscellaneous | Natural Gas | Miscellaneous | E4 |  | Baseline Forecast | 0 | 0 | 0 | 0 | 0 | 0 | 0 | 0 | 0 | 0 | 0 | 0 | 0 | 0 | 0 | 0 | 0 | 0 | 0 | 0 | 0 | 0 | 0 | 0 | 0 | 0 | 0 | 0 | 0 | 0 | 0
Commercial_Education_New_Miscellaneous_Natural Gas_Miscellaneous_E5_Baseline Forecast | Commercial | Education | New | Miscellaneous | Natural Gas | Miscellaneous | E5 |  | Baseline Forecast | 0 | 0 | 0 | 0 | 0 | 0 | 0 | 0 | 0 | 0 | 0 | 0 | 0 | 0 | 0 | 0 | 0 | 0 | 0 | 0 | 0 | 0 | 0 | 0 | 0 | 0 | 0 | 0 | 0 | 0 | 0
Commercial_Education_New_Miscellaneous_Natural Gas_Miscellaneous_E6_Baseline Forecast | Commercial | Education | New | Miscellaneous | Natural Gas | Miscellaneous | E6 |  | Baseline Forecast | 0 | 0 | 0 | 0 | 0 | 0 | 0 | 0 | 0 | 0 | 0 | 0 | 0 | 0 | 0 | 0 | 0 | 0 | 0 | 0 | 0 | 0 | 0 | 0 | 0 | 0 | 0 | 0 | 0 | 0 | 0
Commercial_Education_New_Miscellaneous_Natural Gas_Miscellaneous_E7_Baseline Forecast | Commercial | Education | New | Miscellaneous | Natural Gas | Miscellaneous | E7 |  | Baseline Forecast | 0 | 0 | 0 | 0 | 0 | 0 | 0 | 0 | 0 | 0 | 0 | 0 | 0 | 0 | 0 | 0 | 0 | 0 | 0 | 0 | 0 | 0 | 0 | 0 | 0 | 0 | 0 | 0 | 0 | 0 | 0
Commercial_Education_New_Miscellaneous_Natural Gas_Miscellaneous_E8_Baseline Forecast | Commercial | Education | New | Miscellaneous | Natural Gas | Miscellaneous | E8 |  | Baseline Forecast | 0 | 0 | 0 | 0 | 0 | 0 | 0 | 0 | 0 | 0 | 0 | 0 | 0 | 0 | 0 | 0 | 0 | 0 | 0 | 0 | 0 | 0 | 0 | 0 | 0 | 0 | 0 | 0 | 0 | 0 | 0
Commercial_Education_New_Miscellaneous_Natural Gas_Miscellaneous_E9_Baseline Forecast | Commercial | Education | New | Miscellaneous | Natural Gas | Miscellaneous | E9 |  | Baseline Forecast | 0 | 0 | 0 | 0 | 0 | 0 | 0 | 0 | 0 | 0 | 0 | 0 | 0 | 0 | 0 | 0 | 0 | 0 | 0 | 0 | 0 | 0 | 0 | 0 | 0 | 0 | 0 | 0 | 0 | 0 | 0
Commercial_Education_New_Miscellaneous_Natural Gas_Miscellaneous_E10_Baseline Forecast | Commercial | Education | New | Miscellaneous | Natural Gas | Miscellaneous | E10 |  | Baseline Forecast | 0 | 0 | 0 | 0 | 0 | 0 | 0 | 0 | 0 | 0 | 0 | 0 | 0 | 0 | 0 | 0 | 0 | 0 | 0 | 0 | 0 | 0 | 0 | 0 | 0 | 0 | 0 | 0 | 0 | 0 | 0
Commercial_Healthcare_Existing_Space Heating_Natural Gas_Furnace_E1_Baseline Forecast | Commercial | Healthcare | Existing | Space Heating | Natural Gas | Furnace | E1 | AFUE 80% (Standard) | Baseline Forecast | 0 | 66422.7331 | 69401.988 | 71987.1769 | 74212.1524 | 0 | 0 | 0 | 0 | 0 | 0 | 0 | 0 | 0 | 0 | 0 | 0 | 0 | 0 | 0 | 0 | 0 | 0 | 0 | 0 | 0 | 0 | 0 | 0 | 0 | 0
Commercial_Healthcare_Existing_Space Heating_Natural Gas_Furnace_E2_Baseline Forecast | Commercial | Healthcare | Existing | Space Heating | Natural Gas | Furnace | E2 | AFUE 90% | Baseline Forecast | 0 | 0 | 0 | 0 | 0 | 0 | 0 | 0 | 0 | 0 | 0 | 0 | 0 | 0 | 0 | 0 | 0 | 0 | 0 | 0 | 0 | 0 | 0 | 0 | 0 | 0 | 0 | 0 | 0 | 0 | 0
Commercial_Healthcare_Existing_Space Heating_Natural Gas_Furnace_E3_Baseline Forecast | Commercial | Healthcare | Existing | Space Heating | Natural Gas | Furnace | E3 | AFUE 95% | Baseline Forecast | 0 | 0 | 0 | 0 | 0 | 76108.0738 | 77703.617 | 47210.3109 | 47884.9036 | 48439.2044 | 48847.9892 | 49155.2197 | 45902.188 | 42376.1147 | 39090.1221 | 36085.063 | 33292.9835 | 30710.5938 | 28384.4209 | 28324.91 | 28338.425 | 28391.8225 | 28472.0346 | 30094.7097 | 30295.4766 | 30503.3718 | 30712.2651 | 30917.2922 | 31114.6484 | 31301.4699 | 31244.5155
Commercial_Healthcare_Existing_Space Heating_Natural Gas_Furnace_E4_Baseline Forecast | Commercial | Healthcare | Existing | Space Heating | Natural Gas | Furnace | E4 |  | Baseline Forecast | 0 | 0 | 0 | 0 | 0 | 0 | 0 | 0 | 0 | 0 | 0 | 0 | 0 | 0 | 0 | 0 | 0 | 0 | 0 | 0 | 0 | 0 | 0 | 0 | 0 | 0 | 0 | 0 | 0 | 0 | 0
Commercial_Healthcare_Existing_Space Heating_Natural Gas_Furnace_E5_Baseline Forecast | Commercial | Healthcare | Existing | Space Heating | Natural Gas | Furnace | E5 |  | Baseline Forecast | 0 | 0 | 0 | 0 | 0 | 0 | 0 | 31814.8578 | 32212.102 | 32502.2549 | 32731.0794 | 32873.5003 | 29757.2432 | 27408.5842 | 25276.0002 | 23283.2192 | 21465.5262 | 19796.0787 | 18200.557 | 18194.6344 | 18217.0736 | 18275.2579 | 18360.3748 | 16938.2926 | 16957.8662 | 16977.1299 | 16991.5368 | 16997.2279 | 16990.9768 | 16970.0775 | 16807.9577
Commercial_Healthcare_Existing_Space Heating_Natural Gas_Furnace_E6_Baseline Forecast | Commercial | Healthcare | Existing | Space Heating | Natural Gas | Furnace | E6 |  | Baseline Forecast | 0 | 0 | 0 | 0 | 0 | 0 | 0 | 0 | 0 | 0 | 0 | 0 | 0 | 0 | 0 | 0 | 0 | 0 | 0 | 0 | 0 | 0 | 0 | 0 | 0 | 0 | 0 | 0 | 0 | 0 | 0
Commercial_Healthcare_Existing_Space Heating_Natural Gas_Furnace_E7_Baseline Forecast | Commercial | Healthcare | Existing | Space Heating | Natural Gas | Furnace | E7 |  | Baseline Forecast | 0 | 0 | 0 | 0 | 0 | 0 | 0 | 0 | 0 | 0 | 0 | 0 | 0 | 0 | 0 | 0 | 0 | 0 | 0 | 0 | 0 | 0 | 0 | 0 | 0 | 0 | 0 | 0 | 0 | 0 | 0
Commercial_Healthcare_Existing_Space Heating_Natural Gas_Furnace_E8_Baseline Forecast | Commercial | Healthcare | Existing | Space Heating | Natural Gas | Furnace | E8 |  | Baseline Forecast | 0 | 0 | 0 | 0 | 0 | 0 | 0 | 0 | 0 | 0 | 0 | 0 | 0 | 0 | 0 | 0 | 0 | 0 | 0 | 0 | 0 | 0 | 0 | 0 | 0 | 0 | 0 | 0 | 0 | 0 | 0
Commercial_Healthcare_Existing_Space Heating_Natural Gas_Furnace_E9_Baseline Forecast | Commercial | Healthcare | Existing | Space Heating | Natural Gas | Furnace | E9 |  | Baseline Forecast | 0 | 0 | 0 | 0 | 0 | 0 | 0 | 0 | 0 | 0 | 0 | 0 | 0 | 0 | 0 | 0 | 0 | 0 | 0 | 0 | 0 | 0 | 0 | 0 | 0 | 0 | 0 | 0 | 0 | 0 | 0
Commercial_Healthcare_Existing_Space Heating_Natural Gas_Furnace_E10_Baseline Forecast | Commercial | Healthcare | Existing | Space Heating | Natural Gas | Furnace | E10 |  | Baseline Forecast | 0 | 0 | 0 | 0 | 0 | 0 | 0 | 0 | 0 | 0 | 0 | 0 | 0 | 0 | 0 | 0 | 0 | 0 | 0 | 0 | 0 | 0 | 0 | 0 | 0 | 0 | 0 | 0 | 0 | 0 | 0
Commercial_Healthcare_Existing_Space Heating_Natural Gas_Boiler_E1_Baseline Forecast | Commercial | Healthcare | Existing | Space Heating | Natural Gas | Boiler | E1 | AFUE 80% (Standard) | Baseline Forecast | 0 | 18024.3847 | 17821.7719 | 17605.2171 | 17374.3317 | 0 | 0 | 0 | 0 | 0 | 0 | 0 | 0 | 0 | 0 | 0 | 0 | 0 | 0 | 0 | 0 | 0 | 0 | 0 | 0 | 0 | 0 | 0 | 0 | 0 | 0
Commercial_Healthcare_Existing_Space Heating_Natural Gas_Boiler_E2_Baseline Forecast | Commercial | Healthcare | Existing | Space Heating | Natural Gas | Boiler | E2 | AFUE 85% | Baseline Forecast | 0 | 0 | 0 | 0 | 0 | 0 | 0 | 0 | 0 | 0 | 0 | 0 | 0 | 0 | 0 | 0 | 0 | 0 | 0 | 0 | 0 | 0 | 0 | 0 | 0 | 0 | 0 | 0 | 0 | 0 | 0
Commercial_Healthcare_Existing_Space Heating_Natural Gas_Boiler_E3_Baseline Forecast | Commercial | Healthcare | Existing | Space Heating | Natural Gas | Boiler | E3 | AFUE 98% | Baseline Forecast | 0 | 19326.983 | 19115.3352 | 18889.6128 | 18654.7249 | 35543.7853 | 35042.5492 | 34528.4681 | 34004.2938 | 33472.4507 | 32935.0725 | 32394.0342 | 31850.9807 | 31307.3526 | 30764.4088 | 30223.2472 | 29684.8223 | 29149.9615 | 28619.3796 | 28093.691 | 27573.4217 | 28977.1784 | 27739.2077 | 26637.067 | 25652.1797 | 24768.4282 | 23971.8424 | 23250.3274 | 22593.4236 | 21992.097 | 21438.555
Commercial_Healthcare_Existing_Space Heating_Natural Gas_Boiler_E4_Baseline Forecast | Commercial | Healthcare | Existing | Space Heating | Natural Gas | Boiler | E4 | Convert to NG Air Source Heat Pump | Baseline Forecast | 0 | 0 | 0 | 0 | 0 | 0 | 0 | 0 | 0 | 0 | 0 | 0 | 0 | 0 | 0 | 0 | 0 | 0 | 0 | 0 | 0 | 0 | 0 | 0 | 0 | 0 | 0 | 0 | 0 | 0 | 0
Commercial_Healthcare_Existing_Space Heating_Natural Gas_Boiler_E5_Baseline Forecast | Commercial | Healthcare | Existing | Space Heating | Natural Gas | Boiler | E5 |  | Baseline Forecast | 0 | 0 | 0 | 0 | 0 | 0 | 0 | 0 | 0 | 0 | 0 | 0 | 0 | 0 | 0 | 0 | 0 | 0 | 0 | 0 | 0 | 0 | 0 | 0 | 0 | 0 | 0 | 0 | 0 | 0 | 0
Commercial_Healthcare_Existing_Space Heating_Natural Gas_Boiler_E6_Baseline Forecast | Commercial | Healthcare | Existing | Space Heating | Natural Gas | Boiler | E6 |  | Baseline Forecast | 0 | 0 | 0 | 0 | 0 | 0 | 0 | 0 | 0 | 0 | 0 | 0 | 0 | 0 | 0 | 0 | 0 | 0 | 0 | 0 | 0 | 0 | 0 | 0 | 0 | 0 | 0 | 0 | 0 | 0 | 0
Commercial_Healthcare_Existing_Space Heating_Natural Gas_Boiler_E7_Baseline Forecast | Commercial | Healthcare | Existing | Space Heating | Natural Gas | Boiler | E7 |  | Baseline Forecast | 0 | 0 | 0 | 0 | 0 | 0 | 0 | 0 | 0 | 0 | 0 | 0 | 0 | 0 | 0 | 0 | 0 | 0 | 0 | 0 | 0 | 0 | 0 | 0 | 0 | 0 | 0 | 0 | 0 | 0 | 0
Commercial_Healthcare_Existing_Space Heating_Natural Gas_Boiler_E8_Baseline Forecast | Commercial | Healthcare | Existing | Space Heating | Natural Gas | Boiler | E8 |  | Baseline Forecast | 0 | 0 | 0 | 0 | 0 | 0 | 0 | 0 | 0 | 0 | 0 | 0 | 0 | 0 | 0 | 0 | 0 | 0 | 0 | 0 | 0 | 0 | 0 | 0 | 0 | 0 | 0 | 0 | 0 | 0 | 0
Commercial_Healthcare_Existing_Space Heating_Natural Gas_Boiler_E9_Baseline Forecast | Commercial | Healthcare | Existing | Space Heating | Natural Gas | Boiler | E9 |  | Baseline Forecast | 0 | 0 | 0 | 0 | 0 | 0 | 0 | 0 | 0 | 0 | 0 | 0 | 0 | 0 | 0 | 0 | 0 | 0 | 0 | 0 | 0 | 0 | 0 | 0 | 0 | 0 | 0 | 0 | 0 | 0 | 0
Commercial_Healthcare_Existing_Space Heating_Natural Gas_Boiler_E10_Baseline Forecast | Commercial | Healthcare | Existing | Space Heating | Natural Gas | Boiler | E10 |  | Baseline Forecast | 0 | 0 | 0 | 0 | 0 | 0 | 0 | 0 | 0 | 0 | 0 | 0 | 0 | 0 | 0 | 0 | 0 | 0 | 0 | 0 | 0 | 0 | 0 | 0 | 0 | 0 | 0 | 0 | 0 | 0 | 0
Commercial_Healthcare_Existing_Space Heating_Natural Gas_Unit Heater_E1_Baseline Forecast | Commercial | Healthcare | Existing | Space Heating | Natural Gas | Unit Heater | E1 | Standard | Baseline Forecast | 0 | 313.6465 | 894.1778 | 1700.3095 | 2695.6276 | 0 | 0 | 0 | 0 | 0 | 0 | 0 | 0 | 0 | 0 | 0 | 0 | 0 | 0 | 0 | 0 | 0 | 0 | 0 | 0 | 0 | 0 | 0 | 0 | 0 | 0
Commercial_Healthcare_Existing_Space Heating_Natural Gas_Unit Heater_E2_Baseline Forecast | Commercial | Healthcare | Existing | Space Heating | Natural Gas | Unit Heater | E2 | Condensing | Baseline Forecast | 0 | 0 | 0 | 0 | 0 | 3848.047 | 5129.3298 | 6514.6563 | 7982.2431 | 9513.0028 | 10828.7395 | 11990.4813 | 13045.2571 | 14028.8403 | 14967.9962 | 15882.3211 | 16785.7421 | 15644.5873 | 14836.5982 | 14316.8062 | 14014.8864 | 13878.818 | 13870.3293 | 13961.3901 | 14131.5277 | 14365.7859 | 14653.1851 | 14693.0416 | 14578.8741 | 14380.9888 | 14147.7816
Commercial_Healthcare_Existing_Space Heating_Natural Gas_Unit Heater_E3_Baseline Forecast | Commercial | Healthcare | Existing | Space Heating | Natural Gas | Unit Heater | E3 | Infrared Radiant | Baseline Forecast | 0 | 0 | 0 | 0 | 0 | 0 | 0 | 0 | 0 | 0 | 0 | 0 | 0 | 0 | 0 | 0 | 0 | 0 | 0 | 0 | 0 | 0 | 0 | 0 | 0 | 0 | 0 | 0 | 0 | 0 | 0
Commercial_Healthcare_Existing_Space Heating_Natural Gas_Unit Heater_E4_Baseline Forecast | Commercial | Healthcare | Existing | Space Heating | Natural Gas | Unit Heater | E4 |  | Baseline Forecast | 0 | 0 | 0 | 0 | 0 | 0 | 0 | 0 | 0 | 0 | 0 | 0 | 0 | 0 | 0 | 0 | 0 | 0 | 0 | 0 | 0 | 0 | 0 | 0 | 0 | 0 | 0 | 0 | 0 | 0 | 0
Commercial_Healthcare_Existing_Space Heating_Natural Gas_Unit Heater_E5_Baseline Forecast | Commercial | Healthcare | Existing | Space Heating | Natural Gas | Unit Heater | E5 |  | Baseline Forecast | 0 | 0 | 0 | 0 | 0 | 0 | 0 | 0 | 0 | 0 | 0 | 0 | 0 | 0 | 0 | 0 | 0 | 0 | 0 | 0 | 0 | 0 | 0 | 0 | 0 | 0 | 0 | 0 | 0 | 0 | 0
Commercial_Healthcare_Existing_Space Heating_Natural Gas_Unit Heater_E6_Baseline Forecast | Commercial | Healthcare | Existing | Space Heating | Natural Gas | Unit Heater | E6 |  | Baseline Forecast | 0 | 0 | 0 | 0 | 0 | 0 | 0 | 0 | 0 | 0 | 0 | 0 | 0 | 0 | 0 | 0 | 0 | 0 | 0 | 0 | 0 | 0 | 0 | 0 | 0 | 0 | 0 | 0 | 0 | 0 | 0
Commercial_Healthcare_Existing_Space Heating_Natural Gas_Unit Heater_E7_Baseline Forecast | Commercial | Healthcare | Existing | Space Heating | Natural Gas | Unit Heater | E7 |  | Baseline Forecast | 0 | 0 | 0 | 0 | 0 | 0 | 0 | 0 | 0 | 0 | 0 | 0 | 0 | 0 | 0 | 0 | 0 | 0 | 0 | 0 | 0 | 0 | 0 | 0 | 0 | 0 | 0 | 0 | 0 | 0 | 0
Commercial_Healthcare_Existing_Space Heating_Natural Gas_Unit Heater_E8_Baseline Forecast | Commercial | Healthcare | Existing | Space Heating | Natural Gas | Unit Heater | E8 |  | Baseline Forecast | 0 | 0 | 0 | 0 | 0 | 0 | 0 | 0 | 0 | 0 | 0 | 0 | 0 | 0 | 0 | 0 | 0 | 0 | 0 | 0 | 0 | 0 | 0 | 0 | 0 | 0 | 0 | 0 | 0 | 0 | 0
Commercial_Healthcare_Existing_Space Heating_Natural Gas_Unit Heater_E9_Baseline Forecast | Commercial | Healthcare | Existing | Space Heating | Natural Gas | Unit Heater | E9 |  | Baseline Forecast | 0 | 0 | 0 | 0 | 0 | 0 | 0 | 0 | 0 | 0 | 0 | 0 | 0 | 0 | 0 | 0 | 0 | 0 | 0 | 0 | 0 | 0 | 0 | 0 | 0 | 0 | 0 | 0 | 0 | 0 | 0
Commercial_Healthcare_Existing_Space Heating_Natural Gas_Unit Heater_E10_Baseline Forecast | Commercial | Healthcare | Existing | Space Heating | Natural Gas | Unit Heater | E10 |  | Baseline Forecast | 0 | 0 | 0 | 0 | 0 | 0 | 0 | 0 | 0 | 0 | 0 | 0 | 0 | 0 | 0 | 0 | 0 | 0 | 0 | 0 | 0 | 0 | 0 | 0 | 0 | 0 | 0 | 0 | 0 | 0 | 0
Commercial_Healthcare_Existing_Water Heating_Natural Gas_Water Heater_E1_Baseline Forecast | Commercial | Healthcare | Existing | Water Heating | Natural Gas | Water Heater | E1 | TE 0.80 | Baseline Forecast | 0 | 15194.1255 | 16512.1302 | 17626.033 | 18558.2978 | 19348.8978 | 19997.8548 | 139.461 | 147.7454 | 156.7976 | 185.3044 | 193.5078 | 197.1703 | 173.2965 | 149.5633 | 143.5159 | 121.1677 | 102.6454 | 88.1618 | 84.1027 | 81.2294 | 58.7752 | 61.7954 | 92.3376 | 97.4879 | 101.659 | 105.0052 | 109.4641 | 140.1391 | 136.6546 | 131.052
Commercial_Healthcare_Existing_Water Heating_Natural Gas_Water Heater_E2_Baseline Forecast | Commercial | Healthcare | Existing | Water Heating | Natural Gas | Water Heater | E2 | TE 0.90 | Baseline Forecast | 0 | 55135.4293 | 59929.7023 | 63985.5914 | 67388.9632 | 70196.2467 | 72493.198 | 505.325 | 535.2529 | 567.8969 | 671.0209 | 701.2911 | 713.2968 | 627.6105 | 542.3167 | 520.922 | 439.8201 | 372.6113 | 319.949 | 305.2767 | 294.8859 | 213.4078 | 224.4216 | 330.6125 | 348.8727 | 363.6176 | 375.4031 | 391.1573 | 500.5354 | 487.8622 | 467.6436
Commercial_Healthcare_Existing_Water Heating_Natural Gas_Water Heater_E3_Baseline Forecast | Commercial | Healthcare | Existing | Water Heating | Natural Gas | Water Heater | E3 | TE 0.94 | Baseline Forecast | 0 | 0 | 0 | 0 | 0 | 0 | 0 | 0 | 0 | 0 | 0 | 0 | 0 | 0 | 0 | 0 | 0 | 0 | 0 | 0 | 0 | 0 | 0 | 0 | 0 | 0 | 0 | 0 | 0 | 0 | 0
Commercial_Healthcare_Existing_Water Heating_Natural Gas_Water Heater_E4_Baseline Forecast | Commercial | Healthcare | Existing | Water Heating | Natural Gas | Water Heater | E4 | Instantaneous TE 0.94 | Baseline Forecast | 0 | 0 | 0 | 0 | 0 | 0 | 0 | 94216.5138 | 96040.7726 | 97414.1491 | 110031.3064 | 120881.7468 | 118844.3804 | 116927.5309 | 115010.4562 | 126910.9834 | 107775.2004 | 91888.1586 | 78641.7174 | 75748.5104 | 73726.5925 | 53816.6441 | 57137.413 | 60765.553 | 63797.7705 | 66183.9324 | 68032.7007 | 70598.7962 | 89990.0144 | 87384.275 | 83827.7233
Commercial_Healthcare_Existing_Water Heating_Natural Gas_Water Heater_E5_Baseline Forecast | Commercial | Healthcare | Existing | Water Heating | Natural Gas | Water Heater | E5 | Gas-Fired Absorption HPWH | Baseline Forecast | 0 | 0 | 0 | 0 | 0 | 0 | 0 | 0 | 0 | 0 | 0 | 0 | 0 | 0 | 0 | 0 | 0 | 0 | 0 | 0 | 0 | 0 | 0 | 0 | 0 | 0 | 0 | 0 | 0 | 0 | 0
Commercial_Healthcare_Existing_Water Heating_Natural Gas_Water Heater_E6_Baseline Forecast | Commercial | Healthcare | Existing | Water Heating | Natural Gas | Water Heater | E6 |  | Baseline Forecast | 0 | 0 | 0 | 0 | 0 | 0 | 0 | 0 | 0 | 0 | 0 | 0 | 0 | 0 | 0 | 0 | 0 | 0 | 0 | 0 | 0 | 0 | 0 | 0 | 0 | 0 | 0 | 0 | 0 | 0 | 0
Commercial_Healthcare_Existing_Water Heating_Natural Gas_Water Heater_E7_Baseline Forecast | Commercial | Healthcare | Existing | Water Heating | Natural Gas | Water Heater | E7 |  | Baseline Forecast | 0 | 0 | 0 | 0 | 0 | 0 | 0 | 0 | 0 | 0 | 0 | 0 | 0 | 0 | 0 | 0 | 0 | 0 | 0 | 0 | 0 | 0 | 0 | 0 | 0 | 0 | 0 | 0 | 0 | 0 | 0
Commercial_Healthcare_Existing_Water Heating_Natural Gas_Water Heater_E8_Baseline Forecast | Commercial | Healthcare | Existing | Water Heating | Natural Gas | Water Heater | E8 |  | Baseline Forecast | 0 | 0 | 0 | 0 | 0 | 0 | 0 | 0 | 0 | 0 | 0 | 0 | 0 | 0 | 0 | 0 | 0 | 0 | 0 | 0 | 0 | 0 | 0 | 0 | 0 | 0 | 0 | 0 | 0 | 0 | 0
Commercial_Healthcare_Existing_Water Heating_Natural Gas_Water Heater_E9_Baseline Forecast | Commercial | Healthcare | Existing | Water Heating | Natural Gas | Water Heater | E9 |  | Baseline Forecast | 0 | 0 | 0 | 0 | 0 | 0 | 0 | 0 | 0 | 0 | 0 | 0 | 0 | 0 | 0 | 0 | 0 | 0 | 0 | 0 | 0 | 0 | 0 | 0 | 0 | 0 | 0 | 0 | 0 | 0 | 0
Commercial_Healthcare_Existing_Water Heating_Natural Gas_Water Heater_E10_Baseline Forecast | Commercial | Healthcare | Existing | Water Heating | Natural Gas | Water Heater | E10 |  | Baseline Forecast | 0 | 0 | 0 | 0 | 0 | 0 | 0 | 0 | 0 | 0 | 0 | 0 | 0 | 0 | 0 | 0 | 0 | 0 | 0 | 0 | 0 | 0 | 0 | 0 | 0 | 0 | 0 | 0 | 0 | 0 | 0
Commercial_Healthcare_Existing_Food Preparation_Natural Gas_Oven_E1_Baseline Forecast | Commercial | Healthcare | Existing | Food Preparation | Natural Gas | Oven | E1 | Standard | Baseline Forecast | 0 | 4545.8257 | 5787.1274 | 6713.3239 | 7390.5936 | 7919.6564 | 8297.5094 | 8546.4455 | 8694.8339 | 8776.2907 | 7497.3426 | 6691.2355 | 6273.5056 | 6006.8094 | 5879.9408 | 5845.6444 | 6822.5978 | 6991.4775 | 7102.2274 | 6967.2086 | 6719.4427 | 6427.6879 | 6135.3452 | 6120.519 | 5889.7404 | 5562.8432 | 5416.4782 | 5378.9176 | 5375.9961 | 5369.3932 | 5342.5078
Commercial_Healthcare_Existing_Food Preparation_Natural Gas_Oven_E2_Baseline Forecast | Commercial | Healthcare | Existing | Food Preparation | Natural Gas | Oven | E2 | ENERGY STAR (EF ≥ 44%) Convection Oven utilizing ASTM Std F1496 | Baseline Forecast | 0 | 6553.241 | 8353.0836 | 9702.3734 | 10702.4894 | 11384.0335 | 11852.9221 | 12167.5046 | 12362.5946 | 12454.0711 | 10689.5646 | 9582.5766 | 8871.5867 | 8541.6575 | 8421.6934 | 8428.6664 | 9839.8267 | 10088.6029 | 10224.9605 | 10046.3527 | 9699.6156 | 9292.1478 | 8885.9689 | 8261.0828 | 7938.2291 | 7487.5534 | 7281.2744 | 7222.0217 | 7209.7135 | 7192.7839 | 7148.9872
Commercial_Healthcare_Existing_Food Preparation_Natural Gas_Oven_E3_Baseline Forecast | Commercial | Healthcare | Existing | Food Preparation | Natural Gas | Oven | E3 |  | Baseline Forecast | 0 | 0 | 0 | 0 | 0 | 0 | 0 | 0 | 0 | 0 | 0 | 0 | 0 | 0 | 0 | 0 | 0 | 0 | 0 | 0 | 0 | 0 | 0 | 0 | 0 | 0 | 0 | 0 | 0 | 0 | 0
Commercial_Healthcare_Existing_Food Preparation_Natural Gas_Oven_E4_Baseline Forecast | Commercial | Healthcare | Existing | Food Preparation | Natural Gas | Oven | E4 |  | Baseline Forecast | 0 | 0 | 0 | 0 | 0 | 0 | 0 | 0 | 0 | 0 | 0 | 0 | 0 | 0 | 0 | 0 | 0 | 0 | 0 | 0 | 0 | 0 | 0 | 0 | 0 | 0 | 0 | 0 | 0 | 0 | 0
Commercial_Healthcare_Existing_Food Preparation_Natural Gas_Oven_E5_Baseline Forecast | Commercial | Healthcare | Existing | Food Preparation | Natural Gas | Oven | E5 |  | Baseline Forecast | 0 | 0 | 0 | 0 | 0 | 0 | 0 | 0 | 0 | 0 | 0 | 0 | 0 | 0 | 0 | 0 | 0 | 0 | 0 | 0 | 0 | 0 | 0 | 0 | 0 | 0 | 0 | 0 | 0 | 0 | 0
Commercial_Healthcare_Existing_Food Preparation_Natural Gas_Oven_E6_Baseline Forecast | Commercial | Healthcare | Existing | Food Preparation | Natural Gas | Oven | E6 |  | Baseline Forecast | 0 | 0 | 0 | 0 | 0 | 0 | 0 | 0 | 0 | 0 | 0 | 0 | 0 | 0 | 0 | 0 | 0 | 0 | 0 | 0 | 0 | 0 | 0 | 0 | 0 | 0 | 0 | 0 | 0 | 0 | 0
Commercial_Healthcare_Existing_Food Preparation_Natural Gas_Oven_E7_Baseline Forecast | Commercial | Healthcare | Existing | Food Preparation | Natural Gas | Oven | E7 |  | Baseline Forecast | 0 | 0 | 0 | 0 | 0 | 0 | 0 | 0 | 0 | 0 | 0 | 0 | 0 | 0 | 0 | 0 | 0 | 0 | 0 | 0 | 0 | 0 | 0 | 0 | 0 | 0 | 0 | 0 | 0 | 0 | 0
Commercial_Healthcare_Existing_Food Preparation_Natural Gas_Oven_E8_Baseline Forecast | Commercial | Healthcare | Existing | Food Preparation | Natural Gas | Oven | E8 |  | Baseline Forecast | 0 | 0 | 0 | 0 | 0 | 0 | 0 | 0 | 0 | 0 | 0 | 0 | 0 | 0 | 0 | 0 | 0 | 0 | 0 | 0 | 0 | 0 | 0 | 0 | 0 | 0 | 0 | 0 | 0 | 0 | 0
Commercial_Healthcare_Existing_Food Preparation_Natural Gas_Oven_E9_Baseline Forecast | Commercial | Healthcare | Existing | Food Preparation | Natural Gas | Oven | E9 |  | Baseline Forecast | 0 | 0 | 0 | 0 | 0 | 0 | 0 | 0 | 0 | 0 | 0 | 0 | 0 | 0 | 0 | 0 | 0 | 0 | 0 | 0 | 0 | 0 | 0 | 0 | 0 | 0 | 0 | 0 | 0 | 0 | 0
Commercial_Healthcare_Existing_Food Preparation_Natural Gas_Oven_E10_Baseline Forecast | Commercial | Healthcare | Existing | Food Preparation | Natural Gas | Oven | E10 |  | Baseline Forecast | 0 | 0 | 0 | 0 | 0 | 0 | 0 | 0 | 0 | 0 | 0 | 0 | 0 | 0 | 0 | 0 | 0 | 0 | 0 | 0 | 0 | 0 | 0 | 0 | 0 | 0 | 0 | 0 | 0 | 0 | 0
Commercial_Healthcare_Existing_Food Preparation_Natural Gas_Conveyor Oven_E1_Baseline Forecast | Commercial | Healthcare | Existing | Food Preparation | Natural Gas | Conveyor Oven | E1 | Standard | Baseline Forecast | 0 | 0 | 0 | 0 | 0 | 209.9776 | 576.3957 | 1056.072 | 1614.743 | 2232.8721 | 2698.1389 | 3044.6434 | 3321.6042 | 3504.2337 | 3628.0953 | 3709.2968 | 3754.7819 | 2943.6278 | 2310.6775 | 1810.5769 | 1419.0241 | 1142.5427 | 979.0417 | 959.7316 | 999.3226 | 1124.7676 | 1332.4175 | 1577.6693 | 1831.356 | 2075.1774 | 2299.3181
Commercial_Healthcare_Existing_Food Preparation_Natural Gas_Conveyor Oven_E2_Baseline Forecast | Commercial | Healthcare | Existing | Food Preparation | Natural Gas | Conveyor Oven | E2 | ENERGY STAR (EF ≥ 44%) Convection Oven utilizing ASTM Std F1496 | Baseline Forecast | 0 | 0 | 0 | 0 | 0 | 301.8937 | 828.1791 | 1519.9182 | 2331.9099 | 3221.9727 | 3891.9149 | 4389.1452 | 4728.3287 | 4984.3195 | 5160.7881 | 5272.3684 | 5336.2005 | 4183.7024 | 3277.1493 | 2570.2794 | 2015.5672 | 1624.2751 | 1393.4691 | 1273.2161 | 1322.6241 | 1485.2794 | 1755.6232 | 2074.3291 | 2402.8419 | 2717.1503 | 3002.3481
Commercial_Healthcare_Existing_Food Preparation_Natural Gas_Conveyor Oven_E3_Baseline Forecast | Commercial | Healthcare | Existing | Food Preparation | Natural Gas | Conveyor Oven | E3 |  | Baseline Forecast | 0 | 0 | 0 | 0 | 0 | 0 | 0 | 0 | 0 | 0 | 0 | 0 | 0 | 0 | 0 | 0 | 0 | 0 | 0 | 0 | 0 | 0 | 0 | 0 | 0 | 0 | 0 | 0 | 0 | 0 | 0
Commercial_Healthcare_Existing_Food Preparation_Natural Gas_Conveyor Oven_E4_Baseline Forecast | Commercial | Healthcare | Existing | Food Preparation | Natural Gas | Conveyor Oven | E4 |  | Baseline Forecast | 0 | 0 | 0 | 0 | 0 | 0 | 0 | 0 | 0 | 0 | 0 | 0 | 0 | 0 | 0 | 0 | 0 | 0 | 0 | 0 | 0 | 0 | 0 | 0 | 0 | 0 | 0 | 0 | 0 | 0 | 0
Commercial_Healthcare_Existing_Food Preparation_Natural Gas_Conveyor Oven_E5_Baseline Forecast | Commercial | Healthcare | Existing | Food Preparation | Natural Gas | Conveyor Oven | E5 |  | Baseline Forecast | 0 | 0 | 0 | 0 | 0 | 0 | 0 | 0 | 0 | 0 | 0 | 0 | 0 | 0 | 0 | 0 | 0 | 0 | 0 | 0 | 0 | 0 | 0 | 0 | 0 | 0 | 0 | 0 | 0 | 0 | 0
Commercial_Healthcare_Existing_Food Preparation_Natural Gas_Conveyor Oven_E6_Baseline Forecast | Commercial | Healthcare | Existing | Food Preparation | Natural Gas | Conveyor Oven | E6 |  | Baseline Forecast | 0 | 0 | 0 | 0 | 0 | 0 | 0 | 0 | 0 | 0 | 0 | 0 | 0 | 0 | 0 | 0 | 0 | 0 | 0 | 0 | 0 | 0 | 0 | 0 | 0 | 0 | 0 | 0 | 0 | 0 | 0
Commercial_Healthcare_Existing_Food Preparation_Natural Gas_Conveyor Oven_E7_Baseline Forecast | Commercial | Healthcare | Existing | Food Preparation | Natural Gas | Conveyor Oven | E7 |  | Baseline Forecast | 0 | 0 | 0 | 0 | 0 | 0 | 0 | 0 | 0 | 0 | 0 | 0 | 0 | 0 | 0 | 0 | 0 | 0 | 0 | 0 | 0 | 0 | 0 | 0 | 0 | 0 | 0 | 0 | 0 | 0 | 0
Commercial_Healthcare_Existing_Food Preparation_Natural Gas_Conveyor Oven_E8_Baseline Forecast | Commercial | Healthcare | Existing | Food Preparation | Natural Gas | Conveyor Oven | E8 |  | Baseline Forecast | 0 | 0 | 0 | 0 | 0 | 0 | 0 | 0 | 0 | 0 | 0 | 0 | 0 | 0 | 0 | 0 | 0 | 0 | 0 | 0 | 0 | 0 | 0 | 0 | 0 | 0 | 0 | 0 | 0 | 0 | 0
Commercial_Healthcare_Existing_Food Preparation_Natural Gas_Conveyor Oven_E9_Baseline Forecast | Commercial | Healthcare | Existing | Food Preparation | Natural Gas | Conveyor Oven | E9 |  | Baseline Forecast | 0 | 0 | 0 | 0 | 0 | 0 | 0 | 0 | 0 | 0 | 0 | 0 | 0 | 0 | 0 | 0 | 0 | 0 | 0 | 0 | 0 | 0 | 0 | 0 | 0 | 0 | 0 | 0 | 0 | 0 | 0
Commercial_Healthcare_Existing_Food Preparation_Natural Gas_Conveyor Oven_E10_Baseline Forecast | Commercial | Healthcare | Existing | Food Preparation | Natural Gas | Conveyor Oven | E10 |  | Baseline Forecast | 0 | 0 | 0 | 0 | 0 | 0 | 0 | 0 | 0 | 0 | 0 | 0 | 0 | 0 | 0 | 0 | 0 | 0 | 0 | 0 | 0 | 0 | 0 | 0 | 0 | 0 | 0 | 0 | 0 | 0 | 0
Commercial_Healthcare_Existing_Food Preparation_Natural Gas_Double Rack Oven_E1_Baseline Forecast | Commercial | Healthcare | Existing | Food Preparation | Natural Gas | Double Rack Oven | E1 | Standard | Baseline Forecast | 0 | 1261.0689 | 1713.5438 | 2099.0379 | 2421.0748 | 2714.7971 | 2963.2216 | 3163.7301 | 3321.4675 | 3422.7885 | 2960.4566 | 2560.6383 | 2465.5185 | 2387.7707 | 2379.6222 | 2406.2155 | 2449.6173 | 2742.9738 | 2848.2825 | 2918.5231 | 2971.7705 | 2922.8784 | 2805.522 | 2980.4514 | 2859.2055 | 2751.8546 | 2550.5545 | 2406.3353 | 2394.6135 | 2415.1498 | 2453.0757
Commercial_Healthcare_Existing_Food Preparation_Natural Gas_Double Rack Oven_E2_Baseline Forecast | Commercial | Healthcare | Existing | Food Preparation | Natural Gas | Double Rack Oven | E2 | FTSC Qualified (>50% Cooking Efficiency) | Baseline Forecast | 0 | 1822.0052 | 2482.8626 | 3036.9905 | 3503.859 | 3868.3432 | 4164.8524 | 4411.1733 | 4615.3627 | 4802.5551 | 4204.7317 | 3681.0367 | 3465.4168 | 3407.7613 | 3399.1836 | 3432.6386 | 3495.3995 | 3917.17 | 4046.8885 | 4159.5138 | 4244.1314 | 4186.2879 | 4032.8299 | 3561.6389 | 3399.1572 | 3255.4507 | 3003.0818 | 2820.3758 | 2794.2309 | 2806.0299 | 2838.0322
Commercial_Healthcare_Existing_Food Preparation_Natural Gas_Double Rack Oven_E3_Baseline Forecast | Commercial | Healthcare | Existing | Food Preparation | Natural Gas | Double Rack Oven | E3 |  | Baseline Forecast | 0 | 0 | 0 | 0 | 0 | 0 | 0 | 0 | 0 | 0 | 0 | 0 | 0 | 0 | 0 | 0 | 0 | 0 | 0 | 0 | 0 | 0 | 0 | 0 | 0 | 0 | 0 | 0 | 0 | 0 | 0
Commercial_Healthcare_Existing_Food Preparation_Natural Gas_Double Rack Oven_E4_Baseline Forecast | Commercial | Healthcare | Existing | Food Preparation | Natural Gas | Double Rack Oven | E4 |  | Baseline Forecast | 0 | 0 | 0 | 0 | 0 | 0 | 0 | 0 | 0 | 0 | 0 | 0 | 0 | 0 | 0 | 0 | 0 | 0 | 0 | 0 | 0 | 0 | 0 | 0 | 0 | 0 | 0 | 0 | 0 | 0 | 0
Commercial_Healthcare_Existing_Food Preparation_Natural Gas_Double Rack Oven_E5_Baseline Forecast | Commercial | Healthcare | Existing | Food Preparation | Natural Gas | Double Rack Oven | E5 |  | Baseline Forecast | 0 | 0 | 0 | 0 | 0 | 0 | 0 | 0 | 0 | 0 | 0 | 0 | 0 | 0 | 0 | 0 | 0 | 0 | 0 | 0 | 0 | 0 | 0 | 0 | 0 | 0 | 0 | 0 | 0 | 0 | 0
Commercial_Healthcare_Existing_Food Preparation_Natural Gas_Double Rack Oven_E6_Baseline Forecast | Commercial | Healthcare | Existing | Food Preparation | Natural Gas | Double Rack Oven | E6 |  | Baseline Forecast | 0 | 0 | 0 | 0 | 0 | 0 | 0 | 0 | 0 | 0 | 0 | 0 | 0 | 0 | 0 | 0 | 0 | 0 | 0 | 0 | 0 | 0 | 0 | 0 | 0 | 0 | 0 | 0 | 0 | 0 | 0
Commercial_Healthcare_Existing_Food Preparation_Natural Gas_Double Rack Oven_E7_Baseline Forecast | Commercial | Healthcare | Existing | Food Preparation | Natural Gas | Double Rack Oven | E7 |  | Baseline Forecast | 0 | 0 | 0 | 0 | 0 | 0 | 0 | 0 | 0 | 0 | 0 | 0 | 0 | 0 | 0 | 0 | 0 | 0 | 0 | 0 | 0 | 0 | 0 | 0 | 0 | 0 | 0 | 0 | 0 | 0 | 0
Commercial_Healthcare_Existing_Food Preparation_Natural Gas_Double Rack Oven_E8_Baseline Forecast | Commercial | Healthcare | Existing | Food Preparation | Natural Gas | Double Rack Oven | E8 |  | Baseline Forecast | 0 | 0 | 0 | 0 | 0 | 0 | 0 | 0 | 0 | 0 | 0 | 0 | 0 | 0 | 0 | 0 | 0 | 0 | 0 | 0 | 0 | 0 | 0 | 0 | 0 | 0 | 0 | 0 | 0 | 0 | 0
Commercial_Healthcare_Existing_Food Preparation_Natural Gas_Double Rack Oven_E9_Baseline Forecast | Commercial | Healthcare | Existing | Food Preparation | Natural Gas | Double Rack Oven | E9 |  | Baseline Forecast | 0 | 0 | 0 | 0 | 0 | 0 | 0 | 0 | 0 | 0 | 0 | 0 | 0 | 0 | 0 | 0 | 0 | 0 | 0 | 0 | 0 | 0 | 0 | 0 | 0 | 0 | 0 | 0 | 0 | 0 | 0
Commercial_Healthcare_Existing_Food Preparation_Natural Gas_Double Rack Oven_E10_Baseline Forecast | Commercial | Healthcare | Existing | Food Preparation | Natural Gas | Double Rack Oven | E10 |  | Baseline Forecast | 0 | 0 | 0 | 0 | 0 | 0 | 0 | 0 | 0 | 0 | 0 | 0 | 0 | 0 | 0 | 0 | 0 | 0 | 0 | 0 | 0 | 0 | 0 | 0 | 0 | 0 | 0 | 0 | 0 | 0 | 0
Commercial_Healthcare_Existing_Food Preparation_Natural Gas_Fryer_E1_Baseline Forecast | Commercial | Healthcare | Existing | Food Preparation | Natural Gas | Fryer | E1 | Standard | Baseline Forecast | 0 | 3576.5153 | 3884.5552 | 0 | 0 | 0 | 0 | 0 | 0 | 0 | 0 | 0 | 0 | 0 | 0 | 0 | 0 | 0 | 0 | 0 | 0 | 0 | 0 | 0 | 0 | 0 | 0 | 0 | 0 | 0 | 0
Commercial_Healthcare_Existing_Food Preparation_Natural Gas_Fryer_E2_Baseline Forecast | Commercial | Healthcare | Existing | Food Preparation | Natural Gas | Fryer | E2 | ENERGY STAR | Baseline Forecast | 0 | 1261.0227 | 1373.4089 | 5613.5623 | 5911.7841 | 6159.2604 | 6361.8913 | 6524.926 | 6653.034 | 7573.4878 | 8360.6038 | 9029.5862 | 8819.2541 | 8616.3731 | 9395.6617 | 9099.8347 | 8821.6967 | 8699.6655 | 8683.944 | 8737.3572 | 8700.6004 | 8599.0922 | 8784.0381 | 8830.3014 | 8776.1272 | 8518.2977 | 8296.2978 | 8312.6261 | 8091.4172 | 7890.4752 | 7783.5152
Commercial_Healthcare_Existing_Food Preparation_Natural Gas_Fryer_E3_Baseline Forecast | Commercial | Healthcare | Existing | Food Preparation | Natural Gas | Fryer | E3 |  | Baseline Forecast | 0 | 0 | 0 | 0 | 0 | 0 | 0 | 0 | 0 | 0 | 0 | 0 | 0 | 0 | 0 | 0 | 0 | 0 | 0 | 0 | 0 | 0 | 0 | 0 | 0 | 0 | 0 | 0 | 0 | 0 | 0
Commercial_Healthcare_Existing_Food Preparation_Natural Gas_Fryer_E4_Baseline Forecast | Commercial | Healthcare | Existing | Food Preparation | Natural Gas | Fryer | E4 |  | Baseline Forecast | 0 | 0 | 0 | 0 | 0 | 0 | 0 | 0 | 0 | 0 | 0 | 0 | 0 | 0 | 0 | 0 | 0 | 0 | 0 | 0 | 0 | 0 | 0 | 0 | 0 | 0 | 0 | 0 | 0 | 0 | 0
Commercial_Healthcare_Existing_Food Preparation_Natural Gas_Fryer_E5_Baseline Forecast | Commercial | Healthcare | Existing | Food Preparation | Natural Gas | Fryer | E5 |  | Baseline Forecast | 0 | 0 | 0 | 0 | 0 | 0 | 0 | 0 | 0 | 0 | 0 | 0 | 0 | 0 | 0 | 0 | 0 | 0 | 0 | 0 | 0 | 0 | 0 | 0 | 0 | 0 | 0 | 0 | 0 | 0 | 0
Commercial_Healthcare_Existing_Food Preparation_Natural Gas_Fryer_E6_Baseline Forecast | Commercial | Healthcare | Existing | Food Preparation | Natural Gas | Fryer | E6 |  | Baseline Forecast | 0 | 0 | 0 | 0 | 0 | 0 | 0 | 0 | 0 | 0 | 0 | 0 | 0 | 0 | 0 | 0 | 0 | 0 | 0 | 0 | 0 | 0 | 0 | 0 | 0 | 0 | 0 | 0 | 0 | 0 | 0
Commercial_Healthcare_Existing_Food Preparation_Natural Gas_Fryer_E7_Baseline Forecast | Commercial | Healthcare | Existing | Food Preparation | Natural Gas | Fryer | E7 |  | Baseline Forecast | 0 | 0 | 0 | 0 | 0 | 0 | 0 | 0 | 0 | 0 | 0 | 0 | 0 | 0 | 0 | 0 | 0 | 0 | 0 | 0 | 0 | 0 | 0 | 0 | 0 | 0 | 0 | 0 | 0 | 0 | 0
Commercial_Healthcare_Existing_Food Preparation_Natural Gas_Fryer_E8_Baseline Forecast | Commercial | Healthcare | Existing | Food Preparation | Natural Gas | Fryer | E8 |  | Baseline Forecast | 0 | 0 | 0 | 0 | 0 | 0 | 0 | 0 | 0 | 0 | 0 | 0 | 0 | 0 | 0 | 0 | 0 | 0 | 0 | 0 | 0 | 0 | 0 | 0 | 0 | 0 | 0 | 0 | 0 | 0 | 0
Commercial_Healthcare_Existing_Food Preparation_Natural Gas_Fryer_E9_Baseline Forecast | Commercial | Healthcare | Existing | Food Preparation | Natural Gas | Fryer | E9 |  | Baseline Forecast | 0 | 0 | 0 | 0 | 0 | 0 | 0 | 0 | 0 | 0 | 0 | 0 | 0 | 0 | 0 | 0 | 0 | 0 | 0 | 0 | 0 | 0 | 0 | 0 | 0 | 0 | 0 | 0 | 0 | 0 | 0
Commercial_Healthcare_Existing_Food Preparation_Natural Gas_Fryer_E10_Baseline Forecast | Commercial | Healthcare | Existing | Food Preparation | Natural Gas | Fryer | E10 |  | Baseline Forecast | 0 | 0 | 0 | 0 | 0 | 0 | 0 | 0 | 0 | 0 | 0 | 0 | 0 | 0 | 0 | 0 | 0 | 0 | 0 | 0 | 0 | 0 | 0 | 0 | 0 | 0 | 0 | 0 | 0 | 0 | 0
Commercial_Healthcare_Existing_Food Preparation_Natural Gas_Broiler_E1_Baseline Forecast | Commercial | Healthcare | Existing | Food Preparation | Natural Gas | Broiler | E1 | Standard | Baseline Forecast | 0 | 2406.9804 | 2684.8511 | 2917.2624 | 3107.2793 | 3272.127 | 3405.3833 | 3508.2155 | 3584.7017 | 3631.6033 | 3155.7032 | 2742.1455 | 2787.4067 | 2818.2439 | 2859.0245 | 2899.3368 | 2934.5946 | 3421.7131 | 3412.1194 | 3389.9304 | 3362.67 | 3249.4957 | 3080.7786 | 3048.2601 | 2934.5989 | 2842.8858 | 2670.4055 | 2546.5946 | 2611.6515 | 2658.9012 | 2690.4788
Commercial_Healthcare_Existing_Food Preparation_Natural Gas_Broiler_E2_Baseline Forecast | Commercial | Healthcare | Existing | Food Preparation | Natural Gas | Broiler | E2 | Infrared Burners | Baseline Forecast | 0 | 848.4075 | 948.5235 | 1029.4292 | 1096.714 | 1140.6847 | 1174.3193 | 1202.1544 | 1225.0752 | 1250.6378 | 1097.2712 | 962.6678 | 961.2355 | 983.6971 | 998.6441 | 1011.6635 | 1024.1628 | 1194.9352 | 1186.7735 | 1181.9502 | 1174.3651 | 1137.4306 | 1081.4986 | 928.2054 | 890.1731 | 859.206 | 804.2566 | 764.3849 | 781.3532 | 792.9575 | 799.8748
Commercial_Healthcare_Existing_Food Preparation_Natural Gas_Broiler_E3_Baseline Forecast | Commercial | Healthcare | Existing | Food Preparation | Natural Gas | Broiler | E3 |  | Baseline Forecast | 0 | 0 | 0 | 0 | 0 | 0 | 0 | 0 | 0 | 0 | 0 | 0 | 0 | 0 | 0 | 0 | 0 | 0 | 0 | 0 | 0 | 0 | 0 | 0 | 0 | 0 | 0 | 0 | 0 | 0 | 0
Commercial_Healthcare_Existing_Food Preparation_Natural Gas_Broiler_E4_Baseline Forecast | Commercial | Healthcare | Existing | Food Preparation | Natural Gas | Broiler | E4 |  | Baseline Forecast | 0 | 0 | 0 | 0 | 0 | 0 | 0 | 0 | 0 | 0 | 0 | 0 | 0 | 0 | 0 | 0 | 0 | 0 | 0 | 0 | 0 | 0 | 0 | 0 | 0 | 0 | 0 | 0 | 0 | 0 | 0
Commercial_Healthcare_Existing_Food Preparation_Natural Gas_Broiler_E5_Baseline Forecast | Commercial | Healthcare | Existing | Food Preparation | Natural Gas | Broiler | E5 |  | Baseline Forecast | 0 | 0 | 0 | 0 | 0 | 0 | 0 | 0 | 0 | 0 | 0 | 0 | 0 | 0 | 0 | 0 | 0 | 0 | 0 | 0 | 0 | 0 | 0 | 0 | 0 | 0 | 0 | 0 | 0 | 0 | 0
Commercial_Healthcare_Existing_Food Preparation_Natural Gas_Broiler_E6_Baseline Forecast | Commercial | Healthcare | Existing | Food Preparation | Natural Gas | Broiler | E6 |  | Baseline Forecast | 0 | 0 | 0 | 0 | 0 | 0 | 0 | 0 | 0 | 0 | 0 | 0 | 0 | 0 | 0 | 0 | 0 | 0 | 0 | 0 | 0 | 0 | 0 | 0 | 0 | 0 | 0 | 0 | 0 | 0 | 0
Commercial_Healthcare_Existing_Food Preparation_Natural Gas_Broiler_E7_Baseline Forecast | Commercial | Healthcare | Existing | Food Preparation | Natural Gas | Broiler | E7 |  | Baseline Forecast | 0 | 0 | 0 | 0 | 0 | 0 | 0 | 0 | 0 | 0 | 0 | 0 | 0 | 0 | 0 | 0 | 0 | 0 | 0 | 0 | 0 | 0 | 0 | 0 | 0 | 0 | 0 | 0 | 0 | 0 | 0
Commercial_Healthcare_Existing_Food Preparation_Natural Gas_Broiler_E8_Baseline Forecast | Commercial | Healthcare | Existing | Food Preparation | Natural Gas | Broiler | E8 |  | Baseline Forecast | 0 | 0 | 0 | 0 | 0 | 0 | 0 | 0 | 0 | 0 | 0 | 0 | 0 | 0 | 0 | 0 | 0 | 0 | 0 | 0 | 0 | 0 | 0 | 0 | 0 | 0 | 0 | 0 | 0 | 0 | 0
Commercial_Healthcare_Existing_Food Preparation_Natural Gas_Broiler_E9_Baseline Forecast | Commercial | Healthcare | Existing | Food Preparation | Natural Gas | Broiler | E9 |  | Baseline Forecast | 0 | 0 | 0 | 0 | 0 | 0 | 0 | 0 | 0 | 0 | 0 | 0 | 0 | 0 | 0 | 0 | 0 | 0 | 0 | 0 | 0 | 0 | 0 | 0 | 0 | 0 | 0 | 0 | 0 | 0 | 0
Commercial_Healthcare_Existing_Food Preparation_Natural Gas_Broiler_E10_Baseline Forecast | Commercial | Healthcare | Existing | Food Preparation | Natural Gas | Broiler | E10 |  | Baseline Forecast | 0 | 0 | 0 | 0 | 0 | 0 | 0 | 0 | 0 | 0 | 0 | 0 | 0 | 0 | 0 | 0 | 0 | 0 | 0 | 0 | 0 | 0 | 0 | 0 | 0 | 0 | 0 | 0 | 0 | 0 | 0
Commercial_Healthcare_Existing_Food Preparation_Natural Gas_Griddle_E1_Baseline Forecast | Commercial | Healthcare | Existing | Food Preparation | Natural Gas | Griddle | E1 | Standard | Baseline Forecast | 0 | 5642.5225 | 6296.6721 | 6840.2114 | 7286.0458 | 7654.6176 | 7950.2472 | 8180.7897 | 8355.0481 | 8476.2657 | 7378.7029 | 6423.3168 | 6507.5377 | 6594.3921 | 6690.7133 | 6783.7139 | 6866.4564 | 8007.2021 | 7978.6908 | 7930.4497 | 7869.0963 | 7607.522 | 7216.4808 | 6968.5484 | 6704.7916 | 6491.6589 | 6094.5947 | 5809.094 | 5954.6021 | 6059.4767 | 6128.6287
Commercial_Healthcare_Existing_Food Preparation_Natural Gas_Griddle_E2_Baseline Forecast | Commercial | Healthcare | Existing | Food Preparation | Natural Gas | Griddle | E2 | ENERGY STAR | Baseline Forecast | 0 | 2306.4763 | 2575.2938 | 2796.8112 | 2979.2553 | 3120.5761 | 3232.46 | 3320.9809 | 3389.4542 | 3445.1794 | 3006.2003 | 2623.0878 | 2645.8883 | 2689.1786 | 2728.9332 | 2766.1576 | 2800.0284 | 3265.719 | 3250.8755 | 3233.1578 | 3209.4255 | 3104.4645 | 2946.9582 | 2741.176 | 2634.5279 | 2548.1004 | 2389.8271 | 2275.648 | 2330.4288 | 2369.2639 | 2394.1087
Commercial_Healthcare_Existing_Food Preparation_Natural Gas_Griddle_E3_Baseline Forecast | Commercial | Healthcare | Existing | Food Preparation | Natural Gas | Griddle | E3 |  | Baseline Forecast | 0 | 0 | 0 | 0 | 0 | 0 | 0 | 0 | 0 | 0 | 0 | 0 | 0 | 0 | 0 | 0 | 0 | 0 | 0 | 0 | 0 | 0 | 0 | 0 | 0 | 0 | 0 | 0 | 0 | 0 | 0
Commercial_Healthcare_Existing_Food Preparation_Natural Gas_Griddle_E4_Baseline Forecast | Commercial | Healthcare | Existing | Food Preparation | Natural Gas | Griddle | E4 |  | Baseline Forecast | 0 | 0 | 0 | 0 | 0 | 0 | 0 | 0 | 0 | 0 | 0 | 0 | 0 | 0 | 0 | 0 | 0 | 0 | 0 | 0 | 0 | 0 | 0 | 0 | 0 | 0 | 0 | 0 | 0 | 0 | 0
Commercial_Healthcare_Existing_Food Preparation_Natural Gas_Griddle_E5_Baseline Forecast | Commercial | Healthcare | Existing | Food Preparation | Natural Gas | Griddle | E5 |  | Baseline Forecast | 0 | 0 | 0 | 0 | 0 | 0 | 0 | 0 | 0 | 0 | 0 | 0 | 0 | 0 | 0 | 0 | 0 | 0 | 0 | 0 | 0 | 0 | 0 | 0 | 0 | 0 | 0 | 0 | 0 | 0 | 0
Commercial_Healthcare_Existing_Food Preparation_Natural Gas_Griddle_E6_Baseline Forecast | Commercial | Healthcare | Existing | Food Preparation | Natural Gas | Griddle | E6 |  | Baseline Forecast | 0 | 0 | 0 | 0 | 0 | 0 | 0 | 0 | 0 | 0 | 0 | 0 | 0 | 0 | 0 | 0 | 0 | 0 | 0 | 0 | 0 | 0 | 0 | 0 | 0 | 0 | 0 | 0 | 0 | 0 | 0
Commercial_Healthcare_Existing_Food Preparation_Natural Gas_Griddle_E7_Baseline Forecast | Commercial | Healthcare | Existing | Food Preparation | Natural Gas | Griddle | E7 |  | Baseline Forecast | 0 | 0 | 0 | 0 | 0 | 0 | 0 | 0 | 0 | 0 | 0 | 0 | 0 | 0 | 0 | 0 | 0 | 0 | 0 | 0 | 0 | 0 | 0 | 0 | 0 | 0 | 0 | 0 | 0 | 0 | 0
Commercial_Healthcare_Existing_Food Preparation_Natural Gas_Griddle_E8_Baseline Forecast | Commercial | Healthcare | Existing | Food Preparation | Natural Gas | Griddle | E8 |  | Baseline Forecast | 0 | 0 | 0 | 0 | 0 | 0 | 0 | 0 | 0 | 0 | 0 | 0 | 0 | 0 | 0 | 0 | 0 | 0 | 0 | 0 | 0 | 0 | 0 | 0 | 0 | 0 | 0 | 0 | 0 | 0 | 0
Commercial_Healthcare_Existing_Food Preparation_Natural Gas_Griddle_E9_Baseline Forecast | Commercial | Healthcare | Existing | Food Preparation | Natural Gas | Griddle | E9 |  | Baseline Forecast | 0 | 0 | 0 | 0 | 0 | 0 | 0 | 0 | 0 | 0 | 0 | 0 | 0 | 0 | 0 | 0 | 0 | 0 | 0 | 0 | 0 | 0 | 0 | 0 | 0 | 0 | 0 | 0 | 0 | 0 | 0
Commercial_Healthcare_Existing_Food Preparation_Natural Gas_Griddle_E10_Baseline Forecast | Commercial | Healthcare | Existing | Food Preparation | Natural Gas | Griddle | E10 |  | Baseline Forecast | 0 | 0 | 0 | 0 | 0 | 0 | 0 | 0 | 0 | 0 | 0 | 0 | 0 | 0 | 0 | 0 | 0 | 0 | 0 | 0 | 0 | 0 | 0 | 0 | 0 | 0 | 0 | 0 | 0 | 0 | 0
Commercial_Healthcare_Existing_Food Preparation_Natural Gas_Range_E1_Baseline Forecast | Commercial | Healthcare | Existing | Food Preparation | Natural Gas | Range | E1 | Standard | Baseline Forecast | 0 | 20561.7627 | 26177.9286 | 30368.5511 | 33437.4807 | 35789.1483 | 37458.3672 | 38561.9885 | 39222.3253 | 39577.229 | 34498.2621 | 31365.1514 | 29844.7345 | 28947.7085 | 28585.2333 | 32609.3353 | 33147.4349 | 33413.0235 | 33510.4295 | 32536.8248 | 31147.3315 | 29675.181 | 28305.8339 | 28138.1148 | 26834.7405 | 26303.944 | 26203.6577 | 26313.3176 | 26346.9757 | 27035.7378 | 26608.8966
Commercial_Healthcare_Existing_Food Preparation_Natural Gas_Range_E2_Baseline Forecast | Commercial | Healthcare | Existing | Food Preparation | Natural Gas | Range | E2 | High Efficiency | Baseline Forecast | 0 | 29637.2583 | 37775.6241 | 43876.6041 | 48394.1794 | 51517.8626 | 53678.2989 | 55123.3678 | 56016.52 | 56443.7611 | 49152.8584 | 44881.5533 | 42313.0284 | 41269.3703 | 41023.3615 | 47078.2561 | 47865.3597 | 48267.9759 | 48331.1032 | 46980.7865 | 45010.149 | 42928.1886 | 41000.9606 | 38336.4496 | 36504.7665 | 35730.7672 | 35545.2736 | 35646.5903 | 35646.35 | 36532.5305 | 35911.8818
Commercial_Healthcare_Existing_Food Preparation_Natural Gas_Range_E3_Baseline Forecast | Commercial | Healthcare | Existing | Food Preparation | Natural Gas | Range | E3 |  | Baseline Forecast | 0 | 0 | 0 | 0 | 0 | 0 | 0 | 0 | 0 | 0 | 0 | 0 | 0 | 0 | 0 | 0 | 0 | 0 | 0 | 0 | 0 | 0 | 0 | 0 | 0 | 0 | 0 | 0 | 0 | 0 | 0
Commercial_Healthcare_Existing_Food Preparation_Natural Gas_Range_E4_Baseline Forecast | Commercial | Healthcare | Existing | Food Preparation | Natural Gas | Range | E4 |  | Baseline Forecast | 0 | 0 | 0 | 0 | 0 | 0 | 0 | 0 | 0 | 0 | 0 | 0 | 0 | 0 | 0 | 0 | 0 | 0 | 0 | 0 | 0 | 0 | 0 | 0 | 0 | 0 | 0 | 0 | 0 | 0 | 0
Commercial_Healthcare_Existing_Food Preparation_Natural Gas_Range_E5_Baseline Forecast | Commercial | Healthcare | Existing | Food Preparation | Natural Gas | Range | E5 |  | Baseline Forecast | 0 | 0 | 0 | 0 | 0 | 0 | 0 | 0 | 0 | 0 | 0 | 0 | 0 | 0 | 0 | 0 | 0 | 0 | 0 | 0 | 0 | 0 | 0 | 0 | 0 | 0 | 0 | 0 | 0 | 0 | 0
Commercial_Healthcare_Existing_Food Preparation_Natural Gas_Range_E6_Baseline Forecast | Commercial | Healthcare | Existing | Food Preparation | Natural Gas | Range | E6 |  | Baseline Forecast | 0 | 0 | 0 | 0 | 0 | 0 | 0 | 0 | 0 | 0 | 0 | 0 | 0 | 0 | 0 | 0 | 0 | 0 | 0 | 0 | 0 | 0 | 0 | 0 | 0 | 0 | 0 | 0 | 0 | 0 | 0
Commercial_Healthcare_Existing_Food Preparation_Natural Gas_Range_E7_Baseline Forecast | Commercial | Healthcare | Existing | Food Preparation | Natural Gas | Range | E7 |  | Baseline Forecast | 0 | 0 | 0 | 0 | 0 | 0 | 0 | 0 | 0 | 0 | 0 | 0 | 0 | 0 | 0 | 0 | 0 | 0 | 0 | 0 | 0 | 0 | 0 | 0 | 0 | 0 | 0 | 0 | 0 | 0 | 0
Commercial_Healthcare_Existing_Food Preparation_Natural Gas_Range_E8_Baseline Forecast | Commercial | Healthcare | Existing | Food Preparation | Natural Gas | Range | E8 |  | Baseline Forecast | 0 | 0 | 0 | 0 | 0 | 0 | 0 | 0 | 0 | 0 | 0 | 0 | 0 | 0 | 0 | 0 | 0 | 0 | 0 | 0 | 0 | 0 | 0 | 0 | 0 | 0 | 0 | 0 | 0 | 0 | 0
Commercial_Healthcare_Existing_Food Preparation_Natural Gas_Range_E9_Baseline Forecast | Commercial | Healthcare | Existing | Food Preparation | Natural Gas | Range | E9 |  | Baseline Forecast | 0 | 0 | 0 | 0 | 0 | 0 | 0 | 0 | 0 | 0 | 0 | 0 | 0 | 0 | 0 | 0 | 0 | 0 | 0 | 0 | 0 | 0 | 0 | 0 | 0 | 0 | 0 | 0 | 0 | 0 | 0
Commercial_Healthcare_Existing_Food Preparation_Natural Gas_Range_E10_Baseline Forecast | Commercial | Healthcare | Existing | Food Preparation | Natural Gas | Range | E10 |  | Baseline Forecast | 0 | 0 | 0 | 0 | 0 | 0 | 0 | 0 | 0 | 0 | 0 | 0 | 0 | 0 | 0 | 0 | 0 | 0 | 0 | 0 | 0 | 0 | 0 | 0 | 0 | 0 | 0 | 0 | 0 | 0 | 0
Commercial_Healthcare_Existing_Food Preparation_Natural Gas_Steamer_E1_Baseline Forecast | Commercial | Healthcare | Existing | Food Preparation | Natural Gas | Steamer | E1 | Standard | Baseline Forecast | 0 | 3366.3554 | 3752.1249 | 0 | 0 | 0 | 0 | 0 | 0 | 0 | 0 | 0 | 0 | 0 | 0 | 0 | 0 | 0 | 0 | 0 | 0 | 0 | 0 | 0 | 0 | 0 | 0 | 0 | 0 | 0 | 0
Commercial_Healthcare_Existing_Food Preparation_Natural Gas_Steamer_E2_Baseline Forecast | Commercial | Healthcare | Existing | Food Preparation | Natural Gas | Steamer | E2 | ENERGY STAR | Baseline Forecast | 0 | 3382.2987 | 3780.1229 | 8181.7766 | 8715.1813 | 9148.0771 | 9494.0538 | 9764.9367 | 9971.0146 | 10121.2379 | 9441.909 | 8922.729 | 8530.637 | 8238.4952 | 8024.1102 | 7869.4078 | 7759.739 | 7683.2961 | 7630.6223 | 8966.451 | 8833.9969 | 8656.9481 | 8453.5781 | 8237.3281 | 8017.8661 | 7801.937 | 7594.0445 | 7396.9932 | 7172.1546 | 6995.3987 | 6850.0053
Commercial_Healthcare_Existing_Food Preparation_Natural Gas_Steamer_E3_Baseline Forecast | Commercial | Healthcare | Existing | Food Preparation | Natural Gas | Steamer | E3 |  | Baseline Forecast | 0 | 0 | 0 | 0 | 0 | 0 | 0 | 0 | 0 | 0 | 0 | 0 | 0 | 0 | 0 | 0 | 0 | 0 | 0 | 0 | 0 | 0 | 0 | 0 | 0 | 0 | 0 | 0 | 0 | 0 | 0
Commercial_Healthcare_Existing_Food Preparation_Natural Gas_Steamer_E4_Baseline Forecast | Commercial | Healthcare | Existing | Food Preparation | Natural Gas | Steamer | E4 |  | Baseline Forecast | 0 | 0 | 0 | 0 | 0 | 0 | 0 | 0 | 0 | 0 | 0 | 0 | 0 | 0 | 0 | 0 | 0 | 0 | 0 | 0 | 0 | 0 | 0 | 0 | 0 | 0 | 0 | 0 | 0 | 0 | 0
Commercial_Healthcare_Existing_Food Preparation_Natural Gas_Steamer_E5_Baseline Forecast | Commercial | Healthcare | Existing | Food Preparation | Natural Gas | Steamer | E5 |  | Baseline Forecast | 0 | 0 | 0 | 0 | 0 | 0 | 0 | 0 | 0 | 0 | 0 | 0 | 0 | 0 | 0 | 0 | 0 | 0 | 0 | 0 | 0 | 0 | 0 | 0 | 0 | 0 | 0 | 0 | 0 | 0 | 0
Commercial_Healthcare_Existing_Food Preparation_Natural Gas_Steamer_E6_Baseline Forecast | Commercial | Healthcare | Existing | Food Preparation | Natural Gas | Steamer | E6 |  | Baseline Forecast | 0 | 0 | 0 | 0 | 0 | 0 | 0 | 0 | 0 | 0 | 0 | 0 | 0 | 0 | 0 | 0 | 0 | 0 | 0 | 0 | 0 | 0 | 0 | 0 | 0 | 0 | 0 | 0 | 0 | 0 | 0
Commercial_Healthcare_Existing_Food Preparation_Natural Gas_Steamer_E7_Baseline Forecast | Commercial | Healthcare | Existing | Food Preparation | Natural Gas | Steamer | E7 |  | Baseline Forecast | 0 | 0 | 0 | 0 | 0 | 0 | 0 | 0 | 0 | 0 | 0 | 0 | 0 | 0 | 0 | 0 | 0 | 0 | 0 | 0 | 0 | 0 | 0 | 0 | 0 | 0 | 0 | 0 | 0 | 0 | 0
Commercial_Healthcare_Existing_Food Preparation_Natural Gas_Steamer_E8_Baseline Forecast | Commercial | Healthcare | Existing | Food Preparation | Natural Gas | Steamer | E8 |  | Baseline Forecast | 0 | 0 | 0 | 0 | 0 | 0 | 0 | 0 | 0 | 0 | 0 | 0 | 0 | 0 | 0 | 0 | 0 | 0 | 0 | 0 | 0 | 0 | 0 | 0 | 0 | 0 | 0 | 0 | 0 | 0 | 0
Commercial_Healthcare_Existing_Food Preparation_Natural Gas_Steamer_E9_Baseline Forecast | Commercial | Healthcare | Existing | Food Preparation | Natural Gas | Steamer | E9 |  | Baseline Forecast | 0 | 0 | 0 | 0 | 0 | 0 | 0 | 0 | 0 | 0 | 0 | 0 | 0 | 0 | 0 | 0 | 0 | 0 | 0 | 0 | 0 | 0 | 0 | 0 | 0 | 0 | 0 | 0 | 0 | 0 | 0
Commercial_Healthcare_Existing_Food Preparation_Natural Gas_Steamer_E10_Baseline Forecast | Commercial | Healthcare | Existing | Food Preparation | Natural Gas | Steamer | E10 |  | Baseline Forecast | 0 | 0 | 0 | 0 | 0 | 0 | 0 | 0 | 0 | 0 | 0 | 0 | 0 | 0 | 0 | 0 | 0 | 0 | 0 | 0 | 0 | 0 | 0 | 0 | 0 | 0 | 0 | 0 | 0 | 0 | 0
Commercial_Healthcare_Existing_Food Preparation_Natural Gas_Food Prep Other_E1_Baseline Forecast | Commercial | Healthcare | Existing | Food Preparation | Natural Gas | Food Prep Other | E1 | Standard | Baseline Forecast | 0 | 5393.5223 | 6871.3456 | 7977.1014 | 8792.2127 | 9380.5106 | 9791.9901 | 10065.835 | 10232.7488 | 10316.7885 | 8987.7342 | 8192.172 | 7752.8626 | 7544.3382 | 7478.9485 | 8561.853 | 8704.2361 | 8776.029 | 8793.2804 | 8543.5896 | 8182.5665 | 7800.7013 | 7446.5062 | 7142.339 | 6805.4983 | 6665.3091 | 6634.6077 | 6657.2802 | 6660.8748 | 6830.0986 | 6717.555
Commercial_Healthcare_Existing_Food Preparation_Natural Gas_Food Prep Other_E2_Baseline Forecast | Commercial | Healthcare | Existing | Food Preparation | Natural Gas | Food Prep Other | E2 | ENERGY STAR | Baseline Forecast | 0 | 1895.0241 | 2414.2625 | 2802.7753 | 3089.1714 | 3295.856 | 3440.4157 | 3536.6228 | 3595.2647 | 3624.7869 | 3157.8228 | 2878.3157 | 2723.9394 | 2650.69 | 2627.7321 | 3008.2273 | 3058.2545 | 3083.4802 | 3089.5372 | 3001.8108 | 2874.9665 | 2740.7996 | 2616.355 | 2509.3023 | 2390.9547 | 2341.6966 | 2330.9048 | 2338.8646 | 2340.1221 | 2399.5689 | 2360.0243
Commercial_Healthcare_Existing_Food Preparation_Natural Gas_Food Prep Other_E3_Baseline Forecast | Commercial | Healthcare | Existing | Food Preparation | Natural Gas | Food Prep Other | E3 |  | Baseline Forecast | 0 | 0 | 0 | 0 | 0 | 0 | 0 | 0 | 0 | 0 | 0 | 0 | 0 | 0 | 0 | 0 | 0 | 0 | 0 | 0 | 0 | 0 | 0 | 0 | 0 | 0 | 0 | 0 | 0 | 0 | 0
Commercial_Healthcare_Existing_Food Preparation_Natural Gas_Food Prep Other_E4_Baseline Forecast | Commercial | Healthcare | Existing | Food Preparation | Natural Gas | Food Prep Other | E4 |  | Baseline Forecast | 0 | 0 | 0 | 0 | 0 | 0 | 0 | 0 | 0 | 0 | 0 | 0 | 0 | 0 | 0 | 0 | 0 | 0 | 0 | 0 | 0 | 0 | 0 | 0 | 0 | 0 | 0 | 0 | 0 | 0 | 0
Commercial_Healthcare_Existing_Food Preparation_Natural Gas_Food Prep Other_E5_Baseline Forecast | Commercial | Healthcare | Existing | Food Preparation | Natural Gas | Food Prep Other | E5 |  | Baseline Forecast | 0 | 0 | 0 | 0 | 0 | 0 | 0 | 0 | 0 | 0 | 0 | 0 | 0 | 0 | 0 | 0 | 0 | 0 | 0 | 0 | 0 | 0 | 0 | 0 | 0 | 0 | 0 | 0 | 0 | 0 | 0
Commercial_Healthcare_Existing_Food Preparation_Natural Gas_Food Prep Other_E6_Baseline Forecast | Commercial | Healthcare | Existing | Food Preparation | Natural Gas | Food Prep Other | E6 |  | Baseline Forecast | 0 | 0 | 0 | 0 | 0 | 0 | 0 | 0 | 0 | 0 | 0 | 0 | 0 | 0 | 0 | 0 | 0 | 0 | 0 | 0 | 0 | 0 | 0 | 0 | 0 | 0 | 0 | 0 | 0 | 0 | 0
Commercial_Healthcare_Existing_Food Preparation_Natural Gas_Food Prep Other_E7_Baseline Forecast | Commercial | Healthcare | Existing | Food Preparation | Natural Gas | Food Prep Other | E7 |  | Baseline Forecast | 0 | 0 | 0 | 0 | 0 | 0 | 0 | 0 | 0 | 0 | 0 | 0 | 0 | 0 | 0 | 0 | 0 | 0 | 0 | 0 | 0 | 0 | 0 | 0 | 0 | 0 | 0 | 0 | 0 | 0 | 0
Commercial_Healthcare_Existing_Food Preparation_Natural Gas_Food Prep Other_E8_Baseline Forecast | Commercial | Healthcare | Existing | Food Preparation | Natural Gas | Food Prep Other | E8 |  | Baseline Forecast | 0 | 0 | 0 | 0 | 0 | 0 | 0 | 0 | 0 | 0 | 0 | 0 | 0 | 0 | 0 | 0 | 0 | 0 | 0 | 0 | 0 | 0 | 0 | 0 | 0 | 0 | 0 | 0 | 0 | 0 | 0
Commercial_Healthcare_Existing_Food Preparation_Natural Gas_Food Prep Other_E9_Baseline Forecast | Commercial | Healthcare | Existing | Food Preparation | Natural Gas | Food Prep Other | E9 |  | Baseline Forecast | 0 | 0 | 0 | 0 | 0 | 0 | 0 | 0 | 0 | 0 | 0 | 0 | 0 | 0 | 0 | 0 | 0 | 0 | 0 | 0 | 0 | 0 | 0 | 0 | 0 | 0 | 0 | 0 | 0 | 0 | 0
Commercial_Healthcare_Existing_Food Preparation_Natural Gas_Food Prep Other_E10_Baseline Forecast | Commercial | Healthcare | Existing | Food Preparation | Natural Gas | Food Prep Other | E10 |  | Baseline Forecast | 0 | 0 | 0 | 0 | 0 | 0 | 0 | 0 | 0 | 0 | 0 | 0 | 0 | 0 | 0 | 0 | 0 | 0 | 0 | 0 | 0 | 0 | 0 | 0 | 0 | 0 | 0 | 0 | 0 | 0 | 0
Commercial_Healthcare_Existing_Miscellaneous_Natural Gas_Pool Heater_E1_Baseline Forecast | Commercial | Healthcare | Existing | Miscellaneous | Natural Gas | Pool Heater | E1 | Standard (EF .82) | Baseline Forecast | 0 | 5335.6007 | 5053.7654 | 4815.8794 | 4610.4853 | 4437.352 | 4445.7614 | 4399.8371 | 4319.301 | 4221.3882 | 4112.2992 | 5171.7545 | 4829.717 | 4542.4363 | 4304.8487 | 4097.0846 | 4162.9488 | 4137.289 | 4058.6526 | 3947.2296 | 3825.1469 | 3991.0925 | 3819.3761 | 3729.2456 | 3614.6791 | 3509.5959 | 3515.9703 | 3470.3453 | 3398.2363 | 3313.7975 | 3224.5755
Commercial_Healthcare_Existing_Miscellaneous_Natural Gas_Pool Heater_E2_Baseline Forecast | Commercial | Healthcare | Existing | Miscellaneous | Natural Gas | Pool Heater | E2 | Condensing (EF .90) | Baseline Forecast | 0 | 595.3596 | 564.831 | 538.4492 | 517.6703 | 494.8768 | 493.3297 | 488.1636 | 480.8693 | 469.0346 | 456.6611 | 573.5766 | 516.7973 | 484.4909 | 458.7092 | 443.5428 | 458.1665 | 462.4455 | 458.4549 | 452.4147 | 439.1245 | 459.061 | 440.2925 | 381.4069 | 368.5817 | 356.8499 | 356.5314 | 350.993 | 342.8403 | 333.5079 | 323.7557
Commercial_Healthcare_Existing_Miscellaneous_Natural Gas_Pool Heater_E3_Baseline Forecast | Commercial | Healthcare | Existing | Miscellaneous | Natural Gas | Pool Heater | E3 |  | Baseline Forecast | 0 | 0 | 0 | 0 | 0 | 0 | 0 | 0 | 0 | 0 | 0 | 0 | 0 | 0 | 0 | 0 | 0 | 0 | 0 | 0 | 0 | 0 | 0 | 0 | 0 | 0 | 0 | 0 | 0 | 0 | 0
Commercial_Healthcare_Existing_Miscellaneous_Natural Gas_Pool Heater_E4_Baseline Forecast | Commercial | Healthcare | Existing | Miscellaneous | Natural Gas | Pool Heater | E4 |  | Baseline Forecast | 0 | 0 | 0 | 0 | 0 | 0 | 0 | 0 | 0 | 0 | 0 | 0 | 0 | 0 | 0 | 0 | 0 | 0 | 0 | 0 | 0 | 0 | 0 | 0 | 0 | 0 | 0 | 0 | 0 | 0 | 0
Commercial_Healthcare_Existing_Miscellaneous_Natural Gas_Pool Heater_E5_Baseline Forecast | Commercial | Healthcare | Existing | Miscellaneous | Natural Gas | Pool Heater | E5 |  | Baseline Forecast | 0 | 0 | 0 | 0 | 0 | 0 | 0 | 0 | 0 | 0 | 0 | 0 | 0 | 0 | 0 | 0 | 0 | 0 | 0 | 0 | 0 | 0 | 0 | 0 | 0 | 0 | 0 | 0 | 0 | 0 | 0
Commercial_Healthcare_Existing_Miscellaneous_Natural Gas_Pool Heater_E6_Baseline Forecast | Commercial | Healthcare | Existing | Miscellaneous | Natural Gas | Pool Heater | E6 |  | Baseline Forecast | 0 | 0 | 0 | 0 | 0 | 0 | 0 | 0 | 0 | 0 | 0 | 0 | 0 | 0 | 0 | 0 | 0 | 0 | 0 | 0 | 0 | 0 | 0 | 0 | 0 | 0 | 0 | 0 | 0 | 0 | 0
Commercial_Healthcare_Existing_Miscellaneous_Natural Gas_Pool Heater_E7_Baseline Forecast | Commercial | Healthcare | Existing | Miscellaneous | Natural Gas | Pool Heater | E7 |  | Baseline Forecast | 0 | 0 | 0 | 0 | 0 | 0 | 0 | 0 | 0 | 0 | 0 | 0 | 0 | 0 | 0 | 0 | 0 | 0 | 0 | 0 | 0 | 0 | 0 | 0 | 0 | 0 | 0 | 0 | 0 | 0 | 0
Commercial_Healthcare_Existing_Miscellaneous_Natural Gas_Pool Heater_E8_Baseline Forecast | Commercial | Healthcare | Existing | Miscellaneous | Natural Gas | Pool Heater | E8 |  | Baseline Forecast | 0 | 0 | 0 | 0 | 0 | 0 | 0 | 0 | 0 | 0 | 0 | 0 | 0 | 0 | 0 | 0 | 0 | 0 | 0 | 0 | 0 | 0 | 0 | 0 | 0 | 0 | 0 | 0 | 0 | 0 | 0
Commercial_Healthcare_Existing_Miscellaneous_Natural Gas_Pool Heater_E9_Baseline Forecast | Commercial | Healthcare | Existing | Miscellaneous | Natural Gas | Pool Heater | E9 |  | Baseline Forecast | 0 | 0 | 0 | 0 | 0 | 0 | 0 | 0 | 0 | 0 | 0 | 0 | 0 | 0 | 0 | 0 | 0 | 0 | 0 | 0 | 0 | 0 | 0 | 0 | 0 | 0 | 0 | 0 | 0 | 0 | 0
Commercial_Healthcare_Existing_Miscellaneous_Natural Gas_Pool Heater_E10_Baseline Forecast | Commercial | Healthcare | Existing | Miscellaneous | Natural Gas | Pool Heater | E10 |  | Baseline Forecast | 0 | 0 | 0 | 0 | 0 | 0 | 0 | 0 | 0 | 0 | 0 | 0 | 0 | 0 | 0 | 0 | 0 | 0 | 0 | 0 | 0 | 0 | 0 | 0 | 0 | 0 | 0 | 0 | 0 | 0 | 0
Commercial_Healthcare_Existing_Miscellaneous_Natural Gas_Miscellaneous_E1_Baseline Forecast | Commercial | Healthcare | Existing | Miscellaneous | Natural Gas | Miscellaneous | E1 | Standard | Baseline Forecast | 0 | 300522.9505 | 350610.1089 | 390719.9054 | 368611.8344 | 356775.5737 | 352226.1175 | 345432.0115 | 338133.5062 | 331391.0601 | 324813.897 | 389850.2475 | 385386.3234 | 378615.5523 | 367052.0169 | 359078.4922 | 353148.7024 | 346056.8702 | 338875.2174 | 332142.9591 | 325541.5678 | 336047.7812 | 327732.2231 | 319289.1361 | 312436.3639 | 306361.5402 | 300572.0326 | 294482.5812 | 288495.4971 | 282760.7021 | 277123.8115
Commercial_Healthcare_Existing_Miscellaneous_Natural Gas_Miscellaneous_E2_Baseline Forecast | Commercial | Healthcare | Existing | Miscellaneous | Natural Gas | Miscellaneous | E2 |  | Baseline Forecast | 0 | 0 | 0 | 0 | 0 | 0 | 0 | 0 | 0 | 0 | 0 | 0 | 0 | 0 | 0 | 0 | 0 | 0 | 0 | 0 | 0 | 0 | 0 | 0 | 0 | 0 | 0 | 0 | 0 | 0 | 0
Commercial_Healthcare_Existing_Miscellaneous_Natural Gas_Miscellaneous_E3_Baseline Forecast | Commercial | Healthcare | Existing | Miscellaneous | Natural Gas | Miscellaneous | E3 |  | Baseline Forecast | 0 | 0 | 0 | 0 | 0 | 0 | 0 | 0 | 0 | 0 | 0 | 0 | 0 | 0 | 0 | 0 | 0 | 0 | 0 | 0 | 0 | 0 | 0 | 0 | 0 | 0 | 0 | 0 | 0 | 0 | 0
Commercial_Healthcare_Existing_Miscellaneous_Natural Gas_Miscellaneous_E4_Baseline Forecast | Commercial | Healthcare | Existing | Miscellaneous | Natural Gas | Miscellaneous | E4 |  | Baseline Forecast | 0 | 0 | 0 | 0 | 0 | 0 | 0 | 0 | 0 | 0 | 0 | 0 | 0 | 0 | 0 | 0 | 0 | 0 | 0 | 0 | 0 | 0 | 0 | 0 | 0 | 0 | 0 | 0 | 0 | 0 | 0
Commercial_Healthcare_Existing_Miscellaneous_Natural Gas_Miscellaneous_E5_Baseline Forecast | Commercial | Healthcare | Existing | Miscellaneous | Natural Gas | Miscellaneous | E5 |  | Baseline Forecast | 0 | 0 | 0 | 0 | 0 | 0 | 0 | 0 | 0 | 0 | 0 | 0 | 0 | 0 | 0 | 0 | 0 | 0 | 0 | 0 | 0 | 0 | 0 | 0 | 0 | 0 | 0 | 0 | 0 | 0 | 0
Commercial_Healthcare_Existing_Miscellaneous_Natural Gas_Miscellaneous_E6_Baseline Forecast | Commercial | Healthcare | Existing | Miscellaneous | Natural Gas | Miscellaneous | E6 |  | Baseline Forecast | 0 | 0 | 0 | 0 | 0 | 0 | 0 | 0 | 0 | 0 | 0 | 0 | 0 | 0 | 0 | 0 | 0 | 0 | 0 | 0 | 0 | 0 | 0 | 0 | 0 | 0 | 0 | 0 | 0 | 0 | 0
Commercial_Healthcare_Existing_Miscellaneous_Natural Gas_Miscellaneous_E7_Baseline Forecast | Commercial | Healthcare | Existing | Miscellaneous | Natural Gas | Miscellaneous | E7 |  | Baseline Forecast | 0 | 0 | 0 | 0 | 0 | 0 | 0 | 0 | 0 | 0 | 0 | 0 | 0 | 0 | 0 | 0 | 0 | 0 | 0 | 0 | 0 | 0 | 0 | 0 | 0 | 0 | 0 | 0 | 0 | 0 | 0
Commercial_Healthcare_Existing_Miscellaneous_Natural Gas_Miscellaneous_E8_Baseline Forecast | Commercial | Healthcare | Existing | Miscellaneous | Natural Gas | Miscellaneous | E8 |  | Baseline Forecast | 0 | 0 | 0 | 0 | 0 | 0 | 0 | 0 | 0 | 0 | 0 | 0 | 0 | 0 | 0 | 0 | 0 | 0 | 0 | 0 | 0 | 0 | 0 | 0 | 0 | 0 | 0 | 0 | 0 | 0 | 0
Commercial_Healthcare_Existing_Miscellaneous_Natural Gas_Miscellaneous_E9_Baseline Forecast | Commercial | Healthcare | Existing | Miscellaneous | Natural Gas | Miscellaneous | E9 |  | Baseline Forecast | 0 | 0 | 0 | 0 | 0 | 0 | 0 | 0 | 0 | 0 | 0 | 0 | 0 | 0 | 0 | 0 | 0 | 0 | 0 | 0 | 0 | 0 | 0 | 0 | 0 | 0 | 0 | 0 | 0 | 0 | 0
Commercial_Healthcare_Existing_Miscellaneous_Natural Gas_Miscellaneous_E10_Baseline Forecast | Commercial | Healthcare | Existing | Miscellaneous | Natural Gas | Miscellaneous | E10 |  | Baseline Forecast | 0 | 0 | 0 | 0 | 0 | 0 | 0 | 0 | 0 | 0 | 0 | 0 | 0 | 0 | 0 | 0 | 0 | 0 | 0 | 0 | 0 | 0 | 0 | 0 | 0 | 0 | 0 | 0 | 0 | 0 | 0
Commercial_Healthcare_New_Space Heating_Natural Gas_Furnace_E1_Baseline Forecast | Commercial | Healthcare | New | Space Heating | Natural Gas | Furnace | E1 | AFUE 80% (Standard) | Baseline Forecast | 0 | 0 | 0 | 0 | 0 | 0 | 0 | 0 | 0 | 0 | 0 | 0 | 0 | 0 | 0 | 0 | 0 | 0 | 0 | 0 | 0 | 0 | 0 | 0 | 0 | 0 | 0 | 0 | 0 | 0 | 0
Commercial_Healthcare_New_Space Heating_Natural Gas_Furnace_E2_Baseline Forecast | Commercial | Healthcare | New | Space Heating | Natural Gas | Furnace | E2 | AFUE 90% | Baseline Forecast | 0 | 0 | 0 | 0 | 0 | 0 | 0 | 0 | 0 | 0 | 0 | 0 | 0 | 0 | 0 | 0 | 0 | 0 | 0 | 0 | 0 | 0 | 0 | 0 | 0 | 0 | 0 | 0 | 0 | 0 | 0
Commercial_Healthcare_New_Space Heating_Natural Gas_Furnace_E3_Baseline Forecast | Commercial | Healthcare | New | Space Heating | Natural Gas | Furnace | E3 | AFUE 95% | Baseline Forecast | 0 | 0 | 0 | 0 | 0 | 0 | 0 | 0 | 0 | 0 | 0 | 0 | 0 | 0 | 0 | 0 | 0 | 0 | 0 | 0 | 0 | 0 | 0 | 0 | 0 | 0 | 0 | 0 | 0 | 0 | 0
Commercial_Healthcare_New_Space Heating_Natural Gas_Furnace_E4_Baseline Forecast | Commercial | Healthcare | New | Space Heating | Natural Gas | Furnace | E4 |  | Baseline Forecast | 0 | 0 | 0 | 0 | 0 | 0 | 0 | 0 | 0 | 0 | 0 | 0 | 0 | 0 | 0 | 0 | 0 | 0 | 0 | 0 | 0 | 0 | 0 | 0 | 0 | 0 | 0 | 0 | 0 | 0 | 0
Commercial_Healthcare_New_Space Heating_Natural Gas_Furnace_E5_Baseline Forecast | Commercial | Healthcare | New | Space Heating | Natural Gas | Furnace | E5 |  | Baseline Forecast | 0 | 0 | 0 | 0 | 0 | 0 | 0 | 0 | 0 | 0 | 0 | 0 | 0 | 0 | 0 | 0 | 0 | 0 | 0 | 0 | 0 | 0 | 0 | 0 | 0 | 0 | 0 | 0 | 0 | 0 | 0
Commercial_Healthcare_New_Space Heating_Natural Gas_Furnace_E6_Baseline Forecast | Commercial | Healthcare | New | Space Heating | Natural Gas | Furnace | E6 |  | Baseline Forecast | 0 | 0 | 0 | 0 | 0 | 0 | 0 | 0 | 0 | 0 | 0 | 0 | 0 | 0 | 0 | 0 | 0 | 0 | 0 | 0 | 0 | 0 | 0 | 0 | 0 | 0 | 0 | 0 | 0 | 0 | 0
Commercial_Healthcare_New_Space Heating_Natural Gas_Furnace_E7_Baseline Forecast | Commercial | Healthcare | New | Space Heating | Natural Gas | Furnace | E7 |  | Baseline Forecast | 0 | 0 | 0 | 0 | 0 | 0 | 0 | 0 | 0 | 0 | 0 | 0 | 0 | 0 | 0 | 0 | 0 | 0 | 0 | 0 | 0 | 0 | 0 | 0 | 0 | 0 | 0 | 0 | 0 | 0 | 0
Commercial_Healthcare_New_Space Heating_Natural Gas_Furnace_E8_Baseline Forecast | Commercial | Healthcare | New | Space Heating | Natural Gas | Furnace | E8 |  | Baseline Forecast | 0 | 0 | 0 | 0 | 0 | 0 | 0 | 0 | 0 | 0 | 0 | 0 | 0 | 0 | 0 | 0 | 0 | 0 | 0 | 0 | 0 | 0 | 0 | 0 | 0 | 0 | 0 | 0 | 0 | 0 | 0
Commercial_Healthcare_New_Space Heating_Natural Gas_Furnace_E9_Baseline Forecast | Commercial | Healthcare | New | Space Heating | Natural Gas | Furnace | E9 |  | Baseline Forecast | 0 | 0 | 0 | 0 | 0 | 0 | 0 | 0 | 0 | 0 | 0 | 0 | 0 | 0 | 0 | 0 | 0 | 0 | 0 | 0 | 0 | 0 | 0 | 0 | 0 | 0 | 0 | 0 | 0 | 0 | 0
Commercial_Healthcare_New_Space Heating_Natural Gas_Furnace_E10_Baseline Forecast | Commercial | Healthcare | New | Space Heating | Natural Gas | Furnace | E10 |  | Baseline Forecast | 0 | 0 | 0 | 0 | 0 | 0 | 0 | 0 | 0 | 0 | 0 | 0 | 0 | 0 | 0 | 0 | 0 | 0 | 0 | 0 | 0 | 0 | 0 | 0 | 0 | 0 | 0 | 0 | 0 | 0 | 0
Commercial_Healthcare_New_Space Heating_Natural Gas_Boiler_E1_Baseline Forecast | Commercial | Healthcare | New | Space Heating | Natural Gas | Boiler | E1 | AFUE 80% (Standard) | Baseline Forecast | 0 | 0 | 0 | 0 | 0 | 0 | 0 | 0 | 0 | 0 | 0 | 0 | 0 | 0 | 0 | 0 | 0 | 0 | 0 | 0 | 0 | 0 | 0 | 0 | 0 | 0 | 0 | 0 | 0 | 0 | 0
Commercial_Healthcare_New_Space Heating_Natural Gas_Boiler_E2_Baseline Forecast | Commercial | Healthcare | New | Space Heating | Natural Gas | Boiler | E2 | AFUE 85% | Baseline Forecast | 0 | 0 | 0 | 0 | 0 | 0 | 0 | 0 | 0 | 0 | 0 | 0 | 0 | 0 | 0 | 0 | 0 | 0 | 0 | 0 | 0 | 0 | 0 | 0 | 0 | 0 | 0 | 0 | 0 | 0 | 0
Commercial_Healthcare_New_Space Heating_Natural Gas_Boiler_E3_Baseline Forecast | Commercial | Healthcare | New | Space Heating | Natural Gas | Boiler | E3 | AFUE 98% | Baseline Forecast | 0 | 0 | 0 | 0 | 0 | 0 | 0 | 0 | 0 | 0 | 0 | 0 | 0 | 0 | 0 | 0 | 0 | 0 | 0 | 0 | 0 | 0 | 0 | 0 | 0 | 0 | 0 | 0 | 0 | 0 | 0
Commercial_Healthcare_New_Space Heating_Natural Gas_Boiler_E4_Baseline Forecast | Commercial | Healthcare | New | Space Heating | Natural Gas | Boiler | E4 | Convert to NG Air Source Heat Pump | Baseline Forecast | 0 | 0 | 0 | 0 | 0 | 0 | 0 | 0 | 0 | 0 | 0 | 0 | 0 | 0 | 0 | 0 | 0 | 0 | 0 | 0 | 0 | 0 | 0 | 0 | 0 | 0 | 0 | 0 | 0 | 0 | 0
Commercial_Healthcare_New_Space Heating_Natural Gas_Boiler_E5_Baseline Forecast | Commercial | Healthcare | New | Space Heating | Natural Gas | Boiler | E5 |  | Baseline Forecast | 0 | 0 | 0 | 0 | 0 | 0 | 0 | 0 | 0 | 0 | 0 | 0 | 0 | 0 | 0 | 0 | 0 | 0 | 0 | 0 | 0 | 0 | 0 | 0 | 0 | 0 | 0 | 0 | 0 | 0 | 0
Commercial_Healthcare_New_Space Heating_Natural Gas_Boiler_E6_Baseline Forecast | Commercial | Healthcare | New | Space Heating | Natural Gas | Boiler | E6 |  | Baseline Forecast | 0 | 0 | 0 | 0 | 0 | 0 | 0 | 0 | 0 | 0 | 0 | 0 | 0 | 0 | 0 | 0 | 0 | 0 | 0 | 0 | 0 | 0 | 0 | 0 | 0 | 0 | 0 | 0 | 0 | 0 | 0
Commercial_Healthcare_New_Space Heating_Natural Gas_Boiler_E7_Baseline Forecast | Commercial | Healthcare | New | Space Heating | Natural Gas | Boiler | E7 |  | Baseline Forecast | 0 | 0 | 0 | 0 | 0 | 0 | 0 | 0 | 0 | 0 | 0 | 0 | 0 | 0 | 0 | 0 | 0 | 0 | 0 | 0 | 0 | 0 | 0 | 0 | 0 | 0 | 0 | 0 | 0 | 0 | 0
Commercial_Healthcare_New_Space Heating_Natural Gas_Boiler_E8_Baseline Forecast | Commercial | Healthcare | New | Space Heating | Natural Gas | Boiler | E8 |  | Baseline Forecast | 0 | 0 | 0 | 0 | 0 | 0 | 0 | 0 | 0 | 0 | 0 | 0 | 0 | 0 | 0 | 0 | 0 | 0 | 0 | 0 | 0 | 0 | 0 | 0 | 0 | 0 | 0 | 0 | 0 | 0 | 0
Commercial_Healthcare_New_Space Heating_Natural Gas_Boiler_E9_Baseline Forecast | Commercial | Healthcare | New | Space Heating | Natural Gas | Boiler | E9 |  | Baseline Forecast | 0 | 0 | 0 | 0 | 0 | 0 | 0 | 0 | 0 | 0 | 0 | 0 | 0 | 0 | 0 | 0 | 0 | 0 | 0 | 0 | 0 | 0 | 0 | 0 | 0 | 0 | 0 | 0 | 0 | 0 | 0
Commercial_Healthcare_New_Space Heating_Natural Gas_Boiler_E10_Baseline Forecast | Commercial | Healthcare | New | Space Heating | Natural Gas | Boiler | E10 |  | Baseline Forecast | 0 | 0 | 0 | 0 | 0 | 0 | 0 | 0 | 0 | 0 | 0 | 0 | 0 | 0 | 0 | 0 | 0 | 0 | 0 | 0 | 0 | 0 | 0 | 0 | 0 | 0 | 0 | 0 | 0 | 0 | 0
Commercial_Healthcare_New_Space Heating_Natural Gas_Unit Heater_E1_Baseline Forecast | Commercial | Healthcare | New | Space Heating | Natural Gas | Unit Heater | E1 | Standard | Baseline Forecast | 0 | 3739.0695 | 3773.3578 | 4000.3832 | 2195.6317 | 0 | 0 | 0 | 0 | 0 | 0 | 0 | 0 | 0 | 0 | 0 | 0 | 0 | 0 | 0 | 0 | 0 | 0 | 0 | 0 | 0 | 0 | 0 | 0 | 0 | 0
Commercial_Healthcare_New_Space Heating_Natural Gas_Unit Heater_E2_Baseline Forecast | Commercial | Healthcare | New | Space Heating | Natural Gas | Unit Heater | E2 | Condensing | Baseline Forecast | 0 | 0 | 0 | 0 | 0 | 1788.7889 | 1762.6331 | 1737.0482 | 1712.023 | 1687.5466 | 1663.6082 | 2174.3501 | 2614.2 | 3020.883 | 3108.9459 | 3123.6686 | 3129.9721 | 3129.1998 | 4211.905 | 4054.6211 | 3970.1917 | 3376.5186 | 3335.5402 | 3467.2397 | 3590.7337 | 3696.7644 | 3786.6701 | 3861.789 | 4234.6898 | 4509.2998 | 4721.1057
Commercial_Healthcare_New_Space Heating_Natural Gas_Unit Heater_E3_Baseline Forecast | Commercial | Healthcare | New | Space Heating | Natural Gas | Unit Heater | E3 | Infrared Radiant | Baseline Forecast | 0 | 0 | 0 | 0 | 0 | 0 | 0 | 0 | 0 | 0 | 0 | 0 | 0 | 0 | 0 | 0 | 0 | 0 | 0 | 0 | 0 | 0 | 0 | 0 | 0 | 0 | 0 | 0 | 0 | 0 | 0
Commercial_Healthcare_New_Space Heating_Natural Gas_Unit Heater_E4_Baseline Forecast | Commercial | Healthcare | New | Space Heating | Natural Gas | Unit Heater | E4 |  | Baseline Forecast | 0 | 0 | 0 | 0 | 0 | 0 | 0 | 0 | 0 | 0 | 0 | 0 | 0 | 0 | 0 | 0 | 0 | 0 | 0 | 0 | 0 | 0 | 0 | 0 | 0 | 0 | 0 | 0 | 0 | 0 | 0
Commercial_Healthcare_New_Space Heating_Natural Gas_Unit Heater_E5_Baseline Forecast | Commercial | Healthcare | New | Space Heating | Natural Gas | Unit Heater | E5 |  | Baseline Forecast | 0 | 0 | 0 | 0 | 0 | 0 | 0 | 0 | 0 | 0 | 0 | 0 | 0 | 0 | 0 | 0 | 0 | 0 | 0 | 0 | 0 | 0 | 0 | 0 | 0 | 0 | 0 | 0 | 0 | 0 | 0
Commercial_Healthcare_New_Space Heating_Natural Gas_Unit Heater_E6_Baseline Forecast | Commercial | Healthcare | New | Space Heating | Natural Gas | Unit Heater | E6 |  | Baseline Forecast | 0 | 0 | 0 | 0 | 0 | 0 | 0 | 0 | 0 | 0 | 0 | 0 | 0 | 0 | 0 | 0 | 0 | 0 | 0 | 0 | 0 | 0 | 0 | 0 | 0 | 0 | 0 | 0 | 0 | 0 | 0
Commercial_Healthcare_New_Space Heating_Natural Gas_Unit Heater_E7_Baseline Forecast | Commercial | Healthcare | New | Space Heating | Natural Gas | Unit Heater | E7 |  | Baseline Forecast | 0 | 0 | 0 | 0 | 0 | 0 | 0 | 0 | 0 | 0 | 0 | 0 | 0 | 0 | 0 | 0 | 0 | 0 | 0 | 0 | 0 | 0 | 0 | 0 | 0 | 0 | 0 | 0 | 0 | 0 | 0
Commercial_Healthcare_New_Space Heating_Natural Gas_Unit Heater_E8_Baseline Forecast | Commercial | Healthcare | New | Space Heating | Natural Gas | Unit Heater | E8 |  | Baseline Forecast | 0 | 0 | 0 | 0 | 0 | 0 | 0 | 0 | 0 | 0 | 0 | 0 | 0 | 0 | 0 | 0 | 0 | 0 | 0 | 0 | 0 | 0 | 0 | 0 | 0 | 0 | 0 | 0 | 0 | 0 | 0
Commercial_Healthcare_New_Space Heating_Natural Gas_Unit Heater_E9_Baseline Forecast | Commercial | Healthcare | New | Space Heating | Natural Gas | Unit Heater | E9 |  | Baseline Forecast | 0 | 0 | 0 | 0 | 0 | 0 | 0 | 0 | 0 | 0 | 0 | 0 | 0 | 0 | 0 | 0 | 0 | 0 | 0 | 0 | 0 | 0 | 0 | 0 | 0 | 0 | 0 | 0 | 0 | 0 | 0
Commercial_Healthcare_New_Space Heating_Natural Gas_Unit Heater_E10_Baseline Forecast | Commercial | Healthcare | New | Space Heating | Natural Gas | Unit Heater | E10 |  | Baseline Forecast | 0 | 0 | 0 | 0 | 0 | 0 | 0 | 0 | 0 | 0 | 0 | 0 | 0 | 0 | 0 | 0 | 0 | 0 | 0 | 0 | 0 | 0 | 0 | 0 | 0 | 0 | 0 | 0 | 0 | 0 | 0
Commercial_Healthcare_New_Water Heating_Natural Gas_Water Heater_E1_Baseline Forecast | Commercial | Healthcare | New | Water Heating | Natural Gas | Water Heater | E1 | TE 0.80 | Baseline Forecast | 0 | 5011.1061 | 5056.4956 | 5360.0911 | 2941.4345 | 2397.6475 | 2363.6693 | 13.0905 | 13.4309 | 13.8764 | 20.7861 | 24.5037 | 29.6369 | 26.6798 | 22.9633 | 25.1639 | 21.711 | 19.2091 | 14.3439 | 13.417 | 13.303 | 10.7426 | 11.6913 | 17.904 | 19.9822 | 21.8635 | 23.4982 | 25.7264 | 31.3066 | 31.7917 | 31.3142
Commercial_Healthcare_New_Water Heating_Natural Gas_Water Heater_E2_Baseline Forecast | Commercial | Healthcare | New | Water Heating | Natural Gas | Water Heater | E2 | TE 0.90 | Baseline Forecast | 0 | 18278.2999 | 18446.4808 | 19556.9501 | 10734.4167 | 8744.1168 | 8615.1795 | 47.6968 | 48.9311 | 50.5443 | 75.7024 | 89.2944 | 107.859 | 97.1752 | 83.7135 | 91.805 | 79.21 | 70.0854 | 52.3241 | 48.95 | 48.5388 | 39.2016 | 42.6702 | 64.6573 | 72.1344 | 78.8959 | 84.7635 | 92.7676 | 112.849 | 114.5569 | 112.7964
Commercial_Healthcare_New_Water Heating_Natural Gas_Water Heater_E3_Baseline Forecast | Commercial | Healthcare | New | Water Heating | Natural Gas | Water Heater | E3 | TE 0.94 | Baseline Forecast | 0 | 0 | 0 | 0 | 0 | 0 | 0 | 0 | 0 | 0 | 0 | 0 | 0 | 0 | 0 | 0 | 0 | 0 | 0 | 0 | 0 | 0 | 0 | 0 | 0 | 0 | 0 | 0 | 0 | 0 | 0
Commercial_Healthcare_New_Water Heating_Natural Gas_Water Heater_E4_Baseline Forecast | Commercial | Healthcare | New | Water Heating | Natural Gas | Water Heater | E4 | Instantaneous TE 0.94 | Baseline Forecast | 0 | 0 | 0 | 0 | 0 | 0 | 0 | 10758.7018 | 10601.2535 | 10446.7393 | 14923.4484 | 18529.3393 | 21661.0727 | 21925.4599 | 21611.6273 | 27384.8901 | 23771.2945 | 21171.078 | 15764.5243 | 14887.7194 | 14875.5801 | 12117.3203 | 13314.4176 | 14740.9017 | 16372.2805 | 17833.9257 | 19088.2774 | 20817.6315 | 25240.3661 | 25541.3336 | 25195.7334
Commercial_Healthcare_New_Water Heating_Natural Gas_Water Heater_E5_Baseline Forecast | Commercial | Healthcare | New | Water Heating | Natural Gas | Water Heater | E5 | Gas-Fired Absorption HPWH | Baseline Forecast | 0 | 0 | 0 | 0 | 0 | 0 | 0 | 0 | 0 | 0 | 0 | 0 | 0 | 0 | 0 | 0 | 0 | 0 | 0 | 0 | 0 | 0 | 0 | 0 | 0 | 0 | 0 | 0 | 0 | 0 | 0
Commercial_Healthcare_New_Water Heating_Natural Gas_Water Heater_E6_Baseline Forecast | Commercial | Healthcare | New | Water Heating | Natural Gas | Water Heater | E6 |  | Baseline Forecast | 0 | 0 | 0 | 0 | 0 | 0 | 0 | 0 | 0 | 0 | 0 | 0 | 0 | 0 | 0 | 0 | 0 | 0 | 0 | 0 | 0 | 0 | 0 | 0 | 0 | 0 | 0 | 0 | 0 | 0 | 0
Commercial_Healthcare_New_Water Heating_Natural Gas_Water Heater_E7_Baseline Forecast | Commercial | Healthcare | New | Water Heating | Natural Gas | Water Heater | E7 |  | Baseline Forecast | 0 | 0 | 0 | 0 | 0 | 0 | 0 | 0 | 0 | 0 | 0 | 0 | 0 | 0 | 0 | 0 | 0 | 0 | 0 | 0 | 0 | 0 | 0 | 0 | 0 | 0 | 0 | 0 | 0 | 0 | 0
Commercial_Healthcare_New_Water Heating_Natural Gas_Water Heater_E8_Baseline Forecast | Commercial | Healthcare | New | Water Heating | Natural Gas | Water Heater | E8 |  | Baseline Forecast | 0 | 0 | 0 | 0 | 0 | 0 | 0 | 0 | 0 | 0 | 0 | 0 | 0 | 0 | 0 | 0 | 0 | 0 | 0 | 0 | 0 | 0 | 0 | 0 | 0 | 0 | 0 | 0 | 0 | 0 | 0
Commercial_Healthcare_New_Water Heating_Natural Gas_Water Heater_E9_Baseline Forecast | Commercial | Healthcare | New | Water Heating | Natural Gas | Water Heater | E9 |  | Baseline Forecast | 0 | 0 | 0 | 0 | 0 | 0 | 0 | 0 | 0 | 0 | 0 | 0 | 0 | 0 | 0 | 0 | 0 | 0 | 0 | 0 | 0 | 0 | 0 | 0 | 0 | 0 | 0 | 0 | 0 | 0 | 0
Commercial_Healthcare_New_Water Heating_Natural Gas_Water Heater_E10_Baseline Forecast | Commercial | Healthcare | New | Water Heating | Natural Gas | Water Heater | E10 |  | Baseline Forecast | 0 | 0 | 0 | 0 | 0 | 0 | 0 | 0 | 0 | 0 | 0 | 0 | 0 | 0 | 0 | 0 | 0 | 0 | 0 | 0 | 0 | 0 | 0 | 0 | 0 | 0 | 0 | 0 | 0 | 0 | 0
Commercial_Healthcare_New_Food Preparation_Natural Gas_Oven_E1_Baseline Forecast | Commercial | Healthcare | New | Food Preparation | Natural Gas | Oven | E1 | Standard | Baseline Forecast | 0 | 2851.0143 | 2875.0453 | 3045.716 | 1669.6898 | 1366.2641 | 1351.2474 | 1334.2709 | 1316.0582 | 1298.7301 | 1755.0264 | 2134.4328 | 2499.2523 | 2547.2206 | 2528.6148 | 2506.4366 | 3285.7084 | 3140.8174 | 3060.6817 | 2629.2357 | 2629.3955 | 2764.8304 | 2883.7722 | 3107.3646 | 3191.4536 | 3533.3388 | 3770.4082 | 3941.1294 | 3923.3419 | 3888.8774 | 3881.4104
Commercial_Healthcare_New_Food Preparation_Natural Gas_Oven_E2_Baseline Forecast | Commercial | Healthcare | New | Food Preparation | Natural Gas | Oven | E2 | ENERGY STAR (EF ≥ 44%) Convection Oven utilizing ASTM Std F1496 | Baseline Forecast | 0 | 4110.0089 | 4149.8125 | 4401.7948 | 2417.9163 | 1963.9231 | 1930.2455 | 1899.5906 | 1871.2139 | 1842.9742 | 2502.2824 | 3056.7398 | 3534.2813 | 3622.1369 | 3621.6723 | 3613.9587 | 4738.7817 | 4532.155 | 4406.4133 | 3791.2213 | 3795.5716 | 3996.9602 | 4176.6371 | 4194.1209 | 4301.4612 | 4755.8528 | 5068.492 | 5291.5706 | 5261.5683 | 5209.5001 | 5193.8441
Commercial_Healthcare_New_Food Preparation_Natural Gas_Oven_E3_Baseline Forecast | Commercial | Healthcare | New | Food Preparation | Natural Gas | Oven | E3 |  | Baseline Forecast | 0 | 0 | 0 | 0 | 0 | 0 | 0 | 0 | 0 | 0 | 0 | 0 | 0 | 0 | 0 | 0 | 0 | 0 | 0 | 0 | 0 | 0 | 0 | 0 | 0 | 0 | 0 | 0 | 0 | 0 | 0
Commercial_Healthcare_New_Food Preparation_Natural Gas_Oven_E4_Baseline Forecast | Commercial | Healthcare | New | Food Preparation | Natural Gas | Oven | E4 |  | Baseline Forecast | 0 | 0 | 0 | 0 | 0 | 0 | 0 | 0 | 0 | 0 | 0 | 0 | 0 | 0 | 0 | 0 | 0 | 0 | 0 | 0 | 0 | 0 | 0 | 0 | 0 | 0 | 0 | 0 | 0 | 0 | 0
Commercial_Healthcare_New_Food Preparation_Natural Gas_Oven_E5_Baseline Forecast | Commercial | Healthcare | New | Food Preparation | Natural Gas | Oven | E5 |  | Baseline Forecast | 0 | 0 | 0 | 0 | 0 | 0 | 0 | 0 | 0 | 0 | 0 | 0 | 0 | 0 | 0 | 0 | 0 | 0 | 0 | 0 | 0 | 0 | 0 | 0 | 0 | 0 | 0 | 0 | 0 | 0 | 0
Commercial_Healthcare_New_Food Preparation_Natural Gas_Oven_E6_Baseline Forecast | Commercial | Healthcare | New | Food Preparation | Natural Gas | Oven | E6 |  | Baseline Forecast | 0 | 0 | 0 | 0 | 0 | 0 | 0 | 0 | 0 | 0 | 0 | 0 | 0 | 0 | 0 | 0 | 0 | 0 | 0 | 0 | 0 | 0 | 0 | 0 | 0 | 0 | 0 | 0 | 0 | 0 | 0
Commercial_Healthcare_New_Food Preparation_Natural Gas_Oven_E7_Baseline Forecast | Commercial | Healthcare | New | Food Preparation | Natural Gas | Oven | E7 |  | Baseline Forecast | 0 | 0 | 0 | 0 | 0 | 0 | 0 | 0 | 0 | 0 | 0 | 0 | 0 | 0 | 0 | 0 | 0 | 0 | 0 | 0 | 0 | 0 | 0 | 0 | 0 | 0 | 0 | 0 | 0 | 0 | 0
Commercial_Healthcare_New_Food Preparation_Natural Gas_Oven_E8_Baseline Forecast | Commercial | Healthcare | New | Food Preparation | Natural Gas | Oven | E8 |  | Baseline Forecast | 0 | 0 | 0 | 0 | 0 | 0 | 0 | 0 | 0 | 0 | 0 | 0 | 0 | 0 | 0 | 0 | 0 | 0 | 0 | 0 | 0 | 0 | 0 | 0 | 0 | 0 | 0 | 0 | 0 | 0 | 0
Commercial_Healthcare_New_Food Preparation_Natural Gas_Oven_E9_Baseline Forecast | Commercial | Healthcare | New | Food Preparation | Natural Gas | Oven | E9 |  | Baseline Forecast | 0 | 0 | 0 | 0 | 0 | 0 | 0 | 0 | 0 | 0 | 0 | 0 | 0 | 0 | 0 | 0 | 0 | 0 | 0 | 0 | 0 | 0 | 0 | 0 | 0 | 0 | 0 | 0 | 0 | 0 | 0
Commercial_Healthcare_New_Food Preparation_Natural Gas_Oven_E10_Baseline Forecast | Commercial | Healthcare | New | Food Preparation | Natural Gas | Oven | E10 |  | Baseline Forecast | 0 | 0 | 0 | 0 | 0 | 0 | 0 | 0 | 0 | 0 | 0 | 0 | 0 | 0 | 0 | 0 | 0 | 0 | 0 | 0 | 0 | 0 | 0 | 0 | 0 | 0 | 0 | 0 | 0 | 0 | 0
Commercial_Healthcare_New_Food Preparation_Natural Gas_Conveyor Oven_E1_Baseline Forecast | Commercial | Healthcare | New | Food Preparation | Natural Gas | Conveyor Oven | E1 | Standard | Baseline Forecast | 0 | 1427.2499 | 1440.9654 | 1528.4076 | 837.4487 | 683.0473 | 673.3136 | 662.8889 | 652.0241 | 643.0086 | 634.0244 | 625.3193 | 621.1933 | 612.8823 | 604.4507 | 596.4875 | 588.4969 | 868.1031 | 1094.4086 | 1289.9917 | 1306.3115 | 1286.4515 | 1643.4542 | 1618.0414 | 1562.1302 | 1300.77 | 1235.4801 | 1220.4502 | 1205.7209 | 1191.2949 | 1177.6552
Commercial_Healthcare_New_Food Preparation_Natural Gas_Conveyor Oven_E2_Baseline Forecast | Commercial | Healthcare | New | Food Preparation | Natural Gas | Conveyor Oven | E2 | ENERGY STAR (EF ≥ 44%) Convection Oven utilizing ASTM Std F1496 | Baseline Forecast | 0 | 2053.2617 | 2071.4635 | 2195.3478 | 1206.3543 | 982.0462 | 967.4329 | 954.0419 | 941.612 | 927.8436 | 914.5448 | 901.4578 | 884.2733 | 871.7458 | 859.8016 | 847.8431 | 836.3569 | 1233.8126 | 1552.1597 | 1831.2611 | 1855.4713 | 1828.8603 | 2339.1267 | 2146.5547 | 2067.5116 | 1717.6944 | 1627.8963 | 1604.6552 | 1581.9734 | 1559.8316 | 1537.7302
Commercial_Healthcare_New_Food Preparation_Natural Gas_Conveyor Oven_E3_Baseline Forecast | Commercial | Healthcare | New | Food Preparation | Natural Gas | Conveyor Oven | E3 |  | Baseline Forecast | 0 | 0 | 0 | 0 | 0 | 0 | 0 | 0 | 0 | 0 | 0 | 0 | 0 | 0 | 0 | 0 | 0 | 0 | 0 | 0 | 0 | 0 | 0 | 0 | 0 | 0 | 0 | 0 | 0 | 0 | 0
Commercial_Healthcare_New_Food Preparation_Natural Gas_Conveyor Oven_E4_Baseline Forecast | Commercial | Healthcare | New | Food Preparation | Natural Gas | Conveyor Oven | E4 |  | Baseline Forecast | 0 | 0 | 0 | 0 | 0 | 0 | 0 | 0 | 0 | 0 | 0 | 0 | 0 | 0 | 0 | 0 | 0 | 0 | 0 | 0 | 0 | 0 | 0 | 0 | 0 | 0 | 0 | 0 | 0 | 0 | 0
Commercial_Healthcare_New_Food Preparation_Natural Gas_Conveyor Oven_E5_Baseline Forecast | Commercial | Healthcare | New | Food Preparation | Natural Gas | Conveyor Oven | E5 |  | Baseline Forecast | 0 | 0 | 0 | 0 | 0 | 0 | 0 | 0 | 0 | 0 | 0 | 0 | 0 | 0 | 0 | 0 | 0 | 0 | 0 | 0 | 0 | 0 | 0 | 0 | 0 | 0 | 0 | 0 | 0 | 0 | 0
Commercial_Healthcare_New_Food Preparation_Natural Gas_Conveyor Oven_E6_Baseline Forecast | Commercial | Healthcare | New | Food Preparation | Natural Gas | Conveyor Oven | E6 |  | Baseline Forecast | 0 | 0 | 0 | 0 | 0 | 0 | 0 | 0 | 0 | 0 | 0 | 0 | 0 | 0 | 0 | 0 | 0 | 0 | 0 | 0 | 0 | 0 | 0 | 0 | 0 | 0 | 0 | 0 | 0 | 0 | 0
Commercial_Healthcare_New_Food Preparation_Natural Gas_Conveyor Oven_E7_Baseline Forecast | Commercial | Healthcare | New | Food Preparation | Natural Gas | Conveyor Oven | E7 |  | Baseline Forecast | 0 | 0 | 0 | 0 | 0 | 0 | 0 | 0 | 0 | 0 | 0 | 0 | 0 | 0 | 0 | 0 | 0 | 0 | 0 | 0 | 0 | 0 | 0 | 0 | 0 | 0 | 0 | 0 | 0 | 0 | 0
Commercial_Healthcare_New_Food Preparation_Natural Gas_Conveyor Oven_E8_Baseline Forecast | Commercial | Healthcare | New | Food Preparation | Natural Gas | Conveyor Oven | E8 |  | Baseline Forecast | 0 | 0 | 0 | 0 | 0 | 0 | 0 | 0 | 0 | 0 | 0 | 0 | 0 | 0 | 0 | 0 | 0 | 0 | 0 | 0 | 0 | 0 | 0 | 0 | 0 | 0 | 0 | 0 | 0 | 0 | 0
Commercial_Healthcare_New_Food Preparation_Natural Gas_Conveyor Oven_E9_Baseline Forecast | Commercial | Healthcare | New | Food Preparation | Natural Gas | Conveyor Oven | E9 |  | Baseline Forecast | 0 | 0 | 0 | 0 | 0 | 0 | 0 | 0 | 0 | 0 | 0 | 0 | 0 | 0 | 0 | 0 | 0 | 0 | 0 | 0 | 0 | 0 | 0 | 0 | 0 | 0 | 0 | 0 | 0 | 0 | 0
Commercial_Healthcare_New_Food Preparation_Natural Gas_Conveyor Oven_E10_Baseline Forecast | Commercial | Healthcare | New | Food Preparation | Natural Gas | Conveyor Oven | E10 |  | Baseline Forecast | 0 | 0 | 0 | 0 | 0 | 0 | 0 | 0 | 0 | 0 | 0 | 0 | 0 | 0 | 0 | 0 | 0 | 0 | 0 | 0 | 0 | 0 | 0 | 0 | 0 | 0 | 0 | 0 | 0 | 0 | 0
Commercial_Healthcare_New_Food Preparation_Natural Gas_Double Rack Oven_E1_Baseline Forecast | Commercial | Healthcare | New | Food Preparation | Natural Gas | Double Rack Oven | E1 | Standard | Baseline Forecast | 0 | 1423.6326 | 1434.2511 | 1521.8576 | 835.1486 | 686.6618 | 682.077 | 675.3264 | 666.9174 | 653.6742 | 639.8257 | 626.3581 | 915.2028 | 1130.5317 | 1324.5036 | 1341.3523 | 1321.1488 | 1676.8553 | 1591.0027 | 1531.6573 | 1277.3003 | 1210.602 | 1191.5461 | 1368.714 | 1457.3857 | 1571.3643 | 1665.9772 | 1737.064 | 1957.8215 | 2098.46 | 2189.978
Commercial_Healthcare_New_Food Preparation_Natural Gas_Double Rack Oven_E2_Baseline Forecast | Commercial | Healthcare | New | Food Preparation | Natural Gas | Double Rack Oven | E2 | FTSC Qualified (>50% Cooking Efficiency) | Baseline Forecast | 0 | 2056.879 | 2078.1778 | 2201.8978 | 1208.6545 | 978.4317 | 958.6695 | 941.6043 | 926.7186 | 917.178 | 908.7434 | 900.419 | 1286.366 | 1613.464 | 1891.994 | 1913.535 | 1885.1691 | 2394.6738 | 2260.5238 | 2182.9361 | 1824.1753 | 1733.8828 | 1712.8016 | 1635.613 | 1732.6083 | 1858.9277 | 1961.56 | 2035.9479 | 2284.5463 | 2438.0854 | 2533.647
Commercial_Healthcare_New_Food Preparation_Natural Gas_Double Rack Oven_E3_Baseline Forecast | Commercial | Healthcare | New | Food Preparation | Natural Gas | Double Rack Oven | E3 |  | Baseline Forecast | 0 | 0 | 0 | 0 | 0 | 0 | 0 | 0 | 0 | 0 | 0 | 0 | 0 | 0 | 0 | 0 | 0 | 0 | 0 | 0 | 0 | 0 | 0 | 0 | 0 | 0 | 0 | 0 | 0 | 0 | 0
Commercial_Healthcare_New_Food Preparation_Natural Gas_Double Rack Oven_E4_Baseline Forecast | Commercial | Healthcare | New | Food Preparation | Natural Gas | Double Rack Oven | E4 |  | Baseline Forecast | 0 | 0 | 0 | 0 | 0 | 0 | 0 | 0 | 0 | 0 | 0 | 0 | 0 | 0 | 0 | 0 | 0 | 0 | 0 | 0 | 0 | 0 | 0 | 0 | 0 | 0 | 0 | 0 | 0 | 0 | 0
Commercial_Healthcare_New_Food Preparation_Natural Gas_Double Rack Oven_E5_Baseline Forecast | Commercial | Healthcare | New | Food Preparation | Natural Gas | Double Rack Oven | E5 |  | Baseline Forecast | 0 | 0 | 0 | 0 | 0 | 0 | 0 | 0 | 0 | 0 | 0 | 0 | 0 | 0 | 0 | 0 | 0 | 0 | 0 | 0 | 0 | 0 | 0 | 0 | 0 | 0 | 0 | 0 | 0 | 0 | 0
Commercial_Healthcare_New_Food Preparation_Natural Gas_Double Rack Oven_E6_Baseline Forecast | Commercial | Healthcare | New | Food Preparation | Natural Gas | Double Rack Oven | E6 |  | Baseline Forecast | 0 | 0 | 0 | 0 | 0 | 0 | 0 | 0 | 0 | 0 | 0 | 0 | 0 | 0 | 0 | 0 | 0 | 0 | 0 | 0 | 0 | 0 | 0 | 0 | 0 | 0 | 0 | 0 | 0 | 0 | 0
Commercial_Healthcare_New_Food Preparation_Natural Gas_Double Rack Oven_E7_Baseline Forecast | Commercial | Healthcare | New | Food Preparation | Natural Gas | Double Rack Oven | E7 |  | Baseline Forecast | 0 | 0 | 0 | 0 | 0 | 0 | 0 | 0 | 0 | 0 | 0 | 0 | 0 | 0 | 0 | 0 | 0 | 0 | 0 | 0 | 0 | 0 | 0 | 0 | 0 | 0 | 0 | 0 | 0 | 0 | 0
Commercial_Healthcare_New_Food Preparation_Natural Gas_Double Rack Oven_E8_Baseline Forecast | Commercial | Healthcare | New | Food Preparation | Natural Gas | Double Rack Oven | E8 |  | Baseline Forecast | 0 | 0 | 0 | 0 | 0 | 0 | 0 | 0 | 0 | 0 | 0 | 0 | 0 | 0 | 0 | 0 | 0 | 0 | 0 | 0 | 0 | 0 | 0 | 0 | 0 | 0 | 0 | 0 | 0 | 0 | 0
Commercial_Healthcare_New_Food Preparation_Natural Gas_Double Rack Oven_E9_Baseline Forecast | Commercial | Healthcare | New | Food Preparation | Natural Gas | Double Rack Oven | E9 |  | Baseline Forecast | 0 | 0 | 0 | 0 | 0 | 0 | 0 | 0 | 0 | 0 | 0 | 0 | 0 | 0 | 0 | 0 | 0 | 0 | 0 | 0 | 0 | 0 | 0 | 0 | 0 | 0 | 0 | 0 | 0 | 0 | 0
Commercial_Healthcare_New_Food Preparation_Natural Gas_Double Rack Oven_E10_Baseline Forecast | Commercial | Healthcare | New | Food Preparation | Natural Gas | Double Rack Oven | E10 |  | Baseline Forecast | 0 | 0 | 0 | 0 | 0 | 0 | 0 | 0 | 0 | 0 | 0 | 0 | 0 | 0 | 0 | 0 | 0 | 0 | 0 | 0 | 0 | 0 | 0 | 0 | 0 | 0 | 0 | 0 | 0 | 0 | 0
Commercial_Healthcare_New_Food Preparation_Natural Gas_Fryer_E1_Baseline Forecast | Commercial | Healthcare | New | Food Preparation | Natural Gas | Fryer | E1 | Standard | Baseline Forecast | 0 | 2960.8789 | 2985.885 | 0 | 0 | 0 | 0 | 0 | 0 | 0 | 0 | 0 | 0 | 0 | 0 | 0 | 0 | 0 | 0 | 0 | 0 | 0 | 0 | 0 | 0 | 0 | 0 | 0 | 0 | 0 | 0
Commercial_Healthcare_New_Food Preparation_Natural Gas_Fryer_E2_Baseline Forecast | Commercial | Healthcare | New | Food Preparation | Natural Gas | Fryer | E2 | ENERGY STAR | Baseline Forecast | 0 | 1043.959 | 1055.6784 | 4284.7255 | 2351.6945 | 1915.9338 | 1887.9189 | 1860.5155 | 1833.7115 | 2608.4629 | 3230.9421 | 3772.995 | 3815.57 | 3758.1169 | 4752.1328 | 4497.481 | 4338.4424 | 3791.7058 | 3867.4232 | 4139.4953 | 4362.1149 | 4525.2493 | 5061.1387 | 5395.5409 | 5606.7904 | 5532.2055 | 5458.2347 | 5725.9602 | 5654.2599 | 5651.5903 | 5652.0708
Commercial_Healthcare_New_Food Preparation_Natural Gas_Fryer_E3_Baseline Forecast | Commercial | Healthcare | New | Food Preparation | Natural Gas | Fryer | E3 |  | Baseline Forecast | 0 | 0 | 0 | 0 | 0 | 0 | 0 | 0 | 0 | 0 | 0 | 0 | 0 | 0 | 0 | 0 | 0 | 0 | 0 | 0 | 0 | 0 | 0 | 0 | 0 | 0 | 0 | 0 | 0 | 0 | 0
Commercial_Healthcare_New_Food Preparation_Natural Gas_Fryer_E4_Baseline Forecast | Commercial | Healthcare | New | Food Preparation | Natural Gas | Fryer | E4 |  | Baseline Forecast | 0 | 0 | 0 | 0 | 0 | 0 | 0 | 0 | 0 | 0 | 0 | 0 | 0 | 0 | 0 | 0 | 0 | 0 | 0 | 0 | 0 | 0 | 0 | 0 | 0 | 0 | 0 | 0 | 0 | 0 | 0
Commercial_Healthcare_New_Food Preparation_Natural Gas_Fryer_E5_Baseline Forecast | Commercial | Healthcare | New | Food Preparation | Natural Gas | Fryer | E5 |  | Baseline Forecast | 0 | 0 | 0 | 0 | 0 | 0 | 0 | 0 | 0 | 0 | 0 | 0 | 0 | 0 | 0 | 0 | 0 | 0 | 0 | 0 | 0 | 0 | 0 | 0 | 0 | 0 | 0 | 0 | 0 | 0 | 0
Commercial_Healthcare_New_Food Preparation_Natural Gas_Fryer_E6_Baseline Forecast | Commercial | Healthcare | New | Food Preparation | Natural Gas | Fryer | E6 |  | Baseline Forecast | 0 | 0 | 0 | 0 | 0 | 0 | 0 | 0 | 0 | 0 | 0 | 0 | 0 | 0 | 0 | 0 | 0 | 0 | 0 | 0 | 0 | 0 | 0 | 0 | 0 | 0 | 0 | 0 | 0 | 0 | 0
Commercial_Healthcare_New_Food Preparation_Natural Gas_Fryer_E7_Baseline Forecast | Commercial | Healthcare | New | Food Preparation | Natural Gas | Fryer | E7 |  | Baseline Forecast | 0 | 0 | 0 | 0 | 0 | 0 | 0 | 0 | 0 | 0 | 0 | 0 | 0 | 0 | 0 | 0 | 0 | 0 | 0 | 0 | 0 | 0 | 0 | 0 | 0 | 0 | 0 | 0 | 0 | 0 | 0
Commercial_Healthcare_New_Food Preparation_Natural Gas_Fryer_E8_Baseline Forecast | Commercial | Healthcare | New | Food Preparation | Natural Gas | Fryer | E8 |  | Baseline Forecast | 0 | 0 | 0 | 0 | 0 | 0 | 0 | 0 | 0 | 0 | 0 | 0 | 0 | 0 | 0 | 0 | 0 | 0 | 0 | 0 | 0 | 0 | 0 | 0 | 0 | 0 | 0 | 0 | 0 | 0 | 0
Commercial_Healthcare_New_Food Preparation_Natural Gas_Fryer_E9_Baseline Forecast | Commercial | Healthcare | New | Food Preparation | Natural Gas | Fryer | E9 |  | Baseline Forecast | 0 | 0 | 0 | 0 | 0 | 0 | 0 | 0 | 0 | 0 | 0 | 0 | 0 | 0 | 0 | 0 | 0 | 0 | 0 | 0 | 0 | 0 | 0 | 0 | 0 | 0 | 0 | 0 | 0 | 0 | 0
Commercial_Healthcare_New_Food Preparation_Natural Gas_Fryer_E10_Baseline Forecast | Commercial | Healthcare | New | Food Preparation | Natural Gas | Fryer | E10 |  | Baseline Forecast | 0 | 0 | 0 | 0 | 0 | 0 | 0 | 0 | 0 | 0 | 0 | 0 | 0 | 0 | 0 | 0 | 0 | 0 | 0 | 0 | 0 | 0 | 0 | 0 | 0 | 0 | 0 | 0 | 0 | 0 | 0
Commercial_Healthcare_New_Food Preparation_Natural Gas_Broiler_E1_Baseline Forecast | Commercial | Healthcare | New | Food Preparation | Natural Gas | Broiler | E1 | Standard | Baseline Forecast | 0 | 1630.3578 | 1644.3248 | 1743.7872 | 957.034 | 782.2101 | 772.9301 | 762.9441 | 752.4667 | 740.2604 | 727.9541 | 715.9288 | 1037.1192 | 1288.6253 | 1510.2409 | 1528.6808 | 1505.795 | 1911.8085 | 1810.3971 | 1744.9268 | 1456.2989 | 1381.7675 | 1361.9091 | 1459.0563 | 1550.6119 | 1668.8348 | 1766.2271 | 1838.4912 | 2068.7553 | 2213.8312 | 2306.7769
Commercial_Healthcare_New_Food Preparation_Natural Gas_Broiler_E2_Baseline Forecast | Commercial | Healthcare | New | Food Preparation | Natural Gas | Broiler | E2 | Infrared Burners | Baseline Forecast | 0 | 574.6652 | 580.9189 | 615.3391 | 337.7851 | 272.6835 | 266.5388 | 261.4368 | 257.1562 | 254.9281 | 253.1173 | 251.3366 | 357.6499 | 449.7897 | 527.5202 | 533.4015 | 525.5169 | 667.6443 | 629.6765 | 608.395 | 508.5919 | 483.6642 | 478.0943 | 444.2875 | 470.3583 | 504.3723 | 531.9416 | 551.8408 | 618.9296 | 660.2253 | 685.8009
Commercial_Healthcare_New_Food Preparation_Natural Gas_Broiler_E3_Baseline Forecast | Commercial | Healthcare | New | Food Preparation | Natural Gas | Broiler | E3 |  | Baseline Forecast | 0 | 0 | 0 | 0 | 0 | 0 | 0 | 0 | 0 | 0 | 0 | 0 | 0 | 0 | 0 | 0 | 0 | 0 | 0 | 0 | 0 | 0 | 0 | 0 | 0 | 0 | 0 | 0 | 0 | 0 | 0
Commercial_Healthcare_New_Food Preparation_Natural Gas_Broiler_E4_Baseline Forecast | Commercial | Healthcare | New | Food Preparation | Natural Gas | Broiler | E4 |  | Baseline Forecast | 0 | 0 | 0 | 0 | 0 | 0 | 0 | 0 | 0 | 0 | 0 | 0 | 0 | 0 | 0 | 0 | 0 | 0 | 0 | 0 | 0 | 0 | 0 | 0 | 0 | 0 | 0 | 0 | 0 | 0 | 0
Commercial_Healthcare_New_Food Preparation_Natural Gas_Broiler_E5_Baseline Forecast | Commercial | Healthcare | New | Food Preparation | Natural Gas | Broiler | E5 |  | Baseline Forecast | 0 | 0 | 0 | 0 | 0 | 0 | 0 | 0 | 0 | 0 | 0 | 0 | 0 | 0 | 0 | 0 | 0 | 0 | 0 | 0 | 0 | 0 | 0 | 0 | 0 | 0 | 0 | 0 | 0 | 0 | 0
Commercial_Healthcare_New_Food Preparation_Natural Gas_Broiler_E6_Baseline Forecast | Commercial | Healthcare | New | Food Preparation | Natural Gas | Broiler | E6 |  | Baseline Forecast | 0 | 0 | 0 | 0 | 0 | 0 | 0 | 0 | 0 | 0 | 0 | 0 | 0 | 0 | 0 | 0 | 0 | 0 | 0 | 0 | 0 | 0 | 0 | 0 | 0 | 0 | 0 | 0 | 0 | 0 | 0
Commercial_Healthcare_New_Food Preparation_Natural Gas_Broiler_E7_Baseline Forecast | Commercial | Healthcare | New | Food Preparation | Natural Gas | Broiler | E7 |  | Baseline Forecast | 0 | 0 | 0 | 0 | 0 | 0 | 0 | 0 | 0 | 0 | 0 | 0 | 0 | 0 | 0 | 0 | 0 | 0 | 0 | 0 | 0 | 0 | 0 | 0 | 0 | 0 | 0 | 0 | 0 | 0 | 0
Commercial_Healthcare_New_Food Preparation_Natural Gas_Broiler_E8_Baseline Forecast | Commercial | Healthcare | New | Food Preparation | Natural Gas | Broiler | E8 |  | Baseline Forecast | 0 | 0 | 0 | 0 | 0 | 0 | 0 | 0 | 0 | 0 | 0 | 0 | 0 | 0 | 0 | 0 | 0 | 0 | 0 | 0 | 0 | 0 | 0 | 0 | 0 | 0 | 0 | 0 | 0 | 0 | 0
Commercial_Healthcare_New_Food Preparation_Natural Gas_Broiler_E9_Baseline Forecast | Commercial | Healthcare | New | Food Preparation | Natural Gas | Broiler | E9 |  | Baseline Forecast | 0 | 0 | 0 | 0 | 0 | 0 | 0 | 0 | 0 | 0 | 0 | 0 | 0 | 0 | 0 | 0 | 0 | 0 | 0 | 0 | 0 | 0 | 0 | 0 | 0 | 0 | 0 | 0 | 0 | 0 | 0
Commercial_Healthcare_New_Food Preparation_Natural Gas_Broiler_E10_Baseline Forecast | Commercial | Healthcare | New | Food Preparation | Natural Gas | Broiler | E10 |  | Baseline Forecast | 0 | 0 | 0 | 0 | 0 | 0 | 0 | 0 | 0 | 0 | 0 | 0 | 0 | 0 | 0 | 0 | 0 | 0 | 0 | 0 | 0 | 0 | 0 | 0 | 0 | 0 | 0 | 0 | 0 | 0 | 0
Commercial_Healthcare_New_Food Preparation_Natural Gas_Griddle_E1_Baseline Forecast | Commercial | Healthcare | New | Food Preparation | Natural Gas | Griddle | E1 | Standard | Baseline Forecast | 0 | 3821.9383 | 3856.368 | 4088.7213 | 2244.0833 | 1829.8554 | 1804.4917 | 1779.1054 | 1753.8127 | 1727.789 | 1702.111 | 1677.0218 | 2421.28 | 3015.2468 | 3534.2785 | 3576.726 | 3523.3063 | 4473.8518 | 4233.3215 | 4082.1058 | 3407.9337 | 3234.9103 | 3190.1647 | 3335.5108 | 3542.7429 | 3810.7428 | 4031.0128 | 4193.8235 | 4716.7912 | 5045.1887 | 5254.5961
Commercial_Healthcare_New_Food Preparation_Natural Gas_Griddle_E2_Baseline Forecast | Commercial | Healthcare | New | Food Preparation | Natural Gas | Griddle | E2 | ENERGY STAR | Baseline Forecast | 0 | 1562.2818 | 1577.2269 | 1671.7878 | 917.6029 | 745.9815 | 733.6812 | 722.2255 | 711.4822 | 702.2601 | 693.467 | 684.8448 | 984.464 | 1229.611 | 1441.5219 | 1458.4619 | 1436.7465 | 1824.6502 | 1724.8445 | 1664.23 | 1389.9321 | 1320.0966 | 1302.7516 | 1312.0698 | 1392.0574 | 1495.7895 | 1580.6504 | 1642.8837 | 1845.9917 | 1972.6759 | 2052.6736
Commercial_Healthcare_New_Food Preparation_Natural Gas_Griddle_E3_Baseline Forecast | Commercial | Healthcare | New | Food Preparation | Natural Gas | Griddle | E3 |  | Baseline Forecast | 0 | 0 | 0 | 0 | 0 | 0 | 0 | 0 | 0 | 0 | 0 | 0 | 0 | 0 | 0 | 0 | 0 | 0 | 0 | 0 | 0 | 0 | 0 | 0 | 0 | 0 | 0 | 0 | 0 | 0 | 0
Commercial_Healthcare_New_Food Preparation_Natural Gas_Griddle_E4_Baseline Forecast | Commercial | Healthcare | New | Food Preparation | Natural Gas | Griddle | E4 |  | Baseline Forecast | 0 | 0 | 0 | 0 | 0 | 0 | 0 | 0 | 0 | 0 | 0 | 0 | 0 | 0 | 0 | 0 | 0 | 0 | 0 | 0 | 0 | 0 | 0 | 0 | 0 | 0 | 0 | 0 | 0 | 0 | 0
Commercial_Healthcare_New_Food Preparation_Natural Gas_Griddle_E5_Baseline Forecast | Commercial | Healthcare | New | Food Preparation | Natural Gas | Griddle | E5 |  | Baseline Forecast | 0 | 0 | 0 | 0 | 0 | 0 | 0 | 0 | 0 | 0 | 0 | 0 | 0 | 0 | 0 | 0 | 0 | 0 | 0 | 0 | 0 | 0 | 0 | 0 | 0 | 0 | 0 | 0 | 0 | 0 | 0
Commercial_Healthcare_New_Food Preparation_Natural Gas_Griddle_E6_Baseline Forecast | Commercial | Healthcare | New | Food Preparation | Natural Gas | Griddle | E6 |  | Baseline Forecast | 0 | 0 | 0 | 0 | 0 | 0 | 0 | 0 | 0 | 0 | 0 | 0 | 0 | 0 | 0 | 0 | 0 | 0 | 0 | 0 | 0 | 0 | 0 | 0 | 0 | 0 | 0 | 0 | 0 | 0 | 0
Commercial_Healthcare_New_Food Preparation_Natural Gas_Griddle_E7_Baseline Forecast | Commercial | Healthcare | New | Food Preparation | Natural Gas | Griddle | E7 |  | Baseline Forecast | 0 | 0 | 0 | 0 | 0 | 0 | 0 | 0 | 0 | 0 | 0 | 0 | 0 | 0 | 0 | 0 | 0 | 0 | 0 | 0 | 0 | 0 | 0 | 0 | 0 | 0 | 0 | 0 | 0 | 0 | 0
Commercial_Healthcare_New_Food Preparation_Natural Gas_Griddle_E8_Baseline Forecast | Commercial | Healthcare | New | Food Preparation | Natural Gas | Griddle | E8 |  | Baseline Forecast | 0 | 0 | 0 | 0 | 0 | 0 | 0 | 0 | 0 | 0 | 0 | 0 | 0 | 0 | 0 | 0 | 0 | 0 | 0 | 0 | 0 | 0 | 0 | 0 | 0 | 0 | 0 | 0 | 0 | 0 | 0
Commercial_Healthcare_New_Food Preparation_Natural Gas_Griddle_E9_Baseline Forecast | Commercial | Healthcare | New | Food Preparation | Natural Gas | Griddle | E9 |  | Baseline Forecast | 0 | 0 | 0 | 0 | 0 | 0 | 0 | 0 | 0 | 0 | 0 | 0 | 0 | 0 | 0 | 0 | 0 | 0 | 0 | 0 | 0 | 0 | 0 | 0 | 0 | 0 | 0 | 0 | 0 | 0 | 0
Commercial_Healthcare_New_Food Preparation_Natural Gas_Griddle_E10_Baseline Forecast | Commercial | Healthcare | New | Food Preparation | Natural Gas | Griddle | E10 |  | Baseline Forecast | 0 | 0 | 0 | 0 | 0 | 0 | 0 | 0 | 0 | 0 | 0 | 0 | 0 | 0 | 0 | 0 | 0 | 0 | 0 | 0 | 0 | 0 | 0 | 0 | 0 | 0 | 0 | 0 | 0 | 0 | 0
Commercial_Healthcare_New_Food Preparation_Natural Gas_Range_E1_Baseline Forecast | Commercial | Healthcare | New | Food Preparation | Natural Gas | Range | E1 | Standard | Baseline Forecast | 0 | 12895.7607 | 13005.1967 | 13777.6731 | 7554.2266 | 6174.1854 | 6100.0861 | 6020.297 | 5936.728 | 5856.7044 | 8373.6927 | 10367.374 | 12188.1023 | 12288.2486 | 12056.694 | 15213.7667 | 14394.384 | 13881.1927 | 11620.4215 | 11543.7585 | 12215.7088 | 13087.1741 | 13796.5916 | 14846.9036 | 16649.6121 | 17782.9249 | 18506.4505 | 18169.1656 | 17789.0516 | 18539.1824 | 18220.5703
Commercial_Healthcare_New_Food Preparation_Natural Gas_Range_E2_Baseline Forecast | Commercial | Healthcare | New | Food Preparation | Natural Gas | Range | E2 | High Efficiency | Baseline Forecast | 0 | 18587.6568 | 18766.9326 | 19906.0373 | 10933.2579 | 8887.6336 | 8741.4981 | 8605.8593 | 8478.7131 | 8352.642 | 11930.7729 | 14835.0582 | 17279.95 | 17518.7712 | 17302.854 | 21964.1891 | 20785.6918 | 20052.5724 | 16759.7909 | 16668.3398 | 17652.5837 | 18931.9377 | 19984.3435 | 20227.9924 | 22649.3787 | 24155.9802 | 25104.0086 | 24613.7265 | 24067.8386 | 25051.4061 | 24590.8343
Commercial_Healthcare_New_Food Preparation_Natural Gas_Range_E3_Baseline Forecast | Commercial | Healthcare | New | Food Preparation | Natural Gas | Range | E3 |  | Baseline Forecast | 0 | 0 | 0 | 0 | 0 | 0 | 0 | 0 | 0 | 0 | 0 | 0 | 0 | 0 | 0 | 0 | 0 | 0 | 0 | 0 | 0 | 0 | 0 | 0 | 0 | 0 | 0 | 0 | 0 | 0 | 0
Commercial_Healthcare_New_Food Preparation_Natural Gas_Range_E4_Baseline Forecast | Commercial | Healthcare | New | Food Preparation | Natural Gas | Range | E4 |  | Baseline Forecast | 0 | 0 | 0 | 0 | 0 | 0 | 0 | 0 | 0 | 0 | 0 | 0 | 0 | 0 | 0 | 0 | 0 | 0 | 0 | 0 | 0 | 0 | 0 | 0 | 0 | 0 | 0 | 0 | 0 | 0 | 0
Commercial_Healthcare_New_Food Preparation_Natural Gas_Range_E5_Baseline Forecast | Commercial | Healthcare | New | Food Preparation | Natural Gas | Range | E5 |  | Baseline Forecast | 0 | 0 | 0 | 0 | 0 | 0 | 0 | 0 | 0 | 0 | 0 | 0 | 0 | 0 | 0 | 0 | 0 | 0 | 0 | 0 | 0 | 0 | 0 | 0 | 0 | 0 | 0 | 0 | 0 | 0 | 0
Commercial_Healthcare_New_Food Preparation_Natural Gas_Range_E6_Baseline Forecast | Commercial | Healthcare | New | Food Preparation | Natural Gas | Range | E6 |  | Baseline Forecast | 0 | 0 | 0 | 0 | 0 | 0 | 0 | 0 | 0 | 0 | 0 | 0 | 0 | 0 | 0 | 0 | 0 | 0 | 0 | 0 | 0 | 0 | 0 | 0 | 0 | 0 | 0 | 0 | 0 | 0 | 0
Commercial_Healthcare_New_Food Preparation_Natural Gas_Range_E7_Baseline Forecast | Commercial | Healthcare | New | Food Preparation | Natural Gas | Range | E7 |  | Baseline Forecast | 0 | 0 | 0 | 0 | 0 | 0 | 0 | 0 | 0 | 0 | 0 | 0 | 0 | 0 | 0 | 0 | 0 | 0 | 0 | 0 | 0 | 0 | 0 | 0 | 0 | 0 | 0 | 0 | 0 | 0 | 0
Commercial_Healthcare_New_Food Preparation_Natural Gas_Range_E8_Baseline Forecast | Commercial | Healthcare | New | Food Preparation | Natural Gas | Range | E8 |  | Baseline Forecast | 0 | 0 | 0 | 0 | 0 | 0 | 0 | 0 | 0 | 0 | 0 | 0 | 0 | 0 | 0 | 0 | 0 | 0 | 0 | 0 | 0 | 0 | 0 | 0 | 0 | 0 | 0 | 0 | 0 | 0 | 0
Commercial_Healthcare_New_Food Preparation_Natural Gas_Range_E9_Baseline Forecast | Commercial | Healthcare | New | Food Preparation | Natural Gas | Range | E9 |  | Baseline Forecast | 0 | 0 | 0 | 0 | 0 | 0 | 0 | 0 | 0 | 0 | 0 | 0 | 0 | 0 | 0 | 0 | 0 | 0 | 0 | 0 | 0 | 0 | 0 | 0 | 0 | 0 | 0 | 0 | 0 | 0 | 0
Commercial_Healthcare_New_Food Preparation_Natural Gas_Range_E10_Baseline Forecast | Commercial | Healthcare | New | Food Preparation | Natural Gas | Range | E10 |  | Baseline Forecast | 0 | 0 | 0 | 0 | 0 | 0 | 0 | 0 | 0 | 0 | 0 | 0 | 0 | 0 | 0 | 0 | 0 | 0 | 0 | 0 | 0 | 0 | 0 | 0 | 0 | 0 | 0 | 0 | 0 | 0 | 0
Commercial_Healthcare_New_Food Preparation_Natural Gas_Steamer_E1_Baseline Forecast | Commercial | Healthcare | New | Food Preparation | Natural Gas | Steamer | E1 | Standard | Baseline Forecast | 0 | 2280.1863 | 2297.9717 | 0 | 0 | 0 | 0 | 0 | 0 | 0 | 0 | 0 | 0 | 0 | 0 | 0 | 0 | 0 | 0 | 0 | 0 | 0 | 0 | 0 | 0 | 0 | 0 | 0 | 0 | 0 | 0
Commercial_Healthcare_New_Food Preparation_Natural Gas_Steamer_E2_Baseline Forecast | Commercial | Healthcare | New | Food Preparation | Natural Gas | Steamer | E2 | ENERGY STAR | Baseline Forecast | 0 | 2290.9854 | 2315.119 | 4890.6389 | 2684.2533 | 2186.8707 | 2154.8941 | 2123.6155 | 2093.0211 | 2063.0976 | 2541.7399 | 2969.2505 | 3377.5508 | 3492.8407 | 3537.6227 | 3571.4987 | 3595.8126 | 3611.7564 | 3620.3872 | 5086.7511 | 5040.8063 | 5115.8293 | 4428.3921 | 4346.6247 | 4419.1046 | 4484.5714 | 4542.9152 | 4594.1548 | 4957.4975 | 5257.9167 | 5525.7163
Commercial_Healthcare_New_Food Preparation_Natural Gas_Steamer_E3_Baseline Forecast | Commercial | Healthcare | New | Food Preparation | Natural Gas | Steamer | E3 |  | Baseline Forecast | 0 | 0 | 0 | 0 | 0 | 0 | 0 | 0 | 0 | 0 | 0 | 0 | 0 | 0 | 0 | 0 | 0 | 0 | 0 | 0 | 0 | 0 | 0 | 0 | 0 | 0 | 0 | 0 | 0 | 0 | 0
Commercial_Healthcare_New_Food Preparation_Natural Gas_Steamer_E4_Baseline Forecast | Commercial | Healthcare | New | Food Preparation | Natural Gas | Steamer | E4 |  | Baseline Forecast | 0 | 0 | 0 | 0 | 0 | 0 | 0 | 0 | 0 | 0 | 0 | 0 | 0 | 0 | 0 | 0 | 0 | 0 | 0 | 0 | 0 | 0 | 0 | 0 | 0 | 0 | 0 | 0 | 0 | 0 | 0
Commercial_Healthcare_New_Food Preparation_Natural Gas_Steamer_E5_Baseline Forecast | Commercial | Healthcare | New | Food Preparation | Natural Gas | Steamer | E5 |  | Baseline Forecast | 0 | 0 | 0 | 0 | 0 | 0 | 0 | 0 | 0 | 0 | 0 | 0 | 0 | 0 | 0 | 0 | 0 | 0 | 0 | 0 | 0 | 0 | 0 | 0 | 0 | 0 | 0 | 0 | 0 | 0 | 0
Commercial_Healthcare_New_Food Preparation_Natural Gas_Steamer_E6_Baseline Forecast | Commercial | Healthcare | New | Food Preparation | Natural Gas | Steamer | E6 |  | Baseline Forecast | 0 | 0 | 0 | 0 | 0 | 0 | 0 | 0 | 0 | 0 | 0 | 0 | 0 | 0 | 0 | 0 | 0 | 0 | 0 | 0 | 0 | 0 | 0 | 0 | 0 | 0 | 0 | 0 | 0 | 0 | 0
Commercial_Healthcare_New_Food Preparation_Natural Gas_Steamer_E7_Baseline Forecast | Commercial | Healthcare | New | Food Preparation | Natural Gas | Steamer | E7 |  | Baseline Forecast | 0 | 0 | 0 | 0 | 0 | 0 | 0 | 0 | 0 | 0 | 0 | 0 | 0 | 0 | 0 | 0 | 0 | 0 | 0 | 0 | 0 | 0 | 0 | 0 | 0 | 0 | 0 | 0 | 0 | 0 | 0
Commercial_Healthcare_New_Food Preparation_Natural Gas_Steamer_E8_Baseline Forecast | Commercial | Healthcare | New | Food Preparation | Natural Gas | Steamer | E8 |  | Baseline Forecast | 0 | 0 | 0 | 0 | 0 | 0 | 0 | 0 | 0 | 0 | 0 | 0 | 0 | 0 | 0 | 0 | 0 | 0 | 0 | 0 | 0 | 0 | 0 | 0 | 0 | 0 | 0 | 0 | 0 | 0 | 0
Commercial_Healthcare_New_Food Preparation_Natural Gas_Steamer_E9_Baseline Forecast | Commercial | Healthcare | New | Food Preparation | Natural Gas | Steamer | E9 |  | Baseline Forecast | 0 | 0 | 0 | 0 | 0 | 0 | 0 | 0 | 0 | 0 | 0 | 0 | 0 | 0 | 0 | 0 | 0 | 0 | 0 | 0 | 0 | 0 | 0 | 0 | 0 | 0 | 0 | 0 | 0 | 0 | 0
Commercial_Healthcare_New_Food Preparation_Natural Gas_Steamer_E10_Baseline Forecast | Commercial | Healthcare | New | Food Preparation | Natural Gas | Steamer | E10 |  | Baseline Forecast | 0 | 0 | 0 | 0 | 0 | 0 | 0 | 0 | 0 | 0 | 0 | 0 | 0 | 0 | 0 | 0 | 0 | 0 | 0 | 0 | 0 | 0 | 0 | 0 | 0 | 0 | 0 | 0 | 0 | 0 | 0
Commercial_Healthcare_New_Food Preparation_Natural Gas_Food Prep Other_E1_Baseline Forecast | Commercial | Healthcare | New | Food Preparation | Natural Gas | Food Prep Other | E1 | Standard | Baseline Forecast | 0 | 3382.6658 | 3413.6849 | 3619.0695 | 1986.3448 | 1618.2842 | 1594.6232 | 1571.478 | 1548.8385 | 1526.6956 | 2181.5744 | 2707.824 | 3166.1425 | 3202.5576 | 3154.4746 | 3994.5014 | 3779.8435 | 3645.9361 | 3049.2484 | 3031.185 | 3209.1304 | 3440.2195 | 3629.5135 | 3768.6113 | 4222.4707 | 4506.1186 | 4685.7214 | 4596.8064 | 4497.3148 | 4683.5949 | 4599.8782
Commercial_Healthcare_New_Food Preparation_Natural Gas_Food Prep Other_E2_Baseline Forecast | Commercial | Healthcare | New | Food Preparation | Natural Gas | Food Prep Other | E2 | ENERGY STAR | Baseline Forecast | 0 | 1188.506 | 1199.4058 | 1271.5695 | 697.9085 | 568.5865 | 560.2709 | 552.1375 | 544.1826 | 536.402 | 766.4919 | 951.3927 | 1112.4124 | 1125.213 | 1108.3262 | 1403.4775 | 1328.0572 | 1281.009 | 1071.3597 | 1065.0142 | 1127.5365 | 1208.7314 | 1275.2418 | 1324.018 | 1483.4676 | 1583.1168 | 1646.2119 | 1614.97 | 1580.0125 | 1645.4533 | 1616.038
Commercial_Healthcare_New_Food Preparation_Natural Gas_Food Prep Other_E3_Baseline Forecast | Commercial | Healthcare | New | Food Preparation | Natural Gas | Food Prep Other | E3 |  | Baseline Forecast | 0 | 0 | 0 | 0 | 0 | 0 | 0 | 0 | 0 | 0 | 0 | 0 | 0 | 0 | 0 | 0 | 0 | 0 | 0 | 0 | 0 | 0 | 0 | 0 | 0 | 0 | 0 | 0 | 0 | 0 | 0
Commercial_Healthcare_New_Food Preparation_Natural Gas_Food Prep Other_E4_Baseline Forecast | Commercial | Healthcare | New | Food Preparation | Natural Gas | Food Prep Other | E4 |  | Baseline Forecast | 0 | 0 | 0 | 0 | 0 | 0 | 0 | 0 | 0 | 0 | 0 | 0 | 0 | 0 | 0 | 0 | 0 | 0 | 0 | 0 | 0 | 0 | 0 | 0 | 0 | 0 | 0 | 0 | 0 | 0 | 0
Commercial_Healthcare_New_Food Preparation_Natural Gas_Food Prep Other_E5_Baseline Forecast | Commercial | Healthcare | New | Food Preparation | Natural Gas | Food Prep Other | E5 |  | Baseline Forecast | 0 | 0 | 0 | 0 | 0 | 0 | 0 | 0 | 0 | 0 | 0 | 0 | 0 | 0 | 0 | 0 | 0 | 0 | 0 | 0 | 0 | 0 | 0 | 0 | 0 | 0 | 0 | 0 | 0 | 0 | 0
Commercial_Healthcare_New_Food Preparation_Natural Gas_Food Prep Other_E6_Baseline Forecast | Commercial | Healthcare | New | Food Preparation | Natural Gas | Food Prep Other | E6 |  | Baseline Forecast | 0 | 0 | 0 | 0 | 0 | 0 | 0 | 0 | 0 | 0 | 0 | 0 | 0 | 0 | 0 | 0 | 0 | 0 | 0 | 0 | 0 | 0 | 0 | 0 | 0 | 0 | 0 | 0 | 0 | 0 | 0
Commercial_Healthcare_New_Food Preparation_Natural Gas_Food Prep Other_E7_Baseline Forecast | Commercial | Healthcare | New | Food Preparation | Natural Gas | Food Prep Other | E7 |  | Baseline Forecast | 0 | 0 | 0 | 0 | 0 | 0 | 0 | 0 | 0 | 0 | 0 | 0 | 0 | 0 | 0 | 0 | 0 | 0 | 0 | 0 | 0 | 0 | 0 | 0 | 0 | 0 | 0 | 0 | 0 | 0 | 0
Commercial_Healthcare_New_Food Preparation_Natural Gas_Food Prep Other_E8_Baseline Forecast | Commercial | Healthcare | New | Food Preparation | Natural Gas | Food Prep Other | E8 |  | Baseline Forecast | 0 | 0 | 0 | 0 | 0 | 0 | 0 | 0 | 0 | 0 | 0 | 0 | 0 | 0 | 0 | 0 | 0 | 0 | 0 | 0 | 0 | 0 | 0 | 0 | 0 | 0 | 0 | 0 | 0 | 0 | 0
Commercial_Healthcare_New_Food Preparation_Natural Gas_Food Prep Other_E9_Baseline Forecast | Commercial | Healthcare | New | Food Preparation | Natural Gas | Food Prep Other | E9 |  | Baseline Forecast | 0 | 0 | 0 | 0 | 0 | 0 | 0 | 0 | 0 | 0 | 0 | 0 | 0 | 0 | 0 | 0 | 0 | 0 | 0 | 0 | 0 | 0 | 0 | 0 | 0 | 0 | 0 | 0 | 0 | 0 | 0
Commercial_Healthcare_New_Food Preparation_Natural Gas_Food Prep Other_E10_Baseline Forecast | Commercial | Healthcare | New | Food Preparation | Natural Gas | Food Prep Other | E10 |  | Baseline Forecast | 0 | 0 | 0 | 0 | 0 | 0 | 0 | 0 | 0 | 0 | 0 | 0 | 0 | 0 | 0 | 0 | 0 | 0 | 0 | 0 | 0 | 0 | 0 | 0 | 0 | 0 | 0 | 0 | 0 | 0 | 0
Commercial_Healthcare_New_Miscellaneous_Natural Gas_Pool Heater_E1_Baseline Forecast | Commercial | Healthcare | New | Miscellaneous | Natural Gas | Pool Heater | E1 | Standard (EF .82) | Baseline Forecast | 0 | 1115.4464 | 1125.4911 | 1193.1609 | 654.5936 | 533.6624 | 749.3367 | 922.3305 | 1072.5428 | 1084.1473 | 1067.7343 | 1389.0883 | 1394.4121 | 1439.3411 | 1316.5547 | 1321.5304 | 1476.5067 | 1587.5912 | 1678.4039 | 1687.9674 | 1690.4163 | 1810.7348 | 1844.673 | 1923.5491 | 1927.2071 | 1964.0474 | 2056.8004 | 2125.6766 | 2185.9608 | 2212.7593 | 2238.2672
Commercial_Healthcare_New_Miscellaneous_Natural Gas_Pool Heater_E2_Baseline Forecast | Commercial | Healthcare | New | Miscellaneous | Natural Gas | Pool Heater | E2 | Condensing (EF .90) | Baseline Forecast | 0 | 124.4643 | 125.7898 | 133.4038 | 73.4985 | 59.5168 | 83.1511 | 102.3329 | 119.4066 | 120.4586 | 118.5694 | 154.0577 | 149.2072 | 153.5184 | 140.2873 | 143.0665 | 162.5016 | 177.453 | 189.5882 | 193.4676 | 194.0587 | 208.2732 | 212.6514 | 196.7301 | 196.5135 | 199.7011 | 208.5666 | 214.9923 | 220.5366 | 222.697 | 224.7278
Commercial_Healthcare_New_Miscellaneous_Natural Gas_Pool Heater_E3_Baseline Forecast | Commercial | Healthcare | New | Miscellaneous | Natural Gas | Pool Heater | E3 |  | Baseline Forecast | 0 | 0 | 0 | 0 | 0 | 0 | 0 | 0 | 0 | 0 | 0 | 0 | 0 | 0 | 0 | 0 | 0 | 0 | 0 | 0 | 0 | 0 | 0 | 0 | 0 | 0 | 0 | 0 | 0 | 0 | 0
Commercial_Healthcare_New_Miscellaneous_Natural Gas_Pool Heater_E4_Baseline Forecast | Commercial | Healthcare | New | Miscellaneous | Natural Gas | Pool Heater | E4 |  | Baseline Forecast | 0 | 0 | 0 | 0 | 0 | 0 | 0 | 0 | 0 | 0 | 0 | 0 | 0 | 0 | 0 | 0 | 0 | 0 | 0 | 0 | 0 | 0 | 0 | 0 | 0 | 0 | 0 | 0 | 0 | 0 | 0
Commercial_Healthcare_New_Miscellaneous_Natural Gas_Pool Heater_E5_Baseline Forecast | Commercial | Healthcare | New | Miscellaneous | Natural Gas | Pool Heater | E5 |  | Baseline Forecast | 0 | 0 | 0 | 0 | 0 | 0 | 0 | 0 | 0 | 0 | 0 | 0 | 0 | 0 | 0 | 0 | 0 | 0 | 0 | 0 | 0 | 0 | 0 | 0 | 0 | 0 | 0 | 0 | 0 | 0 | 0
Commercial_Healthcare_New_Miscellaneous_Natural Gas_Pool Heater_E6_Baseline Forecast | Commercial | Healthcare | New | Miscellaneous | Natural Gas | Pool Heater | E6 |  | Baseline Forecast | 0 | 0 | 0 | 0 | 0 | 0 | 0 | 0 | 0 | 0 | 0 | 0 | 0 | 0 | 0 | 0 | 0 | 0 | 0 | 0 | 0 | 0 | 0 | 0 | 0 | 0 | 0 | 0 | 0 | 0 | 0
Commercial_Healthcare_New_Miscellaneous_Natural Gas_Pool Heater_E7_Baseline Forecast | Commercial | Healthcare | New | Miscellaneous | Natural Gas | Pool Heater | E7 |  | Baseline Forecast | 0 | 0 | 0 | 0 | 0 | 0 | 0 | 0 | 0 | 0 | 0 | 0 | 0 | 0 | 0 | 0 | 0 | 0 | 0 | 0 | 0 | 0 | 0 | 0 | 0 | 0 | 0 | 0 | 0 | 0 | 0
Commercial_Healthcare_New_Miscellaneous_Natural Gas_Pool Heater_E8_Baseline Forecast | Commercial | Healthcare | New | Miscellaneous | Natural Gas | Pool Heater | E8 |  | Baseline Forecast | 0 | 0 | 0 | 0 | 0 | 0 | 0 | 0 | 0 | 0 | 0 | 0 | 0 | 0 | 0 | 0 | 0 | 0 | 0 | 0 | 0 | 0 | 0 | 0 | 0 | 0 | 0 | 0 | 0 | 0 | 0
Commercial_Healthcare_New_Miscellaneous_Natural Gas_Pool Heater_E9_Baseline Forecast | Commercial | Healthcare | New | Miscellaneous | Natural Gas | Pool Heater | E9 |  | Baseline Forecast | 0 | 0 | 0 | 0 | 0 | 0 | 0 | 0 | 0 | 0 | 0 | 0 | 0 | 0 | 0 | 0 | 0 | 0 | 0 | 0 | 0 | 0 | 0 | 0 | 0 | 0 | 0 | 0 | 0 | 0 | 0
Commercial_Healthcare_New_Miscellaneous_Natural Gas_Pool Heater_E10_Baseline Forecast | Commercial | Healthcare | New | Miscellaneous | Natural Gas | Pool Heater | E10 |  | Baseline Forecast | 0 | 0 | 0 | 0 | 0 | 0 | 0 | 0 | 0 | 0 | 0 | 0 | 0 | 0 | 0 | 0 | 0 | 0 | 0 | 0 | 0 | 0 | 0 | 0 | 0 | 0 | 0 | 0 | 0 | 0 | 0
Commercial_Healthcare_New_Miscellaneous_Natural Gas_Miscellaneous_E1_Baseline Forecast | Commercial | Healthcare | New | Miscellaneous | Natural Gas | Miscellaneous | E1 | Standard | Baseline Forecast | 0 | 175914.2585 | 177527.4416 | 188208.4417 | 128429.8176 | 131059.8157 | 150015.943 | 157575.3117 | 164284.859 | 172601.5388 | 180670.8361 | 239663.6871 | 240500.2076 | 244881.9441 | 236409.2852 | 247325.5258 | 261943.6489 | 269823.9856 | 277774.567 | 287032.7186 | 295911.3951 | 319386.4274 | 323780.7307 | 329745.5684 | 334366.0497 | 344505.0965 | 355030.5091 | 362655.6539 | 370569.0306 | 379147.36 | 387391.948
Commercial_Healthcare_New_Miscellaneous_Natural Gas_Miscellaneous_E2_Baseline Forecast | Commercial | Healthcare | New | Miscellaneous | Natural Gas | Miscellaneous | E2 |  | Baseline Forecast | 0 | 0 | 0 | 0 | 0 | 0 | 0 | 0 | 0 | 0 | 0 | 0 | 0 | 0 | 0 | 0 | 0 | 0 | 0 | 0 | 0 | 0 | 0 | 0 | 0 | 0 | 0 | 0 | 0 | 0 | 0
Commercial_Healthcare_New_Miscellaneous_Natural Gas_Miscellaneous_E3_Baseline Forecast | Commercial | Healthcare | New | Miscellaneous | Natural Gas | Miscellaneous | E3 |  | Baseline Forecast | 0 | 0 | 0 | 0 | 0 | 0 | 0 | 0 | 0 | 0 | 0 | 0 | 0 | 0 | 0 | 0 | 0 | 0 | 0 | 0 | 0 | 0 | 0 | 0 | 0 | 0 | 0 | 0 | 0 | 0 | 0
Commercial_Healthcare_New_Miscellaneous_Natural Gas_Miscellaneous_E4_Baseline Forecast | Commercial | Healthcare | New | Miscellaneous | Natural Gas | Miscellaneous | E4 |  | Baseline Forecast | 0 | 0 | 0 | 0 | 0 | 0 | 0 | 0 | 0 | 0 | 0 | 0 | 0 | 0 | 0 | 0 | 0 | 0 | 0 | 0 | 0 | 0 | 0 | 0 | 0 | 0 | 0 | 0 | 0 | 0 | 0
Commercial_Healthcare_New_Miscellaneous_Natural Gas_Miscellaneous_E5_Baseline Forecast | Commercial | Healthcare | New | Miscellaneous | Natural Gas | Miscellaneous | E5 |  | Baseline Forecast | 0 | 0 | 0 | 0 | 0 | 0 | 0 | 0 | 0 | 0 | 0 | 0 | 0 | 0 | 0 | 0 | 0 | 0 | 0 | 0 | 0 | 0 | 0 | 0 | 0 | 0 | 0 | 0 | 0 | 0 | 0
Commercial_Healthcare_New_Miscellaneous_Natural Gas_Miscellaneous_E6_Baseline Forecast | Commercial | Healthcare | New | Miscellaneous | Natural Gas | Miscellaneous | E6 |  | Baseline Forecast | 0 | 0 | 0 | 0 | 0 | 0 | 0 | 0 | 0 | 0 | 0 | 0 | 0 | 0 | 0 | 0 | 0 | 0 | 0 | 0 | 0 | 0 | 0 | 0 | 0 | 0 | 0 | 0 | 0 | 0 | 0
Commercial_Healthcare_New_Miscellaneous_Natural Gas_Miscellaneous_E7_Baseline Forecast | Commercial | Healthcare | New | Miscellaneous | Natural Gas | Miscellaneous | E7 |  | Baseline Forecast | 0 | 0 | 0 | 0 | 0 | 0 | 0 | 0 | 0 | 0 | 0 | 0 | 0 | 0 | 0 | 0 | 0 | 0 | 0 | 0 | 0 | 0 | 0 | 0 | 0 | 0 | 0 | 0 | 0 | 0 | 0
Commercial_Healthcare_New_Miscellaneous_Natural Gas_Miscellaneous_E8_Baseline Forecast | Commercial | Healthcare | New | Miscellaneous | Natural Gas | Miscellaneous | E8 |  | Baseline Forecast | 0 | 0 | 0 | 0 | 0 | 0 | 0 | 0 | 0 | 0 | 0 | 0 | 0 | 0 | 0 | 0 | 0 | 0 | 0 | 0 | 0 | 0 | 0 | 0 | 0 | 0 | 0 | 0 | 0 | 0 | 0
Commercial_Healthcare_New_Miscellaneous_Natural Gas_Miscellaneous_E9_Baseline Forecast | Commercial | Healthcare | New | Miscellaneous | Natural Gas | Miscellaneous | E9 |  | Baseline Forecast | 0 | 0 | 0 | 0 | 0 | 0 | 0 | 0 | 0 | 0 | 0 | 0 | 0 | 0 | 0 | 0 | 0 | 0 | 0 | 0 | 0 | 0 | 0 | 0 | 0 | 0 | 0 | 0 | 0 | 0 | 0
Commercial_Healthcare_New_Miscellaneous_Natural Gas_Miscellaneous_E10_Baseline Forecast | Commercial | Healthcare | New | Miscellaneous | Natural Gas | Miscellaneous | E10 |  | Baseline Forecast | 0 | 0 | 0 | 0 | 0 | 0 | 0 | 0 | 0 | 0 | 0 | 0 | 0 | 0 | 0 | 0 | 0 | 0 | 0 | 0 | 0 | 0 | 0 | 0 | 0 | 0 | 0 | 0 | 0 | 0 | 0
Commercial_Lodging_Existing_Space Heating_Natural Gas_Furnace_E1_Baseline Forecast | Commercial | Lodging | Existing | Space Heating | Natural Gas | Furnace | E1 | AFUE 80% (Standard) | Baseline Forecast | 0 | 52068.0952 | 54403.5024 | 56430.0053 | 58174.1407 | 0 | 0 | 0 | 0 | 0 | 0 | 0 | 0 | 0 | 0 | 0 | 0 | 0 | 0 | 0 | 0 | 0 | 0 | 0 | 0 | 0 | 0 | 0 | 0 | 0 | 0
Commercial_Lodging_Existing_Space Heating_Natural Gas_Furnace_E2_Baseline Forecast | Commercial | Lodging | Existing | Space Heating | Natural Gas | Furnace | E2 | AFUE 90% | Baseline Forecast | 0 | 0 | 0 | 0 | 0 | 0 | 0 | 0 | 0 | 0 | 0 | 0 | 0 | 0 | 0 | 0 | 0 | 0 | 0 | 0 | 0 | 0 | 0 | 0 | 0 | 0 | 0 | 0 | 0 | 0 | 0
Commercial_Lodging_Existing_Space Heating_Natural Gas_Furnace_E3_Baseline Forecast | Commercial | Lodging | Existing | Space Heating | Natural Gas | Furnace | E3 | AFUE 95% | Baseline Forecast | 0 | 0 | 0 | 0 | 0 | 59660.3339 | 60911.0637 | 41796.5675 | 42372.8344 | 42833.0397 | 43177.8412 | 43426.1166 | 40202.7097 | 37090.8502 | 34211.9769 | 31563.2187 | 29114.928 | 26854.9296 | 24784.5204 | 24744.7463 | 24761.7508 | 24817.4165 | 24900.1598 | 25352.0226 | 25483.1894 | 25618.5085 | 25752.3569 | 25880.163 | 25998.2575 | 26103.7536 | 26002.062
Commercial_Lodging_Existing_Space Heating_Natural Gas_Furnace_E4_Baseline Forecast | Commercial | Lodging | Existing | Space Heating | Natural Gas | Furnace | E4 |  | Baseline Forecast | 0 | 0 | 0 | 0 | 0 | 0 | 0 | 0 | 0 | 0 | 0 | 0 | 0 | 0 | 0 | 0 | 0 | 0 | 0 | 0 | 0 | 0 | 0 | 0 | 0 | 0 | 0 | 0 | 0 | 0 | 0
Commercial_Lodging_Existing_Space Heating_Natural Gas_Furnace_E5_Baseline Forecast | Commercial | Lodging | Existing | Space Heating | Natural Gas | Furnace | E5 |  | Baseline Forecast | 0 | 0 | 0 | 0 | 0 | 0 | 0 | 20150.4469 | 20414.382 | 20616.1352 | 20771.1491 | 20875.3508 | 19105.9379 | 17612.6554 | 16243.9623 | 14974.9653 | 13809.7029 | 12736.7299 | 11732.9632 | 11721.4446 | 11732.6243 | 11764.4264 | 11811.2828 | 11516.6628 | 11558.2184 | 11600.967 | 11642.1613 | 11679.535 | 11711.2458 | 11735.8144 | 11665.7761
Commercial_Lodging_Existing_Space Heating_Natural Gas_Furnace_E6_Baseline Forecast | Commercial | Lodging | Existing | Space Heating | Natural Gas | Furnace | E6 |  | Baseline Forecast | 0 | 0 | 0 | 0 | 0 | 0 | 0 | 0 | 0 | 0 | 0 | 0 | 0 | 0 | 0 | 0 | 0 | 0 | 0 | 0 | 0 | 0 | 0 | 0 | 0 | 0 | 0 | 0 | 0 | 0 | 0
Commercial_Lodging_Existing_Space Heating_Natural Gas_Furnace_E7_Baseline Forecast | Commercial | Lodging | Existing | Space Heating | Natural Gas | Furnace | E7 |  | Baseline Forecast | 0 | 0 | 0 | 0 | 0 | 0 | 0 | 0 | 0 | 0 | 0 | 0 | 0 | 0 | 0 | 0 | 0 | 0 | 0 | 0 | 0 | 0 | 0 | 0 | 0 | 0 | 0 | 0 | 0 | 0 | 0
Commercial_Lodging_Existing_Space Heating_Natural Gas_Furnace_E8_Baseline Forecast | Commercial | Lodging | Existing | Space Heating | Natural Gas | Furnace | E8 |  | Baseline Forecast | 0 | 0 | 0 | 0 | 0 | 0 | 0 | 0 | 0 | 0 | 0 | 0 | 0 | 0 | 0 | 0 | 0 | 0 | 0 | 0 | 0 | 0 | 0 | 0 | 0 | 0 | 0 | 0 | 0 | 0 | 0
Commercial_Lodging_Existing_Space Heating_Natural Gas_Furnace_E9_Baseline Forecast | Commercial | Lodging | Existing | Space Heating | Natural Gas | Furnace | E9 |  | Baseline Forecast | 0 | 0 | 0 | 0 | 0 | 0 | 0 | 0 | 0 | 0 | 0 | 0 | 0 | 0 | 0 | 0 | 0 | 0 | 0 | 0 | 0 | 0 | 0 | 0 | 0 | 0 | 0 | 0 | 0 | 0 | 0
Commercial_Lodging_Existing_Space Heating_Natural Gas_Furnace_E10_Baseline Forecast | Commercial | Lodging | Existing | Space Heating | Natural Gas | Furnace | E10 |  | Baseline Forecast | 0 | 0 | 0 | 0 | 0 | 0 | 0 | 0 | 0 | 0 | 0 | 0 | 0 | 0 | 0 | 0 | 0 | 0 | 0 | 0 | 0 | 0 | 0 | 0 | 0 | 0 | 0 | 0 | 0 | 0 | 0
Commercial_Lodging_Existing_Space Heating_Natural Gas_Boiler_E1_Baseline Forecast | Commercial | Lodging | Existing | Space Heating | Natural Gas | Boiler | E1 | AFUE 80% (Standard) | Baseline Forecast | 0 | 13085.3448 | 12936.9696 | 12778.2617 | 12607.6864 | 0 | 0 | 0 | 0 | 0 | 0 | 0 | 0 | 0 | 0 | 0 | 0 | 0 | 0 | 0 | 0 | 0 | 0 | 0 | 0 | 0 | 0 | 0 | 0 | 0 | 0
Commercial_Lodging_Existing_Space Heating_Natural Gas_Boiler_E2_Baseline Forecast | Commercial | Lodging | Existing | Space Heating | Natural Gas | Boiler | E2 | AFUE 85% | Baseline Forecast | 0 | 0 | 0 | 0 | 0 | 0 | 0 | 0 | 0 | 0 | 0 | 0 | 0 | 0 | 0 | 0 | 0 | 0 | 0 | 0 | 0 | 0 | 0 | 0 | 0 | 0 | 0 | 0 | 0 | 0 | 0
Commercial_Lodging_Existing_Space Heating_Natural Gas_Boiler_E3_Baseline Forecast | Commercial | Lodging | Existing | Space Heating | Natural Gas | Boiler | E3 | AFUE 98% | Baseline Forecast | 0 | 11905.665 | 11776.8672 | 11639.6568 | 11498.593 | 23781.5946 | 23446.2282 | 23102.2674 | 22751.5534 | 22395.7085 | 22036.1601 | 21674.1628 | 21310.8172 | 20947.0871 | 20583.8149 | 20221.7352 | 19861.4865 | 19503.6224 | 19148.6213 | 18796.8941 | 18448.793 | 19388.0169 | 18559.7169 | 17822.2979 | 17163.3306 | 16572.0312 | 16039.0525 | 15556.3021 | 15116.7817 | 14714.4467 | 14344.0835
Commercial_Lodging_Existing_Space Heating_Natural Gas_Boiler_E4_Baseline Forecast | Commercial | Lodging | Existing | Space Heating | Natural Gas | Boiler | E4 | Convert to NG Air Source Heat Pump | Baseline Forecast | 0 | 0 | 0 | 0 | 0 | 0 | 0 | 0 | 0 | 0 | 0 | 0 | 0 | 0 | 0 | 0 | 0 | 0 | 0 | 0 | 0 | 0 | 0 | 0 | 0 | 0 | 0 | 0 | 0 | 0 | 0
Commercial_Lodging_Existing_Space Heating_Natural Gas_Boiler_E5_Baseline Forecast | Commercial | Lodging | Existing | Space Heating | Natural Gas | Boiler | E5 |  | Baseline Forecast | 0 | 0 | 0 | 0 | 0 | 0 | 0 | 0 | 0 | 0 | 0 | 0 | 0 | 0 | 0 | 0 | 0 | 0 | 0 | 0 | 0 | 0 | 0 | 0 | 0 | 0 | 0 | 0 | 0 | 0 | 0
Commercial_Lodging_Existing_Space Heating_Natural Gas_Boiler_E6_Baseline Forecast | Commercial | Lodging | Existing | Space Heating | Natural Gas | Boiler | E6 |  | Baseline Forecast | 0 | 0 | 0 | 0 | 0 | 0 | 0 | 0 | 0 | 0 | 0 | 0 | 0 | 0 | 0 | 0 | 0 | 0 | 0 | 0 | 0 | 0 | 0 | 0 | 0 | 0 | 0 | 0 | 0 | 0 | 0
Commercial_Lodging_Existing_Space Heating_Natural Gas_Boiler_E7_Baseline Forecast | Commercial | Lodging | Existing | Space Heating | Natural Gas | Boiler | E7 |  | Baseline Forecast | 0 | 0 | 0 | 0 | 0 | 0 | 0 | 0 | 0 | 0 | 0 | 0 | 0 | 0 | 0 | 0 | 0 | 0 | 0 | 0 | 0 | 0 | 0 | 0 | 0 | 0 | 0 | 0 | 0 | 0 | 0
Commercial_Lodging_Existing_Space Heating_Natural Gas_Boiler_E8_Baseline Forecast | Commercial | Lodging | Existing | Space Heating | Natural Gas | Boiler | E8 |  | Baseline Forecast | 0 | 0 | 0 | 0 | 0 | 0 | 0 | 0 | 0 | 0 | 0 | 0 | 0 | 0 | 0 | 0 | 0 | 0 | 0 | 0 | 0 | 0 | 0 | 0 | 0 | 0 | 0 | 0 | 0 | 0 | 0
Commercial_Lodging_Existing_Space Heating_Natural Gas_Boiler_E9_Baseline Forecast | Commercial | Lodging | Existing | Space Heating | Natural Gas | Boiler | E9 |  | Baseline Forecast | 0 | 0 | 0 | 0 | 0 | 0 | 0 | 0 | 0 | 0 | 0 | 0 | 0 | 0 | 0 | 0 | 0 | 0 | 0 | 0 | 0 | 0 | 0 | 0 | 0 | 0 | 0 | 0 | 0 | 0 | 0
Commercial_Lodging_Existing_Space Heating_Natural Gas_Boiler_E10_Baseline Forecast | Commercial | Lodging | Existing | Space Heating | Natural Gas | Boiler | E10 |  | Baseline Forecast | 0 | 0 | 0 | 0 | 0 | 0 | 0 | 0 | 0 | 0 | 0 | 0 | 0 | 0 | 0 | 0 | 0 | 0 | 0 | 0 | 0 | 0 | 0 | 0 | 0 | 0 | 0 | 0 | 0 | 0 | 0
Commercial_Lodging_Existing_Space Heating_Natural Gas_Unit Heater_E1_Baseline Forecast | Commercial | Lodging | Existing | Space Heating | Natural Gas | Unit Heater | E1 | Standard | Baseline Forecast | 0 | 227.9523 | 649.8713 | 1235.7524 | 1959.1306 | 0 | 0 | 0 | 0 | 0 | 0 | 0 | 0 | 0 | 0 | 0 | 0 | 0 | 0 | 0 | 0 | 0 | 0 | 0 | 0 | 0 | 0 | 0 | 0 | 0 | 0
Commercial_Lodging_Existing_Space Heating_Natural Gas_Unit Heater_E2_Baseline Forecast | Commercial | Lodging | Existing | Space Heating | Natural Gas | Unit Heater | E2 | Condensing | Baseline Forecast | 0 | 0 | 0 | 0 | 0 | 2796.6869 | 3727.8988 | 4734.7276 | 5801.3415 | 6913.8684 | 7870.1207 | 8714.4523 | 9481.0432 | 10195.8927 | 10878.4532 | 11542.9671 | 12199.5561 | 11370.1867 | 10782.9556 | 10405.1808 | 10185.7512 | 10086.8594 | 10080.6899 | 10146.8712 | 10270.524 | 10440.7783 | 10649.6546 | 10678.6215 | 10595.6468 | 10451.8275 | 10282.337
Commercial_Lodging_Existing_Space Heating_Natural Gas_Unit Heater_E3_Baseline Forecast | Commercial | Lodging | Existing | Space Heating | Natural Gas | Unit Heater | E3 | Infrared Radiant | Baseline Forecast | 0 | 0 | 0 | 0 | 0 | 0 | 0 | 0 | 0 | 0 | 0 | 0 | 0 | 0 | 0 | 0 | 0 | 0 | 0 | 0 | 0 | 0 | 0 | 0 | 0 | 0 | 0 | 0 | 0 | 0 | 0
Commercial_Lodging_Existing_Space Heating_Natural Gas_Unit Heater_E4_Baseline Forecast | Commercial | Lodging | Existing | Space Heating | Natural Gas | Unit Heater | E4 |  | Baseline Forecast | 0 | 0 | 0 | 0 | 0 | 0 | 0 | 0 | 0 | 0 | 0 | 0 | 0 | 0 | 0 | 0 | 0 | 0 | 0 | 0 | 0 | 0 | 0 | 0 | 0 | 0 | 0 | 0 | 0 | 0 | 0
Commercial_Lodging_Existing_Space Heating_Natural Gas_Unit Heater_E5_Baseline Forecast | Commercial | Lodging | Existing | Space Heating | Natural Gas | Unit Heater | E5 |  | Baseline Forecast | 0 | 0 | 0 | 0 | 0 | 0 | 0 | 0 | 0 | 0 | 0 | 0 | 0 | 0 | 0 | 0 | 0 | 0 | 0 | 0 | 0 | 0 | 0 | 0 | 0 | 0 | 0 | 0 | 0 | 0 | 0
Commercial_Lodging_Existing_Space Heating_Natural Gas_Unit Heater_E6_Baseline Forecast | Commercial | Lodging | Existing | Space Heating | Natural Gas | Unit Heater | E6 |  | Baseline Forecast | 0 | 0 | 0 | 0 | 0 | 0 | 0 | 0 | 0 | 0 | 0 | 0 | 0 | 0 | 0 | 0 | 0 | 0 | 0 | 0 | 0 | 0 | 0 | 0 | 0 | 0 | 0 | 0 | 0 | 0 | 0
Commercial_Lodging_Existing_Space Heating_Natural Gas_Unit Heater_E7_Baseline Forecast | Commercial | Lodging | Existing | Space Heating | Natural Gas | Unit Heater | E7 |  | Baseline Forecast | 0 | 0 | 0 | 0 | 0 | 0 | 0 | 0 | 0 | 0 | 0 | 0 | 0 | 0 | 0 | 0 | 0 | 0 | 0 | 0 | 0 | 0 | 0 | 0 | 0 | 0 | 0 | 0 | 0 | 0 | 0
Commercial_Lodging_Existing_Space Heating_Natural Gas_Unit Heater_E8_Baseline Forecast | Commercial | Lodging | Existing | Space Heating | Natural Gas | Unit Heater | E8 |  | Baseline Forecast | 0 | 0 | 0 | 0 | 0 | 0 | 0 | 0 | 0 | 0 | 0 | 0 | 0 | 0 | 0 | 0 | 0 | 0 | 0 | 0 | 0 | 0 | 0 | 0 | 0 | 0 | 0 | 0 | 0 | 0 | 0
Commercial_Lodging_Existing_Space Heating_Natural Gas_Unit Heater_E9_Baseline Forecast | Commercial | Lodging | Existing | Space Heating | Natural Gas | Unit Heater | E9 |  | Baseline Forecast | 0 | 0 | 0 | 0 | 0 | 0 | 0 | 0 | 0 | 0 | 0 | 0 | 0 | 0 | 0 | 0 | 0 | 0 | 0 | 0 | 0 | 0 | 0 | 0 | 0 | 0 | 0 | 0 | 0 | 0 | 0
Commercial_Lodging_Existing_Space Heating_Natural Gas_Unit Heater_E10_Baseline Forecast | Commercial | Lodging | Existing | Space Heating | Natural Gas | Unit Heater | E10 |  | Baseline Forecast | 0 | 0 | 0 | 0 | 0 | 0 | 0 | 0 | 0 | 0 | 0 | 0 | 0 | 0 | 0 | 0 | 0 | 0 | 0 | 0 | 0 | 0 | 0 | 0 | 0 | 0 | 0 | 0 | 0 | 0 | 0
Commercial_Lodging_Existing_Water Heating_Natural Gas_Water Heater_E1_Baseline Forecast | Commercial | Lodging | Existing | Water Heating | Natural Gas | Water Heater | E1 | TE 0.80 | Baseline Forecast | 0 | 18939.3951 | 20577.8197 | 21960.9462 | 23115.0736 | 24124.3329 | 24955.2429 | 497.1038 | 521.4687 | 547.4239 | 639.5168 | 672.8388 | 689.1084 | 620.6245 | 550.2645 | 544.1441 | 460.8631 | 391.646 | 338.1463 | 322.8929 | 312.2011 | 227.6241 | 238.7691 | 366.2147 | 386.7159 | 403.1665 | 416.3339 | 433.685 | 553.5583 | 540.561 | 519.8452
Commercial_Lodging_Existing_Water Heating_Natural Gas_Water Heater_E2_Baseline Forecast | Commercial | Lodging | Existing | Water Heating | Natural Gas | Water Heater | E2 | TE 0.90 | Baseline Forecast | 0 | 66629.0228 | 72427.2717 | 77334.1169 | 81455.0629 | 84823.2691 | 87576.5807 | 1742.62 | 1827.2957 | 1917.0331 | 2238.5553 | 2359.7308 | 2406.6126 | 2173.0204 | 1932.2953 | 1915.5761 | 1622.5398 | 1379.0726 | 1189.9069 | 1136.7663 | 1099.4799 | 801.9674 | 841.6742 | 1250.1108 | 1318.6864 | 1373.3695 | 1416.8128 | 1474.4297 | 1880.1841 | 1834.3193 | 1762.3879
Commercial_Lodging_Existing_Water Heating_Natural Gas_Water Heater_E3_Baseline Forecast | Commercial | Lodging | Existing | Water Heating | Natural Gas | Water Heater | E3 | TE 0.94 | Baseline Forecast | 0 | 0 | 0 | 0 | 0 | 0 | 0 | 0 | 0 | 0 | 0 | 0 | 0 | 0 | 0 | 0 | 0 | 0 | 0 | 0 | 0 | 0 | 0 | 0 | 0 | 0 | 0 | 0 | 0 | 0 | 0
Commercial_Lodging_Existing_Water Heating_Natural Gas_Water Heater_E4_Baseline Forecast | Commercial | Lodging | Existing | Water Heating | Natural Gas | Water Heater | E4 | Instantaneous TE 0.94 | Baseline Forecast | 0 | 0 | 0 | 0 | 0 | 0 | 0 | 113175.9271 | 115332.914 | 116938.9092 | 132036.463 | 145130.2673 | 142607.3603 | 140443.9485 | 138289.9202 | 152758.4804 | 129969.5059 | 111049.1439 | 95261.6225 | 91834.3458 | 89444.6343 | 65785.521 | 69705.5688 | 73634.0825 | 77197.4512 | 79937.8541 | 82021.5256 | 84919.5797 | 107757.0287 | 104628.88 | 100304.3751
Commercial_Lodging_Existing_Water Heating_Natural Gas_Water Heater_E5_Baseline Forecast | Commercial | Lodging | Existing | Water Heating | Natural Gas | Water Heater | E5 | Gas-Fired Absorption HPWH | Baseline Forecast | 0 | 0 | 0 | 0 | 0 | 0 | 0 | 0 | 0 | 0 | 0 | 0 | 0 | 0 | 0 | 0 | 0 | 0 | 0 | 0 | 0 | 0 | 0 | 0 | 0 | 0 | 0 | 0 | 0 | 0 | 0
Commercial_Lodging_Existing_Water Heating_Natural Gas_Water Heater_E6_Baseline Forecast | Commercial | Lodging | Existing | Water Heating | Natural Gas | Water Heater | E6 |  | Baseline Forecast | 0 | 0 | 0 | 0 | 0 | 0 | 0 | 0 | 0 | 0 | 0 | 0 | 0 | 0 | 0 | 0 | 0 | 0 | 0 | 0 | 0 | 0 | 0 | 0 | 0 | 0 | 0 | 0 | 0 | 0 | 0
Commercial_Lodging_Existing_Water Heating_Natural Gas_Water Heater_E7_Baseline Forecast | Commercial | Lodging | Existing | Water Heating | Natural Gas | Water Heater | E7 |  | Baseline Forecast | 0 | 0 | 0 | 0 | 0 | 0 | 0 | 0 | 0 | 0 | 0 | 0 | 0 | 0 | 0 | 0 | 0 | 0 | 0 | 0 | 0 | 0 | 0 | 0 | 0 | 0 | 0 | 0 | 0 | 0 | 0
Commercial_Lodging_Existing_Water Heating_Natural Gas_Water Heater_E8_Baseline Forecast | Commercial | Lodging | Existing | Water Heating | Natural Gas | Water Heater | E8 |  | Baseline Forecast | 0 | 0 | 0 | 0 | 0 | 0 | 0 | 0 | 0 | 0 | 0 | 0 | 0 | 0 | 0 | 0 | 0 | 0 | 0 | 0 | 0 | 0 | 0 | 0 | 0 | 0 | 0 | 0 | 0 | 0 | 0
Commercial_Lodging_Existing_Water Heating_Natural Gas_Water Heater_E9_Baseline Forecast | Commercial | Lodging | Existing | Water Heating | Natural Gas | Water Heater | E9 |  | Baseline Forecast | 0 | 0 | 0 | 0 | 0 | 0 | 0 | 0 | 0 | 0 | 0 | 0 | 0 | 0 | 0 | 0 | 0 | 0 | 0 | 0 | 0 | 0 | 0 | 0 | 0 | 0 | 0 | 0 | 0 | 0 | 0
Commercial_Lodging_Existing_Water Heating_Natural Gas_Water Heater_E10_Baseline Forecast | Commercial | Lodging | Existing | Water Heating | Natural Gas | Water Heater | E10 |  | Baseline Forecast | 0 | 0 | 0 | 0 | 0 | 0 | 0 | 0 | 0 | 0 | 0 | 0 | 0 | 0 | 0 | 0 | 0 | 0 | 0 | 0 | 0 | 0 | 0 | 0 | 0 | 0 | 0 | 0 | 0 | 0 | 0
Commercial_Lodging_Existing_Food Preparation_Natural Gas_Oven_E1_Baseline Forecast | Commercial | Lodging | Existing | Food Preparation | Natural Gas | Oven | E1 | Standard | Baseline Forecast | 0 | 4768.2454 | 6070.2819 | 7041.7956 | 7752.203 | 8307.152 | 8703.4926 | 8964.6088 | 9120.2576 | 9205.6999 | 7864.1751 | 7018.6264 | 6580.4577 | 6300.7125 | 6167.6365 | 6131.662 | 7156.4161 | 7333.5588 | 7449.7275 | 7308.1024 | 7048.2138 | 6742.1839 | 6435.5374 | 6419.9857 | 6177.9155 | 5835.0238 | 5681.4975 | 5642.099 | 5639.0346 | 5632.1086 | 5603.9078
Commercial_Lodging_Existing_Food Preparation_Natural Gas_Oven_E2_Baseline Forecast | Commercial | Lodging | Existing | Food Preparation | Natural Gas | Oven | E2 | ENERGY STAR (EF ≥ 44%) Convection Oven utilizing ASTM Std F1496 | Baseline Forecast | 0 | 6873.8801 | 8761.786 | 10177.0943 | 11226.1443 | 11941.0353 | 12432.8658 | 12762.8403 | 12967.4757 | 13063.4279 | 11212.5872 | 10051.4361 | 9305.6586 | 8959.5866 | 8833.7528 | 8841.067 | 10321.273 | 10582.2214 | 10725.2507 | 10537.9039 | 10174.2016 | 9746.7971 | 9320.7446 | 8665.2838 | 8326.6334 | 7853.9069 | 7637.535 | 7575.3831 | 7562.4727 | 7544.7148 | 7498.7752
Commercial_Lodging_Existing_Food Preparation_Natural Gas_Oven_E3_Baseline Forecast | Commercial | Lodging | Existing | Food Preparation | Natural Gas | Oven | E3 |  | Baseline Forecast | 0 | 0 | 0 | 0 | 0 | 0 | 0 | 0 | 0 | 0 | 0 | 0 | 0 | 0 | 0 | 0 | 0 | 0 | 0 | 0 | 0 | 0 | 0 | 0 | 0 | 0 | 0 | 0 | 0 | 0 | 0
Commercial_Lodging_Existing_Food Preparation_Natural Gas_Oven_E4_Baseline Forecast | Commercial | Lodging | Existing | Food Preparation | Natural Gas | Oven | E4 |  | Baseline Forecast | 0 | 0 | 0 | 0 | 0 | 0 | 0 | 0 | 0 | 0 | 0 | 0 | 0 | 0 | 0 | 0 | 0 | 0 | 0 | 0 | 0 | 0 | 0 | 0 | 0 | 0 | 0 | 0 | 0 | 0 | 0
Commercial_Lodging_Existing_Food Preparation_Natural Gas_Oven_E5_Baseline Forecast | Commercial | Lodging | Existing | Food Preparation | Natural Gas | Oven | E5 |  | Baseline Forecast | 0 | 0 | 0 | 0 | 0 | 0 | 0 | 0 | 0 | 0 | 0 | 0 | 0 | 0 | 0 | 0 | 0 | 0 | 0 | 0 | 0 | 0 | 0 | 0 | 0 | 0 | 0 | 0 | 0 | 0 | 0
Commercial_Lodging_Existing_Food Preparation_Natural Gas_Oven_E6_Baseline Forecast | Commercial | Lodging | Existing | Food Preparation | Natural Gas | Oven | E6 |  | Baseline Forecast | 0 | 0 | 0 | 0 | 0 | 0 | 0 | 0 | 0 | 0 | 0 | 0 | 0 | 0 | 0 | 0 | 0 | 0 | 0 | 0 | 0 | 0 | 0 | 0 | 0 | 0 | 0 | 0 | 0 | 0 | 0
Commercial_Lodging_Existing_Food Preparation_Natural Gas_Oven_E7_Baseline Forecast | Commercial | Lodging | Existing | Food Preparation | Natural Gas | Oven | E7 |  | Baseline Forecast | 0 | 0 | 0 | 0 | 0 | 0 | 0 | 0 | 0 | 0 | 0 | 0 | 0 | 0 | 0 | 0 | 0 | 0 | 0 | 0 | 0 | 0 | 0 | 0 | 0 | 0 | 0 | 0 | 0 | 0 | 0
Commercial_Lodging_Existing_Food Preparation_Natural Gas_Oven_E8_Baseline Forecast | Commercial | Lodging | Existing | Food Preparation | Natural Gas | Oven | E8 |  | Baseline Forecast | 0 | 0 | 0 | 0 | 0 | 0 | 0 | 0 | 0 | 0 | 0 | 0 | 0 | 0 | 0 | 0 | 0 | 0 | 0 | 0 | 0 | 0 | 0 | 0 | 0 | 0 | 0 | 0 | 0 | 0 | 0
Commercial_Lodging_Existing_Food Preparation_Natural Gas_Oven_E9_Baseline Forecast | Commercial | Lodging | Existing | Food Preparation | Natural Gas | Oven | E9 |  | Baseline Forecast | 0 | 0 | 0 | 0 | 0 | 0 | 0 | 0 | 0 | 0 | 0 | 0 | 0 | 0 | 0 | 0 | 0 | 0 | 0 | 0 | 0 | 0 | 0 | 0 | 0 | 0 | 0 | 0 | 0 | 0 | 0
Commercial_Lodging_Existing_Food Preparation_Natural Gas_Oven_E10_Baseline Forecast | Commercial | Lodging | Existing | Food Preparation | Natural Gas | Oven | E10 |  | Baseline Forecast | 0 | 0 | 0 | 0 | 0 | 0 | 0 | 0 | 0 | 0 | 0 | 0 | 0 | 0 | 0 | 0 | 0 | 0 | 0 | 0 | 0 | 0 | 0 | 0 | 0 | 0 | 0 | 0 | 0 | 0 | 0
Commercial_Lodging_Existing_Food Preparation_Natural Gas_Conveyor Oven_E1_Baseline Forecast | Commercial | Lodging | Existing | Food Preparation | Natural Gas | Conveyor Oven | E1 | Standard | Baseline Forecast | 0 | 0 | 0 | 0 | 0 | 220.2514 | 604.5978 | 1107.7439 | 1693.7497 | 2342.1228 | 2830.1544 | 3193.6127 | 3484.1248 | 3675.69 | 3805.6119 | 3890.7864 | 3938.4971 | 3087.6546 | 2423.7351 | 1899.1654 | 1488.4546 | 1198.4455 | 1026.9446 | 1006.6896 | 1048.2178 | 1179.8006 | 1397.6105 | 1654.862 | 1920.9612 | 2176.7124 | 2411.8199
Commercial_Lodging_Existing_Food Preparation_Natural Gas_Conveyor Oven_E2_Baseline Forecast | Commercial | Lodging | Existing | Food Preparation | Natural Gas | Conveyor Oven | E2 | ENERGY STAR (EF ≥ 44%) Convection Oven utilizing ASTM Std F1496 | Baseline Forecast | 0 | 0 | 0 | 0 | 0 | 316.6649 | 868.7005 | 1594.2852 | 2446.0064 | 3379.6184 | 4082.3398 | 4603.8988 | 4959.6779 | 5228.1939 | 5413.2969 | 5530.3366 | 5597.2919 | 4388.404 | 3437.4948 | 2696.0389 | 2114.1855 | 1703.7482 | 1461.6492 | 1335.5124 | 1387.3378 | 1557.9517 | 1841.5229 | 2175.8226 | 2520.4089 | 2850.0959 | 3149.248
Commercial_Lodging_Existing_Food Preparation_Natural Gas_Conveyor Oven_E3_Baseline Forecast | Commercial | Lodging | Existing | Food Preparation | Natural Gas | Conveyor Oven | E3 |  | Baseline Forecast | 0 | 0 | 0 | 0 | 0 | 0 | 0 | 0 | 0 | 0 | 0 | 0 | 0 | 0 | 0 | 0 | 0 | 0 | 0 | 0 | 0 | 0 | 0 | 0 | 0 | 0 | 0 | 0 | 0 | 0 | 0
Commercial_Lodging_Existing_Food Preparation_Natural Gas_Conveyor Oven_E4_Baseline Forecast | Commercial | Lodging | Existing | Food Preparation | Natural Gas | Conveyor Oven | E4 |  | Baseline Forecast | 0 | 0 | 0 | 0 | 0 | 0 | 0 | 0 | 0 | 0 | 0 | 0 | 0 | 0 | 0 | 0 | 0 | 0 | 0 | 0 | 0 | 0 | 0 | 0 | 0 | 0 | 0 | 0 | 0 | 0 | 0
Commercial_Lodging_Existing_Food Preparation_Natural Gas_Conveyor Oven_E5_Baseline Forecast | Commercial | Lodging | Existing | Food Preparation | Natural Gas | Conveyor Oven | E5 |  | Baseline Forecast | 0 | 0 | 0 | 0 | 0 | 0 | 0 | 0 | 0 | 0 | 0 | 0 | 0 | 0 | 0 | 0 | 0 | 0 | 0 | 0 | 0 | 0 | 0 | 0 | 0 | 0 | 0 | 0 | 0 | 0 | 0
Commercial_Lodging_Existing_Food Preparation_Natural Gas_Conveyor Oven_E6_Baseline Forecast | Commercial | Lodging | Existing | Food Preparation | Natural Gas | Conveyor Oven | E6 |  | Baseline Forecast | 0 | 0 | 0 | 0 | 0 | 0 | 0 | 0 | 0 | 0 | 0 | 0 | 0 | 0 | 0 | 0 | 0 | 0 | 0 | 0 | 0 | 0 | 0 | 0 | 0 | 0 | 0 | 0 | 0 | 0 | 0
Commercial_Lodging_Existing_Food Preparation_Natural Gas_Conveyor Oven_E7_Baseline Forecast | Commercial | Lodging | Existing | Food Preparation | Natural Gas | Conveyor Oven | E7 |  | Baseline Forecast | 0 | 0 | 0 | 0 | 0 | 0 | 0 | 0 | 0 | 0 | 0 | 0 | 0 | 0 | 0 | 0 | 0 | 0 | 0 | 0 | 0 | 0 | 0 | 0 | 0 | 0 | 0 | 0 | 0 | 0 | 0
Commercial_Lodging_Existing_Food Preparation_Natural Gas_Conveyor Oven_E8_Baseline Forecast | Commercial | Lodging | Existing | Food Preparation | Natural Gas | Conveyor Oven | E8 |  | Baseline Forecast | 0 | 0 | 0 | 0 | 0 | 0 | 0 | 0 | 0 | 0 | 0 | 0 | 0 | 0 | 0 | 0 | 0 | 0 | 0 | 0 | 0 | 0 | 0 | 0 | 0 | 0 | 0 | 0 | 0 | 0 | 0
Commercial_Lodging_Existing_Food Preparation_Natural Gas_Conveyor Oven_E9_Baseline Forecast | Commercial | Lodging | Existing | Food Preparation | Natural Gas | Conveyor Oven | E9 |  | Baseline Forecast | 0 | 0 | 0 | 0 | 0 | 0 | 0 | 0 | 0 | 0 | 0 | 0 | 0 | 0 | 0 | 0 | 0 | 0 | 0 | 0 | 0 | 0 | 0 | 0 | 0 | 0 | 0 | 0 | 0 | 0 | 0
Commercial_Lodging_Existing_Food Preparation_Natural Gas_Conveyor Oven_E10_Baseline Forecast | Commercial | Lodging | Existing | Food Preparation | Natural Gas | Conveyor Oven | E10 |  | Baseline Forecast | 0 | 0 | 0 | 0 | 0 | 0 | 0 | 0 | 0 | 0 | 0 | 0 | 0 | 0 | 0 | 0 | 0 | 0 | 0 | 0 | 0 | 0 | 0 | 0 | 0 | 0 | 0 | 0 | 0 | 0 | 0
Commercial_Lodging_Existing_Food Preparation_Natural Gas_Double Rack Oven_E1_Baseline Forecast | Commercial | Lodging | Existing | Food Preparation | Natural Gas | Double Rack Oven | E1 | Standard | Baseline Forecast | 0 | 1322.7709 | 1797.3846 | 2201.7403 | 2539.5339 | 2847.6276 | 3108.2071 | 3318.5261 | 3483.9813 | 3590.2599 | 3105.3068 | 2685.9261 | 2586.1522 | 2504.6003 | 2496.0532 | 2523.9477 | 2569.473 | 2877.1829 | 2987.6443 | 3061.3216 | 3117.1743 | 3065.89 | 2942.7915 | 3126.2799 | 2999.1016 | 2886.4983 | 2675.3489 | 2524.0733 | 2511.7779 | 2533.319 | 2573.1006
Commercial_Lodging_Existing_Food Preparation_Natural Gas_Double Rack Oven_E2_Baseline Forecast | Commercial | Lodging | Existing | Food Preparation | Natural Gas | Double Rack Oven | E2 | FTSC Qualified (>50% Cooking Efficiency) | Baseline Forecast | 0 | 1911.1529 | 2604.3449 | 3185.5853 | 3675.2969 | 4057.6147 | 4368.6317 | 4627.0046 | 4841.1847 | 5037.5361 | 4410.4621 | 3861.1437 | 3634.9739 | 3574.4974 | 3565.5 | 3600.5919 | 3666.4236 | 4108.8306 | 4244.8959 | 4363.0319 | 4451.7897 | 4391.1159 | 4230.1495 | 3735.9039 | 3565.4723 | 3414.7344 | 3150.0176 | 2958.3721 | 2930.948 | 2943.3243 | 2976.8924
Commercial_Lodging_Existing_Food Preparation_Natural Gas_Double Rack Oven_E3_Baseline Forecast | Commercial | Lodging | Existing | Food Preparation | Natural Gas | Double Rack Oven | E3 |  | Baseline Forecast | 0 | 0 | 0 | 0 | 0 | 0 | 0 | 0 | 0 | 0 | 0 | 0 | 0 | 0 | 0 | 0 | 0 | 0 | 0 | 0 | 0 | 0 | 0 | 0 | 0 | 0 | 0 | 0 | 0 | 0 | 0
Commercial_Lodging_Existing_Food Preparation_Natural Gas_Double Rack Oven_E4_Baseline Forecast | Commercial | Lodging | Existing | Food Preparation | Natural Gas | Double Rack Oven | E4 |  | Baseline Forecast | 0 | 0 | 0 | 0 | 0 | 0 | 0 | 0 | 0 | 0 | 0 | 0 | 0 | 0 | 0 | 0 | 0 | 0 | 0 | 0 | 0 | 0 | 0 | 0 | 0 | 0 | 0 | 0 | 0 | 0 | 0
Commercial_Lodging_Existing_Food Preparation_Natural Gas_Double Rack Oven_E5_Baseline Forecast | Commercial | Lodging | Existing | Food Preparation | Natural Gas | Double Rack Oven | E5 |  | Baseline Forecast | 0 | 0 | 0 | 0 | 0 | 0 | 0 | 0 | 0 | 0 | 0 | 0 | 0 | 0 | 0 | 0 | 0 | 0 | 0 | 0 | 0 | 0 | 0 | 0 | 0 | 0 | 0 | 0 | 0 | 0 | 0
Commercial_Lodging_Existing_Food Preparation_Natural Gas_Double Rack Oven_E6_Baseline Forecast | Commercial | Lodging | Existing | Food Preparation | Natural Gas | Double Rack Oven | E6 |  | Baseline Forecast | 0 | 0 | 0 | 0 | 0 | 0 | 0 | 0 | 0 | 0 | 0 | 0 | 0 | 0 | 0 | 0 | 0 | 0 | 0 | 0 | 0 | 0 | 0 | 0 | 0 | 0 | 0 | 0 | 0 | 0 | 0
Commercial_Lodging_Existing_Food Preparation_Natural Gas_Double Rack Oven_E7_Baseline Forecast | Commercial | Lodging | Existing | Food Preparation | Natural Gas | Double Rack Oven | E7 |  | Baseline Forecast | 0 | 0 | 0 | 0 | 0 | 0 | 0 | 0 | 0 | 0 | 0 | 0 | 0 | 0 | 0 | 0 | 0 | 0 | 0 | 0 | 0 | 0 | 0 | 0 | 0 | 0 | 0 | 0 | 0 | 0 | 0
Commercial_Lodging_Existing_Food Preparation_Natural Gas_Double Rack Oven_E8_Baseline Forecast | Commercial | Lodging | Existing | Food Preparation | Natural Gas | Double Rack Oven | E8 |  | Baseline Forecast | 0 | 0 | 0 | 0 | 0 | 0 | 0 | 0 | 0 | 0 | 0 | 0 | 0 | 0 | 0 | 0 | 0 | 0 | 0 | 0 | 0 | 0 | 0 | 0 | 0 | 0 | 0 | 0 | 0 | 0 | 0
Commercial_Lodging_Existing_Food Preparation_Natural Gas_Double Rack Oven_E9_Baseline Forecast | Commercial | Lodging | Existing | Food Preparation | Natural Gas | Double Rack Oven | E9 |  | Baseline Forecast | 0 | 0 | 0 | 0 | 0 | 0 | 0 | 0 | 0 | 0 | 0 | 0 | 0 | 0 | 0 | 0 | 0 | 0 | 0 | 0 | 0 | 0 | 0 | 0 | 0 | 0 | 0 | 0 | 0 | 0 | 0
Commercial_Lodging_Existing_Food Preparation_Natural Gas_Double Rack Oven_E10_Baseline Forecast | Commercial | Lodging | Existing | Food Preparation | Natural Gas | Double Rack Oven | E10 |  | Baseline Forecast | 0 | 0 | 0 | 0 | 0 | 0 | 0 | 0 | 0 | 0 | 0 | 0 | 0 | 0 | 0 | 0 | 0 | 0 | 0 | 0 | 0 | 0 | 0 | 0 | 0 | 0 | 0 | 0 | 0 | 0 | 0
Commercial_Lodging_Existing_Food Preparation_Natural Gas_Fryer_E1_Baseline Forecast | Commercial | Lodging | Existing | Food Preparation | Natural Gas | Fryer | E1 | Standard | Baseline Forecast | 0 | 8648.9819 | 9393.9057 | 0 | 0 | 0 | 0 | 0 | 0 | 0 | 0 | 0 | 0 | 0 | 0 | 0 | 0 | 0 | 0 | 0 | 0 | 0 | 0 | 0 | 0 | 0 | 0 | 0 | 0 | 0 | 0
Commercial_Lodging_Existing_Food Preparation_Natural Gas_Fryer_E2_Baseline Forecast | Commercial | Lodging | Existing | Food Preparation | Natural Gas | Fryer | E2 | ENERGY STAR | Baseline Forecast | 0 | 3049.4942 | 3321.2743 | 13575.1127 | 14296.2938 | 14894.7585 | 15384.7749 | 15779.037 | 16088.8366 | 18314.7432 | 20218.2025 | 21835.9831 | 21327.3431 | 20836.7219 | 22721.2526 | 22005.8629 | 21333.2499 | 21038.1456 | 21000.1267 | 21129.2942 | 21040.4064 | 20794.9321 | 21242.1813 | 21354.0584 | 21223.0505 | 20599.5491 | 20062.6933 | 20102.1794 | 19567.2366 | 19081.3045 | 18822.6462
Commercial_Lodging_Existing_Food Preparation_Natural Gas_Fryer_E3_Baseline Forecast | Commercial | Lodging | Existing | Food Preparation | Natural Gas | Fryer | E3 |  | Baseline Forecast | 0 | 0 | 0 | 0 | 0 | 0 | 0 | 0 | 0 | 0 | 0 | 0 | 0 | 0 | 0 | 0 | 0 | 0 | 0 | 0 | 0 | 0 | 0 | 0 | 0 | 0 | 0 | 0 | 0 | 0 | 0
Commercial_Lodging_Existing_Food Preparation_Natural Gas_Fryer_E4_Baseline Forecast | Commercial | Lodging | Existing | Food Preparation | Natural Gas | Fryer | E4 |  | Baseline Forecast | 0 | 0 | 0 | 0 | 0 | 0 | 0 | 0 | 0 | 0 | 0 | 0 | 0 | 0 | 0 | 0 | 0 | 0 | 0 | 0 | 0 | 0 | 0 | 0 | 0 | 0 | 0 | 0 | 0 | 0 | 0
Commercial_Lodging_Existing_Food Preparation_Natural Gas_Fryer_E5_Baseline Forecast | Commercial | Lodging | Existing | Food Preparation | Natural Gas | Fryer | E5 |  | Baseline Forecast | 0 | 0 | 0 | 0 | 0 | 0 | 0 | 0 | 0 | 0 | 0 | 0 | 0 | 0 | 0 | 0 | 0 | 0 | 0 | 0 | 0 | 0 | 0 | 0 | 0 | 0 | 0 | 0 | 0 | 0 | 0
Commercial_Lodging_Existing_Food Preparation_Natural Gas_Fryer_E6_Baseline Forecast | Commercial | Lodging | Existing | Food Preparation | Natural Gas | Fryer | E6 |  | Baseline Forecast | 0 | 0 | 0 | 0 | 0 | 0 | 0 | 0 | 0 | 0 | 0 | 0 | 0 | 0 | 0 | 0 | 0 | 0 | 0 | 0 | 0 | 0 | 0 | 0 | 0 | 0 | 0 | 0 | 0 | 0 | 0
Commercial_Lodging_Existing_Food Preparation_Natural Gas_Fryer_E7_Baseline Forecast | Commercial | Lodging | Existing | Food Preparation | Natural Gas | Fryer | E7 |  | Baseline Forecast | 0 | 0 | 0 | 0 | 0 | 0 | 0 | 0 | 0 | 0 | 0 | 0 | 0 | 0 | 0 | 0 | 0 | 0 | 0 | 0 | 0 | 0 | 0 | 0 | 0 | 0 | 0 | 0 | 0 | 0 | 0
Commercial_Lodging_Existing_Food Preparation_Natural Gas_Fryer_E8_Baseline Forecast | Commercial | Lodging | Existing | Food Preparation | Natural Gas | Fryer | E8 |  | Baseline Forecast | 0 | 0 | 0 | 0 | 0 | 0 | 0 | 0 | 0 | 0 | 0 | 0 | 0 | 0 | 0 | 0 | 0 | 0 | 0 | 0 | 0 | 0 | 0 | 0 | 0 | 0 | 0 | 0 | 0 | 0 | 0
Commercial_Lodging_Existing_Food Preparation_Natural Gas_Fryer_E9_Baseline Forecast | Commercial | Lodging | Existing | Food Preparation | Natural Gas | Fryer | E9 |  | Baseline Forecast | 0 | 0 | 0 | 0 | 0 | 0 | 0 | 0 | 0 | 0 | 0 | 0 | 0 | 0 | 0 | 0 | 0 | 0 | 0 | 0 | 0 | 0 | 0 | 0 | 0 | 0 | 0 | 0 | 0 | 0 | 0
Commercial_Lodging_Existing_Food Preparation_Natural Gas_Fryer_E10_Baseline Forecast | Commercial | Lodging | Existing | Food Preparation | Natural Gas | Fryer | E10 |  | Baseline Forecast | 0 | 0 | 0 | 0 | 0 | 0 | 0 | 0 | 0 | 0 | 0 | 0 | 0 | 0 | 0 | 0 | 0 | 0 | 0 | 0 | 0 | 0 | 0 | 0 | 0 | 0 | 0 | 0 | 0 | 0 | 0
Commercial_Lodging_Existing_Food Preparation_Natural Gas_Broiler_E1_Baseline Forecast | Commercial | Lodging | Existing | Food Preparation | Natural Gas | Broiler | E1 | Standard | Baseline Forecast | 0 | 6874.9988 | 7668.6741 | 8332.5048 | 8875.2452 | 9346.0958 | 9726.7123 | 10020.4295 | 10238.8951 | 10372.8589 | 9013.5573 | 7832.3226 | 7961.6011 | 8049.6804 | 8166.1613 | 8281.3043 | 8382.0103 | 9773.3546 | 9745.9526 | 9682.5745 | 9604.7113 | 9281.4543 | 8799.552 | 8706.6702 | 8382.0225 | 8120.0647 | 7627.4133 | 7273.7753 | 7459.5957 | 7594.554 | 7684.7482
Commercial_Lodging_Existing_Food Preparation_Natural Gas_Broiler_E2_Baseline Forecast | Commercial | Lodging | Existing | Food Preparation | Natural Gas | Broiler | E2 | Infrared Burners | Baseline Forecast | 0 | 2423.2855 | 2709.2443 | 2940.3333 | 3132.5171 | 3258.1096 | 3354.1792 | 3433.684 | 3499.1521 | 3572.1659 | 3134.1087 | 2749.6442 | 2745.5533 | 2809.7098 | 2852.4025 | 2889.5894 | 2925.2908 | 3413.064 | 3389.752 | 3375.9752 | 3354.3101 | 3248.8149 | 3089.0578 | 2651.2102 | 2542.5795 | 2454.1289 | 2297.1782 | 2183.2936 | 2231.7597 | 2264.9049 | 2284.6628
Commercial_Lodging_Existing_Food Preparation_Natural Gas_Broiler_E3_Baseline Forecast | Commercial | Lodging | Existing | Food Preparation | Natural Gas | Broiler | E3 |  | Baseline Forecast | 0 | 0 | 0 | 0 | 0 | 0 | 0 | 0 | 0 | 0 | 0 | 0 | 0 | 0 | 0 | 0 | 0 | 0 | 0 | 0 | 0 | 0 | 0 | 0 | 0 | 0 | 0 | 0 | 0 | 0 | 0
Commercial_Lodging_Existing_Food Preparation_Natural Gas_Broiler_E4_Baseline Forecast | Commercial | Lodging | Existing | Food Preparation | Natural Gas | Broiler | E4 |  | Baseline Forecast | 0 | 0 | 0 | 0 | 0 | 0 | 0 | 0 | 0 | 0 | 0 | 0 | 0 | 0 | 0 | 0 | 0 | 0 | 0 | 0 | 0 | 0 | 0 | 0 | 0 | 0 | 0 | 0 | 0 | 0 | 0
Commercial_Lodging_Existing_Food Preparation_Natural Gas_Broiler_E5_Baseline Forecast | Commercial | Lodging | Existing | Food Preparation | Natural Gas | Broiler | E5 |  | Baseline Forecast | 0 | 0 | 0 | 0 | 0 | 0 | 0 | 0 | 0 | 0 | 0 | 0 | 0 | 0 | 0 | 0 | 0 | 0 | 0 | 0 | 0 | 0 | 0 | 0 | 0 | 0 | 0 | 0 | 0 | 0 | 0
Commercial_Lodging_Existing_Food Preparation_Natural Gas_Broiler_E6_Baseline Forecast | Commercial | Lodging | Existing | Food Preparation | Natural Gas | Broiler | E6 |  | Baseline Forecast | 0 | 0 | 0 | 0 | 0 | 0 | 0 | 0 | 0 | 0 | 0 | 0 | 0 | 0 | 0 | 0 | 0 | 0 | 0 | 0 | 0 | 0 | 0 | 0 | 0 | 0 | 0 | 0 | 0 | 0 | 0
Commercial_Lodging_Existing_Food Preparation_Natural Gas_Broiler_E7_Baseline Forecast | Commercial | Lodging | Existing | Food Preparation | Natural Gas | Broiler | E7 |  | Baseline Forecast | 0 | 0 | 0 | 0 | 0 | 0 | 0 | 0 | 0 | 0 | 0 | 0 | 0 | 0 | 0 | 0 | 0 | 0 | 0 | 0 | 0 | 0 | 0 | 0 | 0 | 0 | 0 | 0 | 0 | 0 | 0
Commercial_Lodging_Existing_Food Preparation_Natural Gas_Broiler_E8_Baseline Forecast | Commercial | Lodging | Existing | Food Preparation | Natural Gas | Broiler | E8 |  | Baseline Forecast | 0 | 0 | 0 | 0 | 0 | 0 | 0 | 0 | 0 | 0 | 0 | 0 | 0 | 0 | 0 | 0 | 0 | 0 | 0 | 0 | 0 | 0 | 0 | 0 | 0 | 0 | 0 | 0 | 0 | 0 | 0
Commercial_Lodging_Existing_Food Preparation_Natural Gas_Broiler_E9_Baseline Forecast | Commercial | Lodging | Existing | Food Preparation | Natural Gas | Broiler | E9 |  | Baseline Forecast | 0 | 0 | 0 | 0 | 0 | 0 | 0 | 0 | 0 | 0 | 0 | 0 | 0 | 0 | 0 | 0 | 0 | 0 | 0 | 0 | 0 | 0 | 0 | 0 | 0 | 0 | 0 | 0 | 0 | 0 | 0
Commercial_Lodging_Existing_Food Preparation_Natural Gas_Broiler_E10_Baseline Forecast | Commercial | Lodging | Existing | Food Preparation | Natural Gas | Broiler | E10 |  | Baseline Forecast | 0 | 0 | 0 | 0 | 0 | 0 | 0 | 0 | 0 | 0 | 0 | 0 | 0 | 0 | 0 | 0 | 0 | 0 | 0 | 0 | 0 | 0 | 0 | 0 | 0 | 0 | 0 | 0 | 0 | 0 | 0
Commercial_Lodging_Existing_Food Preparation_Natural Gas_Griddle_E1_Baseline Forecast | Commercial | Lodging | Existing | Food Preparation | Natural Gas | Griddle | E1 | Standard | Baseline Forecast | 0 | 9584.8287 | 10696.0183 | 11619.3166 | 12376.6456 | 13002.7304 | 13504.91 | 13896.5274 | 14192.5364 | 14398.446 | 12534.0402 | 10911.1469 | 11054.2111 | 11201.7488 | 11365.3675 | 11523.3455 | 11663.8983 | 13601.658 | 13553.2265 | 13471.2803 | 13367.0607 | 12922.7301 | 12258.4771 | 11837.3198 | 11389.282 | 11027.2381 | 10352.7539 | 9867.7801 | 10114.9515 | 10293.0998 | 10410.5668
Commercial_Lodging_Existing_Food Preparation_Natural Gas_Griddle_E2_Baseline Forecast | Commercial | Lodging | Existing | Food Preparation | Natural Gas | Griddle | E2 | ENERGY STAR | Baseline Forecast | 0 | 3917.9606 | 4374.5949 | 4750.8817 | 5060.7954 | 5300.8539 | 5490.9087 | 5641.2771 | 5757.5912 | 5852.2504 | 5106.5663 | 4455.7815 | 4494.5123 | 4568.0485 | 4635.5787 | 4698.8111 | 4756.3465 | 5547.4051 | 5522.1907 | 5492.094 | 5451.7805 | 5273.4855 | 5005.9331 | 4656.3753 | 4475.2145 | 4328.4021 | 4059.5467 | 3865.5931 | 3958.6481 | 4024.6165 | 4066.8198
Commercial_Lodging_Existing_Food Preparation_Natural Gas_Griddle_E3_Baseline Forecast | Commercial | Lodging | Existing | Food Preparation | Natural Gas | Griddle | E3 |  | Baseline Forecast | 0 | 0 | 0 | 0 | 0 | 0 | 0 | 0 | 0 | 0 | 0 | 0 | 0 | 0 | 0 | 0 | 0 | 0 | 0 | 0 | 0 | 0 | 0 | 0 | 0 | 0 | 0 | 0 | 0 | 0 | 0
Commercial_Lodging_Existing_Food Preparation_Natural Gas_Griddle_E4_Baseline Forecast | Commercial | Lodging | Existing | Food Preparation | Natural Gas | Griddle | E4 |  | Baseline Forecast | 0 | 0 | 0 | 0 | 0 | 0 | 0 | 0 | 0 | 0 | 0 | 0 | 0 | 0 | 0 | 0 | 0 | 0 | 0 | 0 | 0 | 0 | 0 | 0 | 0 | 0 | 0 | 0 | 0 | 0 | 0
Commercial_Lodging_Existing_Food Preparation_Natural Gas_Griddle_E5_Baseline Forecast | Commercial | Lodging | Existing | Food Preparation | Natural Gas | Griddle | E5 |  | Baseline Forecast | 0 | 0 | 0 | 0 | 0 | 0 | 0 | 0 | 0 | 0 | 0 | 0 | 0 | 0 | 0 | 0 | 0 | 0 | 0 | 0 | 0 | 0 | 0 | 0 | 0 | 0 | 0 | 0 | 0 | 0 | 0
Commercial_Lodging_Existing_Food Preparation_Natural Gas_Griddle_E6_Baseline Forecast | Commercial | Lodging | Existing | Food Preparation | Natural Gas | Griddle | E6 |  | Baseline Forecast | 0 | 0 | 0 | 0 | 0 | 0 | 0 | 0 | 0 | 0 | 0 | 0 | 0 | 0 | 0 | 0 | 0 | 0 | 0 | 0 | 0 | 0 | 0 | 0 | 0 | 0 | 0 | 0 | 0 | 0 | 0
Commercial_Lodging_Existing_Food Preparation_Natural Gas_Griddle_E7_Baseline Forecast | Commercial | Lodging | Existing | Food Preparation | Natural Gas | Griddle | E7 |  | Baseline Forecast | 0 | 0 | 0 | 0 | 0 | 0 | 0 | 0 | 0 | 0 | 0 | 0 | 0 | 0 | 0 | 0 | 0 | 0 | 0 | 0 | 0 | 0 | 0 | 0 | 0 | 0 | 0 | 0 | 0 | 0 | 0
Commercial_Lodging_Existing_Food Preparation_Natural Gas_Griddle_E8_Baseline Forecast | Commercial | Lodging | Existing | Food Preparation | Natural Gas | Griddle | E8 |  | Baseline Forecast | 0 | 0 | 0 | 0 | 0 | 0 | 0 | 0 | 0 | 0 | 0 | 0 | 0 | 0 | 0 | 0 | 0 | 0 | 0 | 0 | 0 | 0 | 0 | 0 | 0 | 0 | 0 | 0 | 0 | 0 | 0
Commercial_Lodging_Existing_Food Preparation_Natural Gas_Griddle_E9_Baseline Forecast | Commercial | Lodging | Existing | Food Preparation | Natural Gas | Griddle | E9 |  | Baseline Forecast | 0 | 0 | 0 | 0 | 0 | 0 | 0 | 0 | 0 | 0 | 0 | 0 | 0 | 0 | 0 | 0 | 0 | 0 | 0 | 0 | 0 | 0 | 0 | 0 | 0 | 0 | 0 | 0 | 0 | 0 | 0
Commercial_Lodging_Existing_Food Preparation_Natural Gas_Griddle_E10_Baseline Forecast | Commercial | Lodging | Existing | Food Preparation | Natural Gas | Griddle | E10 |  | Baseline Forecast | 0 | 0 | 0 | 0 | 0 | 0 | 0 | 0 | 0 | 0 | 0 | 0 | 0 | 0 | 0 | 0 | 0 | 0 | 0 | 0 | 0 | 0 | 0 | 0 | 0 | 0 | 0 | 0 | 0 | 0 | 0
Commercial_Lodging_Existing_Food Preparation_Natural Gas_Range_E1_Baseline Forecast | Commercial | Lodging | Existing | Food Preparation | Natural Gas | Range | E1 | Standard | Baseline Forecast | 0 | 16969.0492 | 21603.9142 | 25062.318 | 27595.02 | 29535.7857 | 30913.3455 | 31824.1334 | 32369.0909 | 32661.983 | 28470.4533 | 25884.7845 | 24630.0268 | 23889.7363 | 23590.5956 | 26911.5747 | 27355.6533 | 27574.8362 | 27655.2226 | 26851.7339 | 25705.0237 | 24490.0991 | 23360.015 | 23221.6012 | 22145.9628 | 21707.9112 | 21625.1477 | 21715.6469 | 21743.424 | 22311.8402 | 21959.58
Commercial_Lodging_Existing_Food Preparation_Natural Gas_Range_E2_Baseline Forecast | Commercial | Lodging | Existing | Food Preparation | Natural Gas | Range | E2 | High Efficiency | Baseline Forecast | 0 | 24458.8024 | 31175.1687 | 36210.1374 | 39938.3662 | 42516.2548 | 44299.2026 | 45491.7776 | 46228.8712 | 46581.4614 | 40564.4828 | 37039.4939 | 34919.7619 | 34058.46 | 33855.4358 | 38852.3714 | 39501.946 | 39834.214 | 39886.3112 | 38771.9325 | 37145.6203 | 35427.4365 | 33836.949 | 31638.0024 | 30126.3654 | 29487.6054 | 29334.5227 | 29418.1366 | 29417.9382 | 30149.2783 | 29637.0742
Commercial_Lodging_Existing_Food Preparation_Natural Gas_Range_E3_Baseline Forecast | Commercial | Lodging | Existing | Food Preparation | Natural Gas | Range | E3 |  | Baseline Forecast | 0 | 0 | 0 | 0 | 0 | 0 | 0 | 0 | 0 | 0 | 0 | 0 | 0 | 0 | 0 | 0 | 0 | 0 | 0 | 0 | 0 | 0 | 0 | 0 | 0 | 0 | 0 | 0 | 0 | 0 | 0
Commercial_Lodging_Existing_Food Preparation_Natural Gas_Range_E4_Baseline Forecast | Commercial | Lodging | Existing | Food Preparation | Natural Gas | Range | E4 |  | Baseline Forecast | 0 | 0 | 0 | 0 | 0 | 0 | 0 | 0 | 0 | 0 | 0 | 0 | 0 | 0 | 0 | 0 | 0 | 0 | 0 | 0 | 0 | 0 | 0 | 0 | 0 | 0 | 0 | 0 | 0 | 0 | 0
Commercial_Lodging_Existing_Food Preparation_Natural Gas_Range_E5_Baseline Forecast | Commercial | Lodging | Existing | Food Preparation | Natural Gas | Range | E5 |  | Baseline Forecast | 0 | 0 | 0 | 0 | 0 | 0 | 0 | 0 | 0 | 0 | 0 | 0 | 0 | 0 | 0 | 0 | 0 | 0 | 0 | 0 | 0 | 0 | 0 | 0 | 0 | 0 | 0 | 0 | 0 | 0 | 0
Commercial_Lodging_Existing_Food Preparation_Natural Gas_Range_E6_Baseline Forecast | Commercial | Lodging | Existing | Food Preparation | Natural Gas | Range | E6 |  | Baseline Forecast | 0 | 0 | 0 | 0 | 0 | 0 | 0 | 0 | 0 | 0 | 0 | 0 | 0 | 0 | 0 | 0 | 0 | 0 | 0 | 0 | 0 | 0 | 0 | 0 | 0 | 0 | 0 | 0 | 0 | 0 | 0
Commercial_Lodging_Existing_Food Preparation_Natural Gas_Range_E7_Baseline Forecast | Commercial | Lodging | Existing | Food Preparation | Natural Gas | Range | E7 |  | Baseline Forecast | 0 | 0 | 0 | 0 | 0 | 0 | 0 | 0 | 0 | 0 | 0 | 0 | 0 | 0 | 0 | 0 | 0 | 0 | 0 | 0 | 0 | 0 | 0 | 0 | 0 | 0 | 0 | 0 | 0 | 0 | 0
Commercial_Lodging_Existing_Food Preparation_Natural Gas_Range_E8_Baseline Forecast | Commercial | Lodging | Existing | Food Preparation | Natural Gas | Range | E8 |  | Baseline Forecast | 0 | 0 | 0 | 0 | 0 | 0 | 0 | 0 | 0 | 0 | 0 | 0 | 0 | 0 | 0 | 0 | 0 | 0 | 0 | 0 | 0 | 0 | 0 | 0 | 0 | 0 | 0 | 0 | 0 | 0 | 0
Commercial_Lodging_Existing_Food Preparation_Natural Gas_Range_E9_Baseline Forecast | Commercial | Lodging | Existing | Food Preparation | Natural Gas | Range | E9 |  | Baseline Forecast | 0 | 0 | 0 | 0 | 0 | 0 | 0 | 0 | 0 | 0 | 0 | 0 | 0 | 0 | 0 | 0 | 0 | 0 | 0 | 0 | 0 | 0 | 0 | 0 | 0 | 0 | 0 | 0 | 0 | 0 | 0
Commercial_Lodging_Existing_Food Preparation_Natural Gas_Range_E10_Baseline Forecast | Commercial | Lodging | Existing | Food Preparation | Natural Gas | Range | E10 |  | Baseline Forecast | 0 | 0 | 0 | 0 | 0 | 0 | 0 | 0 | 0 | 0 | 0 | 0 | 0 | 0 | 0 | 0 | 0 | 0 | 0 | 0 | 0 | 0 | 0 | 0 | 0 | 0 | 0 | 0 | 0 | 0 | 0
Commercial_Lodging_Existing_Food Preparation_Natural Gas_Steamer_E1_Baseline Forecast | Commercial | Lodging | Existing | Food Preparation | Natural Gas | Steamer | E1 | Standard | Baseline Forecast | 0 | 3324.7499 | 3705.7517 | 0 | 0 | 0 | 0 | 0 | 0 | 0 | 0 | 0 | 0 | 0 | 0 | 0 | 0 | 0 | 0 | 0 | 0 | 0 | 0 | 0 | 0 | 0 | 0 | 0 | 0 | 0 | 0
Commercial_Lodging_Existing_Food Preparation_Natural Gas_Steamer_E2_Baseline Forecast | Commercial | Lodging | Existing | Food Preparation | Natural Gas | Steamer | E2 | ENERGY STAR | Baseline Forecast | 0 | 3340.4962 | 3733.4036 | 8080.6564 | 8607.4686 | 9035.0143 | 9376.715 | 9644.25 | 9847.7809 | 9996.1476 | 9325.2146 | 8812.4512 | 8425.2052 | 8136.6741 | 7924.9386 | 7772.1482 | 7663.8349 | 7588.3367 | 7536.314 | 8855.6329 | 8724.8158 | 8549.9552 | 8349.0986 | 8135.5214 | 7918.7717 | 7705.5113 | 7500.1882 | 7305.5723 | 7083.5126 | 6908.9412 | 6765.3448
Commercial_Lodging_Existing_Food Preparation_Natural Gas_Steamer_E3_Baseline Forecast | Commercial | Lodging | Existing | Food Preparation | Natural Gas | Steamer | E3 |  | Baseline Forecast | 0 | 0 | 0 | 0 | 0 | 0 | 0 | 0 | 0 | 0 | 0 | 0 | 0 | 0 | 0 | 0 | 0 | 0 | 0 | 0 | 0 | 0 | 0 | 0 | 0 | 0 | 0 | 0 | 0 | 0 | 0
Commercial_Lodging_Existing_Food Preparation_Natural Gas_Steamer_E4_Baseline Forecast | Commercial | Lodging | Existing | Food Preparation | Natural Gas | Steamer | E4 |  | Baseline Forecast | 0 | 0 | 0 | 0 | 0 | 0 | 0 | 0 | 0 | 0 | 0 | 0 | 0 | 0 | 0 | 0 | 0 | 0 | 0 | 0 | 0 | 0 | 0 | 0 | 0 | 0 | 0 | 0 | 0 | 0 | 0
Commercial_Lodging_Existing_Food Preparation_Natural Gas_Steamer_E5_Baseline Forecast | Commercial | Lodging | Existing | Food Preparation | Natural Gas | Steamer | E5 |  | Baseline Forecast | 0 | 0 | 0 | 0 | 0 | 0 | 0 | 0 | 0 | 0 | 0 | 0 | 0 | 0 | 0 | 0 | 0 | 0 | 0 | 0 | 0 | 0 | 0 | 0 | 0 | 0 | 0 | 0 | 0 | 0 | 0
Commercial_Lodging_Existing_Food Preparation_Natural Gas_Steamer_E6_Baseline Forecast | Commercial | Lodging | Existing | Food Preparation | Natural Gas | Steamer | E6 |  | Baseline Forecast | 0 | 0 | 0 | 0 | 0 | 0 | 0 | 0 | 0 | 0 | 0 | 0 | 0 | 0 | 0 | 0 | 0 | 0 | 0 | 0 | 0 | 0 | 0 | 0 | 0 | 0 | 0 | 0 | 0 | 0 | 0
Commercial_Lodging_Existing_Food Preparation_Natural Gas_Steamer_E7_Baseline Forecast | Commercial | Lodging | Existing | Food Preparation | Natural Gas | Steamer | E7 |  | Baseline Forecast | 0 | 0 | 0 | 0 | 0 | 0 | 0 | 0 | 0 | 0 | 0 | 0 | 0 | 0 | 0 | 0 | 0 | 0 | 0 | 0 | 0 | 0 | 0 | 0 | 0 | 0 | 0 | 0 | 0 | 0 | 0
Commercial_Lodging_Existing_Food Preparation_Natural Gas_Steamer_E8_Baseline Forecast | Commercial | Lodging | Existing | Food Preparation | Natural Gas | Steamer | E8 |  | Baseline Forecast | 0 | 0 | 0 | 0 | 0 | 0 | 0 | 0 | 0 | 0 | 0 | 0 | 0 | 0 | 0 | 0 | 0 | 0 | 0 | 0 | 0 | 0 | 0 | 0 | 0 | 0 | 0 | 0 | 0 | 0 | 0
Commercial_Lodging_Existing_Food Preparation_Natural Gas_Steamer_E9_Baseline Forecast | Commercial | Lodging | Existing | Food Preparation | Natural Gas | Steamer | E9 |  | Baseline Forecast | 0 | 0 | 0 | 0 | 0 | 0 | 0 | 0 | 0 | 0 | 0 | 0 | 0 | 0 | 0 | 0 | 0 | 0 | 0 | 0 | 0 | 0 | 0 | 0 | 0 | 0 | 0 | 0 | 0 | 0 | 0
Commercial_Lodging_Existing_Food Preparation_Natural Gas_Steamer_E10_Baseline Forecast | Commercial | Lodging | Existing | Food Preparation | Natural Gas | Steamer | E10 |  | Baseline Forecast | 0 | 0 | 0 | 0 | 0 | 0 | 0 | 0 | 0 | 0 | 0 | 0 | 0 | 0 | 0 | 0 | 0 | 0 | 0 | 0 | 0 | 0 | 0 | 0 | 0 | 0 | 0 | 0 | 0 | 0 | 0
Commercial_Lodging_Existing_Food Preparation_Natural Gas_Food Prep Other_E1_Baseline Forecast | Commercial | Lodging | Existing | Food Preparation | Natural Gas | Food Prep Other | E1 | Standard | Baseline Forecast | 0 | 5326.8627 | 6786.4212 | 7878.5108 | 8683.548 | 9264.5751 | 9670.969 | 9941.4294 | 10106.2803 | 10189.2813 | 8876.653 | 8090.9234 | 7657.0434 | 7451.0962 | 7386.5147 | 8456.0354 | 8596.6587 | 8667.5644 | 8684.6025 | 8437.9977 | 8081.4365 | 7704.2909 | 7354.4734 | 7054.0654 | 6721.3878 | 6582.9312 | 6552.6093 | 6575.0015 | 6578.5517 | 6745.6841 | 6634.5314
Commercial_Lodging_Existing_Food Preparation_Natural Gas_Food Prep Other_E2_Baseline Forecast | Commercial | Lodging | Existing | Food Preparation | Natural Gas | Food Prep Other | E2 | ENERGY STAR | Baseline Forecast | 0 | 1871.6031 | 2384.4242 | 2768.1352 | 3050.9917 | 3255.1219 | 3397.8949 | 3492.913 | 3550.8301 | 3579.9875 | 3118.7947 | 2842.742 | 2690.2737 | 2617.9296 | 2595.2555 | 2971.048 | 3020.4569 | 3045.3709 | 3051.353 | 2964.7108 | 2839.4342 | 2706.9255 | 2584.019 | 2478.2894 | 2361.4044 | 2312.7551 | 2302.0967 | 2309.9582 | 2311.2 | 2369.9121 | 2330.8563
Commercial_Lodging_Existing_Food Preparation_Natural Gas_Food Prep Other_E3_Baseline Forecast | Commercial | Lodging | Existing | Food Preparation | Natural Gas | Food Prep Other | E3 |  | Baseline Forecast | 0 | 0 | 0 | 0 | 0 | 0 | 0 | 0 | 0 | 0 | 0 | 0 | 0 | 0 | 0 | 0 | 0 | 0 | 0 | 0 | 0 | 0 | 0 | 0 | 0 | 0 | 0 | 0 | 0 | 0 | 0
Commercial_Lodging_Existing_Food Preparation_Natural Gas_Food Prep Other_E4_Baseline Forecast | Commercial | Lodging | Existing | Food Preparation | Natural Gas | Food Prep Other | E4 |  | Baseline Forecast | 0 | 0 | 0 | 0 | 0 | 0 | 0 | 0 | 0 | 0 | 0 | 0 | 0 | 0 | 0 | 0 | 0 | 0 | 0 | 0 | 0 | 0 | 0 | 0 | 0 | 0 | 0 | 0 | 0 | 0 | 0
Commercial_Lodging_Existing_Food Preparation_Natural Gas_Food Prep Other_E5_Baseline Forecast | Commercial | Lodging | Existing | Food Preparation | Natural Gas | Food Prep Other | E5 |  | Baseline Forecast | 0 | 0 | 0 | 0 | 0 | 0 | 0 | 0 | 0 | 0 | 0 | 0 | 0 | 0 | 0 | 0 | 0 | 0 | 0 | 0 | 0 | 0 | 0 | 0 | 0 | 0 | 0 | 0 | 0 | 0 | 0
Commercial_Lodging_Existing_Food Preparation_Natural Gas_Food Prep Other_E6_Baseline Forecast | Commercial | Lodging | Existing | Food Preparation | Natural Gas | Food Prep Other | E6 |  | Baseline Forecast | 0 | 0 | 0 | 0 | 0 | 0 | 0 | 0 | 0 | 0 | 0 | 0 | 0 | 0 | 0 | 0 | 0 | 0 | 0 | 0 | 0 | 0 | 0 | 0 | 0 | 0 | 0 | 0 | 0 | 0 | 0
Commercial_Lodging_Existing_Food Preparation_Natural Gas_Food Prep Other_E7_Baseline Forecast | Commercial | Lodging | Existing | Food Preparation | Natural Gas | Food Prep Other | E7 |  | Baseline Forecast | 0 | 0 | 0 | 0 | 0 | 0 | 0 | 0 | 0 | 0 | 0 | 0 | 0 | 0 | 0 | 0 | 0 | 0 | 0 | 0 | 0 | 0 | 0 | 0 | 0 | 0 | 0 | 0 | 0 | 0 | 0
Commercial_Lodging_Existing_Food Preparation_Natural Gas_Food Prep Other_E8_Baseline Forecast | Commercial | Lodging | Existing | Food Preparation | Natural Gas | Food Prep Other | E8 |  | Baseline Forecast | 0 | 0 | 0 | 0 | 0 | 0 | 0 | 0 | 0 | 0 | 0 | 0 | 0 | 0 | 0 | 0 | 0 | 0 | 0 | 0 | 0 | 0 | 0 | 0 | 0 | 0 | 0 | 0 | 0 | 0 | 0
Commercial_Lodging_Existing_Food Preparation_Natural Gas_Food Prep Other_E9_Baseline Forecast | Commercial | Lodging | Existing | Food Preparation | Natural Gas | Food Prep Other | E9 |  | Baseline Forecast | 0 | 0 | 0 | 0 | 0 | 0 | 0 | 0 | 0 | 0 | 0 | 0 | 0 | 0 | 0 | 0 | 0 | 0 | 0 | 0 | 0 | 0 | 0 | 0 | 0 | 0 | 0 | 0 | 0 | 0 | 0
Commercial_Lodging_Existing_Food Preparation_Natural Gas_Food Prep Other_E10_Baseline Forecast | Commercial | Lodging | Existing | Food Preparation | Natural Gas | Food Prep Other | E10 |  | Baseline Forecast | 0 | 0 | 0 | 0 | 0 | 0 | 0 | 0 | 0 | 0 | 0 | 0 | 0 | 0 | 0 | 0 | 0 | 0 | 0 | 0 | 0 | 0 | 0 | 0 | 0 | 0 | 0 | 0 | 0 | 0 | 0
Commercial_Lodging_Existing_Miscellaneous_Natural Gas_Pool Heater_E1_Baseline Forecast | Commercial | Lodging | Existing | Miscellaneous | Natural Gas | Pool Heater | E1 | Standard (EF .82) | Baseline Forecast | 0 | 167925.229 | 159055.1392 | 151568.2483 | 145103.9634 | 139655.0068 | 139919.6726 | 138474.314 | 135939.6335 | 132858.0641 | 129424.7506 | 162768.5625 | 152003.753 | 142962.2841 | 135484.7847 | 128945.9068 | 131018.8248 | 130211.2448 | 127736.3526 | 124229.5815 | 120387.3207 | 125610.0603 | 120205.698 | 117369.0582 | 113763.3511 | 110456.1081 | 110656.7285 | 109220.7923 | 106951.3339 | 104293.8254 | 101485.7779
Commercial_Lodging_Existing_Miscellaneous_Natural Gas_Pool Heater_E2_Baseline Forecast | Commercial | Lodging | Existing | Miscellaneous | Natural Gas | Pool Heater | E2 | Condensing (EF .90) | Baseline Forecast | 0 | 18737.5136 | 17776.6989 | 16946.3958 | 16292.4309 | 15575.0614 | 15526.3679 | 15363.7769 | 15134.208 | 14761.7392 | 14372.3125 | 18051.9466 | 16264.956 | 15248.1901 | 14436.7714 | 13959.4467 | 14419.6922 | 14554.3638 | 14428.7694 | 14238.6659 | 13820.3899 | 14447.8438 | 13857.15 | 12003.868 | 11600.2237 | 11230.9932 | 11220.9696 | 11046.6632 | 10790.0758 | 10496.3611 | 10189.4334
Commercial_Lodging_Existing_Miscellaneous_Natural Gas_Pool Heater_E3_Baseline Forecast | Commercial | Lodging | Existing | Miscellaneous | Natural Gas | Pool Heater | E3 |  | Baseline Forecast | 0 | 0 | 0 | 0 | 0 | 0 | 0 | 0 | 0 | 0 | 0 | 0 | 0 | 0 | 0 | 0 | 0 | 0 | 0 | 0 | 0 | 0 | 0 | 0 | 0 | 0 | 0 | 0 | 0 | 0 | 0
Commercial_Lodging_Existing_Miscellaneous_Natural Gas_Pool Heater_E4_Baseline Forecast | Commercial | Lodging | Existing | Miscellaneous | Natural Gas | Pool Heater | E4 |  | Baseline Forecast | 0 | 0 | 0 | 0 | 0 | 0 | 0 | 0 | 0 | 0 | 0 | 0 | 0 | 0 | 0 | 0 | 0 | 0 | 0 | 0 | 0 | 0 | 0 | 0 | 0 | 0 | 0 | 0 | 0 | 0 | 0
Commercial_Lodging_Existing_Miscellaneous_Natural Gas_Pool Heater_E5_Baseline Forecast | Commercial | Lodging | Existing | Miscellaneous | Natural Gas | Pool Heater | E5 |  | Baseline Forecast | 0 | 0 | 0 | 0 | 0 | 0 | 0 | 0 | 0 | 0 | 0 | 0 | 0 | 0 | 0 | 0 | 0 | 0 | 0 | 0 | 0 | 0 | 0 | 0 | 0 | 0 | 0 | 0 | 0 | 0 | 0
Commercial_Lodging_Existing_Miscellaneous_Natural Gas_Pool Heater_E6_Baseline Forecast | Commercial | Lodging | Existing | Miscellaneous | Natural Gas | Pool Heater | E6 |  | Baseline Forecast | 0 | 0 | 0 | 0 | 0 | 0 | 0 | 0 | 0 | 0 | 0 | 0 | 0 | 0 | 0 | 0 | 0 | 0 | 0 | 0 | 0 | 0 | 0 | 0 | 0 | 0 | 0 | 0 | 0 | 0 | 0
Commercial_Lodging_Existing_Miscellaneous_Natural Gas_Pool Heater_E7_Baseline Forecast | Commercial | Lodging | Existing | Miscellaneous | Natural Gas | Pool Heater | E7 |  | Baseline Forecast | 0 | 0 | 0 | 0 | 0 | 0 | 0 | 0 | 0 | 0 | 0 | 0 | 0 | 0 | 0 | 0 | 0 | 0 | 0 | 0 | 0 | 0 | 0 | 0 | 0 | 0 | 0 | 0 | 0 | 0 | 0
Commercial_Lodging_Existing_Miscellaneous_Natural Gas_Pool Heater_E8_Baseline Forecast | Commercial | Lodging | Existing | Miscellaneous | Natural Gas | Pool Heater | E8 |  | Baseline Forecast | 0 | 0 | 0 | 0 | 0 | 0 | 0 | 0 | 0 | 0 | 0 | 0 | 0 | 0 | 0 | 0 | 0 | 0 | 0 | 0 | 0 | 0 | 0 | 0 | 0 | 0 | 0 | 0 | 0 | 0 | 0
Commercial_Lodging_Existing_Miscellaneous_Natural Gas_Pool Heater_E9_Baseline Forecast | Commercial | Lodging | Existing | Miscellaneous | Natural Gas | Pool Heater | E9 |  | Baseline Forecast | 0 | 0 | 0 | 0 | 0 | 0 | 0 | 0 | 0 | 0 | 0 | 0 | 0 | 0 | 0 | 0 | 0 | 0 | 0 | 0 | 0 | 0 | 0 | 0 | 0 | 0 | 0 | 0 | 0 | 0 | 0
Commercial_Lodging_Existing_Miscellaneous_Natural Gas_Pool Heater_E10_Baseline Forecast | Commercial | Lodging | Existing | Miscellaneous | Natural Gas | Pool Heater | E10 |  | Baseline Forecast | 0 | 0 | 0 | 0 | 0 | 0 | 0 | 0 | 0 | 0 | 0 | 0 | 0 | 0 | 0 | 0 | 0 | 0 | 0 | 0 | 0 | 0 | 0 | 0 | 0 | 0 | 0 | 0 | 0 | 0 | 0
Commercial_Lodging_Existing_Miscellaneous_Natural Gas_Miscellaneous_E1_Baseline Forecast | Commercial | Lodging | Existing | Miscellaneous | Natural Gas | Miscellaneous | E1 | Standard | Baseline Forecast | 0 | 310942.8977 | 362766.714 | 404267.2261 | 381392.6082 | 369145.9522 | 364438.754 | 357409.0779 | 349857.5136 | 342881.2885 | 336076.0773 | 403367.4148 | 398748.7144 | 391743.1822 | 379778.7077 | 371528.7191 | 365393.3275 | 358055.6021 | 350624.9419 | 343659.2579 | 336828.9785 | 347699.4708 | 339095.5897 | 330359.7579 | 323269.3815 | 316983.9272 | 310993.6817 | 304693.0924 | 298498.4199 | 292564.7839 | 286732.447
Commercial_Lodging_Existing_Miscellaneous_Natural Gas_Miscellaneous_E2_Baseline Forecast | Commercial | Lodging | Existing | Miscellaneous | Natural Gas | Miscellaneous | E2 |  | Baseline Forecast | 0 | 0 | 0 | 0 | 0 | 0 | 0 | 0 | 0 | 0 | 0 | 0 | 0 | 0 | 0 | 0 | 0 | 0 | 0 | 0 | 0 | 0 | 0 | 0 | 0 | 0 | 0 | 0 | 0 | 0 | 0
Commercial_Lodging_Existing_Miscellaneous_Natural Gas_Miscellaneous_E3_Baseline Forecast | Commercial | Lodging | Existing | Miscellaneous | Natural Gas | Miscellaneous | E3 |  | Baseline Forecast | 0 | 0 | 0 | 0 | 0 | 0 | 0 | 0 | 0 | 0 | 0 | 0 | 0 | 0 | 0 | 0 | 0 | 0 | 0 | 0 | 0 | 0 | 0 | 0 | 0 | 0 | 0 | 0 | 0 | 0 | 0
Commercial_Lodging_Existing_Miscellaneous_Natural Gas_Miscellaneous_E4_Baseline Forecast | Commercial | Lodging | Existing | Miscellaneous | Natural Gas | Miscellaneous | E4 |  | Baseline Forecast | 0 | 0 | 0 | 0 | 0 | 0 | 0 | 0 | 0 | 0 | 0 | 0 | 0 | 0 | 0 | 0 | 0 | 0 | 0 | 0 | 0 | 0 | 0 | 0 | 0 | 0 | 0 | 0 | 0 | 0 | 0
Commercial_Lodging_Existing_Miscellaneous_Natural Gas_Miscellaneous_E5_Baseline Forecast | Commercial | Lodging | Existing | Miscellaneous | Natural Gas | Miscellaneous | E5 |  | Baseline Forecast | 0 | 0 | 0 | 0 | 0 | 0 | 0 | 0 | 0 | 0 | 0 | 0 | 0 | 0 | 0 | 0 | 0 | 0 | 0 | 0 | 0 | 0 | 0 | 0 | 0 | 0 | 0 | 0 | 0 | 0 | 0
Commercial_Lodging_Existing_Miscellaneous_Natural Gas_Miscellaneous_E6_Baseline Forecast | Commercial | Lodging | Existing | Miscellaneous | Natural Gas | Miscellaneous | E6 |  | Baseline Forecast | 0 | 0 | 0 | 0 | 0 | 0 | 0 | 0 | 0 | 0 | 0 | 0 | 0 | 0 | 0 | 0 | 0 | 0 | 0 | 0 | 0 | 0 | 0 | 0 | 0 | 0 | 0 | 0 | 0 | 0 | 0
Commercial_Lodging_Existing_Miscellaneous_Natural Gas_Miscellaneous_E7_Baseline Forecast | Commercial | Lodging | Existing | Miscellaneous | Natural Gas | Miscellaneous | E7 |  | Baseline Forecast | 0 | 0 | 0 | 0 | 0 | 0 | 0 | 0 | 0 | 0 | 0 | 0 | 0 | 0 | 0 | 0 | 0 | 0 | 0 | 0 | 0 | 0 | 0 | 0 | 0 | 0 | 0 | 0 | 0 | 0 | 0
Commercial_Lodging_Existing_Miscellaneous_Natural Gas_Miscellaneous_E8_Baseline Forecast | Commercial | Lodging | Existing | Miscellaneous | Natural Gas | Miscellaneous | E8 |  | Baseline Forecast | 0 | 0 | 0 | 0 | 0 | 0 | 0 | 0 | 0 | 0 | 0 | 0 | 0 | 0 | 0 | 0 | 0 | 0 | 0 | 0 | 0 | 0 | 0 | 0 | 0 | 0 | 0 | 0 | 0 | 0 | 0
Commercial_Lodging_Existing_Miscellaneous_Natural Gas_Miscellaneous_E9_Baseline Forecast | Commercial | Lodging | Existing | Miscellaneous | Natural Gas | Miscellaneous | E9 |  | Baseline Forecast | 0 | 0 | 0 | 0 | 0 | 0 | 0 | 0 | 0 | 0 | 0 | 0 | 0 | 0 | 0 | 0 | 0 | 0 | 0 | 0 | 0 | 0 | 0 | 0 | 0 | 0 | 0 | 0 | 0 | 0 | 0
Commercial_Lodging_Existing_Miscellaneous_Natural Gas_Miscellaneous_E10_Baseline Forecast | Commercial | Lodging | Existing | Miscellaneous | Natural Gas | Miscellaneous | E10 |  | Baseline Forecast | 0 | 0 | 0 | 0 | 0 | 0 | 0 | 0 | 0 | 0 | 0 | 0 | 0 | 0 | 0 | 0 | 0 | 0 | 0 | 0 | 0 | 0 | 0 | 0 | 0 | 0 | 0 | 0 | 0 | 0 | 0
Commercial_Lodging_New_Space Heating_Natural Gas_Furnace_E1_Baseline Forecast | Commercial | Lodging | New | Space Heating | Natural Gas | Furnace | E1 | AFUE 80% (Standard) | Baseline Forecast | 0 | 0 | 0 | 0 | 0 | 0 | 0 | 0 | 0 | 0 | 0 | 0 | 0 | 0 | 0 | 0 | 0 | 0 | 0 | 0 | 0 | 0 | 0 | 0 | 0 | 0 | 0 | 0 | 0 | 0 | 0
Commercial_Lodging_New_Space Heating_Natural Gas_Furnace_E2_Baseline Forecast | Commercial | Lodging | New | Space Heating | Natural Gas | Furnace | E2 | AFUE 90% | Baseline Forecast | 0 | 0 | 0 | 0 | 0 | 0 | 0 | 0 | 0 | 0 | 0 | 0 | 0 | 0 | 0 | 0 | 0 | 0 | 0 | 0 | 0 | 0 | 0 | 0 | 0 | 0 | 0 | 0 | 0 | 0 | 0
Commercial_Lodging_New_Space Heating_Natural Gas_Furnace_E3_Baseline Forecast | Commercial | Lodging | New | Space Heating | Natural Gas | Furnace | E3 | AFUE 95% | Baseline Forecast | 0 | 0 | 0 | 0 | 0 | 0 | 0 | 0 | 0 | 0 | 0 | 0 | 0 | 0 | 0 | 0 | 0 | 0 | 0 | 0 | 0 | 0 | 0 | 0 | 0 | 0 | 0 | 0 | 0 | 0 | 0
Commercial_Lodging_New_Space Heating_Natural Gas_Furnace_E4_Baseline Forecast | Commercial | Lodging | New | Space Heating | Natural Gas | Furnace | E4 |  | Baseline Forecast | 0 | 0 | 0 | 0 | 0 | 0 | 0 | 0 | 0 | 0 | 0 | 0 | 0 | 0 | 0 | 0 | 0 | 0 | 0 | 0 | 0 | 0 | 0 | 0 | 0 | 0 | 0 | 0 | 0 | 0 | 0
Commercial_Lodging_New_Space Heating_Natural Gas_Furnace_E5_Baseline Forecast | Commercial | Lodging | New | Space Heating | Natural Gas | Furnace | E5 |  | Baseline Forecast | 0 | 0 | 0 | 0 | 0 | 0 | 0 | 0 | 0 | 0 | 0 | 0 | 0 | 0 | 0 | 0 | 0 | 0 | 0 | 0 | 0 | 0 | 0 | 0 | 0 | 0 | 0 | 0 | 0 | 0 | 0
Commercial_Lodging_New_Space Heating_Natural Gas_Furnace_E6_Baseline Forecast | Commercial | Lodging | New | Space Heating | Natural Gas | Furnace | E6 |  | Baseline Forecast | 0 | 0 | 0 | 0 | 0 | 0 | 0 | 0 | 0 | 0 | 0 | 0 | 0 | 0 | 0 | 0 | 0 | 0 | 0 | 0 | 0 | 0 | 0 | 0 | 0 | 0 | 0 | 0 | 0 | 0 | 0
Commercial_Lodging_New_Space Heating_Natural Gas_Furnace_E7_Baseline Forecast | Commercial | Lodging | New | Space Heating | Natural Gas | Furnace | E7 |  | Baseline Forecast | 0 | 0 | 0 | 0 | 0 | 0 | 0 | 0 | 0 | 0 | 0 | 0 | 0 | 0 | 0 | 0 | 0 | 0 | 0 | 0 | 0 | 0 | 0 | 0 | 0 | 0 | 0 | 0 | 0 | 0 | 0
Commercial_Lodging_New_Space Heating_Natural Gas_Furnace_E8_Baseline Forecast | Commercial | Lodging | New | Space Heating | Natural Gas | Furnace | E8 |  | Baseline Forecast | 0 | 0 | 0 | 0 | 0 | 0 | 0 | 0 | 0 | 0 | 0 | 0 | 0 | 0 | 0 | 0 | 0 | 0 | 0 | 0 | 0 | 0 | 0 | 0 | 0 | 0 | 0 | 0 | 0 | 0 | 0
Commercial_Lodging_New_Space Heating_Natural Gas_Furnace_E9_Baseline Forecast | Commercial | Lodging | New | Space Heating | Natural Gas | Furnace | E9 |  | Baseline Forecast | 0 | 0 | 0 | 0 | 0 | 0 | 0 | 0 | 0 | 0 | 0 | 0 | 0 | 0 | 0 | 0 | 0 | 0 | 0 | 0 | 0 | 0 | 0 | 0 | 0 | 0 | 0 | 0 | 0 | 0 | 0
Commercial_Lodging_New_Space Heating_Natural Gas_Furnace_E10_Baseline Forecast | Commercial | Lodging | New | Space Heating | Natural Gas | Furnace | E10 |  | Baseline Forecast | 0 | 0 | 0 | 0 | 0 | 0 | 0 | 0 | 0 | 0 | 0 | 0 | 0 | 0 | 0 | 0 | 0 | 0 | 0 | 0 | 0 | 0 | 0 | 0 | 0 | 0 | 0 | 0 | 0 | 0 | 0
Commercial_Lodging_New_Space Heating_Natural Gas_Boiler_E1_Baseline Forecast | Commercial | Lodging | New | Space Heating | Natural Gas | Boiler | E1 | AFUE 80% (Standard) | Baseline Forecast | 0 | 0 | 0 | 0 | 0 | 0 | 0 | 0 | 0 | 0 | 0 | 0 | 0 | 0 | 0 | 0 | 0 | 0 | 0 | 0 | 0 | 0 | 0 | 0 | 0 | 0 | 0 | 0 | 0 | 0 | 0
Commercial_Lodging_New_Space Heating_Natural Gas_Boiler_E2_Baseline Forecast | Commercial | Lodging | New | Space Heating | Natural Gas | Boiler | E2 | AFUE 85% | Baseline Forecast | 0 | 0 | 0 | 0 | 0 | 0 | 0 | 0 | 0 | 0 | 0 | 0 | 0 | 0 | 0 | 0 | 0 | 0 | 0 | 0 | 0 | 0 | 0 | 0 | 0 | 0 | 0 | 0 | 0 | 0 | 0
Commercial_Lodging_New_Space Heating_Natural Gas_Boiler_E3_Baseline Forecast | Commercial | Lodging | New | Space Heating | Natural Gas | Boiler | E3 | AFUE 98% | Baseline Forecast | 0 | 0 | 0 | 0 | 0 | 0 | 0 | 0 | 0 | 0 | 0 | 0 | 0 | 0 | 0 | 0 | 0 | 0 | 0 | 0 | 0 | 0 | 0 | 0 | 0 | 0 | 0 | 0 | 0 | 0 | 0
Commercial_Lodging_New_Space Heating_Natural Gas_Boiler_E4_Baseline Forecast | Commercial | Lodging | New | Space Heating | Natural Gas | Boiler | E4 | Convert to NG Air Source Heat Pump | Baseline Forecast | 0 | 0 | 0 | 0 | 0 | 0 | 0 | 0 | 0 | 0 | 0 | 0 | 0 | 0 | 0 | 0 | 0 | 0 | 0 | 0 | 0 | 0 | 0 | 0 | 0 | 0 | 0 | 0 | 0 | 0 | 0
Commercial_Lodging_New_Space Heating_Natural Gas_Boiler_E5_Baseline Forecast | Commercial | Lodging | New | Space Heating | Natural Gas | Boiler | E5 |  | Baseline Forecast | 0 | 0 | 0 | 0 | 0 | 0 | 0 | 0 | 0 | 0 | 0 | 0 | 0 | 0 | 0 | 0 | 0 | 0 | 0 | 0 | 0 | 0 | 0 | 0 | 0 | 0 | 0 | 0 | 0 | 0 | 0
Commercial_Lodging_New_Space Heating_Natural Gas_Boiler_E6_Baseline Forecast | Commercial | Lodging | New | Space Heating | Natural Gas | Boiler | E6 |  | Baseline Forecast | 0 | 0 | 0 | 0 | 0 | 0 | 0 | 0 | 0 | 0 | 0 | 0 | 0 | 0 | 0 | 0 | 0 | 0 | 0 | 0 | 0 | 0 | 0 | 0 | 0 | 0 | 0 | 0 | 0 | 0 | 0
Commercial_Lodging_New_Space Heating_Natural Gas_Boiler_E7_Baseline Forecast | Commercial | Lodging | New | Space Heating | Natural Gas | Boiler | E7 |  | Baseline Forecast | 0 | 0 | 0 | 0 | 0 | 0 | 0 | 0 | 0 | 0 | 0 | 0 | 0 | 0 | 0 | 0 | 0 | 0 | 0 | 0 | 0 | 0 | 0 | 0 | 0 | 0 | 0 | 0 | 0 | 0 | 0
Commercial_Lodging_New_Space Heating_Natural Gas_Boiler_E8_Baseline Forecast | Commercial | Lodging | New | Space Heating | Natural Gas | Boiler | E8 |  | Baseline Forecast | 0 | 0 | 0 | 0 | 0 | 0 | 0 | 0 | 0 | 0 | 0 | 0 | 0 | 0 | 0 | 0 | 0 | 0 | 0 | 0 | 0 | 0 | 0 | 0 | 0 | 0 | 0 | 0 | 0 | 0 | 0
Commercial_Lodging_New_Space Heating_Natural Gas_Boiler_E9_Baseline Forecast | Commercial | Lodging | New | Space Heating | Natural Gas | Boiler | E9 |  | Baseline Forecast | 0 | 0 | 0 | 0 | 0 | 0 | 0 | 0 | 0 | 0 | 0 | 0 | 0 | 0 | 0 | 0 | 0 | 0 | 0 | 0 | 0 | 0 | 0 | 0 | 0 | 0 | 0 | 0 | 0 | 0 | 0
Commercial_Lodging_New_Space Heating_Natural Gas_Boiler_E10_Baseline Forecast | Commercial | Lodging | New | Space Heating | Natural Gas | Boiler | E10 |  | Baseline Forecast | 0 | 0 | 0 | 0 | 0 | 0 | 0 | 0 | 0 | 0 | 0 | 0 | 0 | 0 | 0 | 0 | 0 | 0 | 0 | 0 | 0 | 0 | 0 | 0 | 0 | 0 | 0 | 0 | 0 | 0 | 0
Commercial_Lodging_New_Space Heating_Natural Gas_Unit Heater_E1_Baseline Forecast | Commercial | Lodging | New | Space Heating | Natural Gas | Unit Heater | E1 | Standard | Baseline Forecast | 0 | 2717.4842 | 2742.4043 | 2907.402 | 1595.7431 | 0 | 0 | 0 | 0 | 0 | 0 | 0 | 0 | 0 | 0 | 0 | 0 | 0 | 0 | 0 | 0 | 0 | 0 | 0 | 0 | 0 | 0 | 0 | 0 | 0 | 0
Commercial_Lodging_New_Space Heating_Natural Gas_Unit Heater_E2_Baseline Forecast | Commercial | Lodging | New | Space Heating | Natural Gas | Unit Heater | E2 | Condensing | Baseline Forecast | 0 | 0 | 0 | 0 | 0 | 1300.0576 | 1281.048 | 1262.4534 | 1244.2656 | 1226.4766 | 1209.0786 | 1580.276 | 1899.9505 | 2195.5199 | 2259.5224 | 2270.2226 | 2274.8038 | 2274.2426 | 3061.1319 | 2946.821 | 2885.4594 | 2453.9891 | 2424.2068 | 2519.9235 | 2609.6766 | 2686.7376 | 2752.0794 | 2806.6743 | 3077.6915 | 3277.2728 | 3431.2093
Commercial_Lodging_New_Space Heating_Natural Gas_Unit Heater_E3_Baseline Forecast | Commercial | Lodging | New | Space Heating | Natural Gas | Unit Heater | E3 | Infrared Radiant | Baseline Forecast | 0 | 0 | 0 | 0 | 0 | 0 | 0 | 0 | 0 | 0 | 0 | 0 | 0 | 0 | 0 | 0 | 0 | 0 | 0 | 0 | 0 | 0 | 0 | 0 | 0 | 0 | 0 | 0 | 0 | 0 | 0
Commercial_Lodging_New_Space Heating_Natural Gas_Unit Heater_E4_Baseline Forecast | Commercial | Lodging | New | Space Heating | Natural Gas | Unit Heater | E4 |  | Baseline Forecast | 0 | 0 | 0 | 0 | 0 | 0 | 0 | 0 | 0 | 0 | 0 | 0 | 0 | 0 | 0 | 0 | 0 | 0 | 0 | 0 | 0 | 0 | 0 | 0 | 0 | 0 | 0 | 0 | 0 | 0 | 0
Commercial_Lodging_New_Space Heating_Natural Gas_Unit Heater_E5_Baseline Forecast | Commercial | Lodging | New | Space Heating | Natural Gas | Unit Heater | E5 |  | Baseline Forecast | 0 | 0 | 0 | 0 | 0 | 0 | 0 | 0 | 0 | 0 | 0 | 0 | 0 | 0 | 0 | 0 | 0 | 0 | 0 | 0 | 0 | 0 | 0 | 0 | 0 | 0 | 0 | 0 | 0 | 0 | 0
Commercial_Lodging_New_Space Heating_Natural Gas_Unit Heater_E6_Baseline Forecast | Commercial | Lodging | New | Space Heating | Natural Gas | Unit Heater | E6 |  | Baseline Forecast | 0 | 0 | 0 | 0 | 0 | 0 | 0 | 0 | 0 | 0 | 0 | 0 | 0 | 0 | 0 | 0 | 0 | 0 | 0 | 0 | 0 | 0 | 0 | 0 | 0 | 0 | 0 | 0 | 0 | 0 | 0
Commercial_Lodging_New_Space Heating_Natural Gas_Unit Heater_E7_Baseline Forecast | Commercial | Lodging | New | Space Heating | Natural Gas | Unit Heater | E7 |  | Baseline Forecast | 0 | 0 | 0 | 0 | 0 | 0 | 0 | 0 | 0 | 0 | 0 | 0 | 0 | 0 | 0 | 0 | 0 | 0 | 0 | 0 | 0 | 0 | 0 | 0 | 0 | 0 | 0 | 0 | 0 | 0 | 0
Commercial_Lodging_New_Space Heating_Natural Gas_Unit Heater_E8_Baseline Forecast | Commercial | Lodging | New | Space Heating | Natural Gas | Unit Heater | E8 |  | Baseline Forecast | 0 | 0 | 0 | 0 | 0 | 0 | 0 | 0 | 0 | 0 | 0 | 0 | 0 | 0 | 0 | 0 | 0 | 0 | 0 | 0 | 0 | 0 | 0 | 0 | 0 | 0 | 0 | 0 | 0 | 0 | 0
Commercial_Lodging_New_Space Heating_Natural Gas_Unit Heater_E9_Baseline Forecast | Commercial | Lodging | New | Space Heating | Natural Gas | Unit Heater | E9 |  | Baseline Forecast | 0 | 0 | 0 | 0 | 0 | 0 | 0 | 0 | 0 | 0 | 0 | 0 | 0 | 0 | 0 | 0 | 0 | 0 | 0 | 0 | 0 | 0 | 0 | 0 | 0 | 0 | 0 | 0 | 0 | 0 | 0
Commercial_Lodging_New_Space Heating_Natural Gas_Unit Heater_E10_Baseline Forecast | Commercial | Lodging | New | Space Heating | Natural Gas | Unit Heater | E10 |  | Baseline Forecast | 0 | 0 | 0 | 0 | 0 | 0 | 0 | 0 | 0 | 0 | 0 | 0 | 0 | 0 | 0 | 0 | 0 | 0 | 0 | 0 | 0 | 0 | 0 | 0 | 0 | 0 | 0 | 0 | 0 | 0 | 0
Commercial_Lodging_New_Water Heating_Natural Gas_Water Heater_E1_Baseline Forecast | Commercial | Lodging | New | Water Heating | Natural Gas | Water Heater | E1 | TE 0.80 | Baseline Forecast | 0 | 0 | 0 | 0 | 0 | 0 | 0 | 0 | 0 | 0 | 0 | 0 | 0 | 0 | 0 | 0 | 0 | 0 | 0 | 0 | 0 | 0 | 0 | 0 | 0 | 0 | 0 | 0 | 0 | 0 | 0
Commercial_Lodging_New_Water Heating_Natural Gas_Water Heater_E2_Baseline Forecast | Commercial | Lodging | New | Water Heating | Natural Gas | Water Heater | E2 | TE 0.90 | Baseline Forecast | 0 | 0 | 0 | 0 | 0 | 0 | 0 | 0 | 0 | 0 | 0 | 0 | 0 | 0 | 0 | 0 | 0 | 0 | 0 | 0 | 0 | 0 | 0 | 0 | 0 | 0 | 0 | 0 | 0 | 0 | 0
Commercial_Lodging_New_Water Heating_Natural Gas_Water Heater_E3_Baseline Forecast | Commercial | Lodging | New | Water Heating | Natural Gas | Water Heater | E3 | TE 0.94 | Baseline Forecast | 0 | 0 | 0 | 0 | 0 | 0 | 0 | 0 | 0 | 0 | 0 | 0 | 0 | 0 | 0 | 0 | 0 | 0 | 0 | 0 | 0 | 0 | 0 | 0 | 0 | 0 | 0 | 0 | 0 | 0 | 0
Commercial_Lodging_New_Water Heating_Natural Gas_Water Heater_E4_Baseline Forecast | Commercial | Lodging | New | Water Heating | Natural Gas | Water Heater | E4 | Instantaneous TE 0.94 | Baseline Forecast | 0 | 0 | 0 | 0 | 0 | 0 | 0 | 0 | 0 | 0 | 0 | 0 | 0 | 0 | 0 | 0 | 0 | 0 | 0 | 0 | 0 | 0 | 0 | 0 | 0 | 0 | 0 | 0 | 0 | 0 | 0
Commercial_Lodging_New_Water Heating_Natural Gas_Water Heater_E5_Baseline Forecast | Commercial | Lodging | New | Water Heating | Natural Gas | Water Heater | E5 | Gas-Fired Absorption HPWH | Baseline Forecast | 0 | 0 | 0 | 0 | 0 | 0 | 0 | 0 | 0 | 0 | 0 | 0 | 0 | 0 | 0 | 0 | 0 | 0 | 0 | 0 | 0 | 0 | 0 | 0 | 0 | 0 | 0 | 0 | 0 | 0 | 0
Commercial_Lodging_New_Water Heating_Natural Gas_Water Heater_E6_Baseline Forecast | Commercial | Lodging | New | Water Heating | Natural Gas | Water Heater | E6 |  | Baseline Forecast | 0 | 0 | 0 | 0 | 0 | 0 | 0 | 0 | 0 | 0 | 0 | 0 | 0 | 0 | 0 | 0 | 0 | 0 | 0 | 0 | 0 | 0 | 0 | 0 | 0 | 0 | 0 | 0 | 0 | 0 | 0
Commercial_Lodging_New_Water Heating_Natural Gas_Water Heater_E7_Baseline Forecast | Commercial | Lodging | New | Water Heating | Natural Gas | Water Heater | E7 |  | Baseline Forecast | 0 | 0 | 0 | 0 | 0 | 0 | 0 | 0 | 0 | 0 | 0 | 0 | 0 | 0 | 0 | 0 | 0 | 0 | 0 | 0 | 0 | 0 | 0 | 0 | 0 | 0 | 0 | 0 | 0 | 0 | 0
Commercial_Lodging_New_Water Heating_Natural Gas_Water Heater_E8_Baseline Forecast | Commercial | Lodging | New | Water Heating | Natural Gas | Water Heater | E8 |  | Baseline Forecast | 0 | 0 | 0 | 0 | 0 | 0 | 0 | 0 | 0 | 0 | 0 | 0 | 0 | 0 | 0 | 0 | 0 | 0 | 0 | 0 | 0 | 0 | 0 | 0 | 0 | 0 | 0 | 0 | 0 | 0 | 0
Commercial_Lodging_New_Water Heating_Natural Gas_Water Heater_E9_Baseline Forecast | Commercial | Lodging | New | Water Heating | Natural Gas | Water Heater | E9 |  | Baseline Forecast | 0 | 0 | 0 | 0 | 0 | 0 | 0 | 0 | 0 | 0 | 0 | 0 | 0 | 0 | 0 | 0 | 0 | 0 | 0 | 0 | 0 | 0 | 0 | 0 | 0 | 0 | 0 | 0 | 0 | 0 | 0
Commercial_Lodging_New_Water Heating_Natural Gas_Water Heater_E10_Baseline Forecast | Commercial | Lodging | New | Water Heating | Natural Gas | Water Heater | E10 |  | Baseline Forecast | 0 | 0 | 0 | 0 | 0 | 0 | 0 | 0 | 0 | 0 | 0 | 0 | 0 | 0 | 0 | 0 | 0 | 0 | 0 | 0 | 0 | 0 | 0 | 0 | 0 | 0 | 0 | 0 | 0 | 0 | 0
Commercial_Lodging_New_Food Preparation_Natural Gas_Oven_E1_Baseline Forecast | Commercial | Lodging | New | Food Preparation | Natural Gas | Oven | E1 | Standard | Baseline Forecast | 0 | 2990.5097 | 3015.7164 | 3194.7378 | 1751.3849 | 1433.1131 | 1417.3617 | 1399.5546 | 1380.4508 | 1362.2748 | 1840.8969 | 2238.867 | 2621.5365 | 2671.8518 | 2652.3357 | 2629.0723 | 3446.4726 | 3294.4924 | 3210.4357 | 2757.8798 | 2758.0474 | 2900.1089 | 3024.8704 | 3259.4028 | 3347.6061 | 3706.2192 | 3954.8879 | 4133.9623 | 4115.3044 | 4079.1537 | 4071.3213
Commercial_Lodging_New_Food Preparation_Natural Gas_Oven_E2_Baseline Forecast | Commercial | Lodging | New | Food Preparation | Natural Gas | Oven | E2 | ENERGY STAR (EF ≥ 44%) Convection Oven utilizing ASTM Std F1496 | Baseline Forecast | 0 | 4311.1047 | 4352.8559 | 4617.1672 | 2536.2209 | 2060.0145 | 2024.6892 | 1992.5344 | 1962.7693 | 1933.1479 | 2624.7149 | 3206.301 | 3707.2077 | 3799.362 | 3798.8747 | 3790.7837 | 4970.6423 | 4753.9058 | 4622.0118 | 3976.7194 | 3981.2825 | 4192.5248 | 4380.9929 | 4399.3323 | 4511.9246 | 4988.5487 | 5316.4848 | 5550.4783 | 5519.0081 | 5464.3923 | 5447.9703
Commercial_Lodging_New_Food Preparation_Natural Gas_Oven_E3_Baseline Forecast | Commercial | Lodging | New | Food Preparation | Natural Gas | Oven | E3 |  | Baseline Forecast | 0 | 0 | 0 | 0 | 0 | 0 | 0 | 0 | 0 | 0 | 0 | 0 | 0 | 0 | 0 | 0 | 0 | 0 | 0 | 0 | 0 | 0 | 0 | 0 | 0 | 0 | 0 | 0 | 0 | 0 | 0
Commercial_Lodging_New_Food Preparation_Natural Gas_Oven_E4_Baseline Forecast | Commercial | Lodging | New | Food Preparation | Natural Gas | Oven | E4 |  | Baseline Forecast | 0 | 0 | 0 | 0 | 0 | 0 | 0 | 0 | 0 | 0 | 0 | 0 | 0 | 0 | 0 | 0 | 0 | 0 | 0 | 0 | 0 | 0 | 0 | 0 | 0 | 0 | 0 | 0 | 0 | 0 | 0
Commercial_Lodging_New_Food Preparation_Natural Gas_Oven_E5_Baseline Forecast | Commercial | Lodging | New | Food Preparation | Natural Gas | Oven | E5 |  | Baseline Forecast | 0 | 0 | 0 | 0 | 0 | 0 | 0 | 0 | 0 | 0 | 0 | 0 | 0 | 0 | 0 | 0 | 0 | 0 | 0 | 0 | 0 | 0 | 0 | 0 | 0 | 0 | 0 | 0 | 0 | 0 | 0
Commercial_Lodging_New_Food Preparation_Natural Gas_Oven_E6_Baseline Forecast | Commercial | Lodging | New | Food Preparation | Natural Gas | Oven | E6 |  | Baseline Forecast | 0 | 0 | 0 | 0 | 0 | 0 | 0 | 0 | 0 | 0 | 0 | 0 | 0 | 0 | 0 | 0 | 0 | 0 | 0 | 0 | 0 | 0 | 0 | 0 | 0 | 0 | 0 | 0 | 0 | 0 | 0
Commercial_Lodging_New_Food Preparation_Natural Gas_Oven_E7_Baseline Forecast | Commercial | Lodging | New | Food Preparation | Natural Gas | Oven | E7 |  | Baseline Forecast | 0 | 0 | 0 | 0 | 0 | 0 | 0 | 0 | 0 | 0 | 0 | 0 | 0 | 0 | 0 | 0 | 0 | 0 | 0 | 0 | 0 | 0 | 0 | 0 | 0 | 0 | 0 | 0 | 0 | 0 | 0
Commercial_Lodging_New_Food Preparation_Natural Gas_Oven_E8_Baseline Forecast | Commercial | Lodging | New | Food Preparation | Natural Gas | Oven | E8 |  | Baseline Forecast | 0 | 0 | 0 | 0 | 0 | 0 | 0 | 0 | 0 | 0 | 0 | 0 | 0 | 0 | 0 | 0 | 0 | 0 | 0 | 0 | 0 | 0 | 0 | 0 | 0 | 0 | 0 | 0 | 0 | 0 | 0
Commercial_Lodging_New_Food Preparation_Natural Gas_Oven_E9_Baseline Forecast | Commercial | Lodging | New | Food Preparation | Natural Gas | Oven | E9 |  | Baseline Forecast | 0 | 0 | 0 | 0 | 0 | 0 | 0 | 0 | 0 | 0 | 0 | 0 | 0 | 0 | 0 | 0 | 0 | 0 | 0 | 0 | 0 | 0 | 0 | 0 | 0 | 0 | 0 | 0 | 0 | 0 | 0
Commercial_Lodging_New_Food Preparation_Natural Gas_Oven_E10_Baseline Forecast | Commercial | Lodging | New | Food Preparation | Natural Gas | Oven | E10 |  | Baseline Forecast | 0 | 0 | 0 | 0 | 0 | 0 | 0 | 0 | 0 | 0 | 0 | 0 | 0 | 0 | 0 | 0 | 0 | 0 | 0 | 0 | 0 | 0 | 0 | 0 | 0 | 0 | 0 | 0 | 0 | 0 | 0
Commercial_Lodging_New_Food Preparation_Natural Gas_Conveyor Oven_E1_Baseline Forecast | Commercial | Lodging | New | Food Preparation | Natural Gas | Conveyor Oven | E1 | Standard | Baseline Forecast | 0 | 1497.0829 | 1511.4694 | 1603.19 | 878.4237 | 716.4677 | 706.2577 | 695.323 | 683.9265 | 674.4699 | 665.0461 | 655.9152 | 651.5872 | 642.8696 | 634.0255 | 625.6726 | 617.2911 | 910.5779 | 1147.9562 | 1353.1088 | 1370.2271 | 1349.3954 | 1723.8656 | 1697.2094 | 1638.5626 | 1364.4145 | 1295.9301 | 1280.1648 | 1264.7148 | 1249.5829 | 1235.2759
Commercial_Lodging_New_Food Preparation_Natural Gas_Conveyor Oven_E2_Baseline Forecast | Commercial | Lodging | New | Food Preparation | Natural Gas | Conveyor Oven | E2 | ENERGY STAR (EF ≥ 44%) Convection Oven utilizing ASTM Std F1496 | Baseline Forecast | 0 | 2153.7244 | 2172.8167 | 2302.7625 | 1265.3792 | 1030.0961 | 1014.7678 | 1000.7215 | 987.6835 | 973.2414 | 959.2919 | 945.5646 | 927.5393 | 914.3988 | 901.8703 | 889.3267 | 877.2784 | 1294.1809 | 1628.1043 | 1920.8617 | 1946.2564 | 1918.3434 | 2453.5763 | 2251.582 | 2168.6715 | 1801.7383 | 1707.5466 | 1683.1683 | 1659.3768 | 1636.1515 | 1612.9688
Commercial_Lodging_New_Food Preparation_Natural Gas_Conveyor Oven_E3_Baseline Forecast | Commercial | Lodging | New | Food Preparation | Natural Gas | Conveyor Oven | E3 |  | Baseline Forecast | 0 | 0 | 0 | 0 | 0 | 0 | 0 | 0 | 0 | 0 | 0 | 0 | 0 | 0 | 0 | 0 | 0 | 0 | 0 | 0 | 0 | 0 | 0 | 0 | 0 | 0 | 0 | 0 | 0 | 0 | 0
Commercial_Lodging_New_Food Preparation_Natural Gas_Conveyor Oven_E4_Baseline Forecast | Commercial | Lodging | New | Food Preparation | Natural Gas | Conveyor Oven | E4 |  | Baseline Forecast | 0 | 0 | 0 | 0 | 0 | 0 | 0 | 0 | 0 | 0 | 0 | 0 | 0 | 0 | 0 | 0 | 0 | 0 | 0 | 0 | 0 | 0 | 0 | 0 | 0 | 0 | 0 | 0 | 0 | 0 | 0
Commercial_Lodging_New_Food Preparation_Natural Gas_Conveyor Oven_E5_Baseline Forecast | Commercial | Lodging | New | Food Preparation | Natural Gas | Conveyor Oven | E5 |  | Baseline Forecast | 0 | 0 | 0 | 0 | 0 | 0 | 0 | 0 | 0 | 0 | 0 | 0 | 0 | 0 | 0 | 0 | 0 | 0 | 0 | 0 | 0 | 0 | 0 | 0 | 0 | 0 | 0 | 0 | 0 | 0 | 0
Commercial_Lodging_New_Food Preparation_Natural Gas_Conveyor Oven_E6_Baseline Forecast | Commercial | Lodging | New | Food Preparation | Natural Gas | Conveyor Oven | E6 |  | Baseline Forecast | 0 | 0 | 0 | 0 | 0 | 0 | 0 | 0 | 0 | 0 | 0 | 0 | 0 | 0 | 0 | 0 | 0 | 0 | 0 | 0 | 0 | 0 | 0 | 0 | 0 | 0 | 0 | 0 | 0 | 0 | 0
Commercial_Lodging_New_Food Preparation_Natural Gas_Conveyor Oven_E7_Baseline Forecast | Commercial | Lodging | New | Food Preparation | Natural Gas | Conveyor Oven | E7 |  | Baseline Forecast | 0 | 0 | 0 | 0 | 0 | 0 | 0 | 0 | 0 | 0 | 0 | 0 | 0 | 0 | 0 | 0 | 0 | 0 | 0 | 0 | 0 | 0 | 0 | 0 | 0 | 0 | 0 | 0 | 0 | 0 | 0
Commercial_Lodging_New_Food Preparation_Natural Gas_Conveyor Oven_E8_Baseline Forecast | Commercial | Lodging | New | Food Preparation | Natural Gas | Conveyor Oven | E8 |  | Baseline Forecast | 0 | 0 | 0 | 0 | 0 | 0 | 0 | 0 | 0 | 0 | 0 | 0 | 0 | 0 | 0 | 0 | 0 | 0 | 0 | 0 | 0 | 0 | 0 | 0 | 0 | 0 | 0 | 0 | 0 | 0 | 0
Commercial_Lodging_New_Food Preparation_Natural Gas_Conveyor Oven_E9_Baseline Forecast | Commercial | Lodging | New | Food Preparation | Natural Gas | Conveyor Oven | E9 |  | Baseline Forecast | 0 | 0 | 0 | 0 | 0 | 0 | 0 | 0 | 0 | 0 | 0 | 0 | 0 | 0 | 0 | 0 | 0 | 0 | 0 | 0 | 0 | 0 | 0 | 0 | 0 | 0 | 0 | 0 | 0 | 0 | 0
Commercial_Lodging_New_Food Preparation_Natural Gas_Conveyor Oven_E10_Baseline Forecast | Commercial | Lodging | New | Food Preparation | Natural Gas | Conveyor Oven | E10 |  | Baseline Forecast | 0 | 0 | 0 | 0 | 0 | 0 | 0 | 0 | 0 | 0 | 0 | 0 | 0 | 0 | 0 | 0 | 0 | 0 | 0 | 0 | 0 | 0 | 0 | 0 | 0 | 0 | 0 | 0 | 0 | 0 | 0
Commercial_Lodging_New_Food Preparation_Natural Gas_Double Rack Oven_E1_Baseline Forecast | Commercial | Lodging | New | Food Preparation | Natural Gas | Double Rack Oven | E1 | Standard | Baseline Forecast | 0 | 1493.2886 | 1504.4266 | 1596.3195 | 876.011 | 720.2591 | 715.4499 | 708.369 | 699.5486 | 685.6574 | 671.1313 | 657.0048 | 959.9822 | 1185.8467 | 1389.3093 | 1406.9824 | 1385.7904 | 1758.9011 | 1668.8478 | 1606.5987 | 1339.7965 | 1269.8348 | 1249.8464 | 1435.6829 | 1528.6931 | 1648.2485 | 1747.4907 | 1822.0557 | 2053.6145 | 2201.1341 | 2297.1299
Commercial_Lodging_New_Food Preparation_Natural Gas_Double Rack Oven_E2_Baseline Forecast | Commercial | Lodging | New | Food Preparation | Natural Gas | Double Rack Oven | E2 | FTSC Qualified (>50% Cooking Efficiency) | Baseline Forecast | 0 | 2157.5186 | 2179.8595 | 2309.633 | 1267.7919 | 1026.3048 | 1005.5756 | 987.6755 | 972.0614 | 962.054 | 953.2067 | 944.475 | 1349.3058 | 1692.4081 | 1984.5661 | 2007.1611 | 1977.4073 | 2511.8412 | 2371.1274 | 2289.7436 | 1913.4291 | 1818.7188 | 1796.6061 | 1715.6408 | 1817.3819 | 1949.8819 | 2057.5359 | 2135.5635 | 2396.3253 | 2557.3769 | 2657.6142
Commercial_Lodging_New_Food Preparation_Natural Gas_Double Rack Oven_E3_Baseline Forecast | Commercial | Lodging | New | Food Preparation | Natural Gas | Double Rack Oven | E3 |  | Baseline Forecast | 0 | 0 | 0 | 0 | 0 | 0 | 0 | 0 | 0 | 0 | 0 | 0 | 0 | 0 | 0 | 0 | 0 | 0 | 0 | 0 | 0 | 0 | 0 | 0 | 0 | 0 | 0 | 0 | 0 | 0 | 0
Commercial_Lodging_New_Food Preparation_Natural Gas_Double Rack Oven_E4_Baseline Forecast | Commercial | Lodging | New | Food Preparation | Natural Gas | Double Rack Oven | E4 |  | Baseline Forecast | 0 | 0 | 0 | 0 | 0 | 0 | 0 | 0 | 0 | 0 | 0 | 0 | 0 | 0 | 0 | 0 | 0 | 0 | 0 | 0 | 0 | 0 | 0 | 0 | 0 | 0 | 0 | 0 | 0 | 0 | 0
Commercial_Lodging_New_Food Preparation_Natural Gas_Double Rack Oven_E5_Baseline Forecast | Commercial | Lodging | New | Food Preparation | Natural Gas | Double Rack Oven | E5 |  | Baseline Forecast | 0 | 0 | 0 | 0 | 0 | 0 | 0 | 0 | 0 | 0 | 0 | 0 | 0 | 0 | 0 | 0 | 0 | 0 | 0 | 0 | 0 | 0 | 0 | 0 | 0 | 0 | 0 | 0 | 0 | 0 | 0
Commercial_Lodging_New_Food Preparation_Natural Gas_Double Rack Oven_E6_Baseline Forecast | Commercial | Lodging | New | Food Preparation | Natural Gas | Double Rack Oven | E6 |  | Baseline Forecast | 0 | 0 | 0 | 0 | 0 | 0 | 0 | 0 | 0 | 0 | 0 | 0 | 0 | 0 | 0 | 0 | 0 | 0 | 0 | 0 | 0 | 0 | 0 | 0 | 0 | 0 | 0 | 0 | 0 | 0 | 0
Commercial_Lodging_New_Food Preparation_Natural Gas_Double Rack Oven_E7_Baseline Forecast | Commercial | Lodging | New | Food Preparation | Natural Gas | Double Rack Oven | E7 |  | Baseline Forecast | 0 | 0 | 0 | 0 | 0 | 0 | 0 | 0 | 0 | 0 | 0 | 0 | 0 | 0 | 0 | 0 | 0 | 0 | 0 | 0 | 0 | 0 | 0 | 0 | 0 | 0 | 0 | 0 | 0 | 0 | 0
Commercial_Lodging_New_Food Preparation_Natural Gas_Double Rack Oven_E8_Baseline Forecast | Commercial | Lodging | New | Food Preparation | Natural Gas | Double Rack Oven | E8 |  | Baseline Forecast | 0 | 0 | 0 | 0 | 0 | 0 | 0 | 0 | 0 | 0 | 0 | 0 | 0 | 0 | 0 | 0 | 0 | 0 | 0 | 0 | 0 | 0 | 0 | 0 | 0 | 0 | 0 | 0 | 0 | 0 | 0
Commercial_Lodging_New_Food Preparation_Natural Gas_Double Rack Oven_E9_Baseline Forecast | Commercial | Lodging | New | Food Preparation | Natural Gas | Double Rack Oven | E9 |  | Baseline Forecast | 0 | 0 | 0 | 0 | 0 | 0 | 0 | 0 | 0 | 0 | 0 | 0 | 0 | 0 | 0 | 0 | 0 | 0 | 0 | 0 | 0 | 0 | 0 | 0 | 0 | 0 | 0 | 0 | 0 | 0 | 0
Commercial_Lodging_New_Food Preparation_Natural Gas_Double Rack Oven_E10_Baseline Forecast | Commercial | Lodging | New | Food Preparation | Natural Gas | Double Rack Oven | E10 |  | Baseline Forecast | 0 | 0 | 0 | 0 | 0 | 0 | 0 | 0 | 0 | 0 | 0 | 0 | 0 | 0 | 0 | 0 | 0 | 0 | 0 | 0 | 0 | 0 | 0 | 0 | 0 | 0 | 0 | 0 | 0 | 0 | 0
Commercial_Lodging_New_Food Preparation_Natural Gas_Fryer_E1_Baseline Forecast | Commercial | Lodging | New | Food Preparation | Natural Gas | Fryer | E1 | Standard | Baseline Forecast | 0 | 7160.2064 | 7220.678 | 0 | 0 | 0 | 0 | 0 | 0 | 0 | 0 | 0 | 0 | 0 | 0 | 0 | 0 | 0 | 0 | 0 | 0 | 0 | 0 | 0 | 0 | 0 | 0 | 0 | 0 | 0 | 0
Commercial_Lodging_New_Food Preparation_Natural Gas_Fryer_E2_Baseline Forecast | Commercial | Lodging | New | Food Preparation | Natural Gas | Fryer | E2 | ENERGY STAR | Baseline Forecast | 0 | 2524.5755 | 2552.916 | 10361.6257 | 5687.0337 | 4633.2464 | 4565.4988 | 4499.2299 | 4434.4107 | 6307.9692 | 7813.2924 | 9124.1229 | 9227.0809 | 9088.1438 | 11491.9431 | 10876.1263 | 10491.5279 | 9169.3706 | 9352.476 | 10010.42 | 10548.7744 | 10943.2773 | 12239.2031 | 13047.8781 | 13558.7366 | 13378.37 | 13199.4885 | 13846.9213 | 13673.5307 | 13667.0748 | 13668.2367
Commercial_Lodging_New_Food Preparation_Natural Gas_Fryer_E3_Baseline Forecast | Commercial | Lodging | New | Food Preparation | Natural Gas | Fryer | E3 |  | Baseline Forecast | 0 | 0 | 0 | 0 | 0 | 0 | 0 | 0 | 0 | 0 | 0 | 0 | 0 | 0 | 0 | 0 | 0 | 0 | 0 | 0 | 0 | 0 | 0 | 0 | 0 | 0 | 0 | 0 | 0 | 0 | 0
Commercial_Lodging_New_Food Preparation_Natural Gas_Fryer_E4_Baseline Forecast | Commercial | Lodging | New | Food Preparation | Natural Gas | Fryer | E4 |  | Baseline Forecast | 0 | 0 | 0 | 0 | 0 | 0 | 0 | 0 | 0 | 0 | 0 | 0 | 0 | 0 | 0 | 0 | 0 | 0 | 0 | 0 | 0 | 0 | 0 | 0 | 0 | 0 | 0 | 0 | 0 | 0 | 0
Commercial_Lodging_New_Food Preparation_Natural Gas_Fryer_E5_Baseline Forecast | Commercial | Lodging | New | Food Preparation | Natural Gas | Fryer | E5 |  | Baseline Forecast | 0 | 0 | 0 | 0 | 0 | 0 | 0 | 0 | 0 | 0 | 0 | 0 | 0 | 0 | 0 | 0 | 0 | 0 | 0 | 0 | 0 | 0 | 0 | 0 | 0 | 0 | 0 | 0 | 0 | 0 | 0
Commercial_Lodging_New_Food Preparation_Natural Gas_Fryer_E6_Baseline Forecast | Commercial | Lodging | New | Food Preparation | Natural Gas | Fryer | E6 |  | Baseline Forecast | 0 | 0 | 0 | 0 | 0 | 0 | 0 | 0 | 0 | 0 | 0 | 0 | 0 | 0 | 0 | 0 | 0 | 0 | 0 | 0 | 0 | 0 | 0 | 0 | 0 | 0 | 0 | 0 | 0 | 0 | 0
Commercial_Lodging_New_Food Preparation_Natural Gas_Fryer_E7_Baseline Forecast | Commercial | Lodging | New | Food Preparation | Natural Gas | Fryer | E7 |  | Baseline Forecast | 0 | 0 | 0 | 0 | 0 | 0 | 0 | 0 | 0 | 0 | 0 | 0 | 0 | 0 | 0 | 0 | 0 | 0 | 0 | 0 | 0 | 0 | 0 | 0 | 0 | 0 | 0 | 0 | 0 | 0 | 0
Commercial_Lodging_New_Food Preparation_Natural Gas_Fryer_E8_Baseline Forecast | Commercial | Lodging | New | Food Preparation | Natural Gas | Fryer | E8 |  | Baseline Forecast | 0 | 0 | 0 | 0 | 0 | 0 | 0 | 0 | 0 | 0 | 0 | 0 | 0 | 0 | 0 | 0 | 0 | 0 | 0 | 0 | 0 | 0 | 0 | 0 | 0 | 0 | 0 | 0 | 0 | 0 | 0
Commercial_Lodging_New_Food Preparation_Natural Gas_Fryer_E9_Baseline Forecast | Commercial | Lodging | New | Food Preparation | Natural Gas | Fryer | E9 |  | Baseline Forecast | 0 | 0 | 0 | 0 | 0 | 0 | 0 | 0 | 0 | 0 | 0 | 0 | 0 | 0 | 0 | 0 | 0 | 0 | 0 | 0 | 0 | 0 | 0 | 0 | 0 | 0 | 0 | 0 | 0 | 0 | 0
Commercial_Lodging_New_Food Preparation_Natural Gas_Fryer_E10_Baseline Forecast | Commercial | Lodging | New | Food Preparation | Natural Gas | Fryer | E10 |  | Baseline Forecast | 0 | 0 | 0 | 0 | 0 | 0 | 0 | 0 | 0 | 0 | 0 | 0 | 0 | 0 | 0 | 0 | 0 | 0 | 0 | 0 | 0 | 0 | 0 | 0 | 0 | 0 | 0 | 0 | 0 | 0 | 0
Commercial_Lodging_New_Food Preparation_Natural Gas_Broiler_E1_Baseline Forecast | Commercial | Lodging | New | Food Preparation | Natural Gas | Broiler | E1 | Standard | Baseline Forecast | 0 | 4656.7509 | 4696.6444 | 4980.7364 | 2733.5526 | 2234.2075 | 2207.7013 | 2179.1784 | 2149.2521 | 2114.3876 | 2079.2375 | 2044.8898 | 2962.2979 | 3680.6687 | 4313.6638 | 4366.3334 | 4300.9651 | 5460.6514 | 5170.9926 | 4983.9915 | 4159.5906 | 3946.7086 | 3889.9875 | 4167.4666 | 4428.9744 | 4766.6518 | 5044.8311 | 5251.237 | 5908.9348 | 6323.3114 | 6588.79
Commercial_Lodging_New_Food Preparation_Natural Gas_Broiler_E2_Baseline Forecast | Commercial | Lodging | New | Food Preparation | Natural Gas | Broiler | E2 | Infrared Burners | Baseline Forecast | 0 | 1641.402 | 1659.2643 | 1757.5778 | 964.8072 | 778.8592 | 761.3082 | 746.7355 | 734.5089 | 728.1448 | 722.9727 | 717.8866 | 1021.5466 | 1284.7232 | 1506.7429 | 1523.5415 | 1501.021 | 1906.976 | 1798.5294 | 1737.7436 | 1452.6784 | 1381.4781 | 1365.5691 | 1269.0075 | 1343.4728 | 1440.6262 | 1519.3717 | 1576.2093 | 1767.8335 | 1885.7854 | 1958.8363
Commercial_Lodging_New_Food Preparation_Natural Gas_Broiler_E3_Baseline Forecast | Commercial | Lodging | New | Food Preparation | Natural Gas | Broiler | E3 |  | Baseline Forecast | 0 | 0 | 0 | 0 | 0 | 0 | 0 | 0 | 0 | 0 | 0 | 0 | 0 | 0 | 0 | 0 | 0 | 0 | 0 | 0 | 0 | 0 | 0 | 0 | 0 | 0 | 0 | 0 | 0 | 0 | 0
Commercial_Lodging_New_Food Preparation_Natural Gas_Broiler_E4_Baseline Forecast | Commercial | Lodging | New | Food Preparation | Natural Gas | Broiler | E4 |  | Baseline Forecast | 0 | 0 | 0 | 0 | 0 | 0 | 0 | 0 | 0 | 0 | 0 | 0 | 0 | 0 | 0 | 0 | 0 | 0 | 0 | 0 | 0 | 0 | 0 | 0 | 0 | 0 | 0 | 0 | 0 | 0 | 0
Commercial_Lodging_New_Food Preparation_Natural Gas_Broiler_E5_Baseline Forecast | Commercial | Lodging | New | Food Preparation | Natural Gas | Broiler | E5 |  | Baseline Forecast | 0 | 0 | 0 | 0 | 0 | 0 | 0 | 0 | 0 | 0 | 0 | 0 | 0 | 0 | 0 | 0 | 0 | 0 | 0 | 0 | 0 | 0 | 0 | 0 | 0 | 0 | 0 | 0 | 0 | 0 | 0
Commercial_Lodging_New_Food Preparation_Natural Gas_Broiler_E6_Baseline Forecast | Commercial | Lodging | New | Food Preparation | Natural Gas | Broiler | E6 |  | Baseline Forecast | 0 | 0 | 0 | 0 | 0 | 0 | 0 | 0 | 0 | 0 | 0 | 0 | 0 | 0 | 0 | 0 | 0 | 0 | 0 | 0 | 0 | 0 | 0 | 0 | 0 | 0 | 0 | 0 | 0 | 0 | 0
Commercial_Lodging_New_Food Preparation_Natural Gas_Broiler_E7_Baseline Forecast | Commercial | Lodging | New | Food Preparation | Natural Gas | Broiler | E7 |  | Baseline Forecast | 0 | 0 | 0 | 0 | 0 | 0 | 0 | 0 | 0 | 0 | 0 | 0 | 0 | 0 | 0 | 0 | 0 | 0 | 0 | 0 | 0 | 0 | 0 | 0 | 0 | 0 | 0 | 0 | 0 | 0 | 0
Commercial_Lodging_New_Food Preparation_Natural Gas_Broiler_E8_Baseline Forecast | Commercial | Lodging | New | Food Preparation | Natural Gas | Broiler | E8 |  | Baseline Forecast | 0 | 0 | 0 | 0 | 0 | 0 | 0 | 0 | 0 | 0 | 0 | 0 | 0 | 0 | 0 | 0 | 0 | 0 | 0 | 0 | 0 | 0 | 0 | 0 | 0 | 0 | 0 | 0 | 0 | 0 | 0
Commercial_Lodging_New_Food Preparation_Natural Gas_Broiler_E9_Baseline Forecast | Commercial | Lodging | New | Food Preparation | Natural Gas | Broiler | E9 |  | Baseline Forecast | 0 | 0 | 0 | 0 | 0 | 0 | 0 | 0 | 0 | 0 | 0 | 0 | 0 | 0 | 0 | 0 | 0 | 0 | 0 | 0 | 0 | 0 | 0 | 0 | 0 | 0 | 0 | 0 | 0 | 0 | 0
Commercial_Lodging_New_Food Preparation_Natural Gas_Broiler_E10_Baseline Forecast | Commercial | Lodging | New | Food Preparation | Natural Gas | Broiler | E10 |  | Baseline Forecast | 0 | 0 | 0 | 0 | 0 | 0 | 0 | 0 | 0 | 0 | 0 | 0 | 0 | 0 | 0 | 0 | 0 | 0 | 0 | 0 | 0 | 0 | 0 | 0 | 0 | 0 | 0 | 0 | 0 | 0 | 0
Commercial_Lodging_New_Food Preparation_Natural Gas_Griddle_E1_Baseline Forecast | Commercial | Lodging | New | Food Preparation | Natural Gas | Griddle | E1 | Standard | Baseline Forecast | 0 | 6492.2425 | 6550.7275 | 6945.4209 | 3811.9749 | 3108.3351 | 3065.2503 | 3022.1272 | 2979.1631 | 2934.9571 | 2891.3386 | 2848.7199 | 4112.975 | 5121.9333 | 6003.6011 | 6075.7058 | 5984.9628 | 7599.6335 | 7191.0501 | 6934.1833 | 5788.9819 | 5495.0709 | 5419.0625 | 5665.9588 | 6017.9794 | 6473.2249 | 6847.3927 | 7123.9556 | 8012.3095 | 8570.1511 | 8925.8668
Commercial_Lodging_New_Food Preparation_Natural Gas_Griddle_E2_Baseline Forecast | Commercial | Lodging | New | Food Preparation | Natural Gas | Griddle | E2 | ENERGY STAR | Baseline Forecast | 0 | 2653.8138 | 2679.2007 | 2839.8291 | 1558.7119 | 1267.1824 | 1246.2882 | 1226.8286 | 1208.5791 | 1192.9137 | 1177.9771 | 1163.3308 | 1672.2873 | 2088.7132 | 2448.6815 | 2477.4571 | 2440.5697 | 3099.4931 | 2929.9555 | 2826.9909 | 2361.047 | 2242.4191 | 2212.9555 | 2228.7841 | 2364.6573 | 2540.8647 | 2685.0161 | 2790.7304 | 3135.7455 | 3350.9411 | 3486.8315
Commercial_Lodging_New_Food Preparation_Natural Gas_Griddle_E3_Baseline Forecast | Commercial | Lodging | New | Food Preparation | Natural Gas | Griddle | E3 |  | Baseline Forecast | 0 | 0 | 0 | 0 | 0 | 0 | 0 | 0 | 0 | 0 | 0 | 0 | 0 | 0 | 0 | 0 | 0 | 0 | 0 | 0 | 0 | 0 | 0 | 0 | 0 | 0 | 0 | 0 | 0 | 0 | 0
Commercial_Lodging_New_Food Preparation_Natural Gas_Griddle_E4_Baseline Forecast | Commercial | Lodging | New | Food Preparation | Natural Gas | Griddle | E4 |  | Baseline Forecast | 0 | 0 | 0 | 0 | 0 | 0 | 0 | 0 | 0 | 0 | 0 | 0 | 0 | 0 | 0 | 0 | 0 | 0 | 0 | 0 | 0 | 0 | 0 | 0 | 0 | 0 | 0 | 0 | 0 | 0 | 0
Commercial_Lodging_New_Food Preparation_Natural Gas_Griddle_E5_Baseline Forecast | Commercial | Lodging | New | Food Preparation | Natural Gas | Griddle | E5 |  | Baseline Forecast | 0 | 0 | 0 | 0 | 0 | 0 | 0 | 0 | 0 | 0 | 0 | 0 | 0 | 0 | 0 | 0 | 0 | 0 | 0 | 0 | 0 | 0 | 0 | 0 | 0 | 0 | 0 | 0 | 0 | 0 | 0
Commercial_Lodging_New_Food Preparation_Natural Gas_Griddle_E6_Baseline Forecast | Commercial | Lodging | New | Food Preparation | Natural Gas | Griddle | E6 |  | Baseline Forecast | 0 | 0 | 0 | 0 | 0 | 0 | 0 | 0 | 0 | 0 | 0 | 0 | 0 | 0 | 0 | 0 | 0 | 0 | 0 | 0 | 0 | 0 | 0 | 0 | 0 | 0 | 0 | 0 | 0 | 0 | 0
Commercial_Lodging_New_Food Preparation_Natural Gas_Griddle_E7_Baseline Forecast | Commercial | Lodging | New | Food Preparation | Natural Gas | Griddle | E7 |  | Baseline Forecast | 0 | 0 | 0 | 0 | 0 | 0 | 0 | 0 | 0 | 0 | 0 | 0 | 0 | 0 | 0 | 0 | 0 | 0 | 0 | 0 | 0 | 0 | 0 | 0 | 0 | 0 | 0 | 0 | 0 | 0 | 0
Commercial_Lodging_New_Food Preparation_Natural Gas_Griddle_E8_Baseline Forecast | Commercial | Lodging | New | Food Preparation | Natural Gas | Griddle | E8 |  | Baseline Forecast | 0 | 0 | 0 | 0 | 0 | 0 | 0 | 0 | 0 | 0 | 0 | 0 | 0 | 0 | 0 | 0 | 0 | 0 | 0 | 0 | 0 | 0 | 0 | 0 | 0 | 0 | 0 | 0 | 0 | 0 | 0
Commercial_Lodging_New_Food Preparation_Natural Gas_Griddle_E9_Baseline Forecast | Commercial | Lodging | New | Food Preparation | Natural Gas | Griddle | E9 |  | Baseline Forecast | 0 | 0 | 0 | 0 | 0 | 0 | 0 | 0 | 0 | 0 | 0 | 0 | 0 | 0 | 0 | 0 | 0 | 0 | 0 | 0 | 0 | 0 | 0 | 0 | 0 | 0 | 0 | 0 | 0 | 0 | 0
Commercial_Lodging_New_Food Preparation_Natural Gas_Griddle_E10_Baseline Forecast | Commercial | Lodging | New | Food Preparation | Natural Gas | Griddle | E10 |  | Baseline Forecast | 0 | 0 | 0 | 0 | 0 | 0 | 0 | 0 | 0 | 0 | 0 | 0 | 0 | 0 | 0 | 0 | 0 | 0 | 0 | 0 | 0 | 0 | 0 | 0 | 0 | 0 | 0 | 0 | 0 | 0 | 0
Commercial_Lodging_New_Food Preparation_Natural Gas_Range_E1_Baseline Forecast | Commercial | Lodging | New | Food Preparation | Natural Gas | Range | E1 | Standard | Baseline Forecast | 0 | 10642.5115 | 10732.826 | 11370.3293 | 6234.2925 | 5095.383 | 5034.2309 | 4968.3832 | 4899.416 | 4833.3748 | 6910.575 | 8555.9045 | 10058.5008 | 10141.1488 | 9950.0533 | 12555.4973 | 11879.2835 | 11455.7611 | 9590.0097 | 9526.7418 | 10081.2837 | 10800.4797 | 11385.9422 | 12252.7354 | 13740.4604 | 14675.7519 | 15272.8574 | 14994.5055 | 14680.808 | 15299.8701 | 15036.9284
Commercial_Lodging_New_Food Preparation_Natural Gas_Range_E2_Baseline Forecast | Commercial | Lodging | New | Food Preparation | Natural Gas | Range | E2 | High Efficiency | Baseline Forecast | 0 | 15339.8746 | 15487.8259 | 16427.8973 | 9022.9127 | 7334.7161 | 7214.1145 | 7102.1756 | 6997.2454 | 6893.2025 | 9846.1341 | 12242.9597 | 14260.6607 | 14457.7531 | 14279.5627 | 18126.4325 | 17153.8516 | 16548.8286 | 13831.3879 | 13755.9158 | 14568.1848 | 15624 | 16492.5212 | 16693.5978 | 18691.9004 | 19935.2566 | 20717.638 | 20313.0218 | 19862.5158 | 20674.2266 | 20294.1296
Commercial_Lodging_New_Food Preparation_Natural Gas_Range_E3_Baseline Forecast | Commercial | Lodging | New | Food Preparation | Natural Gas | Range | E3 |  | Baseline Forecast | 0 | 0 | 0 | 0 | 0 | 0 | 0 | 0 | 0 | 0 | 0 | 0 | 0 | 0 | 0 | 0 | 0 | 0 | 0 | 0 | 0 | 0 | 0 | 0 | 0 | 0 | 0 | 0 | 0 | 0 | 0
Commercial_Lodging_New_Food Preparation_Natural Gas_Range_E4_Baseline Forecast | Commercial | Lodging | New | Food Preparation | Natural Gas | Range | E4 |  | Baseline Forecast | 0 | 0 | 0 | 0 | 0 | 0 | 0 | 0 | 0 | 0 | 0 | 0 | 0 | 0 | 0 | 0 | 0 | 0 | 0 | 0 | 0 | 0 | 0 | 0 | 0 | 0 | 0 | 0 | 0 | 0 | 0
Commercial_Lodging_New_Food Preparation_Natural Gas_Range_E5_Baseline Forecast | Commercial | Lodging | New | Food Preparation | Natural Gas | Range | E5 |  | Baseline Forecast | 0 | 0 | 0 | 0 | 0 | 0 | 0 | 0 | 0 | 0 | 0 | 0 | 0 | 0 | 0 | 0 | 0 | 0 | 0 | 0 | 0 | 0 | 0 | 0 | 0 | 0 | 0 | 0 | 0 | 0 | 0
Commercial_Lodging_New_Food Preparation_Natural Gas_Range_E6_Baseline Forecast | Commercial | Lodging | New | Food Preparation | Natural Gas | Range | E6 |  | Baseline Forecast | 0 | 0 | 0 | 0 | 0 | 0 | 0 | 0 | 0 | 0 | 0 | 0 | 0 | 0 | 0 | 0 | 0 | 0 | 0 | 0 | 0 | 0 | 0 | 0 | 0 | 0 | 0 | 0 | 0 | 0 | 0
Commercial_Lodging_New_Food Preparation_Natural Gas_Range_E7_Baseline Forecast | Commercial | Lodging | New | Food Preparation | Natural Gas | Range | E7 |  | Baseline Forecast | 0 | 0 | 0 | 0 | 0 | 0 | 0 | 0 | 0 | 0 | 0 | 0 | 0 | 0 | 0 | 0 | 0 | 0 | 0 | 0 | 0 | 0 | 0 | 0 | 0 | 0 | 0 | 0 | 0 | 0 | 0
Commercial_Lodging_New_Food Preparation_Natural Gas_Range_E8_Baseline Forecast | Commercial | Lodging | New | Food Preparation | Natural Gas | Range | E8 |  | Baseline Forecast | 0 | 0 | 0 | 0 | 0 | 0 | 0 | 0 | 0 | 0 | 0 | 0 | 0 | 0 | 0 | 0 | 0 | 0 | 0 | 0 | 0 | 0 | 0 | 0 | 0 | 0 | 0 | 0 | 0 | 0 | 0
Commercial_Lodging_New_Food Preparation_Natural Gas_Range_E9_Baseline Forecast | Commercial | Lodging | New | Food Preparation | Natural Gas | Range | E9 |  | Baseline Forecast | 0 | 0 | 0 | 0 | 0 | 0 | 0 | 0 | 0 | 0 | 0 | 0 | 0 | 0 | 0 | 0 | 0 | 0 | 0 | 0 | 0 | 0 | 0 | 0 | 0 | 0 | 0 | 0 | 0 | 0 | 0
Commercial_Lodging_New_Food Preparation_Natural Gas_Range_E10_Baseline Forecast | Commercial | Lodging | New | Food Preparation | Natural Gas | Range | E10 |  | Baseline Forecast | 0 | 0 | 0 | 0 | 0 | 0 | 0 | 0 | 0 | 0 | 0 | 0 | 0 | 0 | 0 | 0 | 0 | 0 | 0 | 0 | 0 | 0 | 0 | 0 | 0 | 0 | 0 | 0 | 0 | 0 | 0
Commercial_Lodging_New_Food Preparation_Natural Gas_Steamer_E1_Baseline Forecast | Commercial | Lodging | New | Food Preparation | Natural Gas | Steamer | E1 | Standard | Baseline Forecast | 0 | 2252.0051 | 2269.5707 | 0 | 0 | 0 | 0 | 0 | 0 | 0 | 0 | 0 | 0 | 0 | 0 | 0 | 0 | 0 | 0 | 0 | 0 | 0 | 0 | 0 | 0 | 0 | 0 | 0 | 0 | 0 | 0
Commercial_Lodging_New_Food Preparation_Natural Gas_Steamer_E2_Baseline Forecast | Commercial | Lodging | New | Food Preparation | Natural Gas | Steamer | E2 | ENERGY STAR | Baseline Forecast | 0 | 2262.6707 | 2286.506 | 4830.1946 | 2651.0781 | 2159.8427 | 2128.2614 | 2097.3693 | 2067.1531 | 2037.5994 | 2510.326 | 2932.5529 | 3335.807 | 3449.672 | 3493.9006 | 3527.3579 | 3551.3712 | 3567.118 | 3575.6421 | 5023.883 | 4978.506 | 5052.6018 | 4373.6608 | 4292.9039 | 4364.488 | 4429.1457 | 4486.7684 | 4537.3748 | 4896.2269 | 5192.9331 | 5457.4229
Commercial_Lodging_New_Food Preparation_Natural Gas_Steamer_E3_Baseline Forecast | Commercial | Lodging | New | Food Preparation | Natural Gas | Steamer | E3 |  | Baseline Forecast | 0 | 0 | 0 | 0 | 0 | 0 | 0 | 0 | 0 | 0 | 0 | 0 | 0 | 0 | 0 | 0 | 0 | 0 | 0 | 0 | 0 | 0 | 0 | 0 | 0 | 0 | 0 | 0 | 0 | 0 | 0
Commercial_Lodging_New_Food Preparation_Natural Gas_Steamer_E4_Baseline Forecast | Commercial | Lodging | New | Food Preparation | Natural Gas | Steamer | E4 |  | Baseline Forecast | 0 | 0 | 0 | 0 | 0 | 0 | 0 | 0 | 0 | 0 | 0 | 0 | 0 | 0 | 0 | 0 | 0 | 0 | 0 | 0 | 0 | 0 | 0 | 0 | 0 | 0 | 0 | 0 | 0 | 0 | 0
Commercial_Lodging_New_Food Preparation_Natural Gas_Steamer_E5_Baseline Forecast | Commercial | Lodging | New | Food Preparation | Natural Gas | Steamer | E5 |  | Baseline Forecast | 0 | 0 | 0 | 0 | 0 | 0 | 0 | 0 | 0 | 0 | 0 | 0 | 0 | 0 | 0 | 0 | 0 | 0 | 0 | 0 | 0 | 0 | 0 | 0 | 0 | 0 | 0 | 0 | 0 | 0 | 0
Commercial_Lodging_New_Food Preparation_Natural Gas_Steamer_E6_Baseline Forecast | Commercial | Lodging | New | Food Preparation | Natural Gas | Steamer | E6 |  | Baseline Forecast | 0 | 0 | 0 | 0 | 0 | 0 | 0 | 0 | 0 | 0 | 0 | 0 | 0 | 0 | 0 | 0 | 0 | 0 | 0 | 0 | 0 | 0 | 0 | 0 | 0 | 0 | 0 | 0 | 0 | 0 | 0
Commercial_Lodging_New_Food Preparation_Natural Gas_Steamer_E7_Baseline Forecast | Commercial | Lodging | New | Food Preparation | Natural Gas | Steamer | E7 |  | Baseline Forecast | 0 | 0 | 0 | 0 | 0 | 0 | 0 | 0 | 0 | 0 | 0 | 0 | 0 | 0 | 0 | 0 | 0 | 0 | 0 | 0 | 0 | 0 | 0 | 0 | 0 | 0 | 0 | 0 | 0 | 0 | 0
Commercial_Lodging_New_Food Preparation_Natural Gas_Steamer_E8_Baseline Forecast | Commercial | Lodging | New | Food Preparation | Natural Gas | Steamer | E8 |  | Baseline Forecast | 0 | 0 | 0 | 0 | 0 | 0 | 0 | 0 | 0 | 0 | 0 | 0 | 0 | 0 | 0 | 0 | 0 | 0 | 0 | 0 | 0 | 0 | 0 | 0 | 0 | 0 | 0 | 0 | 0 | 0 | 0
Commercial_Lodging_New_Food Preparation_Natural Gas_Steamer_E9_Baseline Forecast | Commercial | Lodging | New | Food Preparation | Natural Gas | Steamer | E9 |  | Baseline Forecast | 0 | 0 | 0 | 0 | 0 | 0 | 0 | 0 | 0 | 0 | 0 | 0 | 0 | 0 | 0 | 0 | 0 | 0 | 0 | 0 | 0 | 0 | 0 | 0 | 0 | 0 | 0 | 0 | 0 | 0 | 0
Commercial_Lodging_New_Food Preparation_Natural Gas_Steamer_E10_Baseline Forecast | Commercial | Lodging | New | Food Preparation | Natural Gas | Steamer | E10 |  | Baseline Forecast | 0 | 0 | 0 | 0 | 0 | 0 | 0 | 0 | 0 | 0 | 0 | 0 | 0 | 0 | 0 | 0 | 0 | 0 | 0 | 0 | 0 | 0 | 0 | 0 | 0 | 0 | 0 | 0 | 0 | 0 | 0
Commercial_Lodging_New_Food Preparation_Natural Gas_Food Prep Other_E1_Baseline Forecast | Commercial | Lodging | New | Food Preparation | Natural Gas | Food Prep Other | E1 | Standard | Baseline Forecast | 0 | 3340.8588 | 3371.4945 | 3574.3407 | 1961.7952 | 1598.2835 | 1574.915 | 1552.0558 | 1529.6961 | 1507.8269 | 2154.6119 | 2674.3575 | 3127.0115 | 3162.9765 | 3115.4879 | 3945.1325 | 3733.1277 | 3600.8753 | 3011.5622 | 2993.722 | 3169.4682 | 3397.7011 | 3584.6556 | 3722.0343 | 4170.2844 | 4450.4266 | 4627.8097 | 4539.9935 | 4441.7316 | 4625.7095 | 4543.0274
Commercial_Lodging_New_Food Preparation_Natural Gas_Food Prep Other_E2_Baseline Forecast | Commercial | Lodging | New | Food Preparation | Natural Gas | Food Prep Other | E2 | ENERGY STAR | Baseline Forecast | 0 | 1173.817 | 1184.5821 | 1255.8539 | 689.2829 | 561.5592 | 553.3464 | 545.3135 | 537.457 | 529.7725 | 757.0187 | 939.6342 | 1098.6638 | 1111.3063 | 1094.6282 | 1386.1316 | 1311.6435 | 1265.1767 | 1058.1186 | 1051.8514 | 1113.6011 | 1193.7924 | 1259.4808 | 1307.6542 | 1465.1331 | 1563.5507 | 1625.8661 | 1595.0103 | 1560.4849 | 1625.1168 | 1596.0651
Commercial_Lodging_New_Food Preparation_Natural Gas_Food Prep Other_E3_Baseline Forecast | Commercial | Lodging | New | Food Preparation | Natural Gas | Food Prep Other | E3 |  | Baseline Forecast | 0 | 0 | 0 | 0 | 0 | 0 | 0 | 0 | 0 | 0 | 0 | 0 | 0 | 0 | 0 | 0 | 0 | 0 | 0 | 0 | 0 | 0 | 0 | 0 | 0 | 0 | 0 | 0 | 0 | 0 | 0
Commercial_Lodging_New_Food Preparation_Natural Gas_Food Prep Other_E4_Baseline Forecast | Commercial | Lodging | New | Food Preparation | Natural Gas | Food Prep Other | E4 |  | Baseline Forecast | 0 | 0 | 0 | 0 | 0 | 0 | 0 | 0 | 0 | 0 | 0 | 0 | 0 | 0 | 0 | 0 | 0 | 0 | 0 | 0 | 0 | 0 | 0 | 0 | 0 | 0 | 0 | 0 | 0 | 0 | 0
Commercial_Lodging_New_Food Preparation_Natural Gas_Food Prep Other_E5_Baseline Forecast | Commercial | Lodging | New | Food Preparation | Natural Gas | Food Prep Other | E5 |  | Baseline Forecast | 0 | 0 | 0 | 0 | 0 | 0 | 0 | 0 | 0 | 0 | 0 | 0 | 0 | 0 | 0 | 0 | 0 | 0 | 0 | 0 | 0 | 0 | 0 | 0 | 0 | 0 | 0 | 0 | 0 | 0 | 0
Commercial_Lodging_New_Food Preparation_Natural Gas_Food Prep Other_E6_Baseline Forecast | Commercial | Lodging | New | Food Preparation | Natural Gas | Food Prep Other | E6 |  | Baseline Forecast | 0 | 0 | 0 | 0 | 0 | 0 | 0 | 0 | 0 | 0 | 0 | 0 | 0 | 0 | 0 | 0 | 0 | 0 | 0 | 0 | 0 | 0 | 0 | 0 | 0 | 0 | 0 | 0 | 0 | 0 | 0
Commercial_Lodging_New_Food Preparation_Natural Gas_Food Prep Other_E7_Baseline Forecast | Commercial | Lodging | New | Food Preparation | Natural Gas | Food Prep Other | E7 |  | Baseline Forecast | 0 | 0 | 0 | 0 | 0 | 0 | 0 | 0 | 0 | 0 | 0 | 0 | 0 | 0 | 0 | 0 | 0 | 0 | 0 | 0 | 0 | 0 | 0 | 0 | 0 | 0 | 0 | 0 | 0 | 0 | 0
Commercial_Lodging_New_Food Preparation_Natural Gas_Food Prep Other_E8_Baseline Forecast | Commercial | Lodging | New | Food Preparation | Natural Gas | Food Prep Other | E8 |  | Baseline Forecast | 0 | 0 | 0 | 0 | 0 | 0 | 0 | 0 | 0 | 0 | 0 | 0 | 0 | 0 | 0 | 0 | 0 | 0 | 0 | 0 | 0 | 0 | 0 | 0 | 0 | 0 | 0 | 0 | 0 | 0 | 0
Commercial_Lodging_New_Food Preparation_Natural Gas_Food Prep Other_E9_Baseline Forecast | Commercial | Lodging | New | Food Preparation | Natural Gas | Food Prep Other | E9 |  | Baseline Forecast | 0 | 0 | 0 | 0 | 0 | 0 | 0 | 0 | 0 | 0 | 0 | 0 | 0 | 0 | 0 | 0 | 0 | 0 | 0 | 0 | 0 | 0 | 0 | 0 | 0 | 0 | 0 | 0 | 0 | 0 | 0
Commercial_Lodging_New_Food Preparation_Natural Gas_Food Prep Other_E10_Baseline Forecast | Commercial | Lodging | New | Food Preparation | Natural Gas | Food Prep Other | E10 |  | Baseline Forecast | 0 | 0 | 0 | 0 | 0 | 0 | 0 | 0 | 0 | 0 | 0 | 0 | 0 | 0 | 0 | 0 | 0 | 0 | 0 | 0 | 0 | 0 | 0 | 0 | 0 | 0 | 0 | 0 | 0 | 0 | 0
Commercial_Lodging_New_Miscellaneous_Natural Gas_Pool Heater_E1_Baseline Forecast | Commercial | Lodging | New | Miscellaneous | Natural Gas | Pool Heater | E1 | Standard (EF .82) | Baseline Forecast | 0 | 35105.9974 | 35422.1327 | 37551.877 | 20601.7641 | 16795.7433 | 23583.5756 | 29028.1397 | 33755.7117 | 34120.9345 | 33604.3742 | 43718.2205 | 43885.7764 | 45299.808 | 41435.4003 | 41591.9996 | 46469.5046 | 49965.6223 | 52823.7359 | 53124.7246 | 53201.7981 | 56988.5341 | 58056.6565 | 60539.0917 | 60654.2191 | 61813.6779 | 64732.8571 | 66900.5702 | 68797.8711 | 69641.288 | 70444.0892
Commercial_Lodging_New_Miscellaneous_Natural Gas_Pool Heater_E2_Baseline Forecast | Commercial | Lodging | New | Miscellaneous | Natural Gas | Pool Heater | E2 | Condensing (EF .90) | Baseline Forecast | 0 | 3917.2143 | 3958.9327 | 4198.5639 | 2313.1885 | 1873.1497 | 2616.982 | 3220.6829 | 3758.0355 | 3791.1461 | 3731.6863 | 4848.5959 | 4695.9382 | 4831.6246 | 4415.2072 | 4502.6734 | 5114.3487 | 5584.9082 | 5966.8331 | 6088.9298 | 6107.5335 | 6554.9005 | 6692.6927 | 6191.6086 | 6184.7907 | 6285.1119 | 6564.1325 | 6766.368 | 6940.8601 | 7008.8531 | 7072.768
Commercial_Lodging_New_Miscellaneous_Natural Gas_Pool Heater_E3_Baseline Forecast | Commercial | Lodging | New | Miscellaneous | Natural Gas | Pool Heater | E3 |  | Baseline Forecast | 0 | 0 | 0 | 0 | 0 | 0 | 0 | 0 | 0 | 0 | 0 | 0 | 0 | 0 | 0 | 0 | 0 | 0 | 0 | 0 | 0 | 0 | 0 | 0 | 0 | 0 | 0 | 0 | 0 | 0 | 0
Commercial_Lodging_New_Miscellaneous_Natural Gas_Pool Heater_E4_Baseline Forecast | Commercial | Lodging | New | Miscellaneous | Natural Gas | Pool Heater | E4 |  | Baseline Forecast | 0 | 0 | 0 | 0 | 0 | 0 | 0 | 0 | 0 | 0 | 0 | 0 | 0 | 0 | 0 | 0 | 0 | 0 | 0 | 0 | 0 | 0 | 0 | 0 | 0 | 0 | 0 | 0 | 0 | 0 | 0
Commercial_Lodging_New_Miscellaneous_Natural Gas_Pool Heater_E5_Baseline Forecast | Commercial | Lodging | New | Miscellaneous | Natural Gas | Pool Heater | E5 |  | Baseline Forecast | 0 | 0 | 0 | 0 | 0 | 0 | 0 | 0 | 0 | 0 | 0 | 0 | 0 | 0 | 0 | 0 | 0 | 0 | 0 | 0 | 0 | 0 | 0 | 0 | 0 | 0 | 0 | 0 | 0 | 0 | 0
Commercial_Lodging_New_Miscellaneous_Natural Gas_Pool Heater_E6_Baseline Forecast | Commercial | Lodging | New | Miscellaneous | Natural Gas | Pool Heater | E6 |  | Baseline Forecast | 0 | 0 | 0 | 0 | 0 | 0 | 0 | 0 | 0 | 0 | 0 | 0 | 0 | 0 | 0 | 0 | 0 | 0 | 0 | 0 | 0 | 0 | 0 | 0 | 0 | 0 | 0 | 0 | 0 | 0 | 0
Commercial_Lodging_New_Miscellaneous_Natural Gas_Pool Heater_E7_Baseline Forecast | Commercial | Lodging | New | Miscellaneous | Natural Gas | Pool Heater | E7 |  | Baseline Forecast | 0 | 0 | 0 | 0 | 0 | 0 | 0 | 0 | 0 | 0 | 0 | 0 | 0 | 0 | 0 | 0 | 0 | 0 | 0 | 0 | 0 | 0 | 0 | 0 | 0 | 0 | 0 | 0 | 0 | 0 | 0
Commercial_Lodging_New_Miscellaneous_Natural Gas_Pool Heater_E8_Baseline Forecast | Commercial | Lodging | New | Miscellaneous | Natural Gas | Pool Heater | E8 |  | Baseline Forecast | 0 | 0 | 0 | 0 | 0 | 0 | 0 | 0 | 0 | 0 | 0 | 0 | 0 | 0 | 0 | 0 | 0 | 0 | 0 | 0 | 0 | 0 | 0 | 0 | 0 | 0 | 0 | 0 | 0 | 0 | 0
Commercial_Lodging_New_Miscellaneous_Natural Gas_Pool Heater_E9_Baseline Forecast | Commercial | Lodging | New | Miscellaneous | Natural Gas | Pool Heater | E9 |  | Baseline Forecast | 0 | 0 | 0 | 0 | 0 | 0 | 0 | 0 | 0 | 0 | 0 | 0 | 0 | 0 | 0 | 0 | 0 | 0 | 0 | 0 | 0 | 0 | 0 | 0 | 0 | 0 | 0 | 0 | 0 | 0 | 0
Commercial_Lodging_New_Miscellaneous_Natural Gas_Pool Heater_E10_Baseline Forecast | Commercial | Lodging | New | Miscellaneous | Natural Gas | Pool Heater | E10 |  | Baseline Forecast | 0 | 0 | 0 | 0 | 0 | 0 | 0 | 0 | 0 | 0 | 0 | 0 | 0 | 0 | 0 | 0 | 0 | 0 | 0 | 0 | 0 | 0 | 0 | 0 | 0 | 0 | 0 | 0 | 0 | 0 | 0
Commercial_Lodging_New_Miscellaneous_Natural Gas_Miscellaneous_E1_Baseline Forecast | Commercial | Lodging | New | Miscellaneous | Natural Gas | Miscellaneous | E1 | Standard | Baseline Forecast | 0 | 182013.6838 | 183682.8003 | 194734.1397 | 132882.8283 | 135604.0156 | 155217.4034 | 163038.8759 | 169981.0614 | 178586.1031 | 186935.1849 | 247973.4783 | 248839.0032 | 253372.6665 | 244606.2375 | 255900.9738 | 271025.9469 | 279179.5163 | 287405.766 | 296984.9229 | 306171.4472 | 330460.4226 | 335007.0883 | 341178.7432 | 345959.4292 | 356450.0243 | 367340.3815 | 375229.9108 | 383417.6658 | 392293.4292 | 400823.8794
Commercial_Lodging_New_Miscellaneous_Natural Gas_Miscellaneous_E2_Baseline Forecast | Commercial | Lodging | New | Miscellaneous | Natural Gas | Miscellaneous | E2 |  | Baseline Forecast | 0 | 0 | 0 | 0 | 0 | 0 | 0 | 0 | 0 | 0 | 0 | 0 | 0 | 0 | 0 | 0 | 0 | 0 | 0 | 0 | 0 | 0 | 0 | 0 | 0 | 0 | 0 | 0 | 0 | 0 | 0
Commercial_Lodging_New_Miscellaneous_Natural Gas_Miscellaneous_E3_Baseline Forecast | Commercial | Lodging | New | Miscellaneous | Natural Gas | Miscellaneous | E3 |  | Baseline Forecast | 0 | 0 | 0 | 0 | 0 | 0 | 0 | 0 | 0 | 0 | 0 | 0 | 0 | 0 | 0 | 0 | 0 | 0 | 0 | 0 | 0 | 0 | 0 | 0 | 0 | 0 | 0 | 0 | 0 | 0 | 0
Commercial_Lodging_New_Miscellaneous_Natural Gas_Miscellaneous_E4_Baseline Forecast | Commercial | Lodging | New | Miscellaneous | Natural Gas | Miscellaneous | E4 |  | Baseline Forecast | 0 | 0 | 0 | 0 | 0 | 0 | 0 | 0 | 0 | 0 | 0 | 0 | 0 | 0 | 0 | 0 | 0 | 0 | 0 | 0 | 0 | 0 | 0 | 0 | 0 | 0 | 0 | 0 | 0 | 0 | 0
Commercial_Lodging_New_Miscellaneous_Natural Gas_Miscellaneous_E5_Baseline Forecast | Commercial | Lodging | New | Miscellaneous | Natural Gas | Miscellaneous | E5 |  | Baseline Forecast | 0 | 0 | 0 | 0 | 0 | 0 | 0 | 0 | 0 | 0 | 0 | 0 | 0 | 0 | 0 | 0 | 0 | 0 | 0 | 0 | 0 | 0 | 0 | 0 | 0 | 0 | 0 | 0 | 0 | 0 | 0
Commercial_Lodging_New_Miscellaneous_Natural Gas_Miscellaneous_E6_Baseline Forecast | Commercial | Lodging | New | Miscellaneous | Natural Gas | Miscellaneous | E6 |  | Baseline Forecast | 0 | 0 | 0 | 0 | 0 | 0 | 0 | 0 | 0 | 0 | 0 | 0 | 0 | 0 | 0 | 0 | 0 | 0 | 0 | 0 | 0 | 0 | 0 | 0 | 0 | 0 | 0 | 0 | 0 | 0 | 0
Commercial_Lodging_New_Miscellaneous_Natural Gas_Miscellaneous_E7_Baseline Forecast | Commercial | Lodging | New | Miscellaneous | Natural Gas | Miscellaneous | E7 |  | Baseline Forecast | 0 | 0 | 0 | 0 | 0 | 0 | 0 | 0 | 0 | 0 | 0 | 0 | 0 | 0 | 0 | 0 | 0 | 0 | 0 | 0 | 0 | 0 | 0 | 0 | 0 | 0 | 0 | 0 | 0 | 0 | 0
Commercial_Lodging_New_Miscellaneous_Natural Gas_Miscellaneous_E8_Baseline Forecast | Commercial | Lodging | New | Miscellaneous | Natural Gas | Miscellaneous | E8 |  | Baseline Forecast | 0 | 0 | 0 | 0 | 0 | 0 | 0 | 0 | 0 | 0 | 0 | 0 | 0 | 0 | 0 | 0 | 0 | 0 | 0 | 0 | 0 | 0 | 0 | 0 | 0 | 0 | 0 | 0 | 0 | 0 | 0
Commercial_Lodging_New_Miscellaneous_Natural Gas_Miscellaneous_E9_Baseline Forecast | Commercial | Lodging | New | Miscellaneous | Natural Gas | Miscellaneous | E9 |  | Baseline Forecast | 0 | 0 | 0 | 0 | 0 | 0 | 0 | 0 | 0 | 0 | 0 | 0 | 0 | 0 | 0 | 0 | 0 | 0 | 0 | 0 | 0 | 0 | 0 | 0 | 0 | 0 | 0 | 0 | 0 | 0 | 0
Commercial_Lodging_New_Miscellaneous_Natural Gas_Miscellaneous_E10_Baseline Forecast | Commercial | Lodging | New | Miscellaneous | Natural Gas | Miscellaneous | E10 |  | Baseline Forecast | 0 | 0 | 0 | 0 | 0 | 0 | 0 | 0 | 0 | 0 | 0 | 0 | 0 | 0 | 0 | 0 | 0 | 0 | 0 | 0 | 0 | 0 | 0 | 0 | 0 | 0 | 0 | 0 | 0 | 0 | 0
Commercial_Warehouse_Existing_Space Heating_Natural Gas_Furnace_E1_Baseline Forecast | Commercial | Warehouse | Existing | Space Heating | Natural Gas | Furnace | E1 | AFUE 80% (Standard) | Baseline Forecast | 0 | 248465.9887 | 259610.419 | 269280.7755 | 277603.6904 | 0 | 0 | 0 | 0 | 0 | 0 | 0 | 0 | 0 | 0 | 0 | 0 | 0 | 0 | 0 | 0 | 0 | 0 | 0 | 0 | 0 | 0 | 0 | 0 | 0 | 0
Commercial_Warehouse_Existing_Space Heating_Natural Gas_Furnace_E2_Baseline Forecast | Commercial | Warehouse | Existing | Space Heating | Natural Gas | Furnace | E2 | AFUE 90% | Baseline Forecast | 0 | 0 | 0 | 0 | 0 | 0 | 0 | 0 | 0 | 0 | 0 | 0 | 0 | 0 | 0 | 0 | 0 | 0 | 0 | 0 | 0 | 0 | 0 | 0 | 0 | 0 | 0 | 0 | 0 | 0 | 0
Commercial_Warehouse_Existing_Space Heating_Natural Gas_Furnace_E3_Baseline Forecast | Commercial | Warehouse | Existing | Space Heating | Natural Gas | Furnace | E3 | AFUE 95% | Baseline Forecast | 0 | 0 | 0 | 0 | 0 | 284695.7199 | 290664.1314 | 191885.349 | 194568.0017 | 196734.5722 | 198347.6011 | 199529.026 | 185320.0475 | 171015.623 | 157746.5545 | 145565.2383 | 134284.3726 | 123863.6175 | 114375.4675 | 114171.3562 | 114241.0374 | 114482.6304 | 114842.943 | 118443.9803 | 119114.0345 | 119805.9482 | 120494.0948 | 121157.766 | 121780.4335 | 122349.2176 | 121952.0824
Commercial_Warehouse_Existing_Space Heating_Natural Gas_Furnace_E4_Baseline Forecast | Commercial | Warehouse | Existing | Space Heating | Natural Gas | Furnace | E4 |  | Baseline Forecast | 0 | 0 | 0 | 0 | 0 | 0 | 0 | 0 | 0 | 0 | 0 | 0 | 0 | 0 | 0 | 0 | 0 | 0 | 0 | 0 | 0 | 0 | 0 | 0 | 0 | 0 | 0 | 0 | 0 | 0 | 0
Commercial_Warehouse_Existing_Space Heating_Natural Gas_Furnace_E5_Baseline Forecast | Commercial | Warehouse | Existing | Space Heating | Natural Gas | Furnace | E5 |  | Baseline Forecast | 0 | 0 | 0 | 0 | 0 | 0 | 0 | 103722.2803 | 105049.0233 | 106041.2815 | 106813.3433 | 107313.919 | 97697.4453 | 90026.3938 | 83026.3175 | 76512.3284 | 70549.5242 | 65065.5296 | 59883.887 | 59843.2325 | 59908.0448 | 60083.843 | 60341.9731 | 57491.289 | 57645.4569 | 57803.2718 | 57950.419 | 58074.9764 | 58167.1717 | 58219.0483 | 57796.6982
Commercial_Warehouse_Existing_Space Heating_Natural Gas_Furnace_E6_Baseline Forecast | Commercial | Warehouse | Existing | Space Heating | Natural Gas | Furnace | E6 |  | Baseline Forecast | 0 | 0 | 0 | 0 | 0 | 0 | 0 | 0 | 0 | 0 | 0 | 0 | 0 | 0 | 0 | 0 | 0 | 0 | 0 | 0 | 0 | 0 | 0 | 0 | 0 | 0 | 0 | 0 | 0 | 0 | 0
Commercial_Warehouse_Existing_Space Heating_Natural Gas_Furnace_E7_Baseline Forecast | Commercial | Warehouse | Existing | Space Heating | Natural Gas | Furnace | E7 |  | Baseline Forecast | 0 | 0 | 0 | 0 | 0 | 0 | 0 | 0 | 0 | 0 | 0 | 0 | 0 | 0 | 0 | 0 | 0 | 0 | 0 | 0 | 0 | 0 | 0 | 0 | 0 | 0 | 0 | 0 | 0 | 0 | 0
Commercial_Warehouse_Existing_Space Heating_Natural Gas_Furnace_E8_Baseline Forecast | Commercial | Warehouse | Existing | Space Heating | Natural Gas | Furnace | E8 |  | Baseline Forecast | 0 | 0 | 0 | 0 | 0 | 0 | 0 | 0 | 0 | 0 | 0 | 0 | 0 | 0 | 0 | 0 | 0 | 0 | 0 | 0 | 0 | 0 | 0 | 0 | 0 | 0 | 0 | 0 | 0 | 0 | 0
Commercial_Warehouse_Existing_Space Heating_Natural Gas_Furnace_E9_Baseline Forecast | Commercial | Warehouse | Existing | Space Heating | Natural Gas | Furnace | E9 |  | Baseline Forecast | 0 | 0 | 0 | 0 | 0 | 0 | 0 | 0 | 0 | 0 | 0 | 0 | 0 | 0 | 0 | 0 | 0 | 0 | 0 | 0 | 0 | 0 | 0 | 0 | 0 | 0 | 0 | 0 | 0 | 0 | 0
Commercial_Warehouse_Existing_Space Heating_Natural Gas_Furnace_E10_Baseline Forecast | Commercial | Warehouse | Existing | Space Heating | Natural Gas | Furnace | E10 |  | Baseline Forecast | 0 | 0 | 0 | 0 | 0 | 0 | 0 | 0 | 0 | 0 | 0 | 0 | 0 | 0 | 0 | 0 | 0 | 0 | 0 | 0 | 0 | 0 | 0 | 0 | 0 | 0 | 0 | 0 | 0 | 0 | 0
Commercial_Warehouse_Existing_Space Heating_Natural Gas_Boiler_E1_Baseline Forecast | Commercial | Warehouse | Existing | Space Heating | Natural Gas | Boiler | E1 | AFUE 80% (Standard) | Baseline Forecast | 0 | 39967.5257 | 39524.2495 | 39050.9944 | 38552.5974 | 0 | 0 | 0 | 0 | 0 | 0 | 0 | 0 | 0 | 0 | 0 | 0 | 0 | 0 | 0 | 0 | 0 | 0 | 0 | 0 | 0 | 0 | 0 | 0 | 0 | 0
Commercial_Warehouse_Existing_Space Heating_Natural Gas_Boiler_E2_Baseline Forecast | Commercial | Warehouse | Existing | Space Heating | Natural Gas | Boiler | E2 | AFUE 85% | Baseline Forecast | 0 | 0 | 0 | 0 | 0 | 0 | 0 | 0 | 0 | 0 | 0 | 0 | 0 | 0 | 0 | 0 | 0 | 0 | 0 | 0 | 0 | 0 | 0 | 0 | 0 | 0 | 0 | 0 | 0 | 0 | 0
Commercial_Warehouse_Existing_Space Heating_Natural Gas_Boiler_E3_Baseline Forecast | Commercial | Warehouse | Existing | Space Heating | Natural Gas | Boiler | E3 | AFUE 98% | Baseline Forecast | 0 | 0 | 0 | 0 | 0 | 38033.3368 | 37496.9933 | 36946.905 | 36386.0165 | 35816.9222 | 35241.9051 | 34662.9715 | 34081.8815 | 33500.1766 | 32919.2041 | 32340.1386 | 31764.0014 | 31191.678 | 30623.9331 | 30061.4243 | 29504.7145 | 31006.7929 | 29682.1124 | 28502.7757 | 27448.9052 | 26503.2541 | 25650.874 | 24878.8228 | 24175.9082 | 23532.4636 | 22940.1505
Commercial_Warehouse_Existing_Space Heating_Natural Gas_Boiler_E4_Baseline Forecast | Commercial | Warehouse | Existing | Space Heating | Natural Gas | Boiler | E4 | Convert to NG Air Source Heat Pump | Baseline Forecast | 0 | 0 | 0 | 0 | 0 | 0 | 0 | 0 | 0 | 0 | 0 | 0 | 0 | 0 | 0 | 0 | 0 | 0 | 0 | 0 | 0 | 0 | 0 | 0 | 0 | 0 | 0 | 0 | 0 | 0 | 0
Commercial_Warehouse_Existing_Space Heating_Natural Gas_Boiler_E5_Baseline Forecast | Commercial | Warehouse | Existing | Space Heating | Natural Gas | Boiler | E5 |  | Baseline Forecast | 0 | 0 | 0 | 0 | 0 | 0 | 0 | 0 | 0 | 0 | 0 | 0 | 0 | 0 | 0 | 0 | 0 | 0 | 0 | 0 | 0 | 0 | 0 | 0 | 0 | 0 | 0 | 0 | 0 | 0 | 0
Commercial_Warehouse_Existing_Space Heating_Natural Gas_Boiler_E6_Baseline Forecast | Commercial | Warehouse | Existing | Space Heating | Natural Gas | Boiler | E6 |  | Baseline Forecast | 0 | 0 | 0 | 0 | 0 | 0 | 0 | 0 | 0 | 0 | 0 | 0 | 0 | 0 | 0 | 0 | 0 | 0 | 0 | 0 | 0 | 0 | 0 | 0 | 0 | 0 | 0 | 0 | 0 | 0 | 0
Commercial_Warehouse_Existing_Space Heating_Natural Gas_Boiler_E7_Baseline Forecast | Commercial | Warehouse | Existing | Space Heating | Natural Gas | Boiler | E7 |  | Baseline Forecast | 0 | 0 | 0 | 0 | 0 | 0 | 0 | 0 | 0 | 0 | 0 | 0 | 0 | 0 | 0 | 0 | 0 | 0 | 0 | 0 | 0 | 0 | 0 | 0 | 0 | 0 | 0 | 0 | 0 | 0 | 0
Commercial_Warehouse_Existing_Space Heating_Natural Gas_Boiler_E8_Baseline Forecast | Commercial | Warehouse | Existing | Space Heating | Natural Gas | Boiler | E8 |  | Baseline Forecast | 0 | 0 | 0 | 0 | 0 | 0 | 0 | 0 | 0 | 0 | 0 | 0 | 0 | 0 | 0 | 0 | 0 | 0 | 0 | 0 | 0 | 0 | 0 | 0 | 0 | 0 | 0 | 0 | 0 | 0 | 0
Commercial_Warehouse_Existing_Space Heating_Natural Gas_Boiler_E9_Baseline Forecast | Commercial | Warehouse | Existing | Space Heating | Natural Gas | Boiler | E9 |  | Baseline Forecast | 0 | 0 | 0 | 0 | 0 | 0 | 0 | 0 | 0 | 0 | 0 | 0 | 0 | 0 | 0 | 0 | 0 | 0 | 0 | 0 | 0 | 0 | 0 | 0 | 0 | 0 | 0 | 0 | 0 | 0 | 0
Commercial_Warehouse_Existing_Space Heating_Natural Gas_Boiler_E10_Baseline Forecast | Commercial | Warehouse | Existing | Space Heating | Natural Gas | Boiler | E10 |  | Baseline Forecast | 0 | 0 | 0 | 0 | 0 | 0 | 0 | 0 | 0 | 0 | 0 | 0 | 0 | 0 | 0 | 0 | 0 | 0 | 0 | 0 | 0 | 0 | 0 | 0 | 0 | 0 | 0 | 0 | 0 | 0 | 0
Commercial_Warehouse_Existing_Space Heating_Natural Gas_Unit Heater_E1_Baseline Forecast | Commercial | Warehouse | Existing | Space Heating | Natural Gas | Unit Heater | E1 | Standard | Baseline Forecast | 0 | 9963.2668 | 28404.368 | 54011.874 | 85629.0577 | 0 | 0 | 0 | 0 | 0 | 0 | 0 | 0 | 0 | 0 | 0 | 0 | 0 | 0 | 0 | 0 | 0 | 0 | 0 | 0 | 0 | 0 | 0 | 0 | 0 | 0
Commercial_Warehouse_Existing_Space Heating_Natural Gas_Unit Heater_E2_Baseline Forecast | Commercial | Warehouse | Existing | Space Heating | Natural Gas | Unit Heater | E2 | Condensing | Baseline Forecast | 0 | 0 | 0 | 0 | 0 | 122236.7064 | 162937.8175 | 206943.9709 | 253563.1956 | 302189.1671 | 343984.7389 | 380888.5198 | 414394.4316 | 445638.8433 | 475471.9841 | 504516.3459 | 533214.3318 | 496964.5154 | 471298.006 | 454786.3423 | 445195.5854 | 440873.2508 | 440603.5994 | 443496.2291 | 448900.8046 | 456342.2276 | 465471.7248 | 466737.8019 | 463111.169 | 456825.1627 | 449417.1233
Commercial_Warehouse_Existing_Space Heating_Natural Gas_Unit Heater_E3_Baseline Forecast | Commercial | Warehouse | Existing | Space Heating | Natural Gas | Unit Heater | E3 | Infrared Radiant | Baseline Forecast | 0 | 0 | 0 | 0 | 0 | 0 | 0 | 0 | 0 | 0 | 0 | 0 | 0 | 0 | 0 | 0 | 0 | 0 | 0 | 0 | 0 | 0 | 0 | 0 | 0 | 0 | 0 | 0 | 0 | 0 | 0
Commercial_Warehouse_Existing_Space Heating_Natural Gas_Unit Heater_E4_Baseline Forecast | Commercial | Warehouse | Existing | Space Heating | Natural Gas | Unit Heater | E4 |  | Baseline Forecast | 0 | 0 | 0 | 0 | 0 | 0 | 0 | 0 | 0 | 0 | 0 | 0 | 0 | 0 | 0 | 0 | 0 | 0 | 0 | 0 | 0 | 0 | 0 | 0 | 0 | 0 | 0 | 0 | 0 | 0 | 0
Commercial_Warehouse_Existing_Space Heating_Natural Gas_Unit Heater_E5_Baseline Forecast | Commercial | Warehouse | Existing | Space Heating | Natural Gas | Unit Heater | E5 |  | Baseline Forecast | 0 | 0 | 0 | 0 | 0 | 0 | 0 | 0 | 0 | 0 | 0 | 0 | 0 | 0 | 0 | 0 | 0 | 0 | 0 | 0 | 0 | 0 | 0 | 0 | 0 | 0 | 0 | 0 | 0 | 0 | 0
Commercial_Warehouse_Existing_Space Heating_Natural Gas_Unit Heater_E6_Baseline Forecast | Commercial | Warehouse | Existing | Space Heating | Natural Gas | Unit Heater | E6 |  | Baseline Forecast | 0 | 0 | 0 | 0 | 0 | 0 | 0 | 0 | 0 | 0 | 0 | 0 | 0 | 0 | 0 | 0 | 0 | 0 | 0 | 0 | 0 | 0 | 0 | 0 | 0 | 0 | 0 | 0 | 0 | 0 | 0
Commercial_Warehouse_Existing_Space Heating_Natural Gas_Unit Heater_E7_Baseline Forecast | Commercial | Warehouse | Existing | Space Heating | Natural Gas | Unit Heater | E7 |  | Baseline Forecast | 0 | 0 | 0 | 0 | 0 | 0 | 0 | 0 | 0 | 0 | 0 | 0 | 0 | 0 | 0 | 0 | 0 | 0 | 0 | 0 | 0 | 0 | 0 | 0 | 0 | 0 | 0 | 0 | 0 | 0 | 0
Commercial_Warehouse_Existing_Space Heating_Natural Gas_Unit Heater_E8_Baseline Forecast | Commercial | Warehouse | Existing | Space Heating | Natural Gas | Unit Heater | E8 |  | Baseline Forecast | 0 | 0 | 0 | 0 | 0 | 0 | 0 | 0 | 0 | 0 | 0 | 0 | 0 | 0 | 0 | 0 | 0 | 0 | 0 | 0 | 0 | 0 | 0 | 0 | 0 | 0 | 0 | 0 | 0 | 0 | 0
Commercial_Warehouse_Existing_Space Heating_Natural Gas_Unit Heater_E9_Baseline Forecast | Commercial | Warehouse | Existing | Space Heating | Natural Gas | Unit Heater | E9 |  | Baseline Forecast | 0 | 0 | 0 | 0 | 0 | 0 | 0 | 0 | 0 | 0 | 0 | 0 | 0 | 0 | 0 | 0 | 0 | 0 | 0 | 0 | 0 | 0 | 0 | 0 | 0 | 0 | 0 | 0 | 0 | 0 | 0
Commercial_Warehouse_Existing_Space Heating_Natural Gas_Unit Heater_E10_Baseline Forecast | Commercial | Warehouse | Existing | Space Heating | Natural Gas | Unit Heater | E10 |  | Baseline Forecast | 0 | 0 | 0 | 0 | 0 | 0 | 0 | 0 | 0 | 0 | 0 | 0 | 0 | 0 | 0 | 0 | 0 | 0 | 0 | 0 | 0 | 0 | 0 | 0 | 0 | 0 | 0 | 0 | 0 | 0 | 0
Commercial_Warehouse_Existing_Water Heating_Natural Gas_Water Heater_E1_Baseline Forecast | Commercial | Warehouse | Existing | Water Heating | Natural Gas | Water Heater | E1 | TE 0.80 | Baseline Forecast | 0 | 73468.6486 | 79834.387 | 85211.7973 | 89706.7496 | 93568.1845 | 96742.058 | 1040.5097 | 1097.6759 | 1159.5536 | 1363.6157 | 1428.1509 | 1459.4692 | 1295.9225 | 1131.0519 | 1099.0924 | 928.9587 | 787.7697 | 678.0577 | 646.9689 | 625.0553 | 453.2453 | 476.1221 | 726.8129 | 767.8369 | 801.0873 | 827.87 | 863.3172 | 1104.9051 | 1078.4711 | 1036.0875
Commercial_Warehouse_Existing_Water Heating_Natural Gas_Water Heater_E2_Baseline Forecast | Commercial | Warehouse | Existing | Water Heating | Natural Gas | Water Heater | E2 | TE 0.90 | Baseline Forecast | 0 | 263342.9184 | 286249.1671 | 305630.1348 | 321898.7514 | 335267.7513 | 346201.9716 | 3720.9056 | 3924.2847 | 4143.7588 | 4871.5718 | 5108.6538 | 5206.008 | 4630.5805 | 4049.2904 | 3941.328 | 3331.4216 | 2825.3892 | 2430.8552 | 2320.1155 | 2242.0034 | 1626.194 | 1708.8574 | 2551.6746 | 2693.6153 | 2808.1576 | 2899.9334 | 3021.9531 | 3864.9065 | 3769.8363 | 3619.1984
Commercial_Warehouse_Existing_Water Heating_Natural Gas_Water Heater_E3_Baseline Forecast | Commercial | Warehouse | Existing | Water Heating | Natural Gas | Water Heater | E3 | TE 0.94 | Baseline Forecast | 0 | 0 | 0 | 0 | 0 | 0 | 0 | 0 | 0 | 0 | 0 | 0 | 0 | 0 | 0 | 0 | 0 | 0 | 0 | 0 | 0 | 0 | 0 | 0 | 0 | 0 | 0 | 0 | 0 | 0 | 0
Commercial_Warehouse_Existing_Water Heating_Natural Gas_Water Heater_E4_Baseline Forecast | Commercial | Warehouse | Existing | Water Heating | Natural Gas | Water Heater | E4 | Instantaneous TE 0.94 | Baseline Forecast | 0 | 0 | 0 | 0 | 0 | 0 | 0 | 449533.8396 | 458192.7562 | 464688.2552 | 524810.9288 | 576656.837 | 566846.1561 | 557880.5587 | 548923.6217 | 605924.3102 | 514845.8091 | 439230.3755 | 376170.5017 | 362424.3769 | 352822.9656 | 258119.3408 | 273882.0853 | 290680.4265 | 305049.1676 | 316281.2374 | 324941.4796 | 336967.3785 | 428956.8456 | 416522.412 | 399494.7201
Commercial_Warehouse_Existing_Water Heating_Natural Gas_Water Heater_E5_Baseline Forecast | Commercial | Warehouse | Existing | Water Heating | Natural Gas | Water Heater | E5 | Gas-Fired Absorption HPWH | Baseline Forecast | 0 | 0 | 0 | 0 | 0 | 0 | 0 | 0 | 0 | 0 | 0 | 0 | 0 | 0 | 0 | 0 | 0 | 0 | 0 | 0 | 0 | 0 | 0 | 0 | 0 | 0 | 0 | 0 | 0 | 0 | 0
Commercial_Warehouse_Existing_Water Heating_Natural Gas_Water Heater_E6_Baseline Forecast | Commercial | Warehouse | Existing | Water Heating | Natural Gas | Water Heater | E6 |  | Baseline Forecast | 0 | 0 | 0 | 0 | 0 | 0 | 0 | 0 | 0 | 0 | 0 | 0 | 0 | 0 | 0 | 0 | 0 | 0 | 0 | 0 | 0 | 0 | 0 | 0 | 0 | 0 | 0 | 0 | 0 | 0 | 0
Commercial_Warehouse_Existing_Water Heating_Natural Gas_Water Heater_E7_Baseline Forecast | Commercial | Warehouse | Existing | Water Heating | Natural Gas | Water Heater | E7 |  | Baseline Forecast | 0 | 0 | 0 | 0 | 0 | 0 | 0 | 0 | 0 | 0 | 0 | 0 | 0 | 0 | 0 | 0 | 0 | 0 | 0 | 0 | 0 | 0 | 0 | 0 | 0 | 0 | 0 | 0 | 0 | 0 | 0
Commercial_Warehouse_Existing_Water Heating_Natural Gas_Water Heater_E8_Baseline Forecast | Commercial | Warehouse | Existing | Water Heating | Natural Gas | Water Heater | E8 |  | Baseline Forecast | 0 | 0 | 0 | 0 | 0 | 0 | 0 | 0 | 0 | 0 | 0 | 0 | 0 | 0 | 0 | 0 | 0 | 0 | 0 | 0 | 0 | 0 | 0 | 0 | 0 | 0 | 0 | 0 | 0 | 0 | 0
Commercial_Warehouse_Existing_Water Heating_Natural Gas_Water Heater_E9_Baseline Forecast | Commercial | Warehouse | Existing | Water Heating | Natural Gas | Water Heater | E9 |  | Baseline Forecast | 0 | 0 | 0 | 0 | 0 | 0 | 0 | 0 | 0 | 0 | 0 | 0 | 0 | 0 | 0 | 0 | 0 | 0 | 0 | 0 | 0 | 0 | 0 | 0 | 0 | 0 | 0 | 0 | 0 | 0 | 0
Commercial_Warehouse_Existing_Water Heating_Natural Gas_Water Heater_E10_Baseline Forecast | Commercial | Warehouse | Existing | Water Heating | Natural Gas | Water Heater | E10 |  | Baseline Forecast | 0 | 0 | 0 | 0 | 0 | 0 | 0 | 0 | 0 | 0 | 0 | 0 | 0 | 0 | 0 | 0 | 0 | 0 | 0 | 0 | 0 | 0 | 0 | 0 | 0 | 0 | 0 | 0 | 0 | 0 | 0
Commercial_Warehouse_Existing_Food Preparation_Natural Gas_Oven_E1_Baseline Forecast | Commercial | Warehouse | Existing | Food Preparation | Natural Gas | Oven | E1 | Standard | Baseline Forecast | 0 | 72.3423 | 92.0964 | 106.8359 | 117.614 | 126.0335 | 132.0467 | 136.0083 | 138.3697 | 139.666 | 119.3128 | 106.4844 | 99.8367 | 95.5925 | 93.5735 | 93.0277 | 108.5749 | 111.2625 | 113.025 | 110.8763 | 106.9333 | 102.2903 | 97.638 | 97.402 | 93.7294 | 88.5272 | 86.1979 | 85.6002 | 85.5537 | 85.4486 | 85.0208
Commercial_Warehouse_Existing_Food Preparation_Natural Gas_Oven_E2_Baseline Forecast | Commercial | Warehouse | Existing | Food Preparation | Natural Gas | Oven | E2 | ENERGY STAR (EF ≥ 44%) Convection Oven utilizing ASTM Std F1496 | Baseline Forecast | 0 | 104.2884 | 132.9311 | 154.4037 | 170.3196 | 181.1657 | 188.6276 | 193.6339 | 196.7385 | 198.1943 | 170.1139 | 152.4973 | 141.1826 | 135.9321 | 134.023 | 134.1339 | 156.5912 | 160.5502 | 162.7202 | 159.8778 | 154.3598 | 147.8754 | 141.4114 | 131.467 | 126.3291 | 119.157 | 115.8743 | 114.9314 | 114.7355 | 114.4661 | 113.7691
Commercial_Warehouse_Existing_Food Preparation_Natural Gas_Oven_E3_Baseline Forecast | Commercial | Warehouse | Existing | Food Preparation | Natural Gas | Oven | E3 |  | Baseline Forecast | 0 | 0 | 0 | 0 | 0 | 0 | 0 | 0 | 0 | 0 | 0 | 0 | 0 | 0 | 0 | 0 | 0 | 0 | 0 | 0 | 0 | 0 | 0 | 0 | 0 | 0 | 0 | 0 | 0 | 0 | 0
Commercial_Warehouse_Existing_Food Preparation_Natural Gas_Oven_E4_Baseline Forecast | Commercial | Warehouse | Existing | Food Preparation | Natural Gas | Oven | E4 |  | Baseline Forecast | 0 | 0 | 0 | 0 | 0 | 0 | 0 | 0 | 0 | 0 | 0 | 0 | 0 | 0 | 0 | 0 | 0 | 0 | 0 | 0 | 0 | 0 | 0 | 0 | 0 | 0 | 0 | 0 | 0 | 0 | 0
Commercial_Warehouse_Existing_Food Preparation_Natural Gas_Oven_E5_Baseline Forecast | Commercial | Warehouse | Existing | Food Preparation | Natural Gas | Oven | E5 |  | Baseline Forecast | 0 | 0 | 0 | 0 | 0 | 0 | 0 | 0 | 0 | 0 | 0 | 0 | 0 | 0 | 0 | 0 | 0 | 0 | 0 | 0 | 0 | 0 | 0 | 0 | 0 | 0 | 0 | 0 | 0 | 0 | 0
Commercial_Warehouse_Existing_Food Preparation_Natural Gas_Oven_E6_Baseline Forecast | Commercial | Warehouse | Existing | Food Preparation | Natural Gas | Oven | E6 |  | Baseline Forecast | 0 | 0 | 0 | 0 | 0 | 0 | 0 | 0 | 0 | 0 | 0 | 0 | 0 | 0 | 0 | 0 | 0 | 0 | 0 | 0 | 0 | 0 | 0 | 0 | 0 | 0 | 0 | 0 | 0 | 0 | 0
Commercial_Warehouse_Existing_Food Preparation_Natural Gas_Oven_E7_Baseline Forecast | Commercial | Warehouse | Existing | Food Preparation | Natural Gas | Oven | E7 |  | Baseline Forecast | 0 | 0 | 0 | 0 | 0 | 0 | 0 | 0 | 0 | 0 | 0 | 0 | 0 | 0 | 0 | 0 | 0 | 0 | 0 | 0 | 0 | 0 | 0 | 0 | 0 | 0 | 0 | 0 | 0 | 0 | 0
Commercial_Warehouse_Existing_Food Preparation_Natural Gas_Oven_E8_Baseline Forecast | Commercial | Warehouse | Existing | Food Preparation | Natural Gas | Oven | E8 |  | Baseline Forecast | 0 | 0 | 0 | 0 | 0 | 0 | 0 | 0 | 0 | 0 | 0 | 0 | 0 | 0 | 0 | 0 | 0 | 0 | 0 | 0 | 0 | 0 | 0 | 0 | 0 | 0 | 0 | 0 | 0 | 0 | 0
Commercial_Warehouse_Existing_Food Preparation_Natural Gas_Oven_E9_Baseline Forecast | Commercial | Warehouse | Existing | Food Preparation | Natural Gas | Oven | E9 |  | Baseline Forecast | 0 | 0 | 0 | 0 | 0 | 0 | 0 | 0 | 0 | 0 | 0 | 0 | 0 | 0 | 0 | 0 | 0 | 0 | 0 | 0 | 0 | 0 | 0 | 0 | 0 | 0 | 0 | 0 | 0 | 0 | 0
Commercial_Warehouse_Existing_Food Preparation_Natural Gas_Oven_E10_Baseline Forecast | Commercial | Warehouse | Existing | Food Preparation | Natural Gas | Oven | E10 |  | Baseline Forecast | 0 | 0 | 0 | 0 | 0 | 0 | 0 | 0 | 0 | 0 | 0 | 0 | 0 | 0 | 0 | 0 | 0 | 0 | 0 | 0 | 0 | 0 | 0 | 0 | 0 | 0 | 0 | 0 | 0 | 0 | 0
Commercial_Warehouse_Existing_Food Preparation_Natural Gas_Conveyor Oven_E1_Baseline Forecast | Commercial | Warehouse | Existing | Food Preparation | Natural Gas | Conveyor Oven | E1 | Standard | Baseline Forecast | 0 | 0 | 0 | 0 | 0 | 3.3416 | 9.1728 | 16.8063 | 25.697 | 35.534 | 42.9382 | 48.4525 | 52.8601 | 55.7664 | 57.7376 | 59.0298 | 59.7537 | 46.8449 | 36.7722 | 28.8135 | 22.5824 | 18.1824 | 15.5805 | 15.2732 | 15.9032 | 17.8996 | 21.2041 | 25.1071 | 29.1442 | 33.0244 | 36.5914
Commercial_Warehouse_Existing_Food Preparation_Natural Gas_Conveyor Oven_E2_Baseline Forecast | Commercial | Warehouse | Existing | Food Preparation | Natural Gas | Conveyor Oven | E2 | ENERGY STAR (EF ≥ 44%) Convection Oven utilizing ASTM Std F1496 | Baseline Forecast | 0 | 0 | 0 | 0 | 0 | 4.8043 | 13.1797 | 24.188 | 37.1101 | 51.2745 | 61.936 | 69.8489 | 75.2467 | 79.3205 | 82.1289 | 83.9046 | 84.9204 | 66.5795 | 52.1526 | 40.9035 | 32.0758 | 25.8487 | 22.1757 | 20.262 | 21.0483 | 23.6368 | 27.939 | 33.0109 | 38.2389 | 43.2408 | 47.7794
Commercial_Warehouse_Existing_Food Preparation_Natural Gas_Conveyor Oven_E3_Baseline Forecast | Commercial | Warehouse | Existing | Food Preparation | Natural Gas | Conveyor Oven | E3 |  | Baseline Forecast | 0 | 0 | 0 | 0 | 0 | 0 | 0 | 0 | 0 | 0 | 0 | 0 | 0 | 0 | 0 | 0 | 0 | 0 | 0 | 0 | 0 | 0 | 0 | 0 | 0 | 0 | 0 | 0 | 0 | 0 | 0
Commercial_Warehouse_Existing_Food Preparation_Natural Gas_Conveyor Oven_E4_Baseline Forecast | Commercial | Warehouse | Existing | Food Preparation | Natural Gas | Conveyor Oven | E4 |  | Baseline Forecast | 0 | 0 | 0 | 0 | 0 | 0 | 0 | 0 | 0 | 0 | 0 | 0 | 0 | 0 | 0 | 0 | 0 | 0 | 0 | 0 | 0 | 0 | 0 | 0 | 0 | 0 | 0 | 0 | 0 | 0 | 0
Commercial_Warehouse_Existing_Food Preparation_Natural Gas_Conveyor Oven_E5_Baseline Forecast | Commercial | Warehouse | Existing | Food Preparation | Natural Gas | Conveyor Oven | E5 |  | Baseline Forecast | 0 | 0 | 0 | 0 | 0 | 0 | 0 | 0 | 0 | 0 | 0 | 0 | 0 | 0 | 0 | 0 | 0 | 0 | 0 | 0 | 0 | 0 | 0 | 0 | 0 | 0 | 0 | 0 | 0 | 0 | 0
Commercial_Warehouse_Existing_Food Preparation_Natural Gas_Conveyor Oven_E6_Baseline Forecast | Commercial | Warehouse | Existing | Food Preparation | Natural Gas | Conveyor Oven | E6 |  | Baseline Forecast | 0 | 0 | 0 | 0 | 0 | 0 | 0 | 0 | 0 | 0 | 0 | 0 | 0 | 0 | 0 | 0 | 0 | 0 | 0 | 0 | 0 | 0 | 0 | 0 | 0 | 0 | 0 | 0 | 0 | 0 | 0
Commercial_Warehouse_Existing_Food Preparation_Natural Gas_Conveyor Oven_E7_Baseline Forecast | Commercial | Warehouse | Existing | Food Preparation | Natural Gas | Conveyor Oven | E7 |  | Baseline Forecast | 0 | 0 | 0 | 0 | 0 | 0 | 0 | 0 | 0 | 0 | 0 | 0 | 0 | 0 | 0 | 0 | 0 | 0 | 0 | 0 | 0 | 0 | 0 | 0 | 0 | 0 | 0 | 0 | 0 | 0 | 0
Commercial_Warehouse_Existing_Food Preparation_Natural Gas_Conveyor Oven_E8_Baseline Forecast | Commercial | Warehouse | Existing | Food Preparation | Natural Gas | Conveyor Oven | E8 |  | Baseline Forecast | 0 | 0 | 0 | 0 | 0 | 0 | 0 | 0 | 0 | 0 | 0 | 0 | 0 | 0 | 0 | 0 | 0 | 0 | 0 | 0 | 0 | 0 | 0 | 0 | 0 | 0 | 0 | 0 | 0 | 0 | 0
Commercial_Warehouse_Existing_Food Preparation_Natural Gas_Conveyor Oven_E9_Baseline Forecast | Commercial | Warehouse | Existing | Food Preparation | Natural Gas | Conveyor Oven | E9 |  | Baseline Forecast | 0 | 0 | 0 | 0 | 0 | 0 | 0 | 0 | 0 | 0 | 0 | 0 | 0 | 0 | 0 | 0 | 0 | 0 | 0 | 0 | 0 | 0 | 0 | 0 | 0 | 0 | 0 | 0 | 0 | 0 | 0
Commercial_Warehouse_Existing_Food Preparation_Natural Gas_Conveyor Oven_E10_Baseline Forecast | Commercial | Warehouse | Existing | Food Preparation | Natural Gas | Conveyor Oven | E10 |  | Baseline Forecast | 0 | 0 | 0 | 0 | 0 | 0 | 0 | 0 | 0 | 0 | 0 | 0 | 0 | 0 | 0 | 0 | 0 | 0 | 0 | 0 | 0 | 0 | 0 | 0 | 0 | 0 | 0 | 0 | 0 | 0 | 0
Commercial_Warehouse_Existing_Food Preparation_Natural Gas_Double Rack Oven_E1_Baseline Forecast | Commercial | Warehouse | Existing | Food Preparation | Natural Gas | Double Rack Oven | E1 | Standard | Baseline Forecast | 0 | 20.0687 | 27.2694 | 33.4041 | 38.529 | 43.2033 | 47.1568 | 50.3477 | 52.8579 | 54.4703 | 47.1128 | 40.75 | 39.2363 | 37.999 | 37.8693 | 38.2926 | 38.9832 | 43.6517 | 45.3276 | 46.4454 | 47.2928 | 46.5147 | 44.6471 | 47.4309 | 45.5014 | 43.7931 | 40.5896 | 38.2945 | 38.1079 | 38.4347 | 39.0383
Commercial_Warehouse_Existing_Food Preparation_Natural Gas_Double Rack Oven_E2_Baseline Forecast | Commercial | Warehouse | Existing | Food Preparation | Natural Gas | Double Rack Oven | E2 | FTSC Qualified (>50% Cooking Efficiency) | Baseline Forecast | 0 | 28.9954 | 39.5123 | 48.3307 | 55.7605 | 61.5609 | 66.2795 | 70.1995 | 73.449 | 76.4279 | 66.9142 | 58.5801 | 55.1487 | 54.2312 | 54.0947 | 54.6271 | 55.6258 | 62.3379 | 64.4022 | 66.1946 | 67.5412 | 66.6207 | 64.1785 | 56.68 | 54.0942 | 51.8073 | 47.7911 | 44.8835 | 44.4674 | 44.6552 | 45.1645
Commercial_Warehouse_Existing_Food Preparation_Natural Gas_Double Rack Oven_E3_Baseline Forecast | Commercial | Warehouse | Existing | Food Preparation | Natural Gas | Double Rack Oven | E3 |  | Baseline Forecast | 0 | 0 | 0 | 0 | 0 | 0 | 0 | 0 | 0 | 0 | 0 | 0 | 0 | 0 | 0 | 0 | 0 | 0 | 0 | 0 | 0 | 0 | 0 | 0 | 0 | 0 | 0 | 0 | 0 | 0 | 0
Commercial_Warehouse_Existing_Food Preparation_Natural Gas_Double Rack Oven_E4_Baseline Forecast | Commercial | Warehouse | Existing | Food Preparation | Natural Gas | Double Rack Oven | E4 |  | Baseline Forecast | 0 | 0 | 0 | 0 | 0 | 0 | 0 | 0 | 0 | 0 | 0 | 0 | 0 | 0 | 0 | 0 | 0 | 0 | 0 | 0 | 0 | 0 | 0 | 0 | 0 | 0 | 0 | 0 | 0 | 0 | 0
Commercial_Warehouse_Existing_Food Preparation_Natural Gas_Double Rack Oven_E5_Baseline Forecast | Commercial | Warehouse | Existing | Food Preparation | Natural Gas | Double Rack Oven | E5 |  | Baseline Forecast | 0 | 0 | 0 | 0 | 0 | 0 | 0 | 0 | 0 | 0 | 0 | 0 | 0 | 0 | 0 | 0 | 0 | 0 | 0 | 0 | 0 | 0 | 0 | 0 | 0 | 0 | 0 | 0 | 0 | 0 | 0
Commercial_Warehouse_Existing_Food Preparation_Natural Gas_Double Rack Oven_E6_Baseline Forecast | Commercial | Warehouse | Existing | Food Preparation | Natural Gas | Double Rack Oven | E6 |  | Baseline Forecast | 0 | 0 | 0 | 0 | 0 | 0 | 0 | 0 | 0 | 0 | 0 | 0 | 0 | 0 | 0 | 0 | 0 | 0 | 0 | 0 | 0 | 0 | 0 | 0 | 0 | 0 | 0 | 0 | 0 | 0 | 0
Commercial_Warehouse_Existing_Food Preparation_Natural Gas_Double Rack Oven_E7_Baseline Forecast | Commercial | Warehouse | Existing | Food Preparation | Natural Gas | Double Rack Oven | E7 |  | Baseline Forecast | 0 | 0 | 0 | 0 | 0 | 0 | 0 | 0 | 0 | 0 | 0 | 0 | 0 | 0 | 0 | 0 | 0 | 0 | 0 | 0 | 0 | 0 | 0 | 0 | 0 | 0 | 0 | 0 | 0 | 0 | 0
Commercial_Warehouse_Existing_Food Preparation_Natural Gas_Double Rack Oven_E8_Baseline Forecast | Commercial | Warehouse | Existing | Food Preparation | Natural Gas | Double Rack Oven | E8 |  | Baseline Forecast | 0 | 0 | 0 | 0 | 0 | 0 | 0 | 0 | 0 | 0 | 0 | 0 | 0 | 0 | 0 | 0 | 0 | 0 | 0 | 0 | 0 | 0 | 0 | 0 | 0 | 0 | 0 | 0 | 0 | 0 | 0
Commercial_Warehouse_Existing_Food Preparation_Natural Gas_Double Rack Oven_E9_Baseline Forecast | Commercial | Warehouse | Existing | Food Preparation | Natural Gas | Double Rack Oven | E9 |  | Baseline Forecast | 0 | 0 | 0 | 0 | 0 | 0 | 0 | 0 | 0 | 0 | 0 | 0 | 0 | 0 | 0 | 0 | 0 | 0 | 0 | 0 | 0 | 0 | 0 | 0 | 0 | 0 | 0 | 0 | 0 | 0 | 0
Commercial_Warehouse_Existing_Food Preparation_Natural Gas_Double Rack Oven_E10_Baseline Forecast | Commercial | Warehouse | Existing | Food Preparation | Natural Gas | Double Rack Oven | E10 |  | Baseline Forecast | 0 | 0 | 0 | 0 | 0 | 0 | 0 | 0 | 0 | 0 | 0 | 0 | 0 | 0 | 0 | 0 | 0 | 0 | 0 | 0 | 0 | 0 | 0 | 0 | 0 | 0 | 0 | 0 | 0 | 0 | 0
Commercial_Warehouse_Existing_Food Preparation_Natural Gas_Fryer_E1_Baseline Forecast | Commercial | Warehouse | Existing | Food Preparation | Natural Gas | Fryer | E1 | Standard | Baseline Forecast | 0 | 3304.2138 | 3588.8007 | 0 | 0 | 0 | 0 | 0 | 0 | 0 | 0 | 0 | 0 | 0 | 0 | 0 | 0 | 0 | 0 | 0 | 0 | 0 | 0 | 0 | 0 | 0 | 0 | 0 | 0 | 0 | 0
Commercial_Warehouse_Existing_Food Preparation_Natural Gas_Fryer_E2_Baseline Forecast | Commercial | Warehouse | Existing | Food Preparation | Natural Gas | Fryer | E2 | ENERGY STAR | Baseline Forecast | 0 | 1165.0135 | 1268.843 | 5186.1682 | 5461.6845 | 5690.319 | 5877.5224 | 6028.1443 | 6146.4987 | 6996.8729 | 7724.0609 | 8342.1097 | 8147.7915 | 7960.357 | 8680.3137 | 8407.0098 | 8150.0481 | 8037.3079 | 8022.7834 | 8072.1298 | 8038.1716 | 7944.3918 | 8115.2567 | 8157.9977 | 8107.948 | 7869.7487 | 7664.651 | 7679.736 | 7475.3692 | 7289.7261 | 7190.9096
Commercial_Warehouse_Existing_Food Preparation_Natural Gas_Fryer_E3_Baseline Forecast | Commercial | Warehouse | Existing | Food Preparation | Natural Gas | Fryer | E3 |  | Baseline Forecast | 0 | 0 | 0 | 0 | 0 | 0 | 0 | 0 | 0 | 0 | 0 | 0 | 0 | 0 | 0 | 0 | 0 | 0 | 0 | 0 | 0 | 0 | 0 | 0 | 0 | 0 | 0 | 0 | 0 | 0 | 0
Commercial_Warehouse_Existing_Food Preparation_Natural Gas_Fryer_E4_Baseline Forecast | Commercial | Warehouse | Existing | Food Preparation | Natural Gas | Fryer | E4 |  | Baseline Forecast | 0 | 0 | 0 | 0 | 0 | 0 | 0 | 0 | 0 | 0 | 0 | 0 | 0 | 0 | 0 | 0 | 0 | 0 | 0 | 0 | 0 | 0 | 0 | 0 | 0 | 0 | 0 | 0 | 0 | 0 | 0
Commercial_Warehouse_Existing_Food Preparation_Natural Gas_Fryer_E5_Baseline Forecast | Commercial | Warehouse | Existing | Food Preparation | Natural Gas | Fryer | E5 |  | Baseline Forecast | 0 | 0 | 0 | 0 | 0 | 0 | 0 | 0 | 0 | 0 | 0 | 0 | 0 | 0 | 0 | 0 | 0 | 0 | 0 | 0 | 0 | 0 | 0 | 0 | 0 | 0 | 0 | 0 | 0 | 0 | 0
Commercial_Warehouse_Existing_Food Preparation_Natural Gas_Fryer_E6_Baseline Forecast | Commercial | Warehouse | Existing | Food Preparation | Natural Gas | Fryer | E6 |  | Baseline Forecast | 0 | 0 | 0 | 0 | 0 | 0 | 0 | 0 | 0 | 0 | 0 | 0 | 0 | 0 | 0 | 0 | 0 | 0 | 0 | 0 | 0 | 0 | 0 | 0 | 0 | 0 | 0 | 0 | 0 | 0 | 0
Commercial_Warehouse_Existing_Food Preparation_Natural Gas_Fryer_E7_Baseline Forecast | Commercial | Warehouse | Existing | Food Preparation | Natural Gas | Fryer | E7 |  | Baseline Forecast | 0 | 0 | 0 | 0 | 0 | 0 | 0 | 0 | 0 | 0 | 0 | 0 | 0 | 0 | 0 | 0 | 0 | 0 | 0 | 0 | 0 | 0 | 0 | 0 | 0 | 0 | 0 | 0 | 0 | 0 | 0
Commercial_Warehouse_Existing_Food Preparation_Natural Gas_Fryer_E8_Baseline Forecast | Commercial | Warehouse | Existing | Food Preparation | Natural Gas | Fryer | E8 |  | Baseline Forecast | 0 | 0 | 0 | 0 | 0 | 0 | 0 | 0 | 0 | 0 | 0 | 0 | 0 | 0 | 0 | 0 | 0 | 0 | 0 | 0 | 0 | 0 | 0 | 0 | 0 | 0 | 0 | 0 | 0 | 0 | 0
Commercial_Warehouse_Existing_Food Preparation_Natural Gas_Fryer_E9_Baseline Forecast | Commercial | Warehouse | Existing | Food Preparation | Natural Gas | Fryer | E9 |  | Baseline Forecast | 0 | 0 | 0 | 0 | 0 | 0 | 0 | 0 | 0 | 0 | 0 | 0 | 0 | 0 | 0 | 0 | 0 | 0 | 0 | 0 | 0 | 0 | 0 | 0 | 0 | 0 | 0 | 0 | 0 | 0 | 0
Commercial_Warehouse_Existing_Food Preparation_Natural Gas_Fryer_E10_Baseline Forecast | Commercial | Warehouse | Existing | Food Preparation | Natural Gas | Fryer | E10 |  | Baseline Forecast | 0 | 0 | 0 | 0 | 0 | 0 | 0 | 0 | 0 | 0 | 0 | 0 | 0 | 0 | 0 | 0 | 0 | 0 | 0 | 0 | 0 | 0 | 0 | 0 | 0 | 0 | 0 | 0 | 0 | 0 | 0
Commercial_Warehouse_Existing_Food Preparation_Natural Gas_Broiler_E1_Baseline Forecast | Commercial | Warehouse | Existing | Food Preparation | Natural Gas | Broiler | E1 | Standard | Baseline Forecast | 0 | 0 | 0 | 0 | 0 | 0 | 0 | 0 | 0 | 0 | 0 | 0 | 0 | 0 | 0 | 0 | 0 | 0 | 0 | 0 | 0 | 0 | 0 | 0 | 0 | 0 | 0 | 0 | 0 | 0 | 0
Commercial_Warehouse_Existing_Food Preparation_Natural Gas_Broiler_E2_Baseline Forecast | Commercial | Warehouse | Existing | Food Preparation | Natural Gas | Broiler | E2 | Infrared Burners | Baseline Forecast | 0 | 0 | 0 | 0 | 0 | 0 | 0 | 0 | 0 | 0 | 0 | 0 | 0 | 0 | 0 | 0 | 0 | 0 | 0 | 0 | 0 | 0 | 0 | 0 | 0 | 0 | 0 | 0 | 0 | 0 | 0
Commercial_Warehouse_Existing_Food Preparation_Natural Gas_Broiler_E3_Baseline Forecast | Commercial | Warehouse | Existing | Food Preparation | Natural Gas | Broiler | E3 |  | Baseline Forecast | 0 | 0 | 0 | 0 | 0 | 0 | 0 | 0 | 0 | 0 | 0 | 0 | 0 | 0 | 0 | 0 | 0 | 0 | 0 | 0 | 0 | 0 | 0 | 0 | 0 | 0 | 0 | 0 | 0 | 0 | 0
Commercial_Warehouse_Existing_Food Preparation_Natural Gas_Broiler_E4_Baseline Forecast | Commercial | Warehouse | Existing | Food Preparation | Natural Gas | Broiler | E4 |  | Baseline Forecast | 0 | 0 | 0 | 0 | 0 | 0 | 0 | 0 | 0 | 0 | 0 | 0 | 0 | 0 | 0 | 0 | 0 | 0 | 0 | 0 | 0 | 0 | 0 | 0 | 0 | 0 | 0 | 0 | 0 | 0 | 0
Commercial_Warehouse_Existing_Food Preparation_Natural Gas_Broiler_E5_Baseline Forecast | Commercial | Warehouse | Existing | Food Preparation | Natural Gas | Broiler | E5 |  | Baseline Forecast | 0 | 0 | 0 | 0 | 0 | 0 | 0 | 0 | 0 | 0 | 0 | 0 | 0 | 0 | 0 | 0 | 0 | 0 | 0 | 0 | 0 | 0 | 0 | 0 | 0 | 0 | 0 | 0 | 0 | 0 | 0
Commercial_Warehouse_Existing_Food Preparation_Natural Gas_Broiler_E6_Baseline Forecast | Commercial | Warehouse | Existing | Food Preparation | Natural Gas | Broiler | E6 |  | Baseline Forecast | 0 | 0 | 0 | 0 | 0 | 0 | 0 | 0 | 0 | 0 | 0 | 0 | 0 | 0 | 0 | 0 | 0 | 0 | 0 | 0 | 0 | 0 | 0 | 0 | 0 | 0 | 0 | 0 | 0 | 0 | 0
Commercial_Warehouse_Existing_Food Preparation_Natural Gas_Broiler_E7_Baseline Forecast | Commercial | Warehouse | Existing | Food Preparation | Natural Gas | Broiler | E7 |  | Baseline Forecast | 0 | 0 | 0 | 0 | 0 | 0 | 0 | 0 | 0 | 0 | 0 | 0 | 0 | 0 | 0 | 0 | 0 | 0 | 0 | 0 | 0 | 0 | 0 | 0 | 0 | 0 | 0 | 0 | 0 | 0 | 0
Commercial_Warehouse_Existing_Food Preparation_Natural Gas_Broiler_E8_Baseline Forecast | Commercial | Warehouse | Existing | Food Preparation | Natural Gas | Broiler | E8 |  | Baseline Forecast | 0 | 0 | 0 | 0 | 0 | 0 | 0 | 0 | 0 | 0 | 0 | 0 | 0 | 0 | 0 | 0 | 0 | 0 | 0 | 0 | 0 | 0 | 0 | 0 | 0 | 0 | 0 | 0 | 0 | 0 | 0
Commercial_Warehouse_Existing_Food Preparation_Natural Gas_Broiler_E9_Baseline Forecast | Commercial | Warehouse | Existing | Food Preparation | Natural Gas | Broiler | E9 |  | Baseline Forecast | 0 | 0 | 0 | 0 | 0 | 0 | 0 | 0 | 0 | 0 | 0 | 0 | 0 | 0 | 0 | 0 | 0 | 0 | 0 | 0 | 0 | 0 | 0 | 0 | 0 | 0 | 0 | 0 | 0 | 0 | 0
Commercial_Warehouse_Existing_Food Preparation_Natural Gas_Broiler_E10_Baseline Forecast | Commercial | Warehouse | Existing | Food Preparation | Natural Gas | Broiler | E10 |  | Baseline Forecast | 0 | 0 | 0 | 0 | 0 | 0 | 0 | 0 | 0 | 0 | 0 | 0 | 0 | 0 | 0 | 0 | 0 | 0 | 0 | 0 | 0 | 0 | 0 | 0 | 0 | 0 | 0 | 0 | 0 | 0 | 0
Commercial_Warehouse_Existing_Food Preparation_Natural Gas_Griddle_E1_Baseline Forecast | Commercial | Warehouse | Existing | Food Preparation | Natural Gas | Griddle | E1 | Standard | Baseline Forecast | 0 | 0 | 0 | 0 | 0 | 0 | 0 | 0 | 0 | 0 | 0 | 0 | 0 | 0 | 0 | 0 | 0 | 0 | 0 | 0 | 0 | 0 | 0 | 0 | 0 | 0 | 0 | 0 | 0 | 0 | 0
Commercial_Warehouse_Existing_Food Preparation_Natural Gas_Griddle_E2_Baseline Forecast | Commercial | Warehouse | Existing | Food Preparation | Natural Gas | Griddle | E2 | ENERGY STAR | Baseline Forecast | 0 | 0 | 0 | 0 | 0 | 0 | 0 | 0 | 0 | 0 | 0 | 0 | 0 | 0 | 0 | 0 | 0 | 0 | 0 | 0 | 0 | 0 | 0 | 0 | 0 | 0 | 0 | 0 | 0 | 0 | 0
Commercial_Warehouse_Existing_Food Preparation_Natural Gas_Griddle_E3_Baseline Forecast | Commercial | Warehouse | Existing | Food Preparation | Natural Gas | Griddle | E3 |  | Baseline Forecast | 0 | 0 | 0 | 0 | 0 | 0 | 0 | 0 | 0 | 0 | 0 | 0 | 0 | 0 | 0 | 0 | 0 | 0 | 0 | 0 | 0 | 0 | 0 | 0 | 0 | 0 | 0 | 0 | 0 | 0 | 0
Commercial_Warehouse_Existing_Food Preparation_Natural Gas_Griddle_E4_Baseline Forecast | Commercial | Warehouse | Existing | Food Preparation | Natural Gas | Griddle | E4 |  | Baseline Forecast | 0 | 0 | 0 | 0 | 0 | 0 | 0 | 0 | 0 | 0 | 0 | 0 | 0 | 0 | 0 | 0 | 0 | 0 | 0 | 0 | 0 | 0 | 0 | 0 | 0 | 0 | 0 | 0 | 0 | 0 | 0
Commercial_Warehouse_Existing_Food Preparation_Natural Gas_Griddle_E5_Baseline Forecast | Commercial | Warehouse | Existing | Food Preparation | Natural Gas | Griddle | E5 |  | Baseline Forecast | 0 | 0 | 0 | 0 | 0 | 0 | 0 | 0 | 0 | 0 | 0 | 0 | 0 | 0 | 0 | 0 | 0 | 0 | 0 | 0 | 0 | 0 | 0 | 0 | 0 | 0 | 0 | 0 | 0 | 0 | 0
Commercial_Warehouse_Existing_Food Preparation_Natural Gas_Griddle_E6_Baseline Forecast | Commercial | Warehouse | Existing | Food Preparation | Natural Gas | Griddle | E6 |  | Baseline Forecast | 0 | 0 | 0 | 0 | 0 | 0 | 0 | 0 | 0 | 0 | 0 | 0 | 0 | 0 | 0 | 0 | 0 | 0 | 0 | 0 | 0 | 0 | 0 | 0 | 0 | 0 | 0 | 0 | 0 | 0 | 0
Commercial_Warehouse_Existing_Food Preparation_Natural Gas_Griddle_E7_Baseline Forecast | Commercial | Warehouse | Existing | Food Preparation | Natural Gas | Griddle | E7 |  | Baseline Forecast | 0 | 0 | 0 | 0 | 0 | 0 | 0 | 0 | 0 | 0 | 0 | 0 | 0 | 0 | 0 | 0 | 0 | 0 | 0 | 0 | 0 | 0 | 0 | 0 | 0 | 0 | 0 | 0 | 0 | 0 | 0
Commercial_Warehouse_Existing_Food Preparation_Natural Gas_Griddle_E8_Baseline Forecast | Commercial | Warehouse | Existing | Food Preparation | Natural Gas | Griddle | E8 |  | Baseline Forecast | 0 | 0 | 0 | 0 | 0 | 0 | 0 | 0 | 0 | 0 | 0 | 0 | 0 | 0 | 0 | 0 | 0 | 0 | 0 | 0 | 0 | 0 | 0 | 0 | 0 | 0 | 0 | 0 | 0 | 0 | 0
Commercial_Warehouse_Existing_Food Preparation_Natural Gas_Griddle_E9_Baseline Forecast | Commercial | Warehouse | Existing | Food Preparation | Natural Gas | Griddle | E9 |  | Baseline Forecast | 0 | 0 | 0 | 0 | 0 | 0 | 0 | 0 | 0 | 0 | 0 | 0 | 0 | 0 | 0 | 0 | 0 | 0 | 0 | 0 | 0 | 0 | 0 | 0 | 0 | 0 | 0 | 0 | 0 | 0 | 0
Commercial_Warehouse_Existing_Food Preparation_Natural Gas_Griddle_E10_Baseline Forecast | Commercial | Warehouse | Existing | Food Preparation | Natural Gas | Griddle | E10 |  | Baseline Forecast | 0 | 0 | 0 | 0 | 0 | 0 | 0 | 0 | 0 | 0 | 0 | 0 | 0 | 0 | 0 | 0 | 0 | 0 | 0 | 0 | 0 | 0 | 0 | 0 | 0 | 0 | 0 | 0 | 0 | 0 | 0
Commercial_Warehouse_Existing_Food Preparation_Natural Gas_Range_E1_Baseline Forecast | Commercial | Warehouse | Existing | Food Preparation | Natural Gas | Range | E1 | Standard | Baseline Forecast | 0 | 5235.5278 | 6665.541 | 7732.576 | 8514.0005 | 9112.7926 | 9537.8166 | 9818.8256 | 9986.9635 | 10077.3306 | 8784.1014 | 7986.3348 | 7599.1995 | 7370.7947 | 7278.4997 | 8303.1344 | 8440.1478 | 8507.7731 | 8532.5751 | 8284.6715 | 7930.8725 | 7556.027 | 7207.3577 | 7164.6523 | 6832.7814 | 6697.6276 | 6672.0922 | 6700.0143 | 6708.5845 | 6883.9602 | 6775.276
Commercial_Warehouse_Existing_Food Preparation_Natural Gas_Range_E2_Baseline Forecast | Commercial | Warehouse | Existing | Food Preparation | Natural Gas | Range | E2 | High Efficiency | Baseline Forecast | 0 | 7546.3709 | 9618.598 | 11172.0567 | 12322.3419 | 13117.708 | 13667.808 | 14035.7578 | 14263.1763 | 14371.9623 | 12515.5201 | 11427.9414 | 10773.9321 | 10508.1912 | 10445.5513 | 11987.2756 | 12187.6914 | 12290.2074 | 12306.2811 | 11962.4575 | 11460.685 | 10930.5669 | 10439.8475 | 9761.3979 | 9295.0065 | 9097.9274 | 9050.6962 | 9076.4939 | 9076.4327 | 9302.0759 | 9144.0436
Commercial_Warehouse_Existing_Food Preparation_Natural Gas_Range_E3_Baseline Forecast | Commercial | Warehouse | Existing | Food Preparation | Natural Gas | Range | E3 |  | Baseline Forecast | 0 | 0 | 0 | 0 | 0 | 0 | 0 | 0 | 0 | 0 | 0 | 0 | 0 | 0 | 0 | 0 | 0 | 0 | 0 | 0 | 0 | 0 | 0 | 0 | 0 | 0 | 0 | 0 | 0 | 0 | 0
Commercial_Warehouse_Existing_Food Preparation_Natural Gas_Range_E4_Baseline Forecast | Commercial | Warehouse | Existing | Food Preparation | Natural Gas | Range | E4 |  | Baseline Forecast | 0 | 0 | 0 | 0 | 0 | 0 | 0 | 0 | 0 | 0 | 0 | 0 | 0 | 0 | 0 | 0 | 0 | 0 | 0 | 0 | 0 | 0 | 0 | 0 | 0 | 0 | 0 | 0 | 0 | 0 | 0
Commercial_Warehouse_Existing_Food Preparation_Natural Gas_Range_E5_Baseline Forecast | Commercial | Warehouse | Existing | Food Preparation | Natural Gas | Range | E5 |  | Baseline Forecast | 0 | 0 | 0 | 0 | 0 | 0 | 0 | 0 | 0 | 0 | 0 | 0 | 0 | 0 | 0 | 0 | 0 | 0 | 0 | 0 | 0 | 0 | 0 | 0 | 0 | 0 | 0 | 0 | 0 | 0 | 0
Commercial_Warehouse_Existing_Food Preparation_Natural Gas_Range_E6_Baseline Forecast | Commercial | Warehouse | Existing | Food Preparation | Natural Gas | Range | E6 |  | Baseline Forecast | 0 | 0 | 0 | 0 | 0 | 0 | 0 | 0 | 0 | 0 | 0 | 0 | 0 | 0 | 0 | 0 | 0 | 0 | 0 | 0 | 0 | 0 | 0 | 0 | 0 | 0 | 0 | 0 | 0 | 0 | 0
Commercial_Warehouse_Existing_Food Preparation_Natural Gas_Range_E7_Baseline Forecast | Commercial | Warehouse | Existing | Food Preparation | Natural Gas | Range | E7 |  | Baseline Forecast | 0 | 0 | 0 | 0 | 0 | 0 | 0 | 0 | 0 | 0 | 0 | 0 | 0 | 0 | 0 | 0 | 0 | 0 | 0 | 0 | 0 | 0 | 0 | 0 | 0 | 0 | 0 | 0 | 0 | 0 | 0
Commercial_Warehouse_Existing_Food Preparation_Natural Gas_Range_E8_Baseline Forecast | Commercial | Warehouse | Existing | Food Preparation | Natural Gas | Range | E8 |  | Baseline Forecast | 0 | 0 | 0 | 0 | 0 | 0 | 0 | 0 | 0 | 0 | 0 | 0 | 0 | 0 | 0 | 0 | 0 | 0 | 0 | 0 | 0 | 0 | 0 | 0 | 0 | 0 | 0 | 0 | 0 | 0 | 0
Commercial_Warehouse_Existing_Food Preparation_Natural Gas_Range_E9_Baseline Forecast | Commercial | Warehouse | Existing | Food Preparation | Natural Gas | Range | E9 |  | Baseline Forecast | 0 | 0 | 0 | 0 | 0 | 0 | 0 | 0 | 0 | 0 | 0 | 0 | 0 | 0 | 0 | 0 | 0 | 0 | 0 | 0 | 0 | 0 | 0 | 0 | 0 | 0 | 0 | 0 | 0 | 0 | 0
Commercial_Warehouse_Existing_Food Preparation_Natural Gas_Range_E10_Baseline Forecast | Commercial | Warehouse | Existing | Food Preparation | Natural Gas | Range | E10 |  | Baseline Forecast | 0 | 0 | 0 | 0 | 0 | 0 | 0 | 0 | 0 | 0 | 0 | 0 | 0 | 0 | 0 | 0 | 0 | 0 | 0 | 0 | 0 | 0 | 0 | 0 | 0 | 0 | 0 | 0 | 0 | 0 | 0
Commercial_Warehouse_Existing_Food Preparation_Natural Gas_Steamer_E1_Baseline Forecast | Commercial | Warehouse | Existing | Food Preparation | Natural Gas | Steamer | E1 | Standard | Baseline Forecast | 0 | 0 | 0 | 0 | 0 | 0 | 0 | 0 | 0 | 0 | 0 | 0 | 0 | 0 | 0 | 0 | 0 | 0 | 0 | 0 | 0 | 0 | 0 | 0 | 0 | 0 | 0 | 0 | 0 | 0 | 0
Commercial_Warehouse_Existing_Food Preparation_Natural Gas_Steamer_E2_Baseline Forecast | Commercial | Warehouse | Existing | Food Preparation | Natural Gas | Steamer | E2 | ENERGY STAR | Baseline Forecast | 0 | 0 | 0 | 0 | 0 | 0 | 0 | 0 | 0 | 0 | 0 | 0 | 0 | 0 | 0 | 0 | 0 | 0 | 0 | 0 | 0 | 0 | 0 | 0 | 0 | 0 | 0 | 0 | 0 | 0 | 0
Commercial_Warehouse_Existing_Food Preparation_Natural Gas_Steamer_E3_Baseline Forecast | Commercial | Warehouse | Existing | Food Preparation | Natural Gas | Steamer | E3 |  | Baseline Forecast | 0 | 0 | 0 | 0 | 0 | 0 | 0 | 0 | 0 | 0 | 0 | 0 | 0 | 0 | 0 | 0 | 0 | 0 | 0 | 0 | 0 | 0 | 0 | 0 | 0 | 0 | 0 | 0 | 0 | 0 | 0
Commercial_Warehouse_Existing_Food Preparation_Natural Gas_Steamer_E4_Baseline Forecast | Commercial | Warehouse | Existing | Food Preparation | Natural Gas | Steamer | E4 |  | Baseline Forecast | 0 | 0 | 0 | 0 | 0 | 0 | 0 | 0 | 0 | 0 | 0 | 0 | 0 | 0 | 0 | 0 | 0 | 0 | 0 | 0 | 0 | 0 | 0 | 0 | 0 | 0 | 0 | 0 | 0 | 0 | 0
Commercial_Warehouse_Existing_Food Preparation_Natural Gas_Steamer_E5_Baseline Forecast | Commercial | Warehouse | Existing | Food Preparation | Natural Gas | Steamer | E5 |  | Baseline Forecast | 0 | 0 | 0 | 0 | 0 | 0 | 0 | 0 | 0 | 0 | 0 | 0 | 0 | 0 | 0 | 0 | 0 | 0 | 0 | 0 | 0 | 0 | 0 | 0 | 0 | 0 | 0 | 0 | 0 | 0 | 0
Commercial_Warehouse_Existing_Food Preparation_Natural Gas_Steamer_E6_Baseline Forecast | Commercial | Warehouse | Existing | Food Preparation | Natural Gas | Steamer | E6 |  | Baseline Forecast | 0 | 0 | 0 | 0 | 0 | 0 | 0 | 0 | 0 | 0 | 0 | 0 | 0 | 0 | 0 | 0 | 0 | 0 | 0 | 0 | 0 | 0 | 0 | 0 | 0 | 0 | 0 | 0 | 0 | 0 | 0
Commercial_Warehouse_Existing_Food Preparation_Natural Gas_Steamer_E7_Baseline Forecast | Commercial | Warehouse | Existing | Food Preparation | Natural Gas | Steamer | E7 |  | Baseline Forecast | 0 | 0 | 0 | 0 | 0 | 0 | 0 | 0 | 0 | 0 | 0 | 0 | 0 | 0 | 0 | 0 | 0 | 0 | 0 | 0 | 0 | 0 | 0 | 0 | 0 | 0 | 0 | 0 | 0 | 0 | 0
Commercial_Warehouse_Existing_Food Preparation_Natural Gas_Steamer_E8_Baseline Forecast | Commercial | Warehouse | Existing | Food Preparation | Natural Gas | Steamer | E8 |  | Baseline Forecast | 0 | 0 | 0 | 0 | 0 | 0 | 0 | 0 | 0 | 0 | 0 | 0 | 0 | 0 | 0 | 0 | 0 | 0 | 0 | 0 | 0 | 0 | 0 | 0 | 0 | 0 | 0 | 0 | 0 | 0 | 0
Commercial_Warehouse_Existing_Food Preparation_Natural Gas_Steamer_E9_Baseline Forecast | Commercial | Warehouse | Existing | Food Preparation | Natural Gas | Steamer | E9 |  | Baseline Forecast | 0 | 0 | 0 | 0 | 0 | 0 | 0 | 0 | 0 | 0 | 0 | 0 | 0 | 0 | 0 | 0 | 0 | 0 | 0 | 0 | 0 | 0 | 0 | 0 | 0 | 0 | 0 | 0 | 0 | 0 | 0
Commercial_Warehouse_Existing_Food Preparation_Natural Gas_Steamer_E10_Baseline Forecast | Commercial | Warehouse | Existing | Food Preparation | Natural Gas | Steamer | E10 |  | Baseline Forecast | 0 | 0 | 0 | 0 | 0 | 0 | 0 | 0 | 0 | 0 | 0 | 0 | 0 | 0 | 0 | 0 | 0 | 0 | 0 | 0 | 0 | 0 | 0 | 0 | 0 | 0 | 0 | 0 | 0 | 0 | 0
Commercial_Warehouse_Existing_Food Preparation_Natural Gas_Food Prep Other_E1_Baseline Forecast | Commercial | Warehouse | Existing | Food Preparation | Natural Gas | Food Prep Other | E1 | Standard | Baseline Forecast | 0 | 0 | 0 | 0 | 0 | 0 | 0 | 0 | 0 | 0 | 0 | 0 | 0 | 0 | 0 | 0 | 0 | 0 | 0 | 0 | 0 | 0 | 0 | 0 | 0 | 0 | 0 | 0 | 0 | 0 | 0
Commercial_Warehouse_Existing_Food Preparation_Natural Gas_Food Prep Other_E2_Baseline Forecast | Commercial | Warehouse | Existing | Food Preparation | Natural Gas | Food Prep Other | E2 | ENERGY STAR | Baseline Forecast | 0 | 0 | 0 | 0 | 0 | 0 | 0 | 0 | 0 | 0 | 0 | 0 | 0 | 0 | 0 | 0 | 0 | 0 | 0 | 0 | 0 | 0 | 0 | 0 | 0 | 0 | 0 | 0 | 0 | 0 | 0
Commercial_Warehouse_Existing_Food Preparation_Natural Gas_Food Prep Other_E3_Baseline Forecast | Commercial | Warehouse | Existing | Food Preparation | Natural Gas | Food Prep Other | E3 |  | Baseline Forecast | 0 | 0 | 0 | 0 | 0 | 0 | 0 | 0 | 0 | 0 | 0 | 0 | 0 | 0 | 0 | 0 | 0 | 0 | 0 | 0 | 0 | 0 | 0 | 0 | 0 | 0 | 0 | 0 | 0 | 0 | 0
Commercial_Warehouse_Existing_Food Preparation_Natural Gas_Food Prep Other_E4_Baseline Forecast | Commercial | Warehouse | Existing | Food Preparation | Natural Gas | Food Prep Other | E4 |  | Baseline Forecast | 0 | 0 | 0 | 0 | 0 | 0 | 0 | 0 | 0 | 0 | 0 | 0 | 0 | 0 | 0 | 0 | 0 | 0 | 0 | 0 | 0 | 0 | 0 | 0 | 0 | 0 | 0 | 0 | 0 | 0 | 0
Commercial_Warehouse_Existing_Food Preparation_Natural Gas_Food Prep Other_E5_Baseline Forecast | Commercial | Warehouse | Existing | Food Preparation | Natural Gas | Food Prep Other | E5 |  | Baseline Forecast | 0 | 0 | 0 | 0 | 0 | 0 | 0 | 0 | 0 | 0 | 0 | 0 | 0 | 0 | 0 | 0 | 0 | 0 | 0 | 0 | 0 | 0 | 0 | 0 | 0 | 0 | 0 | 0 | 0 | 0 | 0
Commercial_Warehouse_Existing_Food Preparation_Natural Gas_Food Prep Other_E6_Baseline Forecast | Commercial | Warehouse | Existing | Food Preparation | Natural Gas | Food Prep Other | E6 |  | Baseline Forecast | 0 | 0 | 0 | 0 | 0 | 0 | 0 | 0 | 0 | 0 | 0 | 0 | 0 | 0 | 0 | 0 | 0 | 0 | 0 | 0 | 0 | 0 | 0 | 0 | 0 | 0 | 0 | 0 | 0 | 0 | 0
Commercial_Warehouse_Existing_Food Preparation_Natural Gas_Food Prep Other_E7_Baseline Forecast | Commercial | Warehouse | Existing | Food Preparation | Natural Gas | Food Prep Other | E7 |  | Baseline Forecast | 0 | 0 | 0 | 0 | 0 | 0 | 0 | 0 | 0 | 0 | 0 | 0 | 0 | 0 | 0 | 0 | 0 | 0 | 0 | 0 | 0 | 0 | 0 | 0 | 0 | 0 | 0 | 0 | 0 | 0 | 0
Commercial_Warehouse_Existing_Food Preparation_Natural Gas_Food Prep Other_E8_Baseline Forecast | Commercial | Warehouse | Existing | Food Preparation | Natural Gas | Food Prep Other | E8 |  | Baseline Forecast | 0 | 0 | 0 | 0 | 0 | 0 | 0 | 0 | 0 | 0 | 0 | 0 | 0 | 0 | 0 | 0 | 0 | 0 | 0 | 0 | 0 | 0 | 0 | 0 | 0 | 0 | 0 | 0 | 0 | 0 | 0
Commercial_Warehouse_Existing_Food Preparation_Natural Gas_Food Prep Other_E9_Baseline Forecast | Commercial | Warehouse | Existing | Food Preparation | Natural Gas | Food Prep Other | E9 |  | Baseline Forecast | 0 | 0 | 0 | 0 | 0 | 0 | 0 | 0 | 0 | 0 | 0 | 0 | 0 | 0 | 0 | 0 | 0 | 0 | 0 | 0 | 0 | 0 | 0 | 0 | 0 | 0 | 0 | 0 | 0 | 0 | 0
Commercial_Warehouse_Existing_Food Preparation_Natural Gas_Food Prep Other_E10_Baseline Forecast | Commercial | Warehouse | Existing | Food Preparation | Natural Gas | Food Prep Other | E10 |  | Baseline Forecast | 0 | 0 | 0 | 0 | 0 | 0 | 0 | 0 | 0 | 0 | 0 | 0 | 0 | 0 | 0 | 0 | 0 | 0 | 0 | 0 | 0 | 0 | 0 | 0 | 0 | 0 | 0 | 0 | 0 | 0 | 0
Commercial_Warehouse_Existing_Miscellaneous_Natural Gas_Pool Heater_E1_Baseline Forecast | Commercial | Warehouse | Existing | Miscellaneous | Natural Gas | Pool Heater | E1 | Standard (EF .82) | Baseline Forecast | 0 | 0 | 0 | 0 | 0 | 0 | 0 | 0 | 0 | 0 | 0 | 0 | 0 | 0 | 0 | 0 | 0 | 0 | 0 | 0 | 0 | 0 | 0 | 0 | 0 | 0 | 0 | 0 | 0 | 0 | 0
Commercial_Warehouse_Existing_Miscellaneous_Natural Gas_Pool Heater_E2_Baseline Forecast | Commercial | Warehouse | Existing | Miscellaneous | Natural Gas | Pool Heater | E2 | Condensing (EF .90) | Baseline Forecast | 0 | 0 | 0 | 0 | 0 | 0 | 0 | 0 | 0 | 0 | 0 | 0 | 0 | 0 | 0 | 0 | 0 | 0 | 0 | 0 | 0 | 0 | 0 | 0 | 0 | 0 | 0 | 0 | 0 | 0 | 0
Commercial_Warehouse_Existing_Miscellaneous_Natural Gas_Pool Heater_E3_Baseline Forecast | Commercial | Warehouse | Existing | Miscellaneous | Natural Gas | Pool Heater | E3 |  | Baseline Forecast | 0 | 0 | 0 | 0 | 0 | 0 | 0 | 0 | 0 | 0 | 0 | 0 | 0 | 0 | 0 | 0 | 0 | 0 | 0 | 0 | 0 | 0 | 0 | 0 | 0 | 0 | 0 | 0 | 0 | 0 | 0
Commercial_Warehouse_Existing_Miscellaneous_Natural Gas_Pool Heater_E4_Baseline Forecast | Commercial | Warehouse | Existing | Miscellaneous | Natural Gas | Pool Heater | E4 |  | Baseline Forecast | 0 | 0 | 0 | 0 | 0 | 0 | 0 | 0 | 0 | 0 | 0 | 0 | 0 | 0 | 0 | 0 | 0 | 0 | 0 | 0 | 0 | 0 | 0 | 0 | 0 | 0 | 0 | 0 | 0 | 0 | 0
Commercial_Warehouse_Existing_Miscellaneous_Natural Gas_Pool Heater_E5_Baseline Forecast | Commercial | Warehouse | Existing | Miscellaneous | Natural Gas | Pool Heater | E5 |  | Baseline Forecast | 0 | 0 | 0 | 0 | 0 | 0 | 0 | 0 | 0 | 0 | 0 | 0 | 0 | 0 | 0 | 0 | 0 | 0 | 0 | 0 | 0 | 0 | 0 | 0 | 0 | 0 | 0 | 0 | 0 | 0 | 0
Commercial_Warehouse_Existing_Miscellaneous_Natural Gas_Pool Heater_E6_Baseline Forecast | Commercial | Warehouse | Existing | Miscellaneous | Natural Gas | Pool Heater | E6 |  | Baseline Forecast | 0 | 0 | 0 | 0 | 0 | 0 | 0 | 0 | 0 | 0 | 0 | 0 | 0 | 0 | 0 | 0 | 0 | 0 | 0 | 0 | 0 | 0 | 0 | 0 | 0 | 0 | 0 | 0 | 0 | 0 | 0
Commercial_Warehouse_Existing_Miscellaneous_Natural Gas_Pool Heater_E7_Baseline Forecast | Commercial | Warehouse | Existing | Miscellaneous | Natural Gas | Pool Heater | E7 |  | Baseline Forecast | 0 | 0 | 0 | 0 | 0 | 0 | 0 | 0 | 0 | 0 | 0 | 0 | 0 | 0 | 0 | 0 | 0 | 0 | 0 | 0 | 0 | 0 | 0 | 0 | 0 | 0 | 0 | 0 | 0 | 0 | 0
Commercial_Warehouse_Existing_Miscellaneous_Natural Gas_Pool Heater_E8_Baseline Forecast | Commercial | Warehouse | Existing | Miscellaneous | Natural Gas | Pool Heater | E8 |  | Baseline Forecast | 0 | 0 | 0 | 0 | 0 | 0 | 0 | 0 | 0 | 0 | 0 | 0 | 0 | 0 | 0 | 0 | 0 | 0 | 0 | 0 | 0 | 0 | 0 | 0 | 0 | 0 | 0 | 0 | 0 | 0 | 0
Commercial_Warehouse_Existing_Miscellaneous_Natural Gas_Pool Heater_E9_Baseline Forecast | Commercial | Warehouse | Existing | Miscellaneous | Natural Gas | Pool Heater | E9 |  | Baseline Forecast | 0 | 0 | 0 | 0 | 0 | 0 | 0 | 0 | 0 | 0 | 0 | 0 | 0 | 0 | 0 | 0 | 0 | 0 | 0 | 0 | 0 | 0 | 0 | 0 | 0 | 0 | 0 | 0 | 0 | 0 | 0
Commercial_Warehouse_Existing_Miscellaneous_Natural Gas_Pool Heater_E10_Baseline Forecast | Commercial | Warehouse | Existing | Miscellaneous | Natural Gas | Pool Heater | E10 |  | Baseline Forecast | 0 | 0 | 0 | 0 | 0 | 0 | 0 | 0 | 0 | 0 | 0 | 0 | 0 | 0 | 0 | 0 | 0 | 0 | 0 | 0 | 0 | 0 | 0 | 0 | 0 | 0 | 0 | 0 | 0 | 0 | 0
Commercial_Warehouse_Existing_Miscellaneous_Natural Gas_Miscellaneous_E1_Baseline Forecast | Commercial | Warehouse | Existing | Miscellaneous | Natural Gas | Miscellaneous | E1 | Standard | Baseline Forecast | 0 | 0 | 0 | 0 | 0 | 0 | 0 | 0 | 0 | 0 | 0 | 0 | 0 | 0 | 0 | 0 | 0 | 0 | 0 | 0 | 0 | 0 | 0 | 0 | 0 | 0 | 0 | 0 | 0 | 0 | 0
Commercial_Warehouse_Existing_Miscellaneous_Natural Gas_Miscellaneous_E2_Baseline Forecast | Commercial | Warehouse | Existing | Miscellaneous | Natural Gas | Miscellaneous | E2 |  | Baseline Forecast | 0 | 0 | 0 | 0 | 0 | 0 | 0 | 0 | 0 | 0 | 0 | 0 | 0 | 0 | 0 | 0 | 0 | 0 | 0 | 0 | 0 | 0 | 0 | 0 | 0 | 0 | 0 | 0 | 0 | 0 | 0
Commercial_Warehouse_Existing_Miscellaneous_Natural Gas_Miscellaneous_E3_Baseline Forecast | Commercial | Warehouse | Existing | Miscellaneous | Natural Gas | Miscellaneous | E3 |  | Baseline Forecast | 0 | 0 | 0 | 0 | 0 | 0 | 0 | 0 | 0 | 0 | 0 | 0 | 0 | 0 | 0 | 0 | 0 | 0 | 0 | 0 | 0 | 0 | 0 | 0 | 0 | 0 | 0 | 0 | 0 | 0 | 0
Commercial_Warehouse_Existing_Miscellaneous_Natural Gas_Miscellaneous_E4_Baseline Forecast | Commercial | Warehouse | Existing | Miscellaneous | Natural Gas | Miscellaneous | E4 |  | Baseline Forecast | 0 | 0 | 0 | 0 | 0 | 0 | 0 | 0 | 0 | 0 | 0 | 0 | 0 | 0 | 0 | 0 | 0 | 0 | 0 | 0 | 0 | 0 | 0 | 0 | 0 | 0 | 0 | 0 | 0 | 0 | 0
Commercial_Warehouse_Existing_Miscellaneous_Natural Gas_Miscellaneous_E5_Baseline Forecast | Commercial | Warehouse | Existing | Miscellaneous | Natural Gas | Miscellaneous | E5 |  | Baseline Forecast | 0 | 0 | 0 | 0 | 0 | 0 | 0 | 0 | 0 | 0 | 0 | 0 | 0 | 0 | 0 | 0 | 0 | 0 | 0 | 0 | 0 | 0 | 0 | 0 | 0 | 0 | 0 | 0 | 0 | 0 | 0
Commercial_Warehouse_Existing_Miscellaneous_Natural Gas_Miscellaneous_E6_Baseline Forecast | Commercial | Warehouse | Existing | Miscellaneous | Natural Gas | Miscellaneous | E6 |  | Baseline Forecast | 0 | 0 | 0 | 0 | 0 | 0 | 0 | 0 | 0 | 0 | 0 | 0 | 0 | 0 | 0 | 0 | 0 | 0 | 0 | 0 | 0 | 0 | 0 | 0 | 0 | 0 | 0 | 0 | 0 | 0 | 0
Commercial_Warehouse_Existing_Miscellaneous_Natural Gas_Miscellaneous_E7_Baseline Forecast | Commercial | Warehouse | Existing | Miscellaneous | Natural Gas | Miscellaneous | E7 |  | Baseline Forecast | 0 | 0 | 0 | 0 | 0 | 0 | 0 | 0 | 0 | 0 | 0 | 0 | 0 | 0 | 0 | 0 | 0 | 0 | 0 | 0 | 0 | 0 | 0 | 0 | 0 | 0 | 0 | 0 | 0 | 0 | 0
Commercial_Warehouse_Existing_Miscellaneous_Natural Gas_Miscellaneous_E8_Baseline Forecast | Commercial | Warehouse | Existing | Miscellaneous | Natural Gas | Miscellaneous | E8 |  | Baseline Forecast | 0 | 0 | 0 | 0 | 0 | 0 | 0 | 0 | 0 | 0 | 0 | 0 | 0 | 0 | 0 | 0 | 0 | 0 | 0 | 0 | 0 | 0 | 0 | 0 | 0 | 0 | 0 | 0 | 0 | 0 | 0
Commercial_Warehouse_Existing_Miscellaneous_Natural Gas_Miscellaneous_E9_Baseline Forecast | Commercial | Warehouse | Existing | Miscellaneous | Natural Gas | Miscellaneous | E9 |  | Baseline Forecast | 0 | 0 | 0 | 0 | 0 | 0 | 0 | 0 | 0 | 0 | 0 | 0 | 0 | 0 | 0 | 0 | 0 | 0 | 0 | 0 | 0 | 0 | 0 | 0 | 0 | 0 | 0 | 0 | 0 | 0 | 0
Commercial_Warehouse_Existing_Miscellaneous_Natural Gas_Miscellaneous_E10_Baseline Forecast | Commercial | Warehouse | Existing | Miscellaneous | Natural Gas | Miscellaneous | E10 |  | Baseline Forecast | 0 | 0 | 0 | 0 | 0 | 0 | 0 | 0 | 0 | 0 | 0 | 0 | 0 | 0 | 0 | 0 | 0 | 0 | 0 | 0 | 0 | 0 | 0 | 0 | 0 | 0 | 0 | 0 | 0 | 0 | 0
Commercial_Warehouse_New_Space Heating_Natural Gas_Furnace_E1_Baseline Forecast | Commercial | Warehouse | New | Space Heating | Natural Gas | Furnace | E1 | AFUE 80% (Standard) | Baseline Forecast | 0 | 0 | 0 | 0 | 0 | 0 | 0 | 0 | 0 | 0 | 0 | 0 | 0 | 0 | 0 | 0 | 0 | 0 | 0 | 0 | 0 | 0 | 0 | 0 | 0 | 0 | 0 | 0 | 0 | 0 | 0
Commercial_Warehouse_New_Space Heating_Natural Gas_Furnace_E2_Baseline Forecast | Commercial | Warehouse | New | Space Heating | Natural Gas | Furnace | E2 | AFUE 90% | Baseline Forecast | 0 | 0 | 0 | 0 | 0 | 0 | 0 | 0 | 0 | 0 | 0 | 0 | 0 | 0 | 0 | 0 | 0 | 0 | 0 | 0 | 0 | 0 | 0 | 0 | 0 | 0 | 0 | 0 | 0 | 0 | 0
Commercial_Warehouse_New_Space Heating_Natural Gas_Furnace_E3_Baseline Forecast | Commercial | Warehouse | New | Space Heating | Natural Gas | Furnace | E3 | AFUE 95% | Baseline Forecast | 0 | 0 | 0 | 0 | 0 | 0 | 0 | 0 | 0 | 0 | 0 | 0 | 0 | 0 | 0 | 0 | 0 | 0 | 0 | 0 | 0 | 0 | 0 | 0 | 0 | 0 | 0 | 0 | 0 | 0 | 0
Commercial_Warehouse_New_Space Heating_Natural Gas_Furnace_E4_Baseline Forecast | Commercial | Warehouse | New | Space Heating | Natural Gas | Furnace | E4 |  | Baseline Forecast | 0 | 0 | 0 | 0 | 0 | 0 | 0 | 0 | 0 | 0 | 0 | 0 | 0 | 0 | 0 | 0 | 0 | 0 | 0 | 0 | 0 | 0 | 0 | 0 | 0 | 0 | 0 | 0 | 0 | 0 | 0
Commercial_Warehouse_New_Space Heating_Natural Gas_Furnace_E5_Baseline Forecast | Commercial | Warehouse | New | Space Heating | Natural Gas | Furnace | E5 |  | Baseline Forecast | 0 | 0 | 0 | 0 | 0 | 0 | 0 | 0 | 0 | 0 | 0 | 0 | 0 | 0 | 0 | 0 | 0 | 0 | 0 | 0 | 0 | 0 | 0 | 0 | 0 | 0 | 0 | 0 | 0 | 0 | 0
Commercial_Warehouse_New_Space Heating_Natural Gas_Furnace_E6_Baseline Forecast | Commercial | Warehouse | New | Space Heating | Natural Gas | Furnace | E6 |  | Baseline Forecast | 0 | 0 | 0 | 0 | 0 | 0 | 0 | 0 | 0 | 0 | 0 | 0 | 0 | 0 | 0 | 0 | 0 | 0 | 0 | 0 | 0 | 0 | 0 | 0 | 0 | 0 | 0 | 0 | 0 | 0 | 0
Commercial_Warehouse_New_Space Heating_Natural Gas_Furnace_E7_Baseline Forecast | Commercial | Warehouse | New | Space Heating | Natural Gas | Furnace | E7 |  | Baseline Forecast | 0 | 0 | 0 | 0 | 0 | 0 | 0 | 0 | 0 | 0 | 0 | 0 | 0 | 0 | 0 | 0 | 0 | 0 | 0 | 0 | 0 | 0 | 0 | 0 | 0 | 0 | 0 | 0 | 0 | 0 | 0
Commercial_Warehouse_New_Space Heating_Natural Gas_Furnace_E8_Baseline Forecast | Commercial | Warehouse | New | Space Heating | Natural Gas | Furnace | E8 |  | Baseline Forecast | 0 | 0 | 0 | 0 | 0 | 0 | 0 | 0 | 0 | 0 | 0 | 0 | 0 | 0 | 0 | 0 | 0 | 0 | 0 | 0 | 0 | 0 | 0 | 0 | 0 | 0 | 0 | 0 | 0 | 0 | 0
Commercial_Warehouse_New_Space Heating_Natural Gas_Furnace_E9_Baseline Forecast | Commercial | Warehouse | New | Space Heating | Natural Gas | Furnace | E9 |  | Baseline Forecast | 0 | 0 | 0 | 0 | 0 | 0 | 0 | 0 | 0 | 0 | 0 | 0 | 0 | 0 | 0 | 0 | 0 | 0 | 0 | 0 | 0 | 0 | 0 | 0 | 0 | 0 | 0 | 0 | 0 | 0 | 0
Commercial_Warehouse_New_Space Heating_Natural Gas_Furnace_E10_Baseline Forecast | Commercial | Warehouse | New | Space Heating | Natural Gas | Furnace | E10 |  | Baseline Forecast | 0 | 0 | 0 | 0 | 0 | 0 | 0 | 0 | 0 | 0 | 0 | 0 | 0 | 0 | 0 | 0 | 0 | 0 | 0 | 0 | 0 | 0 | 0 | 0 | 0 | 0 | 0 | 0 | 0 | 0 | 0
Commercial_Warehouse_New_Space Heating_Natural Gas_Boiler_E1_Baseline Forecast | Commercial | Warehouse | New | Space Heating | Natural Gas | Boiler | E1 | AFUE 80% (Standard) | Baseline Forecast | 0 | 0 | 0 | 0 | 0 | 0 | 0 | 0 | 0 | 0 | 0 | 0 | 0 | 0 | 0 | 0 | 0 | 0 | 0 | 0 | 0 | 0 | 0 | 0 | 0 | 0 | 0 | 0 | 0 | 0 | 0
Commercial_Warehouse_New_Space Heating_Natural Gas_Boiler_E2_Baseline Forecast | Commercial | Warehouse | New | Space Heating | Natural Gas | Boiler | E2 | AFUE 85% | Baseline Forecast | 0 | 0 | 0 | 0 | 0 | 0 | 0 | 0 | 0 | 0 | 0 | 0 | 0 | 0 | 0 | 0 | 0 | 0 | 0 | 0 | 0 | 0 | 0 | 0 | 0 | 0 | 0 | 0 | 0 | 0 | 0
Commercial_Warehouse_New_Space Heating_Natural Gas_Boiler_E3_Baseline Forecast | Commercial | Warehouse | New | Space Heating | Natural Gas | Boiler | E3 | AFUE 98% | Baseline Forecast | 0 | 0 | 0 | 0 | 0 | 0 | 0 | 0 | 0 | 0 | 0 | 0 | 0 | 0 | 0 | 0 | 0 | 0 | 0 | 0 | 0 | 0 | 0 | 0 | 0 | 0 | 0 | 0 | 0 | 0 | 0
Commercial_Warehouse_New_Space Heating_Natural Gas_Boiler_E4_Baseline Forecast | Commercial | Warehouse | New | Space Heating | Natural Gas | Boiler | E4 | Convert to NG Air Source Heat Pump | Baseline Forecast | 0 | 0 | 0 | 0 | 0 | 0 | 0 | 0 | 0 | 0 | 0 | 0 | 0 | 0 | 0 | 0 | 0 | 0 | 0 | 0 | 0 | 0 | 0 | 0 | 0 | 0 | 0 | 0 | 0 | 0 | 0
Commercial_Warehouse_New_Space Heating_Natural Gas_Boiler_E5_Baseline Forecast | Commercial | Warehouse | New | Space Heating | Natural Gas | Boiler | E5 |  | Baseline Forecast | 0 | 0 | 0 | 0 | 0 | 0 | 0 | 0 | 0 | 0 | 0 | 0 | 0 | 0 | 0 | 0 | 0 | 0 | 0 | 0 | 0 | 0 | 0 | 0 | 0 | 0 | 0 | 0 | 0 | 0 | 0
Commercial_Warehouse_New_Space Heating_Natural Gas_Boiler_E6_Baseline Forecast | Commercial | Warehouse | New | Space Heating | Natural Gas | Boiler | E6 |  | Baseline Forecast | 0 | 0 | 0 | 0 | 0 | 0 | 0 | 0 | 0 | 0 | 0 | 0 | 0 | 0 | 0 | 0 | 0 | 0 | 0 | 0 | 0 | 0 | 0 | 0 | 0 | 0 | 0 | 0 | 0 | 0 | 0
Commercial_Warehouse_New_Space Heating_Natural Gas_Boiler_E7_Baseline Forecast | Commercial | Warehouse | New | Space Heating | Natural Gas | Boiler | E7 |  | Baseline Forecast | 0 | 0 | 0 | 0 | 0 | 0 | 0 | 0 | 0 | 0 | 0 | 0 | 0 | 0 | 0 | 0 | 0 | 0 | 0 | 0 | 0 | 0 | 0 | 0 | 0 | 0 | 0 | 0 | 0 | 0 | 0
Commercial_Warehouse_New_Space Heating_Natural Gas_Boiler_E8_Baseline Forecast | Commercial | Warehouse | New | Space Heating | Natural Gas | Boiler | E8 |  | Baseline Forecast | 0 | 0 | 0 | 0 | 0 | 0 | 0 | 0 | 0 | 0 | 0 | 0 | 0 | 0 | 0 | 0 | 0 | 0 | 0 | 0 | 0 | 0 | 0 | 0 | 0 | 0 | 0 | 0 | 0 | 0 | 0
Commercial_Warehouse_New_Space Heating_Natural Gas_Boiler_E9_Baseline Forecast | Commercial | Warehouse | New | Space Heating | Natural Gas | Boiler | E9 |  | Baseline Forecast | 0 | 0 | 0 | 0 | 0 | 0 | 0 | 0 | 0 | 0 | 0 | 0 | 0 | 0 | 0 | 0 | 0 | 0 | 0 | 0 | 0 | 0 | 0 | 0 | 0 | 0 | 0 | 0 | 0 | 0 | 0
Commercial_Warehouse_New_Space Heating_Natural Gas_Boiler_E10_Baseline Forecast | Commercial | Warehouse | New | Space Heating | Natural Gas | Boiler | E10 |  | Baseline Forecast | 0 | 0 | 0 | 0 | 0 | 0 | 0 | 0 | 0 | 0 | 0 | 0 | 0 | 0 | 0 | 0 | 0 | 0 | 0 | 0 | 0 | 0 | 0 | 0 | 0 | 0 | 0 | 0 | 0 | 0 | 0
Commercial_Warehouse_New_Space Heating_Natural Gas_Unit Heater_E1_Baseline Forecast | Commercial | Warehouse | New | Space Heating | Natural Gas | Unit Heater | E1 | Standard | Baseline Forecast | 0 | 118774.9363 | 119864.1357 | 127075.803 | 69746.2337 | 0 | 0 | 0 | 0 | 0 | 0 | 0 | 0 | 0 | 0 | 0 | 0 | 0 | 0 | 0 | 0 | 0 | 0 | 0 | 0 | 0 | 0 | 0 | 0 | 0 | 0
Commercial_Warehouse_New_Space Heating_Natural Gas_Unit Heater_E2_Baseline Forecast | Commercial | Warehouse | New | Space Heating | Natural Gas | Unit Heater | E2 | Condensing | Baseline Forecast | 0 | 0 | 0 | 0 | 0 | 56822.5033 | 55991.6414 | 55178.9138 | 54383.9656 | 53606.4492 | 52846.0238 | 69070.2035 | 83042.435 | 95961.0898 | 98758.4895 | 99226.1677 | 99426.4053 | 99401.8726 | 133794.9844 | 128798.7185 | 126116.7436 | 107258.1764 | 105956.4612 | 110140.0172 | 114062.9156 | 117431.0759 | 120287.012 | 122673.232 | 134518.7641 | 143242.0007 | 149970.2066
Commercial_Warehouse_New_Space Heating_Natural Gas_Unit Heater_E3_Baseline Forecast | Commercial | Warehouse | New | Space Heating | Natural Gas | Unit Heater | E3 | Infrared Radiant | Baseline Forecast | 0 | 0 | 0 | 0 | 0 | 0 | 0 | 0 | 0 | 0 | 0 | 0 | 0 | 0 | 0 | 0 | 0 | 0 | 0 | 0 | 0 | 0 | 0 | 0 | 0 | 0 | 0 | 0 | 0 | 0 | 0
Commercial_Warehouse_New_Space Heating_Natural Gas_Unit Heater_E4_Baseline Forecast | Commercial | Warehouse | New | Space Heating | Natural Gas | Unit Heater | E4 |  | Baseline Forecast | 0 | 0 | 0 | 0 | 0 | 0 | 0 | 0 | 0 | 0 | 0 | 0 | 0 | 0 | 0 | 0 | 0 | 0 | 0 | 0 | 0 | 0 | 0 | 0 | 0 | 0 | 0 | 0 | 0 | 0 | 0
Commercial_Warehouse_New_Space Heating_Natural Gas_Unit Heater_E5_Baseline Forecast | Commercial | Warehouse | New | Space Heating | Natural Gas | Unit Heater | E5 |  | Baseline Forecast | 0 | 0 | 0 | 0 | 0 | 0 | 0 | 0 | 0 | 0 | 0 | 0 | 0 | 0 | 0 | 0 | 0 | 0 | 0 | 0 | 0 | 0 | 0 | 0 | 0 | 0 | 0 | 0 | 0 | 0 | 0
Commercial_Warehouse_New_Space Heating_Natural Gas_Unit Heater_E6_Baseline Forecast | Commercial | Warehouse | New | Space Heating | Natural Gas | Unit Heater | E6 |  | Baseline Forecast | 0 | 0 | 0 | 0 | 0 | 0 | 0 | 0 | 0 | 0 | 0 | 0 | 0 | 0 | 0 | 0 | 0 | 0 | 0 | 0 | 0 | 0 | 0 | 0 | 0 | 0 | 0 | 0 | 0 | 0 | 0
Commercial_Warehouse_New_Space Heating_Natural Gas_Unit Heater_E7_Baseline Forecast | Commercial | Warehouse | New | Space Heating | Natural Gas | Unit Heater | E7 |  | Baseline Forecast | 0 | 0 | 0 | 0 | 0 | 0 | 0 | 0 | 0 | 0 | 0 | 0 | 0 | 0 | 0 | 0 | 0 | 0 | 0 | 0 | 0 | 0 | 0 | 0 | 0 | 0 | 0 | 0 | 0 | 0 | 0
Commercial_Warehouse_New_Space Heating_Natural Gas_Unit Heater_E8_Baseline Forecast | Commercial | Warehouse | New | Space Heating | Natural Gas | Unit Heater | E8 |  | Baseline Forecast | 0 | 0 | 0 | 0 | 0 | 0 | 0 | 0 | 0 | 0 | 0 | 0 | 0 | 0 | 0 | 0 | 0 | 0 | 0 | 0 | 0 | 0 | 0 | 0 | 0 | 0 | 0 | 0 | 0 | 0 | 0
Commercial_Warehouse_New_Space Heating_Natural Gas_Unit Heater_E9_Baseline Forecast | Commercial | Warehouse | New | Space Heating | Natural Gas | Unit Heater | E9 |  | Baseline Forecast | 0 | 0 | 0 | 0 | 0 | 0 | 0 | 0 | 0 | 0 | 0 | 0 | 0 | 0 | 0 | 0 | 0 | 0 | 0 | 0 | 0 | 0 | 0 | 0 | 0 | 0 | 0 | 0 | 0 | 0 | 0
Commercial_Warehouse_New_Space Heating_Natural Gas_Unit Heater_E10_Baseline Forecast | Commercial | Warehouse | New | Space Heating | Natural Gas | Unit Heater | E10 |  | Baseline Forecast | 0 | 0 | 0 | 0 | 0 | 0 | 0 | 0 | 0 | 0 | 0 | 0 | 0 | 0 | 0 | 0 | 0 | 0 | 0 | 0 | 0 | 0 | 0 | 0 | 0 | 0 | 0 | 0 | 0 | 0 | 0
Commercial_Warehouse_New_Water Heating_Natural Gas_Water Heater_E1_Baseline Forecast | Commercial | Warehouse | New | Water Heating | Natural Gas | Water Heater | E1 | TE 0.80 | Baseline Forecast | 0 | 0 | 0 | 0 | 0 | 0 | 0 | 0 | 0 | 0 | 0 | 0 | 0 | 0 | 0 | 0 | 0 | 0 | 0 | 0 | 0 | 0 | 0 | 0 | 0 | 0 | 0 | 0 | 0 | 0 | 0
Commercial_Warehouse_New_Water Heating_Natural Gas_Water Heater_E2_Baseline Forecast | Commercial | Warehouse | New | Water Heating | Natural Gas | Water Heater | E2 | TE 0.90 | Baseline Forecast | 0 | 0 | 0 | 0 | 0 | 0 | 0 | 0 | 0 | 0 | 0 | 0 | 0 | 0 | 0 | 0 | 0 | 0 | 0 | 0 | 0 | 0 | 0 | 0 | 0 | 0 | 0 | 0 | 0 | 0 | 0
Commercial_Warehouse_New_Water Heating_Natural Gas_Water Heater_E3_Baseline Forecast | Commercial | Warehouse | New | Water Heating | Natural Gas | Water Heater | E3 | TE 0.94 | Baseline Forecast | 0 | 0 | 0 | 0 | 0 | 0 | 0 | 0 | 0 | 0 | 0 | 0 | 0 | 0 | 0 | 0 | 0 | 0 | 0 | 0 | 0 | 0 | 0 | 0 | 0 | 0 | 0 | 0 | 0 | 0 | 0
Commercial_Warehouse_New_Water Heating_Natural Gas_Water Heater_E4_Baseline Forecast | Commercial | Warehouse | New | Water Heating | Natural Gas | Water Heater | E4 | Instantaneous TE 0.94 | Baseline Forecast | 0 | 0 | 0 | 0 | 0 | 0 | 0 | 0 | 0 | 0 | 0 | 0 | 0 | 0 | 0 | 0 | 0 | 0 | 0 | 0 | 0 | 0 | 0 | 0 | 0 | 0 | 0 | 0 | 0 | 0 | 0
Commercial_Warehouse_New_Water Heating_Natural Gas_Water Heater_E5_Baseline Forecast | Commercial | Warehouse | New | Water Heating | Natural Gas | Water Heater | E5 | Gas-Fired Absorption HPWH | Baseline Forecast | 0 | 0 | 0 | 0 | 0 | 0 | 0 | 0 | 0 | 0 | 0 | 0 | 0 | 0 | 0 | 0 | 0 | 0 | 0 | 0 | 0 | 0 | 0 | 0 | 0 | 0 | 0 | 0 | 0 | 0 | 0
Commercial_Warehouse_New_Water Heating_Natural Gas_Water Heater_E6_Baseline Forecast | Commercial | Warehouse | New | Water Heating | Natural Gas | Water Heater | E6 |  | Baseline Forecast | 0 | 0 | 0 | 0 | 0 | 0 | 0 | 0 | 0 | 0 | 0 | 0 | 0 | 0 | 0 | 0 | 0 | 0 | 0 | 0 | 0 | 0 | 0 | 0 | 0 | 0 | 0 | 0 | 0 | 0 | 0
Commercial_Warehouse_New_Water Heating_Natural Gas_Water Heater_E7_Baseline Forecast | Commercial | Warehouse | New | Water Heating | Natural Gas | Water Heater | E7 |  | Baseline Forecast | 0 | 0 | 0 | 0 | 0 | 0 | 0 | 0 | 0 | 0 | 0 | 0 | 0 | 0 | 0 | 0 | 0 | 0 | 0 | 0 | 0 | 0 | 0 | 0 | 0 | 0 | 0 | 0 | 0 | 0 | 0
Commercial_Warehouse_New_Water Heating_Natural Gas_Water Heater_E8_Baseline Forecast | Commercial | Warehouse | New | Water Heating | Natural Gas | Water Heater | E8 |  | Baseline Forecast | 0 | 0 | 0 | 0 | 0 | 0 | 0 | 0 | 0 | 0 | 0 | 0 | 0 | 0 | 0 | 0 | 0 | 0 | 0 | 0 | 0 | 0 | 0 | 0 | 0 | 0 | 0 | 0 | 0 | 0 | 0
Commercial_Warehouse_New_Water Heating_Natural Gas_Water Heater_E9_Baseline Forecast | Commercial | Warehouse | New | Water Heating | Natural Gas | Water Heater | E9 |  | Baseline Forecast | 0 | 0 | 0 | 0 | 0 | 0 | 0 | 0 | 0 | 0 | 0 | 0 | 0 | 0 | 0 | 0 | 0 | 0 | 0 | 0 | 0 | 0 | 0 | 0 | 0 | 0 | 0 | 0 | 0 | 0 | 0
Commercial_Warehouse_New_Water Heating_Natural Gas_Water Heater_E10_Baseline Forecast | Commercial | Warehouse | New | Water Heating | Natural Gas | Water Heater | E10 |  | Baseline Forecast | 0 | 0 | 0 | 0 | 0 | 0 | 0 | 0 | 0 | 0 | 0 | 0 | 0 | 0 | 0 | 0 | 0 | 0 | 0 | 0 | 0 | 0 | 0 | 0 | 0 | 0 | 0 | 0 | 0 | 0 | 0
Commercial_Warehouse_New_Food Preparation_Natural Gas_Oven_E1_Baseline Forecast | Commercial | Warehouse | New | Food Preparation | Natural Gas | Oven | E1 | Standard | Baseline Forecast | 0 | 45.3711 | 45.7535 | 48.4696 | 26.5715 | 21.7427 | 21.5038 | 21.2336 | 20.9438 | 20.668 | 27.9295 | 33.9674 | 39.7731 | 40.5365 | 40.2404 | 39.8875 | 52.2888 | 49.983 | 48.7077 | 41.8417 | 41.8442 | 43.9996 | 45.8924 | 49.4506 | 50.7888 | 56.2296 | 60.0023 | 62.7192 | 62.4361 | 61.8877 | 61.7688
Commercial_Warehouse_New_Food Preparation_Natural Gas_Oven_E2_Baseline Forecast | Commercial | Warehouse | New | Food Preparation | Natural Gas | Oven | E2 | ENERGY STAR (EF ≥ 44%) Convection Oven utilizing ASTM Std F1496 | Baseline Forecast | 0 | 65.4067 | 66.0402 | 70.0502 | 38.4788 | 31.2539 | 30.718 | 30.2301 | 29.7785 | 29.3291 | 39.8214 | 48.645 | 56.2446 | 57.6427 | 57.6353 | 57.5126 | 75.413 | 72.1248 | 70.1237 | 60.3336 | 60.4028 | 63.6077 | 66.4671 | 66.7453 | 68.4535 | 75.6847 | 80.6601 | 84.2101 | 83.7327 | 82.9041 | 82.6549
Commercial_Warehouse_New_Food Preparation_Natural Gas_Oven_E3_Baseline Forecast | Commercial | Warehouse | New | Food Preparation | Natural Gas | Oven | E3 |  | Baseline Forecast | 0 | 0 | 0 | 0 | 0 | 0 | 0 | 0 | 0 | 0 | 0 | 0 | 0 | 0 | 0 | 0 | 0 | 0 | 0 | 0 | 0 | 0 | 0 | 0 | 0 | 0 | 0 | 0 | 0 | 0 | 0
Commercial_Warehouse_New_Food Preparation_Natural Gas_Oven_E4_Baseline Forecast | Commercial | Warehouse | New | Food Preparation | Natural Gas | Oven | E4 |  | Baseline Forecast | 0 | 0 | 0 | 0 | 0 | 0 | 0 | 0 | 0 | 0 | 0 | 0 | 0 | 0 | 0 | 0 | 0 | 0 | 0 | 0 | 0 | 0 | 0 | 0 | 0 | 0 | 0 | 0 | 0 | 0 | 0
Commercial_Warehouse_New_Food Preparation_Natural Gas_Oven_E5_Baseline Forecast | Commercial | Warehouse | New | Food Preparation | Natural Gas | Oven | E5 |  | Baseline Forecast | 0 | 0 | 0 | 0 | 0 | 0 | 0 | 0 | 0 | 0 | 0 | 0 | 0 | 0 | 0 | 0 | 0 | 0 | 0 | 0 | 0 | 0 | 0 | 0 | 0 | 0 | 0 | 0 | 0 | 0 | 0
Commercial_Warehouse_New_Food Preparation_Natural Gas_Oven_E6_Baseline Forecast | Commercial | Warehouse | New | Food Preparation | Natural Gas | Oven | E6 |  | Baseline Forecast | 0 | 0 | 0 | 0 | 0 | 0 | 0 | 0 | 0 | 0 | 0 | 0 | 0 | 0 | 0 | 0 | 0 | 0 | 0 | 0 | 0 | 0 | 0 | 0 | 0 | 0 | 0 | 0 | 0 | 0 | 0
Commercial_Warehouse_New_Food Preparation_Natural Gas_Oven_E7_Baseline Forecast | Commercial | Warehouse | New | Food Preparation | Natural Gas | Oven | E7 |  | Baseline Forecast | 0 | 0 | 0 | 0 | 0 | 0 | 0 | 0 | 0 | 0 | 0 | 0 | 0 | 0 | 0 | 0 | 0 | 0 | 0 | 0 | 0 | 0 | 0 | 0 | 0 | 0 | 0 | 0 | 0 | 0 | 0
Commercial_Warehouse_New_Food Preparation_Natural Gas_Oven_E8_Baseline Forecast | Commercial | Warehouse | New | Food Preparation | Natural Gas | Oven | E8 |  | Baseline Forecast | 0 | 0 | 0 | 0 | 0 | 0 | 0 | 0 | 0 | 0 | 0 | 0 | 0 | 0 | 0 | 0 | 0 | 0 | 0 | 0 | 0 | 0 | 0 | 0 | 0 | 0 | 0 | 0 | 0 | 0 | 0
Commercial_Warehouse_New_Food Preparation_Natural Gas_Oven_E9_Baseline Forecast | Commercial | Warehouse | New | Food Preparation | Natural Gas | Oven | E9 |  | Baseline Forecast | 0 | 0 | 0 | 0 | 0 | 0 | 0 | 0 | 0 | 0 | 0 | 0 | 0 | 0 | 0 | 0 | 0 | 0 | 0 | 0 | 0 | 0 | 0 | 0 | 0 | 0 | 0 | 0 | 0 | 0 | 0
Commercial_Warehouse_New_Food Preparation_Natural Gas_Oven_E10_Baseline Forecast | Commercial | Warehouse | New | Food Preparation | Natural Gas | Oven | E10 |  | Baseline Forecast | 0 | 0 | 0 | 0 | 0 | 0 | 0 | 0 | 0 | 0 | 0 | 0 | 0 | 0 | 0 | 0 | 0 | 0 | 0 | 0 | 0 | 0 | 0 | 0 | 0 | 0 | 0 | 0 | 0 | 0 | 0
Commercial_Warehouse_New_Food Preparation_Natural Gas_Conveyor Oven_E1_Baseline Forecast | Commercial | Warehouse | New | Food Preparation | Natural Gas | Conveyor Oven | E1 | Standard | Baseline Forecast | 0 | 22.7133 | 22.9315 | 24.3231 | 13.3272 | 10.87 | 10.7151 | 10.5492 | 10.3763 | 10.2328 | 10.0899 | 9.9513 | 9.8857 | 9.7534 | 9.6192 | 9.4925 | 9.3653 | 13.815 | 17.4164 | 20.5289 | 20.7887 | 20.4726 | 26.154 | 25.7495 | 24.8598 | 20.7005 | 19.6614 | 19.4223 | 19.1879 | 18.9583 | 18.7412
Commercial_Warehouse_New_Food Preparation_Natural Gas_Conveyor Oven_E2_Baseline Forecast | Commercial | Warehouse | New | Food Preparation | Natural Gas | Conveyor Oven | E2 | ENERGY STAR (EF ≥ 44%) Convection Oven utilizing ASTM Std F1496 | Baseline Forecast | 0 | 32.6756 | 32.9653 | 34.9368 | 19.1979 | 15.6283 | 15.3957 | 15.1826 | 14.9848 | 14.7657 | 14.5541 | 14.3458 | 14.0723 | 13.873 | 13.6829 | 13.4926 | 13.3098 | 19.6349 | 24.7011 | 29.1427 | 29.528 | 29.1045 | 37.2249 | 34.1603 | 32.9024 | 27.3354 | 25.9064 | 25.5365 | 25.1755 | 24.8232 | 24.4715
Commercial_Warehouse_New_Food Preparation_Natural Gas_Conveyor Oven_E3_Baseline Forecast | Commercial | Warehouse | New | Food Preparation | Natural Gas | Conveyor Oven | E3 |  | Baseline Forecast | 0 | 0 | 0 | 0 | 0 | 0 | 0 | 0 | 0 | 0 | 0 | 0 | 0 | 0 | 0 | 0 | 0 | 0 | 0 | 0 | 0 | 0 | 0 | 0 | 0 | 0 | 0 | 0 | 0 | 0 | 0
Commercial_Warehouse_New_Food Preparation_Natural Gas_Conveyor Oven_E4_Baseline Forecast | Commercial | Warehouse | New | Food Preparation | Natural Gas | Conveyor Oven | E4 |  | Baseline Forecast | 0 | 0 | 0 | 0 | 0 | 0 | 0 | 0 | 0 | 0 | 0 | 0 | 0 | 0 | 0 | 0 | 0 | 0 | 0 | 0 | 0 | 0 | 0 | 0 | 0 | 0 | 0 | 0 | 0 | 0 | 0
Commercial_Warehouse_New_Food Preparation_Natural Gas_Conveyor Oven_E5_Baseline Forecast | Commercial | Warehouse | New | Food Preparation | Natural Gas | Conveyor Oven | E5 |  | Baseline Forecast | 0 | 0 | 0 | 0 | 0 | 0 | 0 | 0 | 0 | 0 | 0 | 0 | 0 | 0 | 0 | 0 | 0 | 0 | 0 | 0 | 0 | 0 | 0 | 0 | 0 | 0 | 0 | 0 | 0 | 0 | 0
Commercial_Warehouse_New_Food Preparation_Natural Gas_Conveyor Oven_E6_Baseline Forecast | Commercial | Warehouse | New | Food Preparation | Natural Gas | Conveyor Oven | E6 |  | Baseline Forecast | 0 | 0 | 0 | 0 | 0 | 0 | 0 | 0 | 0 | 0 | 0 | 0 | 0 | 0 | 0 | 0 | 0 | 0 | 0 | 0 | 0 | 0 | 0 | 0 | 0 | 0 | 0 | 0 | 0 | 0 | 0
Commercial_Warehouse_New_Food Preparation_Natural Gas_Conveyor Oven_E7_Baseline Forecast | Commercial | Warehouse | New | Food Preparation | Natural Gas | Conveyor Oven | E7 |  | Baseline Forecast | 0 | 0 | 0 | 0 | 0 | 0 | 0 | 0 | 0 | 0 | 0 | 0 | 0 | 0 | 0 | 0 | 0 | 0 | 0 | 0 | 0 | 0 | 0 | 0 | 0 | 0 | 0 | 0 | 0 | 0 | 0
Commercial_Warehouse_New_Food Preparation_Natural Gas_Conveyor Oven_E8_Baseline Forecast | Commercial | Warehouse | New | Food Preparation | Natural Gas | Conveyor Oven | E8 |  | Baseline Forecast | 0 | 0 | 0 | 0 | 0 | 0 | 0 | 0 | 0 | 0 | 0 | 0 | 0 | 0 | 0 | 0 | 0 | 0 | 0 | 0 | 0 | 0 | 0 | 0 | 0 | 0 | 0 | 0 | 0 | 0 | 0
Commercial_Warehouse_New_Food Preparation_Natural Gas_Conveyor Oven_E9_Baseline Forecast | Commercial | Warehouse | New | Food Preparation | Natural Gas | Conveyor Oven | E9 |  | Baseline Forecast | 0 | 0 | 0 | 0 | 0 | 0 | 0 | 0 | 0 | 0 | 0 | 0 | 0 | 0 | 0 | 0 | 0 | 0 | 0 | 0 | 0 | 0 | 0 | 0 | 0 | 0 | 0 | 0 | 0 | 0 | 0
Commercial_Warehouse_New_Food Preparation_Natural Gas_Conveyor Oven_E10_Baseline Forecast | Commercial | Warehouse | New | Food Preparation | Natural Gas | Conveyor Oven | E10 |  | Baseline Forecast | 0 | 0 | 0 | 0 | 0 | 0 | 0 | 0 | 0 | 0 | 0 | 0 | 0 | 0 | 0 | 0 | 0 | 0 | 0 | 0 | 0 | 0 | 0 | 0 | 0 | 0 | 0 | 0 | 0 | 0 | 0
Commercial_Warehouse_New_Food Preparation_Natural Gas_Double Rack Oven_E1_Baseline Forecast | Commercial | Warehouse | New | Food Preparation | Natural Gas | Double Rack Oven | E1 | Standard | Baseline Forecast | 0 | 22.6557 | 22.8247 | 24.2189 | 13.2906 | 10.9275 | 10.8546 | 10.7472 | 10.6133 | 10.4026 | 10.1822 | 9.9679 | 14.5646 | 17.9913 | 21.0782 | 21.3463 | 21.0248 | 26.6855 | 25.3192 | 24.3748 | 20.327 | 19.2655 | 18.9623 | 21.7817 | 23.1929 | 25.0067 | 26.5124 | 27.6437 | 31.1568 | 33.3949 | 34.8513
Commercial_Warehouse_New_Food Preparation_Natural Gas_Double Rack Oven_E2_Baseline Forecast | Commercial | Warehouse | New | Food Preparation | Natural Gas | Double Rack Oven | E2 | FTSC Qualified (>50% Cooking Efficiency) | Baseline Forecast | 0 | 32.7332 | 33.0722 | 35.041 | 19.2345 | 15.5708 | 15.2563 | 14.9847 | 14.7478 | 14.596 | 14.4618 | 14.3293 | 20.4712 | 25.6767 | 30.1092 | 30.452 | 30.0006 | 38.1089 | 35.974 | 34.7393 | 29.03 | 27.593 | 27.2576 | 26.0292 | 27.5728 | 29.583 | 31.2163 | 32.4001 | 36.3563 | 38.7997 | 40.3205
Commercial_Warehouse_New_Food Preparation_Natural Gas_Double Rack Oven_E3_Baseline Forecast | Commercial | Warehouse | New | Food Preparation | Natural Gas | Double Rack Oven | E3 |  | Baseline Forecast | 0 | 0 | 0 | 0 | 0 | 0 | 0 | 0 | 0 | 0 | 0 | 0 | 0 | 0 | 0 | 0 | 0 | 0 | 0 | 0 | 0 | 0 | 0 | 0 | 0 | 0 | 0 | 0 | 0 | 0 | 0
Commercial_Warehouse_New_Food Preparation_Natural Gas_Double Rack Oven_E4_Baseline Forecast | Commercial | Warehouse | New | Food Preparation | Natural Gas | Double Rack Oven | E4 |  | Baseline Forecast | 0 | 0 | 0 | 0 | 0 | 0 | 0 | 0 | 0 | 0 | 0 | 0 | 0 | 0 | 0 | 0 | 0 | 0 | 0 | 0 | 0 | 0 | 0 | 0 | 0 | 0 | 0 | 0 | 0 | 0 | 0
Commercial_Warehouse_New_Food Preparation_Natural Gas_Double Rack Oven_E5_Baseline Forecast | Commercial | Warehouse | New | Food Preparation | Natural Gas | Double Rack Oven | E5 |  | Baseline Forecast | 0 | 0 | 0 | 0 | 0 | 0 | 0 | 0 | 0 | 0 | 0 | 0 | 0 | 0 | 0 | 0 | 0 | 0 | 0 | 0 | 0 | 0 | 0 | 0 | 0 | 0 | 0 | 0 | 0 | 0 | 0
Commercial_Warehouse_New_Food Preparation_Natural Gas_Double Rack Oven_E6_Baseline Forecast | Commercial | Warehouse | New | Food Preparation | Natural Gas | Double Rack Oven | E6 |  | Baseline Forecast | 0 | 0 | 0 | 0 | 0 | 0 | 0 | 0 | 0 | 0 | 0 | 0 | 0 | 0 | 0 | 0 | 0 | 0 | 0 | 0 | 0 | 0 | 0 | 0 | 0 | 0 | 0 | 0 | 0 | 0 | 0
Commercial_Warehouse_New_Food Preparation_Natural Gas_Double Rack Oven_E7_Baseline Forecast | Commercial | Warehouse | New | Food Preparation | Natural Gas | Double Rack Oven | E7 |  | Baseline Forecast | 0 | 0 | 0 | 0 | 0 | 0 | 0 | 0 | 0 | 0 | 0 | 0 | 0 | 0 | 0 | 0 | 0 | 0 | 0 | 0 | 0 | 0 | 0 | 0 | 0 | 0 | 0 | 0 | 0 | 0 | 0
Commercial_Warehouse_New_Food Preparation_Natural Gas_Double Rack Oven_E8_Baseline Forecast | Commercial | Warehouse | New | Food Preparation | Natural Gas | Double Rack Oven | E8 |  | Baseline Forecast | 0 | 0 | 0 | 0 | 0 | 0 | 0 | 0 | 0 | 0 | 0 | 0 | 0 | 0 | 0 | 0 | 0 | 0 | 0 | 0 | 0 | 0 | 0 | 0 | 0 | 0 | 0 | 0 | 0 | 0 | 0
Commercial_Warehouse_New_Food Preparation_Natural Gas_Double Rack Oven_E9_Baseline Forecast | Commercial | Warehouse | New | Food Preparation | Natural Gas | Double Rack Oven | E9 |  | Baseline Forecast | 0 | 0 | 0 | 0 | 0 | 0 | 0 | 0 | 0 | 0 | 0 | 0 | 0 | 0 | 0 | 0 | 0 | 0 | 0 | 0 | 0 | 0 | 0 | 0 | 0 | 0 | 0 | 0 | 0 | 0 | 0
Commercial_Warehouse_New_Food Preparation_Natural Gas_Double Rack Oven_E10_Baseline Forecast | Commercial | Warehouse | New | Food Preparation | Natural Gas | Double Rack Oven | E10 |  | Baseline Forecast | 0 | 0 | 0 | 0 | 0 | 0 | 0 | 0 | 0 | 0 | 0 | 0 | 0 | 0 | 0 | 0 | 0 | 0 | 0 | 0 | 0 | 0 | 0 | 0 | 0 | 0 | 0 | 0 | 0 | 0 | 0
Commercial_Warehouse_New_Food Preparation_Natural Gas_Fryer_E1_Baseline Forecast | Commercial | Warehouse | New | Food Preparation | Natural Gas | Fryer | E1 | Standard | Baseline Forecast | 0 | 2735.4494 | 2758.5517 | 0 | 0 | 0 | 0 | 0 | 0 | 0 | 0 | 0 | 0 | 0 | 0 | 0 | 0 | 0 | 0 | 0 | 0 | 0 | 0 | 0 | 0 | 0 | 0 | 0 | 0 | 0 | 0
Commercial_Warehouse_New_Food Preparation_Natural Gas_Fryer_E2_Baseline Forecast | Commercial | Warehouse | New | Food Preparation | Natural Gas | Fryer | E2 | ENERGY STAR | Baseline Forecast | 0 | 964.4762 | 975.3033 | 3958.5036 | 2172.6459 | 1770.0623 | 1744.1803 | 1718.8633 | 1694.1001 | 2409.865 | 2984.9512 | 3485.7343 | 3525.0678 | 3471.989 | 4390.3244 | 4155.0609 | 4008.1308 | 3503.0205 | 3572.9731 | 3824.3308 | 4030.001 | 4180.7149 | 4675.8039 | 4984.7461 | 5179.9119 | 5111.0055 | 5042.6666 | 5290.0085 | 5223.7673 | 5221.3009 | 5221.7448
Commercial_Warehouse_New_Food Preparation_Natural Gas_Fryer_E3_Baseline Forecast | Commercial | Warehouse | New | Food Preparation | Natural Gas | Fryer | E3 |  | Baseline Forecast | 0 | 0 | 0 | 0 | 0 | 0 | 0 | 0 | 0 | 0 | 0 | 0 | 0 | 0 | 0 | 0 | 0 | 0 | 0 | 0 | 0 | 0 | 0 | 0 | 0 | 0 | 0 | 0 | 0 | 0 | 0
Commercial_Warehouse_New_Food Preparation_Natural Gas_Fryer_E4_Baseline Forecast | Commercial | Warehouse | New | Food Preparation | Natural Gas | Fryer | E4 |  | Baseline Forecast | 0 | 0 | 0 | 0 | 0 | 0 | 0 | 0 | 0 | 0 | 0 | 0 | 0 | 0 | 0 | 0 | 0 | 0 | 0 | 0 | 0 | 0 | 0 | 0 | 0 | 0 | 0 | 0 | 0 | 0 | 0
Commercial_Warehouse_New_Food Preparation_Natural Gas_Fryer_E5_Baseline Forecast | Commercial | Warehouse | New | Food Preparation | Natural Gas | Fryer | E5 |  | Baseline Forecast | 0 | 0 | 0 | 0 | 0 | 0 | 0 | 0 | 0 | 0 | 0 | 0 | 0 | 0 | 0 | 0 | 0 | 0 | 0 | 0 | 0 | 0 | 0 | 0 | 0 | 0 | 0 | 0 | 0 | 0 | 0
Commercial_Warehouse_New_Food Preparation_Natural Gas_Fryer_E6_Baseline Forecast | Commercial | Warehouse | New | Food Preparation | Natural Gas | Fryer | E6 |  | Baseline Forecast | 0 | 0 | 0 | 0 | 0 | 0 | 0 | 0 | 0 | 0 | 0 | 0 | 0 | 0 | 0 | 0 | 0 | 0 | 0 | 0 | 0 | 0 | 0 | 0 | 0 | 0 | 0 | 0 | 0 | 0 | 0
Commercial_Warehouse_New_Food Preparation_Natural Gas_Fryer_E7_Baseline Forecast | Commercial | Warehouse | New | Food Preparation | Natural Gas | Fryer | E7 |  | Baseline Forecast | 0 | 0 | 0 | 0 | 0 | 0 | 0 | 0 | 0 | 0 | 0 | 0 | 0 | 0 | 0 | 0 | 0 | 0 | 0 | 0 | 0 | 0 | 0 | 0 | 0 | 0 | 0 | 0 | 0 | 0 | 0
Commercial_Warehouse_New_Food Preparation_Natural Gas_Fryer_E8_Baseline Forecast | Commercial | Warehouse | New | Food Preparation | Natural Gas | Fryer | E8 |  | Baseline Forecast | 0 | 0 | 0 | 0 | 0 | 0 | 0 | 0 | 0 | 0 | 0 | 0 | 0 | 0 | 0 | 0 | 0 | 0 | 0 | 0 | 0 | 0 | 0 | 0 | 0 | 0 | 0 | 0 | 0 | 0 | 0
Commercial_Warehouse_New_Food Preparation_Natural Gas_Fryer_E9_Baseline Forecast | Commercial | Warehouse | New | Food Preparation | Natural Gas | Fryer | E9 |  | Baseline Forecast | 0 | 0 | 0 | 0 | 0 | 0 | 0 | 0 | 0 | 0 | 0 | 0 | 0 | 0 | 0 | 0 | 0 | 0 | 0 | 0 | 0 | 0 | 0 | 0 | 0 | 0 | 0 | 0 | 0 | 0 | 0
Commercial_Warehouse_New_Food Preparation_Natural Gas_Fryer_E10_Baseline Forecast | Commercial | Warehouse | New | Food Preparation | Natural Gas | Fryer | E10 |  | Baseline Forecast | 0 | 0 | 0 | 0 | 0 | 0 | 0 | 0 | 0 | 0 | 0 | 0 | 0 | 0 | 0 | 0 | 0 | 0 | 0 | 0 | 0 | 0 | 0 | 0 | 0 | 0 | 0 | 0 | 0 | 0 | 0
Commercial_Warehouse_New_Food Preparation_Natural Gas_Broiler_E1_Baseline Forecast | Commercial | Warehouse | New | Food Preparation | Natural Gas | Broiler | E1 | Standard | Baseline Forecast | 0 | 0 | 0 | 0 | 0 | 0 | 0 | 0 | 0 | 0 | 0 | 0 | 0 | 0 | 0 | 0 | 0 | 0 | 0 | 0 | 0 | 0 | 0 | 0 | 0 | 0 | 0 | 0 | 0 | 0 | 0
Commercial_Warehouse_New_Food Preparation_Natural Gas_Broiler_E2_Baseline Forecast | Commercial | Warehouse | New | Food Preparation | Natural Gas | Broiler | E2 | Infrared Burners | Baseline Forecast | 0 | 0 | 0 | 0 | 0 | 0 | 0 | 0 | 0 | 0 | 0 | 0 | 0 | 0 | 0 | 0 | 0 | 0 | 0 | 0 | 0 | 0 | 0 | 0 | 0 | 0 | 0 | 0 | 0 | 0 | 0
Commercial_Warehouse_New_Food Preparation_Natural Gas_Broiler_E3_Baseline Forecast | Commercial | Warehouse | New | Food Preparation | Natural Gas | Broiler | E3 |  | Baseline Forecast | 0 | 0 | 0 | 0 | 0 | 0 | 0 | 0 | 0 | 0 | 0 | 0 | 0 | 0 | 0 | 0 | 0 | 0 | 0 | 0 | 0 | 0 | 0 | 0 | 0 | 0 | 0 | 0 | 0 | 0 | 0
Commercial_Warehouse_New_Food Preparation_Natural Gas_Broiler_E4_Baseline Forecast | Commercial | Warehouse | New | Food Preparation | Natural Gas | Broiler | E4 |  | Baseline Forecast | 0 | 0 | 0 | 0 | 0 | 0 | 0 | 0 | 0 | 0 | 0 | 0 | 0 | 0 | 0 | 0 | 0 | 0 | 0 | 0 | 0 | 0 | 0 | 0 | 0 | 0 | 0 | 0 | 0 | 0 | 0
Commercial_Warehouse_New_Food Preparation_Natural Gas_Broiler_E5_Baseline Forecast | Commercial | Warehouse | New | Food Preparation | Natural Gas | Broiler | E5 |  | Baseline Forecast | 0 | 0 | 0 | 0 | 0 | 0 | 0 | 0 | 0 | 0 | 0 | 0 | 0 | 0 | 0 | 0 | 0 | 0 | 0 | 0 | 0 | 0 | 0 | 0 | 0 | 0 | 0 | 0 | 0 | 0 | 0
Commercial_Warehouse_New_Food Preparation_Natural Gas_Broiler_E6_Baseline Forecast | Commercial | Warehouse | New | Food Preparation | Natural Gas | Broiler | E6 |  | Baseline Forecast | 0 | 0 | 0 | 0 | 0 | 0 | 0 | 0 | 0 | 0 | 0 | 0 | 0 | 0 | 0 | 0 | 0 | 0 | 0 | 0 | 0 | 0 | 0 | 0 | 0 | 0 | 0 | 0 | 0 | 0 | 0
Commercial_Warehouse_New_Food Preparation_Natural Gas_Broiler_E7_Baseline Forecast | Commercial | Warehouse | New | Food Preparation | Natural Gas | Broiler | E7 |  | Baseline Forecast | 0 | 0 | 0 | 0 | 0 | 0 | 0 | 0 | 0 | 0 | 0 | 0 | 0 | 0 | 0 | 0 | 0 | 0 | 0 | 0 | 0 | 0 | 0 | 0 | 0 | 0 | 0 | 0 | 0 | 0 | 0
Commercial_Warehouse_New_Food Preparation_Natural Gas_Broiler_E8_Baseline Forecast | Commercial | Warehouse | New | Food Preparation | Natural Gas | Broiler | E8 |  | Baseline Forecast | 0 | 0 | 0 | 0 | 0 | 0 | 0 | 0 | 0 | 0 | 0 | 0 | 0 | 0 | 0 | 0 | 0 | 0 | 0 | 0 | 0 | 0 | 0 | 0 | 0 | 0 | 0 | 0 | 0 | 0 | 0
Commercial_Warehouse_New_Food Preparation_Natural Gas_Broiler_E9_Baseline Forecast | Commercial | Warehouse | New | Food Preparation | Natural Gas | Broiler | E9 |  | Baseline Forecast | 0 | 0 | 0 | 0 | 0 | 0 | 0 | 0 | 0 | 0 | 0 | 0 | 0 | 0 | 0 | 0 | 0 | 0 | 0 | 0 | 0 | 0 | 0 | 0 | 0 | 0 | 0 | 0 | 0 | 0 | 0
Commercial_Warehouse_New_Food Preparation_Natural Gas_Broiler_E10_Baseline Forecast | Commercial | Warehouse | New | Food Preparation | Natural Gas | Broiler | E10 |  | Baseline Forecast | 0 | 0 | 0 | 0 | 0 | 0 | 0 | 0 | 0 | 0 | 0 | 0 | 0 | 0 | 0 | 0 | 0 | 0 | 0 | 0 | 0 | 0 | 0 | 0 | 0 | 0 | 0 | 0 | 0 | 0 | 0
Commercial_Warehouse_New_Food Preparation_Natural Gas_Griddle_E1_Baseline Forecast | Commercial | Warehouse | New | Food Preparation | Natural Gas | Griddle | E1 | Standard | Baseline Forecast | 0 | 0 | 0 | 0 | 0 | 0 | 0 | 0 | 0 | 0 | 0 | 0 | 0 | 0 | 0 | 0 | 0 | 0 | 0 | 0 | 0 | 0 | 0 | 0 | 0 | 0 | 0 | 0 | 0 | 0 | 0
Commercial_Warehouse_New_Food Preparation_Natural Gas_Griddle_E2_Baseline Forecast | Commercial | Warehouse | New | Food Preparation | Natural Gas | Griddle | E2 | ENERGY STAR | Baseline Forecast | 0 | 0 | 0 | 0 | 0 | 0 | 0 | 0 | 0 | 0 | 0 | 0 | 0 | 0 | 0 | 0 | 0 | 0 | 0 | 0 | 0 | 0 | 0 | 0 | 0 | 0 | 0 | 0 | 0 | 0 | 0
Commercial_Warehouse_New_Food Preparation_Natural Gas_Griddle_E3_Baseline Forecast | Commercial | Warehouse | New | Food Preparation | Natural Gas | Griddle | E3 |  | Baseline Forecast | 0 | 0 | 0 | 0 | 0 | 0 | 0 | 0 | 0 | 0 | 0 | 0 | 0 | 0 | 0 | 0 | 0 | 0 | 0 | 0 | 0 | 0 | 0 | 0 | 0 | 0 | 0 | 0 | 0 | 0 | 0
Commercial_Warehouse_New_Food Preparation_Natural Gas_Griddle_E4_Baseline Forecast | Commercial | Warehouse | New | Food Preparation | Natural Gas | Griddle | E4 |  | Baseline Forecast | 0 | 0 | 0 | 0 | 0 | 0 | 0 | 0 | 0 | 0 | 0 | 0 | 0 | 0 | 0 | 0 | 0 | 0 | 0 | 0 | 0 | 0 | 0 | 0 | 0 | 0 | 0 | 0 | 0 | 0 | 0
Commercial_Warehouse_New_Food Preparation_Natural Gas_Griddle_E5_Baseline Forecast | Commercial | Warehouse | New | Food Preparation | Natural Gas | Griddle | E5 |  | Baseline Forecast | 0 | 0 | 0 | 0 | 0 | 0 | 0 | 0 | 0 | 0 | 0 | 0 | 0 | 0 | 0 | 0 | 0 | 0 | 0 | 0 | 0 | 0 | 0 | 0 | 0 | 0 | 0 | 0 | 0 | 0 | 0
Commercial_Warehouse_New_Food Preparation_Natural Gas_Griddle_E6_Baseline Forecast | Commercial | Warehouse | New | Food Preparation | Natural Gas | Griddle | E6 |  | Baseline Forecast | 0 | 0 | 0 | 0 | 0 | 0 | 0 | 0 | 0 | 0 | 0 | 0 | 0 | 0 | 0 | 0 | 0 | 0 | 0 | 0 | 0 | 0 | 0 | 0 | 0 | 0 | 0 | 0 | 0 | 0 | 0
Commercial_Warehouse_New_Food Preparation_Natural Gas_Griddle_E7_Baseline Forecast | Commercial | Warehouse | New | Food Preparation | Natural Gas | Griddle | E7 |  | Baseline Forecast | 0 | 0 | 0 | 0 | 0 | 0 | 0 | 0 | 0 | 0 | 0 | 0 | 0 | 0 | 0 | 0 | 0 | 0 | 0 | 0 | 0 | 0 | 0 | 0 | 0 | 0 | 0 | 0 | 0 | 0 | 0
Commercial_Warehouse_New_Food Preparation_Natural Gas_Griddle_E8_Baseline Forecast | Commercial | Warehouse | New | Food Preparation | Natural Gas | Griddle | E8 |  | Baseline Forecast | 0 | 0 | 0 | 0 | 0 | 0 | 0 | 0 | 0 | 0 | 0 | 0 | 0 | 0 | 0 | 0 | 0 | 0 | 0 | 0 | 0 | 0 | 0 | 0 | 0 | 0 | 0 | 0 | 0 | 0 | 0
Commercial_Warehouse_New_Food Preparation_Natural Gas_Griddle_E9_Baseline Forecast | Commercial | Warehouse | New | Food Preparation | Natural Gas | Griddle | E9 |  | Baseline Forecast | 0 | 0 | 0 | 0 | 0 | 0 | 0 | 0 | 0 | 0 | 0 | 0 | 0 | 0 | 0 | 0 | 0 | 0 | 0 | 0 | 0 | 0 | 0 | 0 | 0 | 0 | 0 | 0 | 0 | 0 | 0
Commercial_Warehouse_New_Food Preparation_Natural Gas_Griddle_E10_Baseline Forecast | Commercial | Warehouse | New | Food Preparation | Natural Gas | Griddle | E10 |  | Baseline Forecast | 0 | 0 | 0 | 0 | 0 | 0 | 0 | 0 | 0 | 0 | 0 | 0 | 0 | 0 | 0 | 0 | 0 | 0 | 0 | 0 | 0 | 0 | 0 | 0 | 0 | 0 | 0 | 0 | 0 | 0 | 0
Commercial_Warehouse_New_Food Preparation_Natural Gas_Range_E1_Baseline Forecast | Commercial | Warehouse | New | Food Preparation | Natural Gas | Range | E1 | Standard | Baseline Forecast | 0 | 3283.5761 | 3311.4412 | 3508.1326 | 1923.4909 | 1572.0986 | 1553.2311 | 1532.9149 | 1511.6362 | 1491.2602 | 2132.147 | 2639.787 | 3103.389 | 3128.8887 | 3069.9292 | 3873.7972 | 3665.1623 | 3534.4912 | 2958.8436 | 2939.3233 | 3110.4183 | 3332.3147 | 3512.9497 | 3780.3848 | 4239.3985 | 4527.9677 | 4712.195 | 4626.314 | 4529.5277 | 4720.5293 | 4639.4029
Commercial_Warehouse_New_Food Preparation_Natural Gas_Range_E2_Baseline Forecast | Commercial | Warehouse | New | Food Preparation | Natural Gas | Range | E2 | High Efficiency | Baseline Forecast | 0 | 4732.8721 | 4778.5201 | 5068.564 | 2783.8749 | 2263.0089 | 2225.7993 | 2191.2623 | 2158.8878 | 2126.787 | 3037.8666 | 3777.3687 | 4399.898 | 4460.7077 | 4405.7299 | 5592.6198 | 5292.5456 | 5105.8755 | 4267.4527 | 4244.167 | 4494.7796 | 4820.5344 | 5088.5027 | 5150.5417 | 5767.0859 | 6150.7035 | 6392.0947 | 6267.2569 | 6128.2605 | 6378.7008 | 6261.428
Commercial_Warehouse_New_Food Preparation_Natural Gas_Range_E3_Baseline Forecast | Commercial | Warehouse | New | Food Preparation | Natural Gas | Range | E3 |  | Baseline Forecast | 0 | 0 | 0 | 0 | 0 | 0 | 0 | 0 | 0 | 0 | 0 | 0 | 0 | 0 | 0 | 0 | 0 | 0 | 0 | 0 | 0 | 0 | 0 | 0 | 0 | 0 | 0 | 0 | 0 | 0 | 0
Commercial_Warehouse_New_Food Preparation_Natural Gas_Range_E4_Baseline Forecast | Commercial | Warehouse | New | Food Preparation | Natural Gas | Range | E4 |  | Baseline Forecast | 0 | 0 | 0 | 0 | 0 | 0 | 0 | 0 | 0 | 0 | 0 | 0 | 0 | 0 | 0 | 0 | 0 | 0 | 0 | 0 | 0 | 0 | 0 | 0 | 0 | 0 | 0 | 0 | 0 | 0 | 0
Commercial_Warehouse_New_Food Preparation_Natural Gas_Range_E5_Baseline Forecast | Commercial | Warehouse | New | Food Preparation | Natural Gas | Range | E5 |  | Baseline Forecast | 0 | 0 | 0 | 0 | 0 | 0 | 0 | 0 | 0 | 0 | 0 | 0 | 0 | 0 | 0 | 0 | 0 | 0 | 0 | 0 | 0 | 0 | 0 | 0 | 0 | 0 | 0 | 0 | 0 | 0 | 0
Commercial_Warehouse_New_Food Preparation_Natural Gas_Range_E6_Baseline Forecast | Commercial | Warehouse | New | Food Preparation | Natural Gas | Range | E6 |  | Baseline Forecast | 0 | 0 | 0 | 0 | 0 | 0 | 0 | 0 | 0 | 0 | 0 | 0 | 0 | 0 | 0 | 0 | 0 | 0 | 0 | 0 | 0 | 0 | 0 | 0 | 0 | 0 | 0 | 0 | 0 | 0 | 0
Commercial_Warehouse_New_Food Preparation_Natural Gas_Range_E7_Baseline Forecast | Commercial | Warehouse | New | Food Preparation | Natural Gas | Range | E7 |  | Baseline Forecast | 0 | 0 | 0 | 0 | 0 | 0 | 0 | 0 | 0 | 0 | 0 | 0 | 0 | 0 | 0 | 0 | 0 | 0 | 0 | 0 | 0 | 0 | 0 | 0 | 0 | 0 | 0 | 0 | 0 | 0 | 0
Commercial_Warehouse_New_Food Preparation_Natural Gas_Range_E8_Baseline Forecast | Commercial | Warehouse | New | Food Preparation | Natural Gas | Range | E8 |  | Baseline Forecast | 0 | 0 | 0 | 0 | 0 | 0 | 0 | 0 | 0 | 0 | 0 | 0 | 0 | 0 | 0 | 0 | 0 | 0 | 0 | 0 | 0 | 0 | 0 | 0 | 0 | 0 | 0 | 0 | 0 | 0 | 0
Commercial_Warehouse_New_Food Preparation_Natural Gas_Range_E9_Baseline Forecast | Commercial | Warehouse | New | Food Preparation | Natural Gas | Range | E9 |  | Baseline Forecast | 0 | 0 | 0 | 0 | 0 | 0 | 0 | 0 | 0 | 0 | 0 | 0 | 0 | 0 | 0 | 0 | 0 | 0 | 0 | 0 | 0 | 0 | 0 | 0 | 0 | 0 | 0 | 0 | 0 | 0 | 0
Commercial_Warehouse_New_Food Preparation_Natural Gas_Range_E10_Baseline Forecast | Commercial | Warehouse | New | Food Preparation | Natural Gas | Range | E10 |  | Baseline Forecast | 0 | 0 | 0 | 0 | 0 | 0 | 0 | 0 | 0 | 0 | 0 | 0 | 0 | 0 | 0 | 0 | 0 | 0 | 0 | 0 | 0 | 0 | 0 | 0 | 0 | 0 | 0 | 0 | 0 | 0 | 0
Commercial_Warehouse_New_Food Preparation_Natural Gas_Steamer_E1_Baseline Forecast | Commercial | Warehouse | New | Food Preparation | Natural Gas | Steamer | E1 | Standard | Baseline Forecast | 0 | 0 | 0 | 0 | 0 | 0 | 0 | 0 | 0 | 0 | 0 | 0 | 0 | 0 | 0 | 0 | 0 | 0 | 0 | 0 | 0 | 0 | 0 | 0 | 0 | 0 | 0 | 0 | 0 | 0 | 0
Commercial_Warehouse_New_Food Preparation_Natural Gas_Steamer_E2_Baseline Forecast | Commercial | Warehouse | New | Food Preparation | Natural Gas | Steamer | E2 | ENERGY STAR | Baseline Forecast | 0 | 0 | 0 | 0 | 0 | 0 | 0 | 0 | 0 | 0 | 0 | 0 | 0 | 0 | 0 | 0 | 0 | 0 | 0 | 0 | 0 | 0 | 0 | 0 | 0 | 0 | 0 | 0 | 0 | 0 | 0
Commercial_Warehouse_New_Food Preparation_Natural Gas_Steamer_E3_Baseline Forecast | Commercial | Warehouse | New | Food Preparation | Natural Gas | Steamer | E3 |  | Baseline Forecast | 0 | 0 | 0 | 0 | 0 | 0 | 0 | 0 | 0 | 0 | 0 | 0 | 0 | 0 | 0 | 0 | 0 | 0 | 0 | 0 | 0 | 0 | 0 | 0 | 0 | 0 | 0 | 0 | 0 | 0 | 0
Commercial_Warehouse_New_Food Preparation_Natural Gas_Steamer_E4_Baseline Forecast | Commercial | Warehouse | New | Food Preparation | Natural Gas | Steamer | E4 |  | Baseline Forecast | 0 | 0 | 0 | 0 | 0 | 0 | 0 | 0 | 0 | 0 | 0 | 0 | 0 | 0 | 0 | 0 | 0 | 0 | 0 | 0 | 0 | 0 | 0 | 0 | 0 | 0 | 0 | 0 | 0 | 0 | 0
Commercial_Warehouse_New_Food Preparation_Natural Gas_Steamer_E5_Baseline Forecast | Commercial | Warehouse | New | Food Preparation | Natural Gas | Steamer | E5 |  | Baseline Forecast | 0 | 0 | 0 | 0 | 0 | 0 | 0 | 0 | 0 | 0 | 0 | 0 | 0 | 0 | 0 | 0 | 0 | 0 | 0 | 0 | 0 | 0 | 0 | 0 | 0 | 0 | 0 | 0 | 0 | 0 | 0
Commercial_Warehouse_New_Food Preparation_Natural Gas_Steamer_E6_Baseline Forecast | Commercial | Warehouse | New | Food Preparation | Natural Gas | Steamer | E6 |  | Baseline Forecast | 0 | 0 | 0 | 0 | 0 | 0 | 0 | 0 | 0 | 0 | 0 | 0 | 0 | 0 | 0 | 0 | 0 | 0 | 0 | 0 | 0 | 0 | 0 | 0 | 0 | 0 | 0 | 0 | 0 | 0 | 0
Commercial_Warehouse_New_Food Preparation_Natural Gas_Steamer_E7_Baseline Forecast | Commercial | Warehouse | New | Food Preparation | Natural Gas | Steamer | E7 |  | Baseline Forecast | 0 | 0 | 0 | 0 | 0 | 0 | 0 | 0 | 0 | 0 | 0 | 0 | 0 | 0 | 0 | 0 | 0 | 0 | 0 | 0 | 0 | 0 | 0 | 0 | 0 | 0 | 0 | 0 | 0 | 0 | 0
Commercial_Warehouse_New_Food Preparation_Natural Gas_Steamer_E8_Baseline Forecast | Commercial | Warehouse | New | Food Preparation | Natural Gas | Steamer | E8 |  | Baseline Forecast | 0 | 0 | 0 | 0 | 0 | 0 | 0 | 0 | 0 | 0 | 0 | 0 | 0 | 0 | 0 | 0 | 0 | 0 | 0 | 0 | 0 | 0 | 0 | 0 | 0 | 0 | 0 | 0 | 0 | 0 | 0
Commercial_Warehouse_New_Food Preparation_Natural Gas_Steamer_E9_Baseline Forecast | Commercial | Warehouse | New | Food Preparation | Natural Gas | Steamer | E9 |  | Baseline Forecast | 0 | 0 | 0 | 0 | 0 | 0 | 0 | 0 | 0 | 0 | 0 | 0 | 0 | 0 | 0 | 0 | 0 | 0 | 0 | 0 | 0 | 0 | 0 | 0 | 0 | 0 | 0 | 0 | 0 | 0 | 0
Commercial_Warehouse_New_Food Preparation_Natural Gas_Steamer_E10_Baseline Forecast | Commercial | Warehouse | New | Food Preparation | Natural Gas | Steamer | E10 |  | Baseline Forecast | 0 | 0 | 0 | 0 | 0 | 0 | 0 | 0 | 0 | 0 | 0 | 0 | 0 | 0 | 0 | 0 | 0 | 0 | 0 | 0 | 0 | 0 | 0 | 0 | 0 | 0 | 0 | 0 | 0 | 0 | 0
Commercial_Warehouse_New_Food Preparation_Natural Gas_Food Prep Other_E1_Baseline Forecast | Commercial | Warehouse | New | Food Preparation | Natural Gas | Food Prep Other | E1 | Standard | Baseline Forecast | 0 | 0 | 0 | 0 | 0 | 0 | 0 | 0 | 0 | 0 | 0 | 0 | 0 | 0 | 0 | 0 | 0 | 0 | 0 | 0 | 0 | 0 | 0 | 0 | 0 | 0 | 0 | 0 | 0 | 0 | 0
Commercial_Warehouse_New_Food Preparation_Natural Gas_Food Prep Other_E2_Baseline Forecast | Commercial | Warehouse | New | Food Preparation | Natural Gas | Food Prep Other | E2 | ENERGY STAR | Baseline Forecast | 0 | 0 | 0 | 0 | 0 | 0 | 0 | 0 | 0 | 0 | 0 | 0 | 0 | 0 | 0 | 0 | 0 | 0 | 0 | 0 | 0 | 0 | 0 | 0 | 0 | 0 | 0 | 0 | 0 | 0 | 0
Commercial_Warehouse_New_Food Preparation_Natural Gas_Food Prep Other_E3_Baseline Forecast | Commercial | Warehouse | New | Food Preparation | Natural Gas | Food Prep Other | E3 |  | Baseline Forecast | 0 | 0 | 0 | 0 | 0 | 0 | 0 | 0 | 0 | 0 | 0 | 0 | 0 | 0 | 0 | 0 | 0 | 0 | 0 | 0 | 0 | 0 | 0 | 0 | 0 | 0 | 0 | 0 | 0 | 0 | 0
Commercial_Warehouse_New_Food Preparation_Natural Gas_Food Prep Other_E4_Baseline Forecast | Commercial | Warehouse | New | Food Preparation | Natural Gas | Food Prep Other | E4 |  | Baseline Forecast | 0 | 0 | 0 | 0 | 0 | 0 | 0 | 0 | 0 | 0 | 0 | 0 | 0 | 0 | 0 | 0 | 0 | 0 | 0 | 0 | 0 | 0 | 0 | 0 | 0 | 0 | 0 | 0 | 0 | 0 | 0
Commercial_Warehouse_New_Food Preparation_Natural Gas_Food Prep Other_E5_Baseline Forecast | Commercial | Warehouse | New | Food Preparation | Natural Gas | Food Prep Other | E5 |  | Baseline Forecast | 0 | 0 | 0 | 0 | 0 | 0 | 0 | 0 | 0 | 0 | 0 | 0 | 0 | 0 | 0 | 0 | 0 | 0 | 0 | 0 | 0 | 0 | 0 | 0 | 0 | 0 | 0 | 0 | 0 | 0 | 0
Commercial_Warehouse_New_Food Preparation_Natural Gas_Food Prep Other_E6_Baseline Forecast | Commercial | Warehouse | New | Food Preparation | Natural Gas | Food Prep Other | E6 |  | Baseline Forecast | 0 | 0 | 0 | 0 | 0 | 0 | 0 | 0 | 0 | 0 | 0 | 0 | 0 | 0 | 0 | 0 | 0 | 0 | 0 | 0 | 0 | 0 | 0 | 0 | 0 | 0 | 0 | 0 | 0 | 0 | 0
Commercial_Warehouse_New_Food Preparation_Natural Gas_Food Prep Other_E7_Baseline Forecast | Commercial | Warehouse | New | Food Preparation | Natural Gas | Food Prep Other | E7 |  | Baseline Forecast | 0 | 0 | 0 | 0 | 0 | 0 | 0 | 0 | 0 | 0 | 0 | 0 | 0 | 0 | 0 | 0 | 0 | 0 | 0 | 0 | 0 | 0 | 0 | 0 | 0 | 0 | 0 | 0 | 0 | 0 | 0
Commercial_Warehouse_New_Food Preparation_Natural Gas_Food Prep Other_E8_Baseline Forecast | Commercial | Warehouse | New | Food Preparation | Natural Gas | Food Prep Other | E8 |  | Baseline Forecast | 0 | 0 | 0 | 0 | 0 | 0 | 0 | 0 | 0 | 0 | 0 | 0 | 0 | 0 | 0 | 0 | 0 | 0 | 0 | 0 | 0 | 0 | 0 | 0 | 0 | 0 | 0 | 0 | 0 | 0 | 0
Commercial_Warehouse_New_Food Preparation_Natural Gas_Food Prep Other_E9_Baseline Forecast | Commercial | Warehouse | New | Food Preparation | Natural Gas | Food Prep Other | E9 |  | Baseline Forecast | 0 | 0 | 0 | 0 | 0 | 0 | 0 | 0 | 0 | 0 | 0 | 0 | 0 | 0 | 0 | 0 | 0 | 0 | 0 | 0 | 0 | 0 | 0 | 0 | 0 | 0 | 0 | 0 | 0 | 0 | 0
Commercial_Warehouse_New_Food Preparation_Natural Gas_Food Prep Other_E10_Baseline Forecast | Commercial | Warehouse | New | Food Preparation | Natural Gas | Food Prep Other | E10 |  | Baseline Forecast | 0 | 0 | 0 | 0 | 0 | 0 | 0 | 0 | 0 | 0 | 0 | 0 | 0 | 0 | 0 | 0 | 0 | 0 | 0 | 0 | 0 | 0 | 0 | 0 | 0 | 0 | 0 | 0 | 0 | 0 | 0
Commercial_Warehouse_New_Miscellaneous_Natural Gas_Pool Heater_E1_Baseline Forecast | Commercial | Warehouse | New | Miscellaneous | Natural Gas | Pool Heater | E1 | Standard (EF .82) | Baseline Forecast | 0 | 0 | 0 | 0 | 0 | 0 | 0 | 0 | 0 | 0 | 0 | 0 | 0 | 0 | 0 | 0 | 0 | 0 | 0 | 0 | 0 | 0 | 0 | 0 | 0 | 0 | 0 | 0 | 0 | 0 | 0
Commercial_Warehouse_New_Miscellaneous_Natural Gas_Pool Heater_E2_Baseline Forecast | Commercial | Warehouse | New | Miscellaneous | Natural Gas | Pool Heater | E2 | Condensing (EF .90) | Baseline Forecast | 0 | 0 | 0 | 0 | 0 | 0 | 0 | 0 | 0 | 0 | 0 | 0 | 0 | 0 | 0 | 0 | 0 | 0 | 0 | 0 | 0 | 0 | 0 | 0 | 0 | 0 | 0 | 0 | 0 | 0 | 0
Commercial_Warehouse_New_Miscellaneous_Natural Gas_Pool Heater_E3_Baseline Forecast | Commercial | Warehouse | New | Miscellaneous | Natural Gas | Pool Heater | E3 |  | Baseline Forecast | 0 | 0 | 0 | 0 | 0 | 0 | 0 | 0 | 0 | 0 | 0 | 0 | 0 | 0 | 0 | 0 | 0 | 0 | 0 | 0 | 0 | 0 | 0 | 0 | 0 | 0 | 0 | 0 | 0 | 0 | 0
Commercial_Warehouse_New_Miscellaneous_Natural Gas_Pool Heater_E4_Baseline Forecast | Commercial | Warehouse | New | Miscellaneous | Natural Gas | Pool Heater | E4 |  | Baseline Forecast | 0 | 0 | 0 | 0 | 0 | 0 | 0 | 0 | 0 | 0 | 0 | 0 | 0 | 0 | 0 | 0 | 0 | 0 | 0 | 0 | 0 | 0 | 0 | 0 | 0 | 0 | 0 | 0 | 0 | 0 | 0
Commercial_Warehouse_New_Miscellaneous_Natural Gas_Pool Heater_E5_Baseline Forecast | Commercial | Warehouse | New | Miscellaneous | Natural Gas | Pool Heater | E5 |  | Baseline Forecast | 0 | 0 | 0 | 0 | 0 | 0 | 0 | 0 | 0 | 0 | 0 | 0 | 0 | 0 | 0 | 0 | 0 | 0 | 0 | 0 | 0 | 0 | 0 | 0 | 0 | 0 | 0 | 0 | 0 | 0 | 0
Commercial_Warehouse_New_Miscellaneous_Natural Gas_Pool Heater_E6_Baseline Forecast | Commercial | Warehouse | New | Miscellaneous | Natural Gas | Pool Heater | E6 |  | Baseline Forecast | 0 | 0 | 0 | 0 | 0 | 0 | 0 | 0 | 0 | 0 | 0 | 0 | 0 | 0 | 0 | 0 | 0 | 0 | 0 | 0 | 0 | 0 | 0 | 0 | 0 | 0 | 0 | 0 | 0 | 0 | 0
Commercial_Warehouse_New_Miscellaneous_Natural Gas_Pool Heater_E7_Baseline Forecast | Commercial | Warehouse | New | Miscellaneous | Natural Gas | Pool Heater | E7 |  | Baseline Forecast | 0 | 0 | 0 | 0 | 0 | 0 | 0 | 0 | 0 | 0 | 0 | 0 | 0 | 0 | 0 | 0 | 0 | 0 | 0 | 0 | 0 | 0 | 0 | 0 | 0 | 0 | 0 | 0 | 0 | 0 | 0
Commercial_Warehouse_New_Miscellaneous_Natural Gas_Pool Heater_E8_Baseline Forecast | Commercial | Warehouse | New | Miscellaneous | Natural Gas | Pool Heater | E8 |  | Baseline Forecast | 0 | 0 | 0 | 0 | 0 | 0 | 0 | 0 | 0 | 0 | 0 | 0 | 0 | 0 | 0 | 0 | 0 | 0 | 0 | 0 | 0 | 0 | 0 | 0 | 0 | 0 | 0 | 0 | 0 | 0 | 0
Commercial_Warehouse_New_Miscellaneous_Natural Gas_Pool Heater_E9_Baseline Forecast | Commercial | Warehouse | New | Miscellaneous | Natural Gas | Pool Heater | E9 |  | Baseline Forecast | 0 | 0 | 0 | 0 | 0 | 0 | 0 | 0 | 0 | 0 | 0 | 0 | 0 | 0 | 0 | 0 | 0 | 0 | 0 | 0 | 0 | 0 | 0 | 0 | 0 | 0 | 0 | 0 | 0 | 0 | 0
Commercial_Warehouse_New_Miscellaneous_Natural Gas_Pool Heater_E10_Baseline Forecast | Commercial | Warehouse | New | Miscellaneous | Natural Gas | Pool Heater | E10 |  | Baseline Forecast | 0 | 0 | 0 | 0 | 0 | 0 | 0 | 0 | 0 | 0 | 0 | 0 | 0 | 0 | 0 | 0 | 0 | 0 | 0 | 0 | 0 | 0 | 0 | 0 | 0 | 0 | 0 | 0 | 0 | 0 | 0
Commercial_Warehouse_New_Miscellaneous_Natural Gas_Miscellaneous_E1_Baseline Forecast | Commercial | Warehouse | New | Miscellaneous | Natural Gas | Miscellaneous | E1 | Standard | Baseline Forecast | 0 | 0 | 0 | 0 | 0 | 0 | 0 | 0 | 0 | 0 | 0 | 0 | 0 | 0 | 0 | 0 | 0 | 0 | 0 | 0 | 0 | 0 | 0 | 0 | 0 | 0 | 0 | 0 | 0 | 0 | 0
Commercial_Warehouse_New_Miscellaneous_Natural Gas_Miscellaneous_E2_Baseline Forecast | Commercial | Warehouse | New | Miscellaneous | Natural Gas | Miscellaneous | E2 |  | Baseline Forecast | 0 | 0 | 0 | 0 | 0 | 0 | 0 | 0 | 0 | 0 | 0 | 0 | 0 | 0 | 0 | 0 | 0 | 0 | 0 | 0 | 0 | 0 | 0 | 0 | 0 | 0 | 0 | 0 | 0 | 0 | 0
Commercial_Warehouse_New_Miscellaneous_Natural Gas_Miscellaneous_E3_Baseline Forecast | Commercial | Warehouse | New | Miscellaneous | Natural Gas | Miscellaneous | E3 |  | Baseline Forecast | 0 | 0 | 0 | 0 | 0 | 0 | 0 | 0 | 0 | 0 | 0 | 0 | 0 | 0 | 0 | 0 | 0 | 0 | 0 | 0 | 0 | 0 | 0 | 0 | 0 | 0 | 0 | 0 | 0 | 0 | 0
Commercial_Warehouse_New_Miscellaneous_Natural Gas_Miscellaneous_E4_Baseline Forecast | Commercial | Warehouse | New | Miscellaneous | Natural Gas | Miscellaneous | E4 |  | Baseline Forecast | 0 | 0 | 0 | 0 | 0 | 0 | 0 | 0 | 0 | 0 | 0 | 0 | 0 | 0 | 0 | 0 | 0 | 0 | 0 | 0 | 0 | 0 | 0 | 0 | 0 | 0 | 0 | 0 | 0 | 0 | 0
Commercial_Warehouse_New_Miscellaneous_Natural Gas_Miscellaneous_E5_Baseline Forecast | Commercial | Warehouse | New | Miscellaneous | Natural Gas | Miscellaneous | E5 |  | Baseline Forecast | 0 | 0 | 0 | 0 | 0 | 0 | 0 | 0 | 0 | 0 | 0 | 0 | 0 | 0 | 0 | 0 | 0 | 0 | 0 | 0 | 0 | 0 | 0 | 0 | 0 | 0 | 0 | 0 | 0 | 0 | 0
Commercial_Warehouse_New_Miscellaneous_Natural Gas_Miscellaneous_E6_Baseline Forecast | Commercial | Warehouse | New | Miscellaneous | Natural Gas | Miscellaneous | E6 |  | Baseline Forecast | 0 | 0 | 0 | 0 | 0 | 0 | 0 | 0 | 0 | 0 | 0 | 0 | 0 | 0 | 0 | 0 | 0 | 0 | 0 | 0 | 0 | 0 | 0 | 0 | 0 | 0 | 0 | 0 | 0 | 0 | 0
Commercial_Warehouse_New_Miscellaneous_Natural Gas_Miscellaneous_E7_Baseline Forecast | Commercial | Warehouse | New | Miscellaneous | Natural Gas | Miscellaneous | E7 |  | Baseline Forecast | 0 | 0 | 0 | 0 | 0 | 0 | 0 | 0 | 0 | 0 | 0 | 0 | 0 | 0 | 0 | 0 | 0 | 0 | 0 | 0 | 0 | 0 | 0 | 0 | 0 | 0 | 0 | 0 | 0 | 0 | 0
Commercial_Warehouse_New_Miscellaneous_Natural Gas_Miscellaneous_E8_Baseline Forecast | Commercial | Warehouse | New | Miscellaneous | Natural Gas | Miscellaneous | E8 |  | Baseline Forecast | 0 | 0 | 0 | 0 | 0 | 0 | 0 | 0 | 0 | 0 | 0 | 0 | 0 | 0 | 0 | 0 | 0 | 0 | 0 | 0 | 0 | 0 | 0 | 0 | 0 | 0 | 0 | 0 | 0 | 0 | 0
Commercial_Warehouse_New_Miscellaneous_Natural Gas_Miscellaneous_E9_Baseline Forecast | Commercial | Warehouse | New | Miscellaneous | Natural Gas | Miscellaneous | E9 |  | Baseline Forecast | 0 | 0 | 0 | 0 | 0 | 0 | 0 | 0 | 0 | 0 | 0 | 0 | 0 | 0 | 0 | 0 | 0 | 0 | 0 | 0 | 0 | 0 | 0 | 0 | 0 | 0 | 0 | 0 | 0 | 0 | 0
Commercial_Warehouse_New_Miscellaneous_Natural Gas_Miscellaneous_E10_Baseline Forecast | Commercial | Warehouse | New | Miscellaneous | Natural Gas | Miscellaneous | E10 |  | Baseline Forecast | 0 | 0 | 0 | 0 | 0 | 0 | 0 | 0 | 0 | 0 | 0 | 0 | 0 | 0 | 0 | 0 | 0 | 0 | 0 | 0 | 0 | 0 | 0 | 0 | 0 | 0 | 0 | 0 | 0 | 0 | 0
Commercial_Miscellaneous_Existing_Space Heating_Natural Gas_Furnace_E1_Baseline Forecast | Commercial | Miscellaneous | Existing | Space Heating | Natural Gas | Furnace | E1 | AFUE 80% (Standard) | Baseline Forecast | 0 | 552484.7589 | 577265.3253 | 598768.166 | 617274.8584 | 0 | 0 | 0 | 0 | 0 | 0 | 0 | 0 | 0 | 0 | 0 | 0 | 0 | 0 | 0 | 0 | 0 | 0 | 0 | 0 | 0 | 0 | 0 | 0 | 0 | 0
Commercial_Miscellaneous_Existing_Space Heating_Natural Gas_Furnace_E2_Baseline Forecast | Commercial | Miscellaneous | Existing | Space Heating | Natural Gas | Furnace | E2 | AFUE 90% | Baseline Forecast | 0 | 0 | 0 | 0 | 0 | 0 | 0 | 0 | 0 | 0 | 0 | 0 | 0 | 0 | 0 | 0 | 0 | 0 | 0 | 0 | 0 | 0 | 0 | 0 | 0 | 0 | 0 | 0 | 0 | 0 | 0
Commercial_Miscellaneous_Existing_Space Heating_Natural Gas_Furnace_E3_Baseline Forecast | Commercial | Miscellaneous | Existing | Space Heating | Natural Gas | Furnace | E3 | AFUE 95% | Baseline Forecast | 0 | 0 | 0 | 0 | 0 | 633044.5749 | 646315.8335 | 441584.3249 | 447682.8072 | 452559.6731 | 456210.7701 | 458845.2126 | 424949.6552 | 392067.5622 | 361637.7732 | 333647.6023 | 307770.0505 | 283880.672 | 262011.0254 | 261585.0383 | 261762.4446 | 262346.8129 | 263215.756 | 268388.3095 | 269791.4188 | 271239.0789 | 272671.9213 | 274041.7103 | 275309.7484 | 276445.6189 | 275388.5646
Commercial_Miscellaneous_Existing_Space Heating_Natural Gas_Furnace_E4_Baseline Forecast | Commercial | Miscellaneous | Existing | Space Heating | Natural Gas | Furnace | E4 |  | Baseline Forecast | 0 | 0 | 0 | 0 | 0 | 0 | 0 | 0 | 0 | 0 | 0 | 0 | 0 | 0 | 0 | 0 | 0 | 0 | 0 | 0 | 0 | 0 | 0 | 0 | 0 | 0 | 0 | 0 | 0 | 0 | 0
Commercial_Miscellaneous_Existing_Space Heating_Natural Gas_Furnace_E5_Baseline Forecast | Commercial | Miscellaneous | Existing | Space Heating | Natural Gas | Furnace | E5 |  | Baseline Forecast | 0 | 0 | 0 | 0 | 0 | 0 | 0 | 215723.7869 | 218540.5287 | 220687.5807 | 222339.931 | 223445.5564 | 204363.2423 | 188381.0398 | 173740.702 | 160160.309 | 147695.1288 | 136218.9758 | 125469.1203 | 125350.8503 | 125472.5014 | 125816.2369 | 126322.4526 | 122818.3718 | 123247.9891 | 123689.7708 | 124114.2735 | 124497.1763 | 124818.695 | 125062.9153 | 124297.7758
Commercial_Miscellaneous_Existing_Space Heating_Natural Gas_Furnace_E6_Baseline Forecast | Commercial | Miscellaneous | Existing | Space Heating | Natural Gas | Furnace | E6 |  | Baseline Forecast | 0 | 0 | 0 | 0 | 0 | 0 | 0 | 0 | 0 | 0 | 0 | 0 | 0 | 0 | 0 | 0 | 0 | 0 | 0 | 0 | 0 | 0 | 0 | 0 | 0 | 0 | 0 | 0 | 0 | 0 | 0
Commercial_Miscellaneous_Existing_Space Heating_Natural Gas_Furnace_E7_Baseline Forecast | Commercial | Miscellaneous | Existing | Space Heating | Natural Gas | Furnace | E7 |  | Baseline Forecast | 0 | 0 | 0 | 0 | 0 | 0 | 0 | 0 | 0 | 0 | 0 | 0 | 0 | 0 | 0 | 0 | 0 | 0 | 0 | 0 | 0 | 0 | 0 | 0 | 0 | 0 | 0 | 0 | 0 | 0 | 0
Commercial_Miscellaneous_Existing_Space Heating_Natural Gas_Furnace_E8_Baseline Forecast | Commercial | Miscellaneous | Existing | Space Heating | Natural Gas | Furnace | E8 |  | Baseline Forecast | 0 | 0 | 0 | 0 | 0 | 0 | 0 | 0 | 0 | 0 | 0 | 0 | 0 | 0 | 0 | 0 | 0 | 0 | 0 | 0 | 0 | 0 | 0 | 0 | 0 | 0 | 0 | 0 | 0 | 0 | 0
Commercial_Miscellaneous_Existing_Space Heating_Natural Gas_Furnace_E9_Baseline Forecast | Commercial | Miscellaneous | Existing | Space Heating | Natural Gas | Furnace | E9 |  | Baseline Forecast | 0 | 0 | 0 | 0 | 0 | 0 | 0 | 0 | 0 | 0 | 0 | 0 | 0 | 0 | 0 | 0 | 0 | 0 | 0 | 0 | 0 | 0 | 0 | 0 | 0 | 0 | 0 | 0 | 0 | 0 | 0
Commercial_Miscellaneous_Existing_Space Heating_Natural Gas_Furnace_E10_Baseline Forecast | Commercial | Miscellaneous | Existing | Space Heating | Natural Gas | Furnace | E10 |  | Baseline Forecast | 0 | 0 | 0 | 0 | 0 | 0 | 0 | 0 | 0 | 0 | 0 | 0 | 0 | 0 | 0 | 0 | 0 | 0 | 0 | 0 | 0 | 0 | 0 | 0 | 0 | 0 | 0 | 0 | 0 | 0 | 0
Commercial_Miscellaneous_Existing_Space Heating_Natural Gas_Boiler_E1_Baseline Forecast | Commercial | Miscellaneous | Existing | Space Heating | Natural Gas | Boiler | E1 | AFUE 80% (Standard) | Baseline Forecast | 0 | 119054.7791 | 117721.3421 | 116296.5516 | 114782.3887 | 0 | 0 | 0 | 0 | 0 | 0 | 0 | 0 | 0 | 0 | 0 | 0 | 0 | 0 | 0 | 0 | 0 | 0 | 0 | 0 | 0 | 0 | 0 | 0 | 0 | 0
Commercial_Miscellaneous_Existing_Space Heating_Natural Gas_Boiler_E2_Baseline Forecast | Commercial | Miscellaneous | Existing | Space Heating | Natural Gas | Boiler | E2 | AFUE 85% | Baseline Forecast | 0 | 0 | 0 | 0 | 0 | 0 | 0 | 0 | 0 | 0 | 0 | 0 | 0 | 0 | 0 | 0 | 0 | 0 | 0 | 0 | 0 | 0 | 0 | 0 | 0 | 0 | 0 | 0 | 0 | 0 | 0
Commercial_Miscellaneous_Existing_Space Heating_Natural Gas_Boiler_E3_Baseline Forecast | Commercial | Miscellaneous | Existing | Space Heating | Natural Gas | Boiler | E3 | AFUE 98% | Baseline Forecast | 0 | 38291.2016 | 37879.5287 | 37441.1868 | 36993.2378 | 149731.3777 | 147619.876 | 145454.2634 | 143246.1319 | 141005.6954 | 138741.9418 | 136462.7695 | 134175.1079 | 131885.0256 | 129597.8265 | 127318.1348 | 125049.9717 | 122796.8228 | 120561.6987 | 118347.1884 | 116155.5076 | 122068.9586 | 116853.8961 | 112211.0295 | 108062.1037 | 104339.2212 | 100983.5324 | 97944.0859 | 95176.8198 | 92643.6775 | 90311.8325
Commercial_Miscellaneous_Existing_Space Heating_Natural Gas_Boiler_E4_Baseline Forecast | Commercial | Miscellaneous | Existing | Space Heating | Natural Gas | Boiler | E4 | Convert to NG Air Source Heat Pump | Baseline Forecast | 0 | 0 | 0 | 0 | 0 | 0 | 0 | 0 | 0 | 0 | 0 | 0 | 0 | 0 | 0 | 0 | 0 | 0 | 0 | 0 | 0 | 0 | 0 | 0 | 0 | 0 | 0 | 0 | 0 | 0 | 0
Commercial_Miscellaneous_Existing_Space Heating_Natural Gas_Boiler_E5_Baseline Forecast | Commercial | Miscellaneous | Existing | Space Heating | Natural Gas | Boiler | E5 |  | Baseline Forecast | 0 | 0 | 0 | 0 | 0 | 0 | 0 | 0 | 0 | 0 | 0 | 0 | 0 | 0 | 0 | 0 | 0 | 0 | 0 | 0 | 0 | 0 | 0 | 0 | 0 | 0 | 0 | 0 | 0 | 0 | 0
Commercial_Miscellaneous_Existing_Space Heating_Natural Gas_Boiler_E6_Baseline Forecast | Commercial | Miscellaneous | Existing | Space Heating | Natural Gas | Boiler | E6 |  | Baseline Forecast | 0 | 0 | 0 | 0 | 0 | 0 | 0 | 0 | 0 | 0 | 0 | 0 | 0 | 0 | 0 | 0 | 0 | 0 | 0 | 0 | 0 | 0 | 0 | 0 | 0 | 0 | 0 | 0 | 0 | 0 | 0
Commercial_Miscellaneous_Existing_Space Heating_Natural Gas_Boiler_E7_Baseline Forecast | Commercial | Miscellaneous | Existing | Space Heating | Natural Gas | Boiler | E7 |  | Baseline Forecast | 0 | 0 | 0 | 0 | 0 | 0 | 0 | 0 | 0 | 0 | 0 | 0 | 0 | 0 | 0 | 0 | 0 | 0 | 0 | 0 | 0 | 0 | 0 | 0 | 0 | 0 | 0 | 0 | 0 | 0 | 0
Commercial_Miscellaneous_Existing_Space Heating_Natural Gas_Boiler_E8_Baseline Forecast | Commercial | Miscellaneous | Existing | Space Heating | Natural Gas | Boiler | E8 |  | Baseline Forecast | 0 | 0 | 0 | 0 | 0 | 0 | 0 | 0 | 0 | 0 | 0 | 0 | 0 | 0 | 0 | 0 | 0 | 0 | 0 | 0 | 0 | 0 | 0 | 0 | 0 | 0 | 0 | 0 | 0 | 0 | 0
Commercial_Miscellaneous_Existing_Space Heating_Natural Gas_Boiler_E9_Baseline Forecast | Commercial | Miscellaneous | Existing | Space Heating | Natural Gas | Boiler | E9 |  | Baseline Forecast | 0 | 0 | 0 | 0 | 0 | 0 | 0 | 0 | 0 | 0 | 0 | 0 | 0 | 0 | 0 | 0 | 0 | 0 | 0 | 0 | 0 | 0 | 0 | 0 | 0 | 0 | 0 | 0 | 0 | 0 | 0
Commercial_Miscellaneous_Existing_Space Heating_Natural Gas_Boiler_E10_Baseline Forecast | Commercial | Miscellaneous | Existing | Space Heating | Natural Gas | Boiler | E10 |  | Baseline Forecast | 0 | 0 | 0 | 0 | 0 | 0 | 0 | 0 | 0 | 0 | 0 | 0 | 0 | 0 | 0 | 0 | 0 | 0 | 0 | 0 | 0 | 0 | 0 | 0 | 0 | 0 | 0 | 0 | 0 | 0 | 0
Commercial_Miscellaneous_Existing_Space Heating_Natural Gas_Unit Heater_E1_Baseline Forecast | Commercial | Miscellaneous | Existing | Space Heating | Natural Gas | Unit Heater | E1 | Standard | Baseline Forecast | 0 | 3736.441 | 10652.2538 | 20255.6237 | 32112.753 | 0 | 0 | 0 | 0 | 0 | 0 | 0 | 0 | 0 | 0 | 0 | 0 | 0 | 0 | 0 | 0 | 0 | 0 | 0 | 0 | 0 | 0 | 0 | 0 | 0 | 0
Commercial_Miscellaneous_Existing_Space Heating_Natural Gas_Unit Heater_E2_Baseline Forecast | Commercial | Miscellaneous | Existing | Space Heating | Natural Gas | Unit Heater | E2 | Condensing | Baseline Forecast | 0 | 0 | 0 | 0 | 0 | 45841.4148 | 61105.2138 | 77608.4753 | 95091.6952 | 113327.4887 | 129001.7342 | 142841.452 | 155406.8953 | 167124.227 | 178312.3016 | 189204.5669 | 199966.9337 | 186372.4667 | 176746.9693 | 170554.7375 | 166957.9957 | 165337.0265 | 165235.9014 | 166320.7003 | 168347.5332 | 171138.2282 | 174561.9876 | 175036.7939 | 173676.7279 | 171319.3393 | 168541.164
Commercial_Miscellaneous_Existing_Space Heating_Natural Gas_Unit Heater_E3_Baseline Forecast | Commercial | Miscellaneous | Existing | Space Heating | Natural Gas | Unit Heater | E3 | Infrared Radiant | Baseline Forecast | 0 | 0 | 0 | 0 | 0 | 0 | 0 | 0 | 0 | 0 | 0 | 0 | 0 | 0 | 0 | 0 | 0 | 0 | 0 | 0 | 0 | 0 | 0 | 0 | 0 | 0 | 0 | 0 | 0 | 0 | 0
Commercial_Miscellaneous_Existing_Space Heating_Natural Gas_Unit Heater_E4_Baseline Forecast | Commercial | Miscellaneous | Existing | Space Heating | Natural Gas | Unit Heater | E4 |  | Baseline Forecast | 0 | 0 | 0 | 0 | 0 | 0 | 0 | 0 | 0 | 0 | 0 | 0 | 0 | 0 | 0 | 0 | 0 | 0 | 0 | 0 | 0 | 0 | 0 | 0 | 0 | 0 | 0 | 0 | 0 | 0 | 0
Commercial_Miscellaneous_Existing_Space Heating_Natural Gas_Unit Heater_E5_Baseline Forecast | Commercial | Miscellaneous | Existing | Space Heating | Natural Gas | Unit Heater | E5 |  | Baseline Forecast | 0 | 0 | 0 | 0 | 0 | 0 | 0 | 0 | 0 | 0 | 0 | 0 | 0 | 0 | 0 | 0 | 0 | 0 | 0 | 0 | 0 | 0 | 0 | 0 | 0 | 0 | 0 | 0 | 0 | 0 | 0
Commercial_Miscellaneous_Existing_Space Heating_Natural Gas_Unit Heater_E6_Baseline Forecast | Commercial | Miscellaneous | Existing | Space Heating | Natural Gas | Unit Heater | E6 |  | Baseline Forecast | 0 | 0 | 0 | 0 | 0 | 0 | 0 | 0 | 0 | 0 | 0 | 0 | 0 | 0 | 0 | 0 | 0 | 0 | 0 | 0 | 0 | 0 | 0 | 0 | 0 | 0 | 0 | 0 | 0 | 0 | 0
Commercial_Miscellaneous_Existing_Space Heating_Natural Gas_Unit Heater_E7_Baseline Forecast | Commercial | Miscellaneous | Existing | Space Heating | Natural Gas | Unit Heater | E7 |  | Baseline Forecast | 0 | 0 | 0 | 0 | 0 | 0 | 0 | 0 | 0 | 0 | 0 | 0 | 0 | 0 | 0 | 0 | 0 | 0 | 0 | 0 | 0 | 0 | 0 | 0 | 0 | 0 | 0 | 0 | 0 | 0 | 0
Commercial_Miscellaneous_Existing_Space Heating_Natural Gas_Unit Heater_E8_Baseline Forecast | Commercial | Miscellaneous | Existing | Space Heating | Natural Gas | Unit Heater | E8 |  | Baseline Forecast | 0 | 0 | 0 | 0 | 0 | 0 | 0 | 0 | 0 | 0 | 0 | 0 | 0 | 0 | 0 | 0 | 0 | 0 | 0 | 0 | 0 | 0 | 0 | 0 | 0 | 0 | 0 | 0 | 0 | 0 | 0
Commercial_Miscellaneous_Existing_Space Heating_Natural Gas_Unit Heater_E9_Baseline Forecast | Commercial | Miscellaneous | Existing | Space Heating | Natural Gas | Unit Heater | E9 |  | Baseline Forecast | 0 | 0 | 0 | 0 | 0 | 0 | 0 | 0 | 0 | 0 | 0 | 0 | 0 | 0 | 0 | 0 | 0 | 0 | 0 | 0 | 0 | 0 | 0 | 0 | 0 | 0 | 0 | 0 | 0 | 0 | 0
Commercial_Miscellaneous_Existing_Space Heating_Natural Gas_Unit Heater_E10_Baseline Forecast | Commercial | Miscellaneous | Existing | Space Heating | Natural Gas | Unit Heater | E10 |  | Baseline Forecast | 0 | 0 | 0 | 0 | 0 | 0 | 0 | 0 | 0 | 0 | 0 | 0 | 0 | 0 | 0 | 0 | 0 | 0 | 0 | 0 | 0 | 0 | 0 | 0 | 0 | 0 | 0 | 0 | 0 | 0 | 0
Commercial_Miscellaneous_Existing_Water Heating_Natural Gas_Water Heater_E1_Baseline Forecast | Commercial | Miscellaneous | Existing | Water Heating | Natural Gas | Water Heater | E1 | TE 0.80 | Baseline Forecast | 0 | 61187.9044 | 66488.2384 | 70965.1857 | 74706.4118 | 77929.479 | 80579.3881 | 954.2526 | 1005.7649 | 1061.3957 | 1246.8542 | 1306.7529 | 1336.0727 | 1189.0177 | 1040.3212 | 1013.7267 | 857.0435 | 726.983 | 626.0303 | 597.3756 | 577.1956 | 418.8086 | 439.8587 | 673.1913 | 711.2085 | 742.0004 | 766.8013 | 799.5923 | 1023.1037 | 998.7566 | 959.7575
Commercial_Miscellaneous_Existing_Water Heating_Natural Gas_Water Heater_E2_Baseline Forecast | Commercial | Miscellaneous | Existing | Water Heating | Natural Gas | Water Heater | E2 | TE 0.90 | Baseline Forecast | 0 | 218704.1234 | 237728.951 | 253826.3348 | 267339.7339 | 278435.2407 | 287509.2252 | 3402.1546 | 3584.7728 | 3781.3333 | 4440.65 | 4660.4152 | 4750.512 | 4235.5018 | 3713.5766 | 3625.0734 | 3064.9661 | 2600.1399 | 2238.0286 | 2136.3021 | 2064.6076 | 1498.5166 | 1574.4177 | 2353.0793 | 2483.9142 | 2589.3889 | 2673.866 | 2786.1006 | 3562.2545 | 3474.9277 | 3336.8044
Commercial_Miscellaneous_Existing_Water Heating_Natural Gas_Water Heater_E3_Baseline Forecast | Commercial | Miscellaneous | Existing | Water Heating | Natural Gas | Water Heater | E3 | TE 0.94 | Baseline Forecast | 0 | 0 | 0 | 0 | 0 | 0 | 0 | 0 | 0 | 0 | 0 | 0 | 0 | 0 | 0 | 0 | 0 | 0 | 0 | 0 | 0 | 0 | 0 | 0 | 0 | 0 | 0 | 0 | 0 | 0 | 0
Commercial_Miscellaneous_Existing_Water Heating_Natural Gas_Water Heater_E4_Baseline Forecast | Commercial | Miscellaneous | Existing | Water Heating | Natural Gas | Water Heater | E4 | Instantaneous TE 0.94 | Baseline Forecast | 0 | 0 | 0 | 0 | 0 | 0 | 0 | 373165.1288 | 380343.1139 | 385722.518 | 435614.3658 | 478669.5456 | 470504.3337 | 463101.8533 | 455709.1543 | 503075.8216 | 427524.365 | 364799.8036 | 312487.1097 | 301089.7487 | 293130.3093 | 214586.0938 | 227651.8022 | 241475.7316 | 253380.9266 | 262669.3542 | 269820.2255 | 279751.6866 | 355986.885 | 345665.0797 | 331515.823
Commercial_Miscellaneous_Existing_Water Heating_Natural Gas_Water Heater_E5_Baseline Forecast | Commercial | Miscellaneous | Existing | Water Heating | Natural Gas | Water Heater | E5 | Gas-Fired Absorption HPWH | Baseline Forecast | 0 | 0 | 0 | 0 | 0 | 0 | 0 | 0 | 0 | 0 | 0 | 0 | 0 | 0 | 0 | 0 | 0 | 0 | 0 | 0 | 0 | 0 | 0 | 0 | 0 | 0 | 0 | 0 | 0 | 0 | 0
Commercial_Miscellaneous_Existing_Water Heating_Natural Gas_Water Heater_E6_Baseline Forecast | Commercial | Miscellaneous | Existing | Water Heating | Natural Gas | Water Heater | E6 |  | Baseline Forecast | 0 | 0 | 0 | 0 | 0 | 0 | 0 | 0 | 0 | 0 | 0 | 0 | 0 | 0 | 0 | 0 | 0 | 0 | 0 | 0 | 0 | 0 | 0 | 0 | 0 | 0 | 0 | 0 | 0 | 0 | 0
Commercial_Miscellaneous_Existing_Water Heating_Natural Gas_Water Heater_E7_Baseline Forecast | Commercial | Miscellaneous | Existing | Water Heating | Natural Gas | Water Heater | E7 |  | Baseline Forecast | 0 | 0 | 0 | 0 | 0 | 0 | 0 | 0 | 0 | 0 | 0 | 0 | 0 | 0 | 0 | 0 | 0 | 0 | 0 | 0 | 0 | 0 | 0 | 0 | 0 | 0 | 0 | 0 | 0 | 0 | 0
Commercial_Miscellaneous_Existing_Water Heating_Natural Gas_Water Heater_E8_Baseline Forecast | Commercial | Miscellaneous | Existing | Water Heating | Natural Gas | Water Heater | E8 |  | Baseline Forecast | 0 | 0 | 0 | 0 | 0 | 0 | 0 | 0 | 0 | 0 | 0 | 0 | 0 | 0 | 0 | 0 | 0 | 0 | 0 | 0 | 0 | 0 | 0 | 0 | 0 | 0 | 0 | 0 | 0 | 0 | 0
Commercial_Miscellaneous_Existing_Water Heating_Natural Gas_Water Heater_E9_Baseline Forecast | Commercial | Miscellaneous | Existing | Water Heating | Natural Gas | Water Heater | E9 |  | Baseline Forecast | 0 | 0 | 0 | 0 | 0 | 0 | 0 | 0 | 0 | 0 | 0 | 0 | 0 | 0 | 0 | 0 | 0 | 0 | 0 | 0 | 0 | 0 | 0 | 0 | 0 | 0 | 0 | 0 | 0 | 0 | 0
Commercial_Miscellaneous_Existing_Water Heating_Natural Gas_Water Heater_E10_Baseline Forecast | Commercial | Miscellaneous | Existing | Water Heating | Natural Gas | Water Heater | E10 |  | Baseline Forecast | 0 | 0 | 0 | 0 | 0 | 0 | 0 | 0 | 0 | 0 | 0 | 0 | 0 | 0 | 0 | 0 | 0 | 0 | 0 | 0 | 0 | 0 | 0 | 0 | 0 | 0 | 0 | 0 | 0 | 0 | 0
Commercial_Miscellaneous_Existing_Food Preparation_Natural Gas_Oven_E1_Baseline Forecast | Commercial | Miscellaneous | Existing | Food Preparation | Natural Gas | Oven | E1 | Standard | Baseline Forecast | 0 | 13808.5136 | 17579.1225 | 20392.56 | 22449.8514 | 24056.9458 | 25204.7214 | 25960.8962 | 26411.6443 | 26659.0794 | 22774.115 | 20325.4637 | 19056.5571 | 18246.4339 | 17861.0548 | 17756.8753 | 20724.4933 | 21237.4865 | 21573.903 | 21163.7665 | 20411.1468 | 19524.9051 | 18636.8778 | 18591.8411 | 17890.8222 | 16897.8312 | 16453.2294 | 16339.1341 | 16330.2598 | 16310.2027 | 16228.535
Commercial_Miscellaneous_Existing_Food Preparation_Natural Gas_Oven_E2_Baseline Forecast | Commercial | Miscellaneous | Existing | Food Preparation | Natural Gas | Oven | E2 | ENERGY STAR (EF ≥ 44%) Convection Oven utilizing ASTM Std F1496 | Baseline Forecast | 0 | 19906.2882 | 25373.535 | 29472.1713 | 32510.1488 | 34580.4242 | 36004.732 | 36960.3154 | 37552.9258 | 37830.7969 | 32470.8881 | 29108.2738 | 26948.553 | 25946.352 | 25581.9459 | 25603.1273 | 29889.7032 | 30645.3918 | 31059.595 | 30517.0515 | 29463.7942 | 28226.0599 | 26992.2409 | 25094.0713 | 24113.3627 | 22744.3791 | 22117.7807 | 21937.7932 | 21900.4055 | 21848.9797 | 21715.9417
Commercial_Miscellaneous_Existing_Food Preparation_Natural Gas_Oven_E3_Baseline Forecast | Commercial | Miscellaneous | Existing | Food Preparation | Natural Gas | Oven | E3 |  | Baseline Forecast | 0 | 0 | 0 | 0 | 0 | 0 | 0 | 0 | 0 | 0 | 0 | 0 | 0 | 0 | 0 | 0 | 0 | 0 | 0 | 0 | 0 | 0 | 0 | 0 | 0 | 0 | 0 | 0 | 0 | 0 | 0
Commercial_Miscellaneous_Existing_Food Preparation_Natural Gas_Oven_E4_Baseline Forecast | Commercial | Miscellaneous | Existing | Food Preparation | Natural Gas | Oven | E4 |  | Baseline Forecast | 0 | 0 | 0 | 0 | 0 | 0 | 0 | 0 | 0 | 0 | 0 | 0 | 0 | 0 | 0 | 0 | 0 | 0 | 0 | 0 | 0 | 0 | 0 | 0 | 0 | 0 | 0 | 0 | 0 | 0 | 0
Commercial_Miscellaneous_Existing_Food Preparation_Natural Gas_Oven_E5_Baseline Forecast | Commercial | Miscellaneous | Existing | Food Preparation | Natural Gas | Oven | E5 |  | Baseline Forecast | 0 | 0 | 0 | 0 | 0 | 0 | 0 | 0 | 0 | 0 | 0 | 0 | 0 | 0 | 0 | 0 | 0 | 0 | 0 | 0 | 0 | 0 | 0 | 0 | 0 | 0 | 0 | 0 | 0 | 0 | 0
Commercial_Miscellaneous_Existing_Food Preparation_Natural Gas_Oven_E6_Baseline Forecast | Commercial | Miscellaneous | Existing | Food Preparation | Natural Gas | Oven | E6 |  | Baseline Forecast | 0 | 0 | 0 | 0 | 0 | 0 | 0 | 0 | 0 | 0 | 0 | 0 | 0 | 0 | 0 | 0 | 0 | 0 | 0 | 0 | 0 | 0 | 0 | 0 | 0 | 0 | 0 | 0 | 0 | 0 | 0
Commercial_Miscellaneous_Existing_Food Preparation_Natural Gas_Oven_E7_Baseline Forecast | Commercial | Miscellaneous | Existing | Food Preparation | Natural Gas | Oven | E7 |  | Baseline Forecast | 0 | 0 | 0 | 0 | 0 | 0 | 0 | 0 | 0 | 0 | 0 | 0 | 0 | 0 | 0 | 0 | 0 | 0 | 0 | 0 | 0 | 0 | 0 | 0 | 0 | 0 | 0 | 0 | 0 | 0 | 0
Commercial_Miscellaneous_Existing_Food Preparation_Natural Gas_Oven_E8_Baseline Forecast | Commercial | Miscellaneous | Existing | Food Preparation | Natural Gas | Oven | E8 |  | Baseline Forecast | 0 | 0 | 0 | 0 | 0 | 0 | 0 | 0 | 0 | 0 | 0 | 0 | 0 | 0 | 0 | 0 | 0 | 0 | 0 | 0 | 0 | 0 | 0 | 0 | 0 | 0 | 0 | 0 | 0 | 0 | 0
Commercial_Miscellaneous_Existing_Food Preparation_Natural Gas_Oven_E9_Baseline Forecast | Commercial | Miscellaneous | Existing | Food Preparation | Natural Gas | Oven | E9 |  | Baseline Forecast | 0 | 0 | 0 | 0 | 0 | 0 | 0 | 0 | 0 | 0 | 0 | 0 | 0 | 0 | 0 | 0 | 0 | 0 | 0 | 0 | 0 | 0 | 0 | 0 | 0 | 0 | 0 | 0 | 0 | 0 | 0
Commercial_Miscellaneous_Existing_Food Preparation_Natural Gas_Oven_E10_Baseline Forecast | Commercial | Miscellaneous | Existing | Food Preparation | Natural Gas | Oven | E10 |  | Baseline Forecast | 0 | 0 | 0 | 0 | 0 | 0 | 0 | 0 | 0 | 0 | 0 | 0 | 0 | 0 | 0 | 0 | 0 | 0 | 0 | 0 | 0 | 0 | 0 | 0 | 0 | 0 | 0 | 0 | 0 | 0 | 0
Commercial_Miscellaneous_Existing_Food Preparation_Natural Gas_Conveyor Oven_E1_Baseline Forecast | Commercial | Miscellaneous | Existing | Food Preparation | Natural Gas | Conveyor Oven | E1 | Standard | Baseline Forecast | 0 | 0 | 0 | 0 | 0 | 637.8331 | 1750.8741 | 3207.9507 | 4904.9838 | 6782.6281 | 8195.9341 | 9248.4846 | 10089.7878 | 10644.5478 | 11020.7927 | 11267.4524 | 11405.6191 | 8941.6371 | 7018.9717 | 5499.8534 | 4310.4631 | 3470.6163 | 2973.9615 | 2915.3046 | 3035.5672 | 3416.622 | 4047.3846 | 4792.3677 | 5562.9728 | 6303.6107 | 6984.4661
Commercial_Miscellaneous_Existing_Food Preparation_Natural Gas_Conveyor Oven_E2_Baseline Forecast | Commercial | Miscellaneous | Existing | Food Preparation | Natural Gas | Conveyor Oven | E2 | ENERGY STAR (EF ≥ 44%) Convection Oven utilizing ASTM Std F1496 | Baseline Forecast | 0 | 0 | 0 | 0 | 0 | 917.0398 | 2515.6974 | 4616.9414 | 7083.4677 | 9787.1446 | 11822.1777 | 13332.5771 | 14362.8892 | 15140.4932 | 15676.5388 | 16015.4777 | 16209.3758 | 12708.5189 | 9954.7506 | 7807.5449 | 6122.5371 | 4933.9386 | 4232.8365 | 3867.5529 | 4017.6358 | 4511.7218 | 5332.9248 | 6301.0339 | 7298.9325 | 8253.6835 | 9120.0076
Commercial_Miscellaneous_Existing_Food Preparation_Natural Gas_Conveyor Oven_E3_Baseline Forecast | Commercial | Miscellaneous | Existing | Food Preparation | Natural Gas | Conveyor Oven | E3 |  | Baseline Forecast | 0 | 0 | 0 | 0 | 0 | 0 | 0 | 0 | 0 | 0 | 0 | 0 | 0 | 0 | 0 | 0 | 0 | 0 | 0 | 0 | 0 | 0 | 0 | 0 | 0 | 0 | 0 | 0 | 0 | 0 | 0
Commercial_Miscellaneous_Existing_Food Preparation_Natural Gas_Conveyor Oven_E4_Baseline Forecast | Commercial | Miscellaneous | Existing | Food Preparation | Natural Gas | Conveyor Oven | E4 |  | Baseline Forecast | 0 | 0 | 0 | 0 | 0 | 0 | 0 | 0 | 0 | 0 | 0 | 0 | 0 | 0 | 0 | 0 | 0 | 0 | 0 | 0 | 0 | 0 | 0 | 0 | 0 | 0 | 0 | 0 | 0 | 0 | 0
Commercial_Miscellaneous_Existing_Food Preparation_Natural Gas_Conveyor Oven_E5_Baseline Forecast | Commercial | Miscellaneous | Existing | Food Preparation | Natural Gas | Conveyor Oven | E5 |  | Baseline Forecast | 0 | 0 | 0 | 0 | 0 | 0 | 0 | 0 | 0 | 0 | 0 | 0 | 0 | 0 | 0 | 0 | 0 | 0 | 0 | 0 | 0 | 0 | 0 | 0 | 0 | 0 | 0 | 0 | 0 | 0 | 0
Commercial_Miscellaneous_Existing_Food Preparation_Natural Gas_Conveyor Oven_E6_Baseline Forecast | Commercial | Miscellaneous | Existing | Food Preparation | Natural Gas | Conveyor Oven | E6 |  | Baseline Forecast | 0 | 0 | 0 | 0 | 0 | 0 | 0 | 0 | 0 | 0 | 0 | 0 | 0 | 0 | 0 | 0 | 0 | 0 | 0 | 0 | 0 | 0 | 0 | 0 | 0 | 0 | 0 | 0 | 0 | 0 | 0
Commercial_Miscellaneous_Existing_Food Preparation_Natural Gas_Conveyor Oven_E7_Baseline Forecast | Commercial | Miscellaneous | Existing | Food Preparation | Natural Gas | Conveyor Oven | E7 |  | Baseline Forecast | 0 | 0 | 0 | 0 | 0 | 0 | 0 | 0 | 0 | 0 | 0 | 0 | 0 | 0 | 0 | 0 | 0 | 0 | 0 | 0 | 0 | 0 | 0 | 0 | 0 | 0 | 0 | 0 | 0 | 0 | 0
Commercial_Miscellaneous_Existing_Food Preparation_Natural Gas_Conveyor Oven_E8_Baseline Forecast | Commercial | Miscellaneous | Existing | Food Preparation | Natural Gas | Conveyor Oven | E8 |  | Baseline Forecast | 0 | 0 | 0 | 0 | 0 | 0 | 0 | 0 | 0 | 0 | 0 | 0 | 0 | 0 | 0 | 0 | 0 | 0 | 0 | 0 | 0 | 0 | 0 | 0 | 0 | 0 | 0 | 0 | 0 | 0 | 0
Commercial_Miscellaneous_Existing_Food Preparation_Natural Gas_Conveyor Oven_E9_Baseline Forecast | Commercial | Miscellaneous | Existing | Food Preparation | Natural Gas | Conveyor Oven | E9 |  | Baseline Forecast | 0 | 0 | 0 | 0 | 0 | 0 | 0 | 0 | 0 | 0 | 0 | 0 | 0 | 0 | 0 | 0 | 0 | 0 | 0 | 0 | 0 | 0 | 0 | 0 | 0 | 0 | 0 | 0 | 0 | 0 | 0
Commercial_Miscellaneous_Existing_Food Preparation_Natural Gas_Conveyor Oven_E10_Baseline Forecast | Commercial | Miscellaneous | Existing | Food Preparation | Natural Gas | Conveyor Oven | E10 |  | Baseline Forecast | 0 | 0 | 0 | 0 | 0 | 0 | 0 | 0 | 0 | 0 | 0 | 0 | 0 | 0 | 0 | 0 | 0 | 0 | 0 | 0 | 0 | 0 | 0 | 0 | 0 | 0 | 0 | 0 | 0 | 0 | 0
Commercial_Miscellaneous_Existing_Food Preparation_Natural Gas_Double Rack Oven_E1_Baseline Forecast | Commercial | Miscellaneous | Existing | Food Preparation | Natural Gas | Double Rack Oven | E1 | Standard | Baseline Forecast | 0 | 3830.6543 | 5205.1033 | 6376.09 | 7354.3171 | 8246.5355 | 9001.1559 | 9610.2254 | 10089.3724 | 10397.1478 | 8992.7567 | 7778.2589 | 7489.3206 | 7253.1518 | 7228.3998 | 7309.1804 | 7441.0186 | 8332.1255 | 8652.0141 | 8865.3786 | 9027.1242 | 8878.6084 | 8522.1236 | 9053.4934 | 8685.1939 | 8359.1023 | 7747.628 | 7309.5442 | 7273.9377 | 7336.3193 | 7451.5241
Commercial_Miscellaneous_Existing_Food Preparation_Natural Gas_Double Rack Oven_E2_Baseline Forecast | Commercial | Miscellaneous | Existing | Food Preparation | Natural Gas | Double Rack Oven | E2 | FTSC Qualified (>50% Cooking Efficiency) | Baseline Forecast | 0 | 5534.5684 | 7542.0054 | 9225.238 | 10643.4094 | 11750.5757 | 12651.2597 | 13399.4899 | 14019.7408 | 14588.3611 | 12772.3978 | 11181.609 | 10526.6365 | 10351.5008 | 10325.445 | 10427.0686 | 10617.7128 | 11898.8933 | 12292.9293 | 12635.043 | 12892.0795 | 12716.3725 | 12250.2246 | 10818.9231 | 10325.3648 | 9888.8381 | 9122.2362 | 8567.2439 | 8487.8255 | 8523.6665 | 8620.8775
Commercial_Miscellaneous_Existing_Food Preparation_Natural Gas_Double Rack Oven_E3_Baseline Forecast | Commercial | Miscellaneous | Existing | Food Preparation | Natural Gas | Double Rack Oven | E3 |  | Baseline Forecast | 0 | 0 | 0 | 0 | 0 | 0 | 0 | 0 | 0 | 0 | 0 | 0 | 0 | 0 | 0 | 0 | 0 | 0 | 0 | 0 | 0 | 0 | 0 | 0 | 0 | 0 | 0 | 0 | 0 | 0 | 0
Commercial_Miscellaneous_Existing_Food Preparation_Natural Gas_Double Rack Oven_E4_Baseline Forecast | Commercial | Miscellaneous | Existing | Food Preparation | Natural Gas | Double Rack Oven | E4 |  | Baseline Forecast | 0 | 0 | 0 | 0 | 0 | 0 | 0 | 0 | 0 | 0 | 0 | 0 | 0 | 0 | 0 | 0 | 0 | 0 | 0 | 0 | 0 | 0 | 0 | 0 | 0 | 0 | 0 | 0 | 0 | 0 | 0
Commercial_Miscellaneous_Existing_Food Preparation_Natural Gas_Double Rack Oven_E5_Baseline Forecast | Commercial | Miscellaneous | Existing | Food Preparation | Natural Gas | Double Rack Oven | E5 |  | Baseline Forecast | 0 | 0 | 0 | 0 | 0 | 0 | 0 | 0 | 0 | 0 | 0 | 0 | 0 | 0 | 0 | 0 | 0 | 0 | 0 | 0 | 0 | 0 | 0 | 0 | 0 | 0 | 0 | 0 | 0 | 0 | 0
Commercial_Miscellaneous_Existing_Food Preparation_Natural Gas_Double Rack Oven_E6_Baseline Forecast | Commercial | Miscellaneous | Existing | Food Preparation | Natural Gas | Double Rack Oven | E6 |  | Baseline Forecast | 0 | 0 | 0 | 0 | 0 | 0 | 0 | 0 | 0 | 0 | 0 | 0 | 0 | 0 | 0 | 0 | 0 | 0 | 0 | 0 | 0 | 0 | 0 | 0 | 0 | 0 | 0 | 0 | 0 | 0 | 0
Commercial_Miscellaneous_Existing_Food Preparation_Natural Gas_Double Rack Oven_E7_Baseline Forecast | Commercial | Miscellaneous | Existing | Food Preparation | Natural Gas | Double Rack Oven | E7 |  | Baseline Forecast | 0 | 0 | 0 | 0 | 0 | 0 | 0 | 0 | 0 | 0 | 0 | 0 | 0 | 0 | 0 | 0 | 0 | 0 | 0 | 0 | 0 | 0 | 0 | 0 | 0 | 0 | 0 | 0 | 0 | 0 | 0
Commercial_Miscellaneous_Existing_Food Preparation_Natural Gas_Double Rack Oven_E8_Baseline Forecast | Commercial | Miscellaneous | Existing | Food Preparation | Natural Gas | Double Rack Oven | E8 |  | Baseline Forecast | 0 | 0 | 0 | 0 | 0 | 0 | 0 | 0 | 0 | 0 | 0 | 0 | 0 | 0 | 0 | 0 | 0 | 0 | 0 | 0 | 0 | 0 | 0 | 0 | 0 | 0 | 0 | 0 | 0 | 0 | 0
Commercial_Miscellaneous_Existing_Food Preparation_Natural Gas_Double Rack Oven_E9_Baseline Forecast | Commercial | Miscellaneous | Existing | Food Preparation | Natural Gas | Double Rack Oven | E9 |  | Baseline Forecast | 0 | 0 | 0 | 0 | 0 | 0 | 0 | 0 | 0 | 0 | 0 | 0 | 0 | 0 | 0 | 0 | 0 | 0 | 0 | 0 | 0 | 0 | 0 | 0 | 0 | 0 | 0 | 0 | 0 | 0 | 0
Commercial_Miscellaneous_Existing_Food Preparation_Natural Gas_Double Rack Oven_E10_Baseline Forecast | Commercial | Miscellaneous | Existing | Food Preparation | Natural Gas | Double Rack Oven | E10 |  | Baseline Forecast | 0 | 0 | 0 | 0 | 0 | 0 | 0 | 0 | 0 | 0 | 0 | 0 | 0 | 0 | 0 | 0 | 0 | 0 | 0 | 0 | 0 | 0 | 0 | 0 | 0 | 0 | 0 | 0 | 0 | 0 | 0
Commercial_Miscellaneous_Existing_Food Preparation_Natural Gas_Fryer_E1_Baseline Forecast | Commercial | Miscellaneous | Existing | Food Preparation | Natural Gas | Fryer | E1 | Standard | Baseline Forecast | 0 | 30684.7433 | 33327.574 | 0 | 0 | 0 | 0 | 0 | 0 | 0 | 0 | 0 | 0 | 0 | 0 | 0 | 0 | 0 | 0 | 0 | 0 | 0 | 0 | 0 | 0 | 0 | 0 | 0 | 0 | 0 | 0
Commercial_Miscellaneous_Existing_Food Preparation_Natural Gas_Fryer_E2_Baseline Forecast | Commercial | Miscellaneous | Existing | Food Preparation | Natural Gas | Fryer | E2 | ENERGY STAR | Baseline Forecast | 0 | 10818.955 | 11783.173 | 48161.6049 | 50720.2014 | 52843.4265 | 54581.9003 | 55980.6581 | 57079.7613 | 64976.8029 | 71729.8707 | 77469.4112 | 75664.8651 | 73924.2454 | 80610.1586 | 78072.1087 | 75685.8212 | 74638.8539 | 74503.9711 | 74962.2296 | 74646.8749 | 73775.9844 | 75362.7292 | 75759.6453 | 75294.8572 | 73082.8071 | 71178.1572 | 71318.2454 | 69420.3824 | 67696.3989 | 66778.7346
Commercial_Miscellaneous_Existing_Food Preparation_Natural Gas_Fryer_E3_Baseline Forecast | Commercial | Miscellaneous | Existing | Food Preparation | Natural Gas | Fryer | E3 |  | Baseline Forecast | 0 | 0 | 0 | 0 | 0 | 0 | 0 | 0 | 0 | 0 | 0 | 0 | 0 | 0 | 0 | 0 | 0 | 0 | 0 | 0 | 0 | 0 | 0 | 0 | 0 | 0 | 0 | 0 | 0 | 0 | 0
Commercial_Miscellaneous_Existing_Food Preparation_Natural Gas_Fryer_E4_Baseline Forecast | Commercial | Miscellaneous | Existing | Food Preparation | Natural Gas | Fryer | E4 |  | Baseline Forecast | 0 | 0 | 0 | 0 | 0 | 0 | 0 | 0 | 0 | 0 | 0 | 0 | 0 | 0 | 0 | 0 | 0 | 0 | 0 | 0 | 0 | 0 | 0 | 0 | 0 | 0 | 0 | 0 | 0 | 0 | 0
Commercial_Miscellaneous_Existing_Food Preparation_Natural Gas_Fryer_E5_Baseline Forecast | Commercial | Miscellaneous | Existing | Food Preparation | Natural Gas | Fryer | E5 |  | Baseline Forecast | 0 | 0 | 0 | 0 | 0 | 0 | 0 | 0 | 0 | 0 | 0 | 0 | 0 | 0 | 0 | 0 | 0 | 0 | 0 | 0 | 0 | 0 | 0 | 0 | 0 | 0 | 0 | 0 | 0 | 0 | 0
Commercial_Miscellaneous_Existing_Food Preparation_Natural Gas_Fryer_E6_Baseline Forecast | Commercial | Miscellaneous | Existing | Food Preparation | Natural Gas | Fryer | E6 |  | Baseline Forecast | 0 | 0 | 0 | 0 | 0 | 0 | 0 | 0 | 0 | 0 | 0 | 0 | 0 | 0 | 0 | 0 | 0 | 0 | 0 | 0 | 0 | 0 | 0 | 0 | 0 | 0 | 0 | 0 | 0 | 0 | 0
Commercial_Miscellaneous_Existing_Food Preparation_Natural Gas_Fryer_E7_Baseline Forecast | Commercial | Miscellaneous | Existing | Food Preparation | Natural Gas | Fryer | E7 |  | Baseline Forecast | 0 | 0 | 0 | 0 | 0 | 0 | 0 | 0 | 0 | 0 | 0 | 0 | 0 | 0 | 0 | 0 | 0 | 0 | 0 | 0 | 0 | 0 | 0 | 0 | 0 | 0 | 0 | 0 | 0 | 0 | 0
Commercial_Miscellaneous_Existing_Food Preparation_Natural Gas_Fryer_E8_Baseline Forecast | Commercial | Miscellaneous | Existing | Food Preparation | Natural Gas | Fryer | E8 |  | Baseline Forecast | 0 | 0 | 0 | 0 | 0 | 0 | 0 | 0 | 0 | 0 | 0 | 0 | 0 | 0 | 0 | 0 | 0 | 0 | 0 | 0 | 0 | 0 | 0 | 0 | 0 | 0 | 0 | 0 | 0 | 0 | 0
Commercial_Miscellaneous_Existing_Food Preparation_Natural Gas_Fryer_E9_Baseline Forecast | Commercial | Miscellaneous | Existing | Food Preparation | Natural Gas | Fryer | E9 |  | Baseline Forecast | 0 | 0 | 0 | 0 | 0 | 0 | 0 | 0 | 0 | 0 | 0 | 0 | 0 | 0 | 0 | 0 | 0 | 0 | 0 | 0 | 0 | 0 | 0 | 0 | 0 | 0 | 0 | 0 | 0 | 0 | 0
Commercial_Miscellaneous_Existing_Food Preparation_Natural Gas_Fryer_E10_Baseline Forecast | Commercial | Miscellaneous | Existing | Food Preparation | Natural Gas | Fryer | E10 |  | Baseline Forecast | 0 | 0 | 0 | 0 | 0 | 0 | 0 | 0 | 0 | 0 | 0 | 0 | 0 | 0 | 0 | 0 | 0 | 0 | 0 | 0 | 0 | 0 | 0 | 0 | 0 | 0 | 0 | 0 | 0 | 0 | 0
Commercial_Miscellaneous_Existing_Food Preparation_Natural Gas_Broiler_E1_Baseline Forecast | Commercial | Miscellaneous | Existing | Food Preparation | Natural Gas | Broiler | E1 | Standard | Baseline Forecast | 0 | 26486.0747 | 29543.7251 | 32101.1464 | 34192.0649 | 36006.0267 | 37472.3595 | 38603.9113 | 39445.5546 | 39961.6527 | 34724.9154 | 30174.1842 | 30672.2325 | 31011.5598 | 31460.3047 | 31903.8954 | 32291.8674 | 37652.0501 | 37546.4833 | 37302.3179 | 37002.3484 | 35756.9941 | 33900.4556 | 33542.6264 | 32291.9143 | 31282.7165 | 29384.767 | 28022.3691 | 28738.2461 | 29258.1758 | 29605.6508
Commercial_Miscellaneous_Existing_Food Preparation_Natural Gas_Broiler_E2_Baseline Forecast | Commercial | Miscellaneous | Existing | Food Preparation | Natural Gas | Broiler | E2 | Infrared Burners | Baseline Forecast | 0 | 9335.7572 | 10437.4195 | 11327.6947 | 12068.0865 | 12551.9345 | 12922.0447 | 13228.3384 | 13480.5557 | 13761.8426 | 12074.2183 | 10593.0611 | 10577.3006 | 10824.4648 | 10988.9396 | 11132.2028 | 11269.7432 | 13148.8992 | 13059.0894 | 13006.014 | 12922.5486 | 12516.1265 | 11900.6589 | 10213.842 | 9795.3398 | 9454.5821 | 8849.9264 | 8411.1837 | 8597.9004 | 8725.5928 | 8801.7105
Commercial_Miscellaneous_Existing_Food Preparation_Natural Gas_Broiler_E3_Baseline Forecast | Commercial | Miscellaneous | Existing | Food Preparation | Natural Gas | Broiler | E3 |  | Baseline Forecast | 0 | 0 | 0 | 0 | 0 | 0 | 0 | 0 | 0 | 0 | 0 | 0 | 0 | 0 | 0 | 0 | 0 | 0 | 0 | 0 | 0 | 0 | 0 | 0 | 0 | 0 | 0 | 0 | 0 | 0 | 0
Commercial_Miscellaneous_Existing_Food Preparation_Natural Gas_Broiler_E4_Baseline Forecast | Commercial | Miscellaneous | Existing | Food Preparation | Natural Gas | Broiler | E4 |  | Baseline Forecast | 0 | 0 | 0 | 0 | 0 | 0 | 0 | 0 | 0 | 0 | 0 | 0 | 0 | 0 | 0 | 0 | 0 | 0 | 0 | 0 | 0 | 0 | 0 | 0 | 0 | 0 | 0 | 0 | 0 | 0 | 0
Commercial_Miscellaneous_Existing_Food Preparation_Natural Gas_Broiler_E5_Baseline Forecast | Commercial | Miscellaneous | Existing | Food Preparation | Natural Gas | Broiler | E5 |  | Baseline Forecast | 0 | 0 | 0 | 0 | 0 | 0 | 0 | 0 | 0 | 0 | 0 | 0 | 0 | 0 | 0 | 0 | 0 | 0 | 0 | 0 | 0 | 0 | 0 | 0 | 0 | 0 | 0 | 0 | 0 | 0 | 0
Commercial_Miscellaneous_Existing_Food Preparation_Natural Gas_Broiler_E6_Baseline Forecast | Commercial | Miscellaneous | Existing | Food Preparation | Natural Gas | Broiler | E6 |  | Baseline Forecast | 0 | 0 | 0 | 0 | 0 | 0 | 0 | 0 | 0 | 0 | 0 | 0 | 0 | 0 | 0 | 0 | 0 | 0 | 0 | 0 | 0 | 0 | 0 | 0 | 0 | 0 | 0 | 0 | 0 | 0 | 0
Commercial_Miscellaneous_Existing_Food Preparation_Natural Gas_Broiler_E7_Baseline Forecast | Commercial | Miscellaneous | Existing | Food Preparation | Natural Gas | Broiler | E7 |  | Baseline Forecast | 0 | 0 | 0 | 0 | 0 | 0 | 0 | 0 | 0 | 0 | 0 | 0 | 0 | 0 | 0 | 0 | 0 | 0 | 0 | 0 | 0 | 0 | 0 | 0 | 0 | 0 | 0 | 0 | 0 | 0 | 0
Commercial_Miscellaneous_Existing_Food Preparation_Natural Gas_Broiler_E8_Baseline Forecast | Commercial | Miscellaneous | Existing | Food Preparation | Natural Gas | Broiler | E8 |  | Baseline Forecast | 0 | 0 | 0 | 0 | 0 | 0 | 0 | 0 | 0 | 0 | 0 | 0 | 0 | 0 | 0 | 0 | 0 | 0 | 0 | 0 | 0 | 0 | 0 | 0 | 0 | 0 | 0 | 0 | 0 | 0 | 0
Commercial_Miscellaneous_Existing_Food Preparation_Natural Gas_Broiler_E9_Baseline Forecast | Commercial | Miscellaneous | Existing | Food Preparation | Natural Gas | Broiler | E9 |  | Baseline Forecast | 0 | 0 | 0 | 0 | 0 | 0 | 0 | 0 | 0 | 0 | 0 | 0 | 0 | 0 | 0 | 0 | 0 | 0 | 0 | 0 | 0 | 0 | 0 | 0 | 0 | 0 | 0 | 0 | 0 | 0 | 0
Commercial_Miscellaneous_Existing_Food Preparation_Natural Gas_Broiler_E10_Baseline Forecast | Commercial | Miscellaneous | Existing | Food Preparation | Natural Gas | Broiler | E10 |  | Baseline Forecast | 0 | 0 | 0 | 0 | 0 | 0 | 0 | 0 | 0 | 0 | 0 | 0 | 0 | 0 | 0 | 0 | 0 | 0 | 0 | 0 | 0 | 0 | 0 | 0 | 0 | 0 | 0 | 0 | 0 | 0 | 0
Commercial_Miscellaneous_Existing_Food Preparation_Natural Gas_Griddle_E1_Baseline Forecast | Commercial | Miscellaneous | Existing | Food Preparation | Natural Gas | Griddle | E1 | Standard | Baseline Forecast | 0 | 31839.4787 | 35530.6971 | 38597.7668 | 41113.5092 | 43193.2765 | 44861.4479 | 46162.3468 | 47145.6479 | 47829.651 | 41636.3524 | 36245.3246 | 36720.5643 | 37210.664 | 37754.1827 | 38278.964 | 38745.8609 | 45182.8313 | 45021.9485 | 44749.7347 | 44403.5315 | 42927.5267 | 40720.9697 | 39321.9433 | 37833.6235 | 36630.9637 | 34390.4203 | 32779.4042 | 33600.4734 | 34192.2574 | 34582.4665
Commercial_Miscellaneous_Existing_Food Preparation_Natural Gas_Griddle_E2_Baseline Forecast | Commercial | Miscellaneous | Existing | Food Preparation | Natural Gas | Griddle | E2 | ENERGY STAR | Baseline Forecast | 0 | 13014.9246 | 14531.8008 | 15781.7736 | 16811.264 | 17608.7054 | 18240.0411 | 18739.5443 | 19125.9237 | 19440.3683 | 16963.3088 | 14801.4914 | 14930.1497 | 15174.427 | 15398.7528 | 15608.8022 | 15799.927 | 18427.7142 | 18343.9556 | 18243.9786 | 18110.0628 | 17517.7914 | 16629.0191 | 15467.8364 | 14866.0451 | 14378.3545 | 13485.2541 | 12840.9671 | 13150.083 | 13369.2207 | 13509.4143
Commercial_Miscellaneous_Existing_Food Preparation_Natural Gas_Griddle_E3_Baseline Forecast | Commercial | Miscellaneous | Existing | Food Preparation | Natural Gas | Griddle | E3 |  | Baseline Forecast | 0 | 0 | 0 | 0 | 0 | 0 | 0 | 0 | 0 | 0 | 0 | 0 | 0 | 0 | 0 | 0 | 0 | 0 | 0 | 0 | 0 | 0 | 0 | 0 | 0 | 0 | 0 | 0 | 0 | 0 | 0
Commercial_Miscellaneous_Existing_Food Preparation_Natural Gas_Griddle_E4_Baseline Forecast | Commercial | Miscellaneous | Existing | Food Preparation | Natural Gas | Griddle | E4 |  | Baseline Forecast | 0 | 0 | 0 | 0 | 0 | 0 | 0 | 0 | 0 | 0 | 0 | 0 | 0 | 0 | 0 | 0 | 0 | 0 | 0 | 0 | 0 | 0 | 0 | 0 | 0 | 0 | 0 | 0 | 0 | 0 | 0
Commercial_Miscellaneous_Existing_Food Preparation_Natural Gas_Griddle_E5_Baseline Forecast | Commercial | Miscellaneous | Existing | Food Preparation | Natural Gas | Griddle | E5 |  | Baseline Forecast | 0 | 0 | 0 | 0 | 0 | 0 | 0 | 0 | 0 | 0 | 0 | 0 | 0 | 0 | 0 | 0 | 0 | 0 | 0 | 0 | 0 | 0 | 0 | 0 | 0 | 0 | 0 | 0 | 0 | 0 | 0
Commercial_Miscellaneous_Existing_Food Preparation_Natural Gas_Griddle_E6_Baseline Forecast | Commercial | Miscellaneous | Existing | Food Preparation | Natural Gas | Griddle | E6 |  | Baseline Forecast | 0 | 0 | 0 | 0 | 0 | 0 | 0 | 0 | 0 | 0 | 0 | 0 | 0 | 0 | 0 | 0 | 0 | 0 | 0 | 0 | 0 | 0 | 0 | 0 | 0 | 0 | 0 | 0 | 0 | 0 | 0
Commercial_Miscellaneous_Existing_Food Preparation_Natural Gas_Griddle_E7_Baseline Forecast | Commercial | Miscellaneous | Existing | Food Preparation | Natural Gas | Griddle | E7 |  | Baseline Forecast | 0 | 0 | 0 | 0 | 0 | 0 | 0 | 0 | 0 | 0 | 0 | 0 | 0 | 0 | 0 | 0 | 0 | 0 | 0 | 0 | 0 | 0 | 0 | 0 | 0 | 0 | 0 | 0 | 0 | 0 | 0
Commercial_Miscellaneous_Existing_Food Preparation_Natural Gas_Griddle_E8_Baseline Forecast | Commercial | Miscellaneous | Existing | Food Preparation | Natural Gas | Griddle | E8 |  | Baseline Forecast | 0 | 0 | 0 | 0 | 0 | 0 | 0 | 0 | 0 | 0 | 0 | 0 | 0 | 0 | 0 | 0 | 0 | 0 | 0 | 0 | 0 | 0 | 0 | 0 | 0 | 0 | 0 | 0 | 0 | 0 | 0
Commercial_Miscellaneous_Existing_Food Preparation_Natural Gas_Griddle_E9_Baseline Forecast | Commercial | Miscellaneous | Existing | Food Preparation | Natural Gas | Griddle | E9 |  | Baseline Forecast | 0 | 0 | 0 | 0 | 0 | 0 | 0 | 0 | 0 | 0 | 0 | 0 | 0 | 0 | 0 | 0 | 0 | 0 | 0 | 0 | 0 | 0 | 0 | 0 | 0 | 0 | 0 | 0 | 0 | 0 | 0
Commercial_Miscellaneous_Existing_Food Preparation_Natural Gas_Griddle_E10_Baseline Forecast | Commercial | Miscellaneous | Existing | Food Preparation | Natural Gas | Griddle | E10 |  | Baseline Forecast | 0 | 0 | 0 | 0 | 0 | 0 | 0 | 0 | 0 | 0 | 0 | 0 | 0 | 0 | 0 | 0 | 0 | 0 | 0 | 0 | 0 | 0 | 0 | 0 | 0 | 0 | 0 | 0 | 0 | 0 | 0
Commercial_Miscellaneous_Existing_Food Preparation_Natural Gas_Range_E1_Baseline Forecast | Commercial | Miscellaneous | Existing | Food Preparation | Natural Gas | Range | E1 | Standard | Baseline Forecast | 0 | 75204.2506 | 95745.269 | 111072.3898 | 122296.9408 | 130898.1195 | 137003.2555 | 141039.7293 | 143454.8982 | 144752.9516 | 126176.7283 | 114717.4364 | 109156.5409 | 105875.6856 | 104549.9396 | 119268.0148 | 121236.1039 | 122207.4889 | 122563.7494 | 119002.8093 | 113920.7641 | 108536.4023 | 103528.0414 | 102914.6121 | 98147.546 | 96206.1678 | 95839.3725 | 96240.4516 | 96363.5554 | 98882.6896 | 97321.526
Commercial_Miscellaneous_Existing_Food Preparation_Natural Gas_Range_E2_Baseline Forecast | Commercial | Miscellaneous | Existing | Food Preparation | Natural Gas | Range | E2 | High Efficiency | Baseline Forecast | 0 | 108397.7004 | 138163.6165 | 160477.8334 | 177000.7779 | 188425.5888 | 196327.3427 | 201612.6544 | 204879.3414 | 206441.9676 | 179775.6316 | 164153.4156 | 154759.0853 | 150941.9259 | 150042.1533 | 172187.8136 | 175066.6298 | 176539.191 | 176770.0778 | 171831.3205 | 164623.7518 | 157009.0219 | 149960.2225 | 140214.8251 | 133515.4794 | 130684.5917 | 130006.1527 | 130376.7166 | 130375.8377 | 133617.0256 | 131347.0152
Commercial_Miscellaneous_Existing_Food Preparation_Natural Gas_Range_E3_Baseline Forecast | Commercial | Miscellaneous | Existing | Food Preparation | Natural Gas | Range | E3 |  | Baseline Forecast | 0 | 0 | 0 | 0 | 0 | 0 | 0 | 0 | 0 | 0 | 0 | 0 | 0 | 0 | 0 | 0 | 0 | 0 | 0 | 0 | 0 | 0 | 0 | 0 | 0 | 0 | 0 | 0 | 0 | 0 | 0
Commercial_Miscellaneous_Existing_Food Preparation_Natural Gas_Range_E4_Baseline Forecast | Commercial | Miscellaneous | Existing | Food Preparation | Natural Gas | Range | E4 |  | Baseline Forecast | 0 | 0 | 0 | 0 | 0 | 0 | 0 | 0 | 0 | 0 | 0 | 0 | 0 | 0 | 0 | 0 | 0 | 0 | 0 | 0 | 0 | 0 | 0 | 0 | 0 | 0 | 0 | 0 | 0 | 0 | 0
Commercial_Miscellaneous_Existing_Food Preparation_Natural Gas_Range_E5_Baseline Forecast | Commercial | Miscellaneous | Existing | Food Preparation | Natural Gas | Range | E5 |  | Baseline Forecast | 0 | 0 | 0 | 0 | 0 | 0 | 0 | 0 | 0 | 0 | 0 | 0 | 0 | 0 | 0 | 0 | 0 | 0 | 0 | 0 | 0 | 0 | 0 | 0 | 0 | 0 | 0 | 0 | 0 | 0 | 0
Commercial_Miscellaneous_Existing_Food Preparation_Natural Gas_Range_E6_Baseline Forecast | Commercial | Miscellaneous | Existing | Food Preparation | Natural Gas | Range | E6 |  | Baseline Forecast | 0 | 0 | 0 | 0 | 0 | 0 | 0 | 0 | 0 | 0 | 0 | 0 | 0 | 0 | 0 | 0 | 0 | 0 | 0 | 0 | 0 | 0 | 0 | 0 | 0 | 0 | 0 | 0 | 0 | 0 | 0
Commercial_Miscellaneous_Existing_Food Preparation_Natural Gas_Range_E7_Baseline Forecast | Commercial | Miscellaneous | Existing | Food Preparation | Natural Gas | Range | E7 |  | Baseline Forecast | 0 | 0 | 0 | 0 | 0 | 0 | 0 | 0 | 0 | 0 | 0 | 0 | 0 | 0 | 0 | 0 | 0 | 0 | 0 | 0 | 0 | 0 | 0 | 0 | 0 | 0 | 0 | 0 | 0 | 0 | 0
Commercial_Miscellaneous_Existing_Food Preparation_Natural Gas_Range_E8_Baseline Forecast | Commercial | Miscellaneous | Existing | Food Preparation | Natural Gas | Range | E8 |  | Baseline Forecast | 0 | 0 | 0 | 0 | 0 | 0 | 0 | 0 | 0 | 0 | 0 | 0 | 0 | 0 | 0 | 0 | 0 | 0 | 0 | 0 | 0 | 0 | 0 | 0 | 0 | 0 | 0 | 0 | 0 | 0 | 0
Commercial_Miscellaneous_Existing_Food Preparation_Natural Gas_Range_E9_Baseline Forecast | Commercial | Miscellaneous | Existing | Food Preparation | Natural Gas | Range | E9 |  | Baseline Forecast | 0 | 0 | 0 | 0 | 0 | 0 | 0 | 0 | 0 | 0 | 0 | 0 | 0 | 0 | 0 | 0 | 0 | 0 | 0 | 0 | 0 | 0 | 0 | 0 | 0 | 0 | 0 | 0 | 0 | 0 | 0
Commercial_Miscellaneous_Existing_Food Preparation_Natural Gas_Range_E10_Baseline Forecast | Commercial | Miscellaneous | Existing | Food Preparation | Natural Gas | Range | E10 |  | Baseline Forecast | 0 | 0 | 0 | 0 | 0 | 0 | 0 | 0 | 0 | 0 | 0 | 0 | 0 | 0 | 0 | 0 | 0 | 0 | 0 | 0 | 0 | 0 | 0 | 0 | 0 | 0 | 0 | 0 | 0 | 0 | 0
Commercial_Miscellaneous_Existing_Food Preparation_Natural Gas_Steamer_E1_Baseline Forecast | Commercial | Miscellaneous | Existing | Food Preparation | Natural Gas | Steamer | E1 | Standard | Baseline Forecast | 0 | 6376.9193 | 7107.6862 | 0 | 0 | 0 | 0 | 0 | 0 | 0 | 0 | 0 | 0 | 0 | 0 | 0 | 0 | 0 | 0 | 0 | 0 | 0 | 0 | 0 | 0 | 0 | 0 | 0 | 0 | 0 | 0
Commercial_Miscellaneous_Existing_Food Preparation_Natural Gas_Steamer_E2_Baseline Forecast | Commercial | Miscellaneous | Existing | Food Preparation | Natural Gas | Steamer | E2 | ENERGY STAR | Baseline Forecast | 0 | 6407.1208 | 7160.723 | 15498.8177 | 16509.2514 | 17329.2902 | 17984.6772 | 18497.8132 | 18888.1885 | 19172.758 | 17885.8986 | 16902.4111 | 16159.6675 | 15606.2605 | 15200.1488 | 14907.0945 | 14699.348 | 14554.5414 | 14454.761 | 16985.2341 | 16734.325 | 16398.9397 | 16013.6939 | 15604.0496 | 15188.3205 | 14779.284 | 14385.4712 | 14012.1951 | 13586.2813 | 13251.4508 | 12976.0307
Commercial_Miscellaneous_Existing_Food Preparation_Natural Gas_Steamer_E3_Baseline Forecast | Commercial | Miscellaneous | Existing | Food Preparation | Natural Gas | Steamer | E3 |  | Baseline Forecast | 0 | 0 | 0 | 0 | 0 | 0 | 0 | 0 | 0 | 0 | 0 | 0 | 0 | 0 | 0 | 0 | 0 | 0 | 0 | 0 | 0 | 0 | 0 | 0 | 0 | 0 | 0 | 0 | 0 | 0 | 0
Commercial_Miscellaneous_Existing_Food Preparation_Natural Gas_Steamer_E4_Baseline Forecast | Commercial | Miscellaneous | Existing | Food Preparation | Natural Gas | Steamer | E4 |  | Baseline Forecast | 0 | 0 | 0 | 0 | 0 | 0 | 0 | 0 | 0 | 0 | 0 | 0 | 0 | 0 | 0 | 0 | 0 | 0 | 0 | 0 | 0 | 0 | 0 | 0 | 0 | 0 | 0 | 0 | 0 | 0 | 0
Commercial_Miscellaneous_Existing_Food Preparation_Natural Gas_Steamer_E5_Baseline Forecast | Commercial | Miscellaneous | Existing | Food Preparation | Natural Gas | Steamer | E5 |  | Baseline Forecast | 0 | 0 | 0 | 0 | 0 | 0 | 0 | 0 | 0 | 0 | 0 | 0 | 0 | 0 | 0 | 0 | 0 | 0 | 0 | 0 | 0 | 0 | 0 | 0 | 0 | 0 | 0 | 0 | 0 | 0 | 0
Commercial_Miscellaneous_Existing_Food Preparation_Natural Gas_Steamer_E6_Baseline Forecast | Commercial | Miscellaneous | Existing | Food Preparation | Natural Gas | Steamer | E6 |  | Baseline Forecast | 0 | 0 | 0 | 0 | 0 | 0 | 0 | 0 | 0 | 0 | 0 | 0 | 0 | 0 | 0 | 0 | 0 | 0 | 0 | 0 | 0 | 0 | 0 | 0 | 0 | 0 | 0 | 0 | 0 | 0 | 0
Commercial_Miscellaneous_Existing_Food Preparation_Natural Gas_Steamer_E7_Baseline Forecast | Commercial | Miscellaneous | Existing | Food Preparation | Natural Gas | Steamer | E7 |  | Baseline Forecast | 0 | 0 | 0 | 0 | 0 | 0 | 0 | 0 | 0 | 0 | 0 | 0 | 0 | 0 | 0 | 0 | 0 | 0 | 0 | 0 | 0 | 0 | 0 | 0 | 0 | 0 | 0 | 0 | 0 | 0 | 0
Commercial_Miscellaneous_Existing_Food Preparation_Natural Gas_Steamer_E8_Baseline Forecast | Commercial | Miscellaneous | Existing | Food Preparation | Natural Gas | Steamer | E8 |  | Baseline Forecast | 0 | 0 | 0 | 0 | 0 | 0 | 0 | 0 | 0 | 0 | 0 | 0 | 0 | 0 | 0 | 0 | 0 | 0 | 0 | 0 | 0 | 0 | 0 | 0 | 0 | 0 | 0 | 0 | 0 | 0 | 0
Commercial_Miscellaneous_Existing_Food Preparation_Natural Gas_Steamer_E9_Baseline Forecast | Commercial | Miscellaneous | Existing | Food Preparation | Natural Gas | Steamer | E9 |  | Baseline Forecast | 0 | 0 | 0 | 0 | 0 | 0 | 0 | 0 | 0 | 0 | 0 | 0 | 0 | 0 | 0 | 0 | 0 | 0 | 0 | 0 | 0 | 0 | 0 | 0 | 0 | 0 | 0 | 0 | 0 | 0 | 0
Commercial_Miscellaneous_Existing_Food Preparation_Natural Gas_Steamer_E10_Baseline Forecast | Commercial | Miscellaneous | Existing | Food Preparation | Natural Gas | Steamer | E10 |  | Baseline Forecast | 0 | 0 | 0 | 0 | 0 | 0 | 0 | 0 | 0 | 0 | 0 | 0 | 0 | 0 | 0 | 0 | 0 | 0 | 0 | 0 | 0 | 0 | 0 | 0 | 0 | 0 | 0 | 0 | 0 | 0 | 0
Commercial_Miscellaneous_Existing_Food Preparation_Natural Gas_Food Prep Other_E1_Baseline Forecast | Commercial | Miscellaneous | Existing | Food Preparation | Natural Gas | Food Prep Other | E1 | Standard | Baseline Forecast | 0 | 10217.0009 | 13016.4557 | 15111.0996 | 16655.1728 | 17769.5912 | 18549.0607 | 19067.8077 | 19383.9942 | 19543.1914 | 17025.551 | 15518.51 | 14686.3219 | 14291.3121 | 14167.4437 | 16218.8002 | 16488.5178 | 16624.5159 | 16657.1953 | 16184.2037 | 15500.3141 | 14776.9433 | 14105.9882 | 13529.8012 | 12891.7206 | 12626.1589 | 12568.001 | 12610.9496 | 12617.7589 | 12938.3213 | 12725.1288
Commercial_Miscellaneous_Existing_Food Preparation_Natural Gas_Food Prep Other_E2_Baseline Forecast | Commercial | Miscellaneous | Existing | Food Preparation | Natural Gas | Food Prep Other | E2 | ENERGY STAR | Baseline Forecast | 0 | 3589.7623 | 4573.3606 | 5309.3241 | 5851.8469 | 6243.3717 | 6517.2124 | 6699.4584 | 6810.5443 | 6866.4686 | 5981.894 | 5452.421 | 5159.9844 | 5021.2275 | 4977.7382 | 5698.5138 | 5793.2808 | 5841.0661 | 5852.5398 | 5686.359 | 5446.0765 | 5191.923 | 4956.1864 | 4753.3954 | 4529.2083 | 4435.8983 | 4415.4552 | 4430.5337 | 4432.9156 | 4545.5263 | 4470.6167
Commercial_Miscellaneous_Existing_Food Preparation_Natural Gas_Food Prep Other_E3_Baseline Forecast | Commercial | Miscellaneous | Existing | Food Preparation | Natural Gas | Food Prep Other | E3 |  | Baseline Forecast | 0 | 0 | 0 | 0 | 0 | 0 | 0 | 0 | 0 | 0 | 0 | 0 | 0 | 0 | 0 | 0 | 0 | 0 | 0 | 0 | 0 | 0 | 0 | 0 | 0 | 0 | 0 | 0 | 0 | 0 | 0
Commercial_Miscellaneous_Existing_Food Preparation_Natural Gas_Food Prep Other_E4_Baseline Forecast | Commercial | Miscellaneous | Existing | Food Preparation | Natural Gas | Food Prep Other | E4 |  | Baseline Forecast | 0 | 0 | 0 | 0 | 0 | 0 | 0 | 0 | 0 | 0 | 0 | 0 | 0 | 0 | 0 | 0 | 0 | 0 | 0 | 0 | 0 | 0 | 0 | 0 | 0 | 0 | 0 | 0 | 0 | 0 | 0
Commercial_Miscellaneous_Existing_Food Preparation_Natural Gas_Food Prep Other_E5_Baseline Forecast | Commercial | Miscellaneous | Existing | Food Preparation | Natural Gas | Food Prep Other | E5 |  | Baseline Forecast | 0 | 0 | 0 | 0 | 0 | 0 | 0 | 0 | 0 | 0 | 0 | 0 | 0 | 0 | 0 | 0 | 0 | 0 | 0 | 0 | 0 | 0 | 0 | 0 | 0 | 0 | 0 | 0 | 0 | 0 | 0
Commercial_Miscellaneous_Existing_Food Preparation_Natural Gas_Food Prep Other_E6_Baseline Forecast | Commercial | Miscellaneous | Existing | Food Preparation | Natural Gas | Food Prep Other | E6 |  | Baseline Forecast | 0 | 0 | 0 | 0 | 0 | 0 | 0 | 0 | 0 | 0 | 0 | 0 | 0 | 0 | 0 | 0 | 0 | 0 | 0 | 0 | 0 | 0 | 0 | 0 | 0 | 0 | 0 | 0 | 0 | 0 | 0
Commercial_Miscellaneous_Existing_Food Preparation_Natural Gas_Food Prep Other_E7_Baseline Forecast | Commercial | Miscellaneous | Existing | Food Preparation | Natural Gas | Food Prep Other | E7 |  | Baseline Forecast | 0 | 0 | 0 | 0 | 0 | 0 | 0 | 0 | 0 | 0 | 0 | 0 | 0 | 0 | 0 | 0 | 0 | 0 | 0 | 0 | 0 | 0 | 0 | 0 | 0 | 0 | 0 | 0 | 0 | 0 | 0
Commercial_Miscellaneous_Existing_Food Preparation_Natural Gas_Food Prep Other_E8_Baseline Forecast | Commercial | Miscellaneous | Existing | Food Preparation | Natural Gas | Food Prep Other | E8 |  | Baseline Forecast | 0 | 0 | 0 | 0 | 0 | 0 | 0 | 0 | 0 | 0 | 0 | 0 | 0 | 0 | 0 | 0 | 0 | 0 | 0 | 0 | 0 | 0 | 0 | 0 | 0 | 0 | 0 | 0 | 0 | 0 | 0
Commercial_Miscellaneous_Existing_Food Preparation_Natural Gas_Food Prep Other_E9_Baseline Forecast | Commercial | Miscellaneous | Existing | Food Preparation | Natural Gas | Food Prep Other | E9 |  | Baseline Forecast | 0 | 0 | 0 | 0 | 0 | 0 | 0 | 0 | 0 | 0 | 0 | 0 | 0 | 0 | 0 | 0 | 0 | 0 | 0 | 0 | 0 | 0 | 0 | 0 | 0 | 0 | 0 | 0 | 0 | 0 | 0
Commercial_Miscellaneous_Existing_Food Preparation_Natural Gas_Food Prep Other_E10_Baseline Forecast | Commercial | Miscellaneous | Existing | Food Preparation | Natural Gas | Food Prep Other | E10 |  | Baseline Forecast | 0 | 0 | 0 | 0 | 0 | 0 | 0 | 0 | 0 | 0 | 0 | 0 | 0 | 0 | 0 | 0 | 0 | 0 | 0 | 0 | 0 | 0 | 0 | 0 | 0 | 0 | 0 | 0 | 0 | 0 | 0
Commercial_Miscellaneous_Existing_Miscellaneous_Natural Gas_Pool Heater_E1_Baseline Forecast | Commercial | Miscellaneous | Existing | Miscellaneous | Natural Gas | Pool Heater | E1 | Standard (EF .82) | Baseline Forecast | 0 | 215876.0069 | 204473.0773 | 194848.3168 | 186538.1657 | 179533.2684 | 179873.5091 | 178015.4308 | 174756.9763 | 170795.4697 | 166381.7791 | 209246.8626 | 195408.1791 | 183784.9334 | 174172.2462 | 165766.2022 | 168431.0387 | 167392.8554 | 164211.2618 | 159703.1379 | 154763.7256 | 161477.8102 | 154530.2409 | 150883.6032 | 146248.2922 | 141996.6714 | 142254.5786 | 140408.6131 | 137491.1145 | 134074.7588 | 130464.8778
Commercial_Miscellaneous_Existing_Miscellaneous_Natural Gas_Pool Heater_E2_Baseline Forecast | Commercial | Miscellaneous | Existing | Miscellaneous | Natural Gas | Pool Heater | E2 | Condensing (EF .90) | Baseline Forecast | 0 | 24087.9803 | 22852.8065 | 21785.4117 | 20944.7083 | 20022.495 | 19959.8971 | 19750.8785 | 19455.7567 | 18976.93 | 18476.3031 | 23206.6507 | 20909.3879 | 19602.2862 | 18559.1682 | 17945.5442 | 18537.212 | 18710.3389 | 18548.8812 | 18304.494 | 17766.78 | 18573.4023 | 17814.0368 | 15431.5531 | 14912.6488 | 14437.9852 | 14425.0994 | 14201.0201 | 13871.1645 | 13493.58 | 13099.0097
Commercial_Miscellaneous_Existing_Miscellaneous_Natural Gas_Pool Heater_E3_Baseline Forecast | Commercial | Miscellaneous | Existing | Miscellaneous | Natural Gas | Pool Heater | E3 |  | Baseline Forecast | 0 | 0 | 0 | 0 | 0 | 0 | 0 | 0 | 0 | 0 | 0 | 0 | 0 | 0 | 0 | 0 | 0 | 0 | 0 | 0 | 0 | 0 | 0 | 0 | 0 | 0 | 0 | 0 | 0 | 0 | 0
Commercial_Miscellaneous_Existing_Miscellaneous_Natural Gas_Pool Heater_E4_Baseline Forecast | Commercial | Miscellaneous | Existing | Miscellaneous | Natural Gas | Pool Heater | E4 |  | Baseline Forecast | 0 | 0 | 0 | 0 | 0 | 0 | 0 | 0 | 0 | 0 | 0 | 0 | 0 | 0 | 0 | 0 | 0 | 0 | 0 | 0 | 0 | 0 | 0 | 0 | 0 | 0 | 0 | 0 | 0 | 0 | 0
Commercial_Miscellaneous_Existing_Miscellaneous_Natural Gas_Pool Heater_E5_Baseline Forecast | Commercial | Miscellaneous | Existing | Miscellaneous | Natural Gas | Pool Heater | E5 |  | Baseline Forecast | 0 | 0 | 0 | 0 | 0 | 0 | 0 | 0 | 0 | 0 | 0 | 0 | 0 | 0 | 0 | 0 | 0 | 0 | 0 | 0 | 0 | 0 | 0 | 0 | 0 | 0 | 0 | 0 | 0 | 0 | 0
Commercial_Miscellaneous_Existing_Miscellaneous_Natural Gas_Pool Heater_E6_Baseline Forecast | Commercial | Miscellaneous | Existing | Miscellaneous | Natural Gas | Pool Heater | E6 |  | Baseline Forecast | 0 | 0 | 0 | 0 | 0 | 0 | 0 | 0 | 0 | 0 | 0 | 0 | 0 | 0 | 0 | 0 | 0 | 0 | 0 | 0 | 0 | 0 | 0 | 0 | 0 | 0 | 0 | 0 | 0 | 0 | 0
Commercial_Miscellaneous_Existing_Miscellaneous_Natural Gas_Pool Heater_E7_Baseline Forecast | Commercial | Miscellaneous | Existing | Miscellaneous | Natural Gas | Pool Heater | E7 |  | Baseline Forecast | 0 | 0 | 0 | 0 | 0 | 0 | 0 | 0 | 0 | 0 | 0 | 0 | 0 | 0 | 0 | 0 | 0 | 0 | 0 | 0 | 0 | 0 | 0 | 0 | 0 | 0 | 0 | 0 | 0 | 0 | 0
Commercial_Miscellaneous_Existing_Miscellaneous_Natural Gas_Pool Heater_E8_Baseline Forecast | Commercial | Miscellaneous | Existing | Miscellaneous | Natural Gas | Pool Heater | E8 |  | Baseline Forecast | 0 | 0 | 0 | 0 | 0 | 0 | 0 | 0 | 0 | 0 | 0 | 0 | 0 | 0 | 0 | 0 | 0 | 0 | 0 | 0 | 0 | 0 | 0 | 0 | 0 | 0 | 0 | 0 | 0 | 0 | 0
Commercial_Miscellaneous_Existing_Miscellaneous_Natural Gas_Pool Heater_E9_Baseline Forecast | Commercial | Miscellaneous | Existing | Miscellaneous | Natural Gas | Pool Heater | E9 |  | Baseline Forecast | 0 | 0 | 0 | 0 | 0 | 0 | 0 | 0 | 0 | 0 | 0 | 0 | 0 | 0 | 0 | 0 | 0 | 0 | 0 | 0 | 0 | 0 | 0 | 0 | 0 | 0 | 0 | 0 | 0 | 0 | 0
Commercial_Miscellaneous_Existing_Miscellaneous_Natural Gas_Pool Heater_E10_Baseline Forecast | Commercial | Miscellaneous | Existing | Miscellaneous | Natural Gas | Pool Heater | E10 |  | Baseline Forecast | 0 | 0 | 0 | 0 | 0 | 0 | 0 | 0 | 0 | 0 | 0 | 0 | 0 | 0 | 0 | 0 | 0 | 0 | 0 | 0 | 0 | 0 | 0 | 0 | 0 | 0 | 0 | 0 | 0 | 0 | 0
Commercial_Miscellaneous_Existing_Miscellaneous_Natural Gas_Miscellaneous_E1_Baseline Forecast | Commercial | Miscellaneous | Existing | Miscellaneous | Natural Gas | Miscellaneous | E1 | Standard | Baseline Forecast | 0 | 2444947.0169 | 2852438.1864 | 3178757.1149 | 2998893.7726 | 2902598.1978 | 2865585.4528 | 2810311.0414 | 2750933.0181 | 2696078.8928 | 2642569.4514 | 3171681.8901 | 3135365.0035 | 3080280.4362 | 2986203.657 | 2921333.9171 | 2873091.2733 | 2815394.6675 | 2756967.3146 | 2702196.0737 | 2648489.5205 | 2733964.3067 | 2666311.9069 | 2597621.9765 | 2541870.2781 | 2492447.6899 | 2445346.3313 | 2395804.7366 | 2347095.9668 | 2300439.7296 | 2254580.0084
Commercial_Miscellaneous_Existing_Miscellaneous_Natural Gas_Miscellaneous_E2_Baseline Forecast | Commercial | Miscellaneous | Existing | Miscellaneous | Natural Gas | Miscellaneous | E2 |  | Baseline Forecast | 0 | 0 | 0 | 0 | 0 | 0 | 0 | 0 | 0 | 0 | 0 | 0 | 0 | 0 | 0 | 0 | 0 | 0 | 0 | 0 | 0 | 0 | 0 | 0 | 0 | 0 | 0 | 0 | 0 | 0 | 0
Commercial_Miscellaneous_Existing_Miscellaneous_Natural Gas_Miscellaneous_E3_Baseline Forecast | Commercial | Miscellaneous | Existing | Miscellaneous | Natural Gas | Miscellaneous | E3 |  | Baseline Forecast | 0 | 0 | 0 | 0 | 0 | 0 | 0 | 0 | 0 | 0 | 0 | 0 | 0 | 0 | 0 | 0 | 0 | 0 | 0 | 0 | 0 | 0 | 0 | 0 | 0 | 0 | 0 | 0 | 0 | 0 | 0
Commercial_Miscellaneous_Existing_Miscellaneous_Natural Gas_Miscellaneous_E4_Baseline Forecast | Commercial | Miscellaneous | Existing | Miscellaneous | Natural Gas | Miscellaneous | E4 |  | Baseline Forecast | 0 | 0 | 0 | 0 | 0 | 0 | 0 | 0 | 0 | 0 | 0 | 0 | 0 | 0 | 0 | 0 | 0 | 0 | 0 | 0 | 0 | 0 | 0 | 0 | 0 | 0 | 0 | 0 | 0 | 0 | 0
Commercial_Miscellaneous_Existing_Miscellaneous_Natural Gas_Miscellaneous_E5_Baseline Forecast | Commercial | Miscellaneous | Existing | Miscellaneous | Natural Gas | Miscellaneous | E5 |  | Baseline Forecast | 0 | 0 | 0 | 0 | 0 | 0 | 0 | 0 | 0 | 0 | 0 | 0 | 0 | 0 | 0 | 0 | 0 | 0 | 0 | 0 | 0 | 0 | 0 | 0 | 0 | 0 | 0 | 0 | 0 | 0 | 0
Commercial_Miscellaneous_Existing_Miscellaneous_Natural Gas_Miscellaneous_E6_Baseline Forecast | Commercial | Miscellaneous | Existing | Miscellaneous | Natural Gas | Miscellaneous | E6 |  | Baseline Forecast | 0 | 0 | 0 | 0 | 0 | 0 | 0 | 0 | 0 | 0 | 0 | 0 | 0 | 0 | 0 | 0 | 0 | 0 | 0 | 0 | 0 | 0 | 0 | 0 | 0 | 0 | 0 | 0 | 0 | 0 | 0
Commercial_Miscellaneous_Existing_Miscellaneous_Natural Gas_Miscellaneous_E7_Baseline Forecast | Commercial | Miscellaneous | Existing | Miscellaneous | Natural Gas | Miscellaneous | E7 |  | Baseline Forecast | 0 | 0 | 0 | 0 | 0 | 0 | 0 | 0 | 0 | 0 | 0 | 0 | 0 | 0 | 0 | 0 | 0 | 0 | 0 | 0 | 0 | 0 | 0 | 0 | 0 | 0 | 0 | 0 | 0 | 0 | 0
Commercial_Miscellaneous_Existing_Miscellaneous_Natural Gas_Miscellaneous_E8_Baseline Forecast | Commercial | Miscellaneous | Existing | Miscellaneous | Natural Gas | Miscellaneous | E8 |  | Baseline Forecast | 0 | 0 | 0 | 0 | 0 | 0 | 0 | 0 | 0 | 0 | 0 | 0 | 0 | 0 | 0 | 0 | 0 | 0 | 0 | 0 | 0 | 0 | 0 | 0 | 0 | 0 | 0 | 0 | 0 | 0 | 0
Commercial_Miscellaneous_Existing_Miscellaneous_Natural Gas_Miscellaneous_E9_Baseline Forecast | Commercial | Miscellaneous | Existing | Miscellaneous | Natural Gas | Miscellaneous | E9 |  | Baseline Forecast | 0 | 0 | 0 | 0 | 0 | 0 | 0 | 0 | 0 | 0 | 0 | 0 | 0 | 0 | 0 | 0 | 0 | 0 | 0 | 0 | 0 | 0 | 0 | 0 | 0 | 0 | 0 | 0 | 0 | 0 | 0
Commercial_Miscellaneous_Existing_Miscellaneous_Natural Gas_Miscellaneous_E10_Baseline Forecast | Commercial | Miscellaneous | Existing | Miscellaneous | Natural Gas | Miscellaneous | E10 |  | Baseline Forecast | 0 | 0 | 0 | 0 | 0 | 0 | 0 | 0 | 0 | 0 | 0 | 0 | 0 | 0 | 0 | 0 | 0 | 0 | 0 | 0 | 0 | 0 | 0 | 0 | 0 | 0 | 0 | 0 | 0 | 0 | 0
Commercial_Miscellaneous_New_Space Heating_Natural Gas_Furnace_E1_Baseline Forecast | Commercial | Miscellaneous | New | Space Heating | Natural Gas | Furnace | E1 | AFUE 80% (Standard) | Baseline Forecast | 0 | 0 | 0 | 0 | 0 | 0 | 0 | 0 | 0 | 0 | 0 | 0 | 0 | 0 | 0 | 0 | 0 | 0 | 0 | 0 | 0 | 0 | 0 | 0 | 0 | 0 | 0 | 0 | 0 | 0 | 0
Commercial_Miscellaneous_New_Space Heating_Natural Gas_Furnace_E2_Baseline Forecast | Commercial | Miscellaneous | New | Space Heating | Natural Gas | Furnace | E2 | AFUE 90% | Baseline Forecast | 0 | 0 | 0 | 0 | 0 | 0 | 0 | 0 | 0 | 0 | 0 | 0 | 0 | 0 | 0 | 0 | 0 | 0 | 0 | 0 | 0 | 0 | 0 | 0 | 0 | 0 | 0 | 0 | 0 | 0 | 0
Commercial_Miscellaneous_New_Space Heating_Natural Gas_Furnace_E3_Baseline Forecast | Commercial | Miscellaneous | New | Space Heating | Natural Gas | Furnace | E3 | AFUE 95% | Baseline Forecast | 0 | 0 | 0 | 0 | 0 | 0 | 0 | 0 | 0 | 0 | 0 | 0 | 0 | 0 | 0 | 0 | 0 | 0 | 0 | 0 | 0 | 0 | 0 | 0 | 0 | 0 | 0 | 0 | 0 | 0 | 0
Commercial_Miscellaneous_New_Space Heating_Natural Gas_Furnace_E4_Baseline Forecast | Commercial | Miscellaneous | New | Space Heating | Natural Gas | Furnace | E4 |  | Baseline Forecast | 0 | 0 | 0 | 0 | 0 | 0 | 0 | 0 | 0 | 0 | 0 | 0 | 0 | 0 | 0 | 0 | 0 | 0 | 0 | 0 | 0 | 0 | 0 | 0 | 0 | 0 | 0 | 0 | 0 | 0 | 0
Commercial_Miscellaneous_New_Space Heating_Natural Gas_Furnace_E5_Baseline Forecast | Commercial | Miscellaneous | New | Space Heating | Natural Gas | Furnace | E5 |  | Baseline Forecast | 0 | 0 | 0 | 0 | 0 | 0 | 0 | 0 | 0 | 0 | 0 | 0 | 0 | 0 | 0 | 0 | 0 | 0 | 0 | 0 | 0 | 0 | 0 | 0 | 0 | 0 | 0 | 0 | 0 | 0 | 0
Commercial_Miscellaneous_New_Space Heating_Natural Gas_Furnace_E6_Baseline Forecast | Commercial | Miscellaneous | New | Space Heating | Natural Gas | Furnace | E6 |  | Baseline Forecast | 0 | 0 | 0 | 0 | 0 | 0 | 0 | 0 | 0 | 0 | 0 | 0 | 0 | 0 | 0 | 0 | 0 | 0 | 0 | 0 | 0 | 0 | 0 | 0 | 0 | 0 | 0 | 0 | 0 | 0 | 0
Commercial_Miscellaneous_New_Space Heating_Natural Gas_Furnace_E7_Baseline Forecast | Commercial | Miscellaneous | New | Space Heating | Natural Gas | Furnace | E7 |  | Baseline Forecast | 0 | 0 | 0 | 0 | 0 | 0 | 0 | 0 | 0 | 0 | 0 | 0 | 0 | 0 | 0 | 0 | 0 | 0 | 0 | 0 | 0 | 0 | 0 | 0 | 0 | 0 | 0 | 0 | 0 | 0 | 0
Commercial_Miscellaneous_New_Space Heating_Natural Gas_Furnace_E8_Baseline Forecast | Commercial | Miscellaneous | New | Space Heating | Natural Gas | Furnace | E8 |  | Baseline Forecast | 0 | 0 | 0 | 0 | 0 | 0 | 0 | 0 | 0 | 0 | 0 | 0 | 0 | 0 | 0 | 0 | 0 | 0 | 0 | 0 | 0 | 0 | 0 | 0 | 0 | 0 | 0 | 0 | 0 | 0 | 0
Commercial_Miscellaneous_New_Space Heating_Natural Gas_Furnace_E9_Baseline Forecast | Commercial | Miscellaneous | New | Space Heating | Natural Gas | Furnace | E9 |  | Baseline Forecast | 0 | 0 | 0 | 0 | 0 | 0 | 0 | 0 | 0 | 0 | 0 | 0 | 0 | 0 | 0 | 0 | 0 | 0 | 0 | 0 | 0 | 0 | 0 | 0 | 0 | 0 | 0 | 0 | 0 | 0 | 0
Commercial_Miscellaneous_New_Space Heating_Natural Gas_Furnace_E10_Baseline Forecast | Commercial | Miscellaneous | New | Space Heating | Natural Gas | Furnace | E10 |  | Baseline Forecast | 0 | 0 | 0 | 0 | 0 | 0 | 0 | 0 | 0 | 0 | 0 | 0 | 0 | 0 | 0 | 0 | 0 | 0 | 0 | 0 | 0 | 0 | 0 | 0 | 0 | 0 | 0 | 0 | 0 | 0 | 0
Commercial_Miscellaneous_New_Space Heating_Natural Gas_Boiler_E1_Baseline Forecast | Commercial | Miscellaneous | New | Space Heating | Natural Gas | Boiler | E1 | AFUE 80% (Standard) | Baseline Forecast | 0 | 0 | 0 | 0 | 0 | 0 | 0 | 0 | 0 | 0 | 0 | 0 | 0 | 0 | 0 | 0 | 0 | 0 | 0 | 0 | 0 | 0 | 0 | 0 | 0 | 0 | 0 | 0 | 0 | 0 | 0
Commercial_Miscellaneous_New_Space Heating_Natural Gas_Boiler_E2_Baseline Forecast | Commercial | Miscellaneous | New | Space Heating | Natural Gas | Boiler | E2 | AFUE 85% | Baseline Forecast | 0 | 0 | 0 | 0 | 0 | 0 | 0 | 0 | 0 | 0 | 0 | 0 | 0 | 0 | 0 | 0 | 0 | 0 | 0 | 0 | 0 | 0 | 0 | 0 | 0 | 0 | 0 | 0 | 0 | 0 | 0
Commercial_Miscellaneous_New_Space Heating_Natural Gas_Boiler_E3_Baseline Forecast | Commercial | Miscellaneous | New | Space Heating | Natural Gas | Boiler | E3 | AFUE 98% | Baseline Forecast | 0 | 0 | 0 | 0 | 0 | 0 | 0 | 0 | 0 | 0 | 0 | 0 | 0 | 0 | 0 | 0 | 0 | 0 | 0 | 0 | 0 | 0 | 0 | 0 | 0 | 0 | 0 | 0 | 0 | 0 | 0
Commercial_Miscellaneous_New_Space Heating_Natural Gas_Boiler_E4_Baseline Forecast | Commercial | Miscellaneous | New | Space Heating | Natural Gas | Boiler | E4 | Convert to NG Air Source Heat Pump | Baseline Forecast | 0 | 0 | 0 | 0 | 0 | 0 | 0 | 0 | 0 | 0 | 0 | 0 | 0 | 0 | 0 | 0 | 0 | 0 | 0 | 0 | 0 | 0 | 0 | 0 | 0 | 0 | 0 | 0 | 0 | 0 | 0
Commercial_Miscellaneous_New_Space Heating_Natural Gas_Boiler_E5_Baseline Forecast | Commercial | Miscellaneous | New | Space Heating | Natural Gas | Boiler | E5 |  | Baseline Forecast | 0 | 0 | 0 | 0 | 0 | 0 | 0 | 0 | 0 | 0 | 0 | 0 | 0 | 0 | 0 | 0 | 0 | 0 | 0 | 0 | 0 | 0 | 0 | 0 | 0 | 0 | 0 | 0 | 0 | 0 | 0
Commercial_Miscellaneous_New_Space Heating_Natural Gas_Boiler_E6_Baseline Forecast | Commercial | Miscellaneous | New | Space Heating | Natural Gas | Boiler | E6 |  | Baseline Forecast | 0 | 0 | 0 | 0 | 0 | 0 | 0 | 0 | 0 | 0 | 0 | 0 | 0 | 0 | 0 | 0 | 0 | 0 | 0 | 0 | 0 | 0 | 0 | 0 | 0 | 0 | 0 | 0 | 0 | 0 | 0
Commercial_Miscellaneous_New_Space Heating_Natural Gas_Boiler_E7_Baseline Forecast | Commercial | Miscellaneous | New | Space Heating | Natural Gas | Boiler | E7 |  | Baseline Forecast | 0 | 0 | 0 | 0 | 0 | 0 | 0 | 0 | 0 | 0 | 0 | 0 | 0 | 0 | 0 | 0 | 0 | 0 | 0 | 0 | 0 | 0 | 0 | 0 | 0 | 0 | 0 | 0 | 0 | 0 | 0
Commercial_Miscellaneous_New_Space Heating_Natural Gas_Boiler_E8_Baseline Forecast | Commercial | Miscellaneous | New | Space Heating | Natural Gas | Boiler | E8 |  | Baseline Forecast | 0 | 0 | 0 | 0 | 0 | 0 | 0 | 0 | 0 | 0 | 0 | 0 | 0 | 0 | 0 | 0 | 0 | 0 | 0 | 0 | 0 | 0 | 0 | 0 | 0 | 0 | 0 | 0 | 0 | 0 | 0
Commercial_Miscellaneous_New_Space Heating_Natural Gas_Boiler_E9_Baseline Forecast | Commercial | Miscellaneous | New | Space Heating | Natural Gas | Boiler | E9 |  | Baseline Forecast | 0 | 0 | 0 | 0 | 0 | 0 | 0 | 0 | 0 | 0 | 0 | 0 | 0 | 0 | 0 | 0 | 0 | 0 | 0 | 0 | 0 | 0 | 0 | 0 | 0 | 0 | 0 | 0 | 0 | 0 | 0
Commercial_Miscellaneous_New_Space Heating_Natural Gas_Boiler_E10_Baseline Forecast | Commercial | Miscellaneous | New | Space Heating | Natural Gas | Boiler | E10 |  | Baseline Forecast | 0 | 0 | 0 | 0 | 0 | 0 | 0 | 0 | 0 | 0 | 0 | 0 | 0 | 0 | 0 | 0 | 0 | 0 | 0 | 0 | 0 | 0 | 0 | 0 | 0 | 0 | 0 | 0 | 0 | 0 | 0
Commercial_Miscellaneous_New_Space Heating_Natural Gas_Unit Heater_E1_Baseline Forecast | Commercial | Miscellaneous | New | Space Heating | Natural Gas | Unit Heater | E1 | Standard | Baseline Forecast | 0 | 44543.176 | 44951.6494 | 47656.1809 | 26156.3497 | 0 | 0 | 0 | 0 | 0 | 0 | 0 | 0 | 0 | 0 | 0 | 0 | 0 | 0 | 0 | 0 | 0 | 0 | 0 | 0 | 0 | 0 | 0 | 0 | 0 | 0
Commercial_Miscellaneous_New_Space Heating_Natural Gas_Unit Heater_E2_Baseline Forecast | Commercial | Miscellaneous | New | Space Heating | Natural Gas | Unit Heater | E2 | Condensing | Baseline Forecast | 0 | 0 | 0 | 0 | 0 | 21309.6706 | 20998.0793 | 20693.2889 | 20395.1661 | 20103.5805 | 19818.4045 | 25902.8237 | 31142.7133 | 35987.489 | 37036.5745 | 37211.964 | 37287.0574 | 37277.8571 | 50176.0196 | 48302.3116 | 47296.5129 | 40224.1414 | 39735.9699 | 41304.8941 | 42776.0661 | 44039.1992 | 45110.2371 | 46005.1214 | 50447.4527 | 53718.8555 | 56242.0786
Commercial_Miscellaneous_New_Space Heating_Natural Gas_Unit Heater_E3_Baseline Forecast | Commercial | Miscellaneous | New | Space Heating | Natural Gas | Unit Heater | E3 | Infrared Radiant | Baseline Forecast | 0 | 0 | 0 | 0 | 0 | 0 | 0 | 0 | 0 | 0 | 0 | 0 | 0 | 0 | 0 | 0 | 0 | 0 | 0 | 0 | 0 | 0 | 0 | 0 | 0 | 0 | 0 | 0 | 0 | 0 | 0
Commercial_Miscellaneous_New_Space Heating_Natural Gas_Unit Heater_E4_Baseline Forecast | Commercial | Miscellaneous | New | Space Heating | Natural Gas | Unit Heater | E4 |  | Baseline Forecast | 0 | 0 | 0 | 0 | 0 | 0 | 0 | 0 | 0 | 0 | 0 | 0 | 0 | 0 | 0 | 0 | 0 | 0 | 0 | 0 | 0 | 0 | 0 | 0 | 0 | 0 | 0 | 0 | 0 | 0 | 0
Commercial_Miscellaneous_New_Space Heating_Natural Gas_Unit Heater_E5_Baseline Forecast | Commercial | Miscellaneous | New | Space Heating | Natural Gas | Unit Heater | E5 |  | Baseline Forecast | 0 | 0 | 0 | 0 | 0 | 0 | 0 | 0 | 0 | 0 | 0 | 0 | 0 | 0 | 0 | 0 | 0 | 0 | 0 | 0 | 0 | 0 | 0 | 0 | 0 | 0 | 0 | 0 | 0 | 0 | 0
Commercial_Miscellaneous_New_Space Heating_Natural Gas_Unit Heater_E6_Baseline Forecast | Commercial | Miscellaneous | New | Space Heating | Natural Gas | Unit Heater | E6 |  | Baseline Forecast | 0 | 0 | 0 | 0 | 0 | 0 | 0 | 0 | 0 | 0 | 0 | 0 | 0 | 0 | 0 | 0 | 0 | 0 | 0 | 0 | 0 | 0 | 0 | 0 | 0 | 0 | 0 | 0 | 0 | 0 | 0
Commercial_Miscellaneous_New_Space Heating_Natural Gas_Unit Heater_E7_Baseline Forecast | Commercial | Miscellaneous | New | Space Heating | Natural Gas | Unit Heater | E7 |  | Baseline Forecast | 0 | 0 | 0 | 0 | 0 | 0 | 0 | 0 | 0 | 0 | 0 | 0 | 0 | 0 | 0 | 0 | 0 | 0 | 0 | 0 | 0 | 0 | 0 | 0 | 0 | 0 | 0 | 0 | 0 | 0 | 0
Commercial_Miscellaneous_New_Space Heating_Natural Gas_Unit Heater_E8_Baseline Forecast | Commercial | Miscellaneous | New | Space Heating | Natural Gas | Unit Heater | E8 |  | Baseline Forecast | 0 | 0 | 0 | 0 | 0 | 0 | 0 | 0 | 0 | 0 | 0 | 0 | 0 | 0 | 0 | 0 | 0 | 0 | 0 | 0 | 0 | 0 | 0 | 0 | 0 | 0 | 0 | 0 | 0 | 0 | 0
Commercial_Miscellaneous_New_Space Heating_Natural Gas_Unit Heater_E9_Baseline Forecast | Commercial | Miscellaneous | New | Space Heating | Natural Gas | Unit Heater | E9 |  | Baseline Forecast | 0 | 0 | 0 | 0 | 0 | 0 | 0 | 0 | 0 | 0 | 0 | 0 | 0 | 0 | 0 | 0 | 0 | 0 | 0 | 0 | 0 | 0 | 0 | 0 | 0 | 0 | 0 | 0 | 0 | 0 | 0
Commercial_Miscellaneous_New_Space Heating_Natural Gas_Unit Heater_E10_Baseline Forecast | Commercial | Miscellaneous | New | Space Heating | Natural Gas | Unit Heater | E10 |  | Baseline Forecast | 0 | 0 | 0 | 0 | 0 | 0 | 0 | 0 | 0 | 0 | 0 | 0 | 0 | 0 | 0 | 0 | 0 | 0 | 0 | 0 | 0 | 0 | 0 | 0 | 0 | 0 | 0 | 0 | 0 | 0 | 0
Commercial_Miscellaneous_New_Water Heating_Natural Gas_Water Heater_E1_Baseline Forecast | Commercial | Miscellaneous | New | Water Heating | Natural Gas | Water Heater | E1 | TE 0.80 | Baseline Forecast | 0 | 0 | 0 | 0 | 0 | 0 | 0 | 0 | 0 | 0 | 0 | 0 | 0 | 0 | 0 | 0 | 0 | 0 | 0 | 0 | 0 | 0 | 0 | 0 | 0 | 0 | 0 | 0 | 0 | 0 | 0
Commercial_Miscellaneous_New_Water Heating_Natural Gas_Water Heater_E2_Baseline Forecast | Commercial | Miscellaneous | New | Water Heating | Natural Gas | Water Heater | E2 | TE 0.90 | Baseline Forecast | 0 | 0 | 0 | 0 | 0 | 0 | 0 | 0 | 0 | 0 | 0 | 0 | 0 | 0 | 0 | 0 | 0 | 0 | 0 | 0 | 0 | 0 | 0 | 0 | 0 | 0 | 0 | 0 | 0 | 0 | 0
Commercial_Miscellaneous_New_Water Heating_Natural Gas_Water Heater_E3_Baseline Forecast | Commercial | Miscellaneous | New | Water Heating | Natural Gas | Water Heater | E3 | TE 0.94 | Baseline Forecast | 0 | 0 | 0 | 0 | 0 | 0 | 0 | 0 | 0 | 0 | 0 | 0 | 0 | 0 | 0 | 0 | 0 | 0 | 0 | 0 | 0 | 0 | 0 | 0 | 0 | 0 | 0 | 0 | 0 | 0 | 0
Commercial_Miscellaneous_New_Water Heating_Natural Gas_Water Heater_E4_Baseline Forecast | Commercial | Miscellaneous | New | Water Heating | Natural Gas | Water Heater | E4 | Instantaneous TE 0.94 | Baseline Forecast | 0 | 0 | 0 | 0 | 0 | 0 | 0 | 0 | 0 | 0 | 0 | 0 | 0 | 0 | 0 | 0 | 0 | 0 | 0 | 0 | 0 | 0 | 0 | 0 | 0 | 0 | 0 | 0 | 0 | 0 | 0
Commercial_Miscellaneous_New_Water Heating_Natural Gas_Water Heater_E5_Baseline Forecast | Commercial | Miscellaneous | New | Water Heating | Natural Gas | Water Heater | E5 | Gas-Fired Absorption HPWH | Baseline Forecast | 0 | 0 | 0 | 0 | 0 | 0 | 0 | 0 | 0 | 0 | 0 | 0 | 0 | 0 | 0 | 0 | 0 | 0 | 0 | 0 | 0 | 0 | 0 | 0 | 0 | 0 | 0 | 0 | 0 | 0 | 0
Commercial_Miscellaneous_New_Water Heating_Natural Gas_Water Heater_E6_Baseline Forecast | Commercial | Miscellaneous | New | Water Heating | Natural Gas | Water Heater | E6 |  | Baseline Forecast | 0 | 0 | 0 | 0 | 0 | 0 | 0 | 0 | 0 | 0 | 0 | 0 | 0 | 0 | 0 | 0 | 0 | 0 | 0 | 0 | 0 | 0 | 0 | 0 | 0 | 0 | 0 | 0 | 0 | 0 | 0
Commercial_Miscellaneous_New_Water Heating_Natural Gas_Water Heater_E7_Baseline Forecast | Commercial | Miscellaneous | New | Water Heating | Natural Gas | Water Heater | E7 |  | Baseline Forecast | 0 | 0 | 0 | 0 | 0 | 0 | 0 | 0 | 0 | 0 | 0 | 0 | 0 | 0 | 0 | 0 | 0 | 0 | 0 | 0 | 0 | 0 | 0 | 0 | 0 | 0 | 0 | 0 | 0 | 0 | 0
Commercial_Miscellaneous_New_Water Heating_Natural Gas_Water Heater_E8_Baseline Forecast | Commercial | Miscellaneous | New | Water Heating | Natural Gas | Water Heater | E8 |  | Baseline Forecast | 0 | 0 | 0 | 0 | 0 | 0 | 0 | 0 | 0 | 0 | 0 | 0 | 0 | 0 | 0 | 0 | 0 | 0 | 0 | 0 | 0 | 0 | 0 | 0 | 0 | 0 | 0 | 0 | 0 | 0 | 0
Commercial_Miscellaneous_New_Water Heating_Natural Gas_Water Heater_E9_Baseline Forecast | Commercial | Miscellaneous | New | Water Heating | Natural Gas | Water Heater | E9 |  | Baseline Forecast | 0 | 0 | 0 | 0 | 0 | 0 | 0 | 0 | 0 | 0 | 0 | 0 | 0 | 0 | 0 | 0 | 0 | 0 | 0 | 0 | 0 | 0 | 0 | 0 | 0 | 0 | 0 | 0 | 0 | 0 | 0
Commercial_Miscellaneous_New_Water Heating_Natural Gas_Water Heater_E10_Baseline Forecast | Commercial | Miscellaneous | New | Water Heating | Natural Gas | Water Heater | E10 |  | Baseline Forecast | 0 | 0 | 0 | 0 | 0 | 0 | 0 | 0 | 0 | 0 | 0 | 0 | 0 | 0 | 0 | 0 | 0 | 0 | 0 | 0 | 0 | 0 | 0 | 0 | 0 | 0 | 0 | 0 | 0 | 0 | 0
Commercial_Miscellaneous_New_Food Preparation_Natural Gas_Oven_E1_Baseline Forecast | Commercial | Miscellaneous | New | Food Preparation | Natural Gas | Oven | E1 | Standard | Baseline Forecast | 0 | 8660.3123 | 8733.3092 | 9251.7429 | 5071.8913 | 4150.1978 | 4104.5828 | 4053.0147 | 3997.6913 | 3945.0551 | 5331.112 | 6483.6063 | 7591.7911 | 7737.5007 | 7680.9835 | 7613.6142 | 9980.7498 | 9540.6254 | 9297.203 | 7986.632 | 7987.1174 | 8398.5178 | 8759.8184 | 9439.0083 | 9694.4391 | 10732.9581 | 11453.0859 | 11971.6729 | 11917.6411 | 11812.951 | 11790.2689
Commercial_Miscellaneous_New_Food Preparation_Natural Gas_Oven_E2_Baseline Forecast | Commercial | Miscellaneous | New | Food Preparation | Natural Gas | Oven | E2 | ENERGY STAR (EF ≥ 44%) Convection Oven utilizing ASTM Std F1496 | Baseline Forecast | 0 | 12484.6655 | 12605.5739 | 13371.0016 | 7344.723 | 5965.6617 | 5863.362 | 5770.2438 | 5684.0461 | 5598.2645 | 7600.9953 | 9285.2291 | 10735.8209 | 11002.6934 | 11001.2821 | 10977.8511 | 14394.6414 | 13766.9871 | 13385.031 | 11516.3083 | 11529.5229 | 12141.2661 | 12687.057 | 12740.1663 | 13066.226 | 14446.4971 | 15396.1776 | 16073.8068 | 15982.6713 | 15824.5076 | 15776.9505
Commercial_Miscellaneous_New_Food Preparation_Natural Gas_Oven_E3_Baseline Forecast | Commercial | Miscellaneous | New | Food Preparation | Natural Gas | Oven | E3 |  | Baseline Forecast | 0 | 0 | 0 | 0 | 0 | 0 | 0 | 0 | 0 | 0 | 0 | 0 | 0 | 0 | 0 | 0 | 0 | 0 | 0 | 0 | 0 | 0 | 0 | 0 | 0 | 0 | 0 | 0 | 0 | 0 | 0
Commercial_Miscellaneous_New_Food Preparation_Natural Gas_Oven_E4_Baseline Forecast | Commercial | Miscellaneous | New | Food Preparation | Natural Gas | Oven | E4 |  | Baseline Forecast | 0 | 0 | 0 | 0 | 0 | 0 | 0 | 0 | 0 | 0 | 0 | 0 | 0 | 0 | 0 | 0 | 0 | 0 | 0 | 0 | 0 | 0 | 0 | 0 | 0 | 0 | 0 | 0 | 0 | 0 | 0
Commercial_Miscellaneous_New_Food Preparation_Natural Gas_Oven_E5_Baseline Forecast | Commercial | Miscellaneous | New | Food Preparation | Natural Gas | Oven | E5 |  | Baseline Forecast | 0 | 0 | 0 | 0 | 0 | 0 | 0 | 0 | 0 | 0 | 0 | 0 | 0 | 0 | 0 | 0 | 0 | 0 | 0 | 0 | 0 | 0 | 0 | 0 | 0 | 0 | 0 | 0 | 0 | 0 | 0
Commercial_Miscellaneous_New_Food Preparation_Natural Gas_Oven_E6_Baseline Forecast | Commercial | Miscellaneous | New | Food Preparation | Natural Gas | Oven | E6 |  | Baseline Forecast | 0 | 0 | 0 | 0 | 0 | 0 | 0 | 0 | 0 | 0 | 0 | 0 | 0 | 0 | 0 | 0 | 0 | 0 | 0 | 0 | 0 | 0 | 0 | 0 | 0 | 0 | 0 | 0 | 0 | 0 | 0
Commercial_Miscellaneous_New_Food Preparation_Natural Gas_Oven_E7_Baseline Forecast | Commercial | Miscellaneous | New | Food Preparation | Natural Gas | Oven | E7 |  | Baseline Forecast | 0 | 0 | 0 | 0 | 0 | 0 | 0 | 0 | 0 | 0 | 0 | 0 | 0 | 0 | 0 | 0 | 0 | 0 | 0 | 0 | 0 | 0 | 0 | 0 | 0 | 0 | 0 | 0 | 0 | 0 | 0
Commercial_Miscellaneous_New_Food Preparation_Natural Gas_Oven_E8_Baseline Forecast | Commercial | Miscellaneous | New | Food Preparation | Natural Gas | Oven | E8 |  | Baseline Forecast | 0 | 0 | 0 | 0 | 0 | 0 | 0 | 0 | 0 | 0 | 0 | 0 | 0 | 0 | 0 | 0 | 0 | 0 | 0 | 0 | 0 | 0 | 0 | 0 | 0 | 0 | 0 | 0 | 0 | 0 | 0
Commercial_Miscellaneous_New_Food Preparation_Natural Gas_Oven_E9_Baseline Forecast | Commercial | Miscellaneous | New | Food Preparation | Natural Gas | Oven | E9 |  | Baseline Forecast | 0 | 0 | 0 | 0 | 0 | 0 | 0 | 0 | 0 | 0 | 0 | 0 | 0 | 0 | 0 | 0 | 0 | 0 | 0 | 0 | 0 | 0 | 0 | 0 | 0 | 0 | 0 | 0 | 0 | 0 | 0
Commercial_Miscellaneous_New_Food Preparation_Natural Gas_Oven_E10_Baseline Forecast | Commercial | Miscellaneous | New | Food Preparation | Natural Gas | Oven | E10 |  | Baseline Forecast | 0 | 0 | 0 | 0 | 0 | 0 | 0 | 0 | 0 | 0 | 0 | 0 | 0 | 0 | 0 | 0 | 0 | 0 | 0 | 0 | 0 | 0 | 0 | 0 | 0 | 0 | 0 | 0 | 0 | 0 | 0
Commercial_Miscellaneous_New_Food Preparation_Natural Gas_Conveyor Oven_E1_Baseline Forecast | Commercial | Miscellaneous | New | Food Preparation | Natural Gas | Conveyor Oven | E1 | Standard | Baseline Forecast | 0 | 4335.4499 | 4377.1124 | 4642.729 | 2543.8551 | 2074.8416 | 2045.2741 | 2013.6079 | 1980.6046 | 1953.2189 | 1925.9282 | 1899.4856 | 1886.9521 | 1861.7064 | 1836.0947 | 1811.9052 | 1787.6329 | 2636.9715 | 3324.403 | 3918.5109 | 3968.0843 | 3907.7571 | 4992.1974 | 4915.0029 | 4745.1656 | 3951.2514 | 3752.9252 | 3707.2699 | 3662.5278 | 3618.707 | 3577.2748
Commercial_Miscellaneous_New_Food Preparation_Natural Gas_Conveyor Oven_E2_Baseline Forecast | Commercial | Miscellaneous | New | Food Preparation | Natural Gas | Conveyor Oven | E2 | ENERGY STAR (EF ≥ 44%) Convection Oven utilizing ASTM Std F1496 | Baseline Forecast | 0 | 6237.0389 | 6292.3291 | 6668.6432 | 3664.4521 | 2983.0881 | 2938.6983 | 2898.0214 | 2860.2641 | 2818.4409 | 2778.044 | 2738.2906 | 2686.0906 | 2648.0367 | 2611.7549 | 2575.4294 | 2540.5384 | 3747.8598 | 4714.879 | 5562.6845 | 5636.2258 | 5555.3918 | 7105.3896 | 6520.428 | 6280.3247 | 5217.7113 | 4944.9385 | 4874.3408 | 4805.442 | 4738.1832 | 4671.0477
Commercial_Miscellaneous_New_Food Preparation_Natural Gas_Conveyor Oven_E3_Baseline Forecast | Commercial | Miscellaneous | New | Food Preparation | Natural Gas | Conveyor Oven | E3 |  | Baseline Forecast | 0 | 0 | 0 | 0 | 0 | 0 | 0 | 0 | 0 | 0 | 0 | 0 | 0 | 0 | 0 | 0 | 0 | 0 | 0 | 0 | 0 | 0 | 0 | 0 | 0 | 0 | 0 | 0 | 0 | 0 | 0
Commercial_Miscellaneous_New_Food Preparation_Natural Gas_Conveyor Oven_E4_Baseline Forecast | Commercial | Miscellaneous | New | Food Preparation | Natural Gas | Conveyor Oven | E4 |  | Baseline Forecast | 0 | 0 | 0 | 0 | 0 | 0 | 0 | 0 | 0 | 0 | 0 | 0 | 0 | 0 | 0 | 0 | 0 | 0 | 0 | 0 | 0 | 0 | 0 | 0 | 0 | 0 | 0 | 0 | 0 | 0 | 0
Commercial_Miscellaneous_New_Food Preparation_Natural Gas_Conveyor Oven_E5_Baseline Forecast | Commercial | Miscellaneous | New | Food Preparation | Natural Gas | Conveyor Oven | E5 |  | Baseline Forecast | 0 | 0 | 0 | 0 | 0 | 0 | 0 | 0 | 0 | 0 | 0 | 0 | 0 | 0 | 0 | 0 | 0 | 0 | 0 | 0 | 0 | 0 | 0 | 0 | 0 | 0 | 0 | 0 | 0 | 0 | 0
Commercial_Miscellaneous_New_Food Preparation_Natural Gas_Conveyor Oven_E6_Baseline Forecast | Commercial | Miscellaneous | New | Food Preparation | Natural Gas | Conveyor Oven | E6 |  | Baseline Forecast | 0 | 0 | 0 | 0 | 0 | 0 | 0 | 0 | 0 | 0 | 0 | 0 | 0 | 0 | 0 | 0 | 0 | 0 | 0 | 0 | 0 | 0 | 0 | 0 | 0 | 0 | 0 | 0 | 0 | 0 | 0
Commercial_Miscellaneous_New_Food Preparation_Natural Gas_Conveyor Oven_E7_Baseline Forecast | Commercial | Miscellaneous | New | Food Preparation | Natural Gas | Conveyor Oven | E7 |  | Baseline Forecast | 0 | 0 | 0 | 0 | 0 | 0 | 0 | 0 | 0 | 0 | 0 | 0 | 0 | 0 | 0 | 0 | 0 | 0 | 0 | 0 | 0 | 0 | 0 | 0 | 0 | 0 | 0 | 0 | 0 | 0 | 0
Commercial_Miscellaneous_New_Food Preparation_Natural Gas_Conveyor Oven_E8_Baseline Forecast | Commercial | Miscellaneous | New | Food Preparation | Natural Gas | Conveyor Oven | E8 |  | Baseline Forecast | 0 | 0 | 0 | 0 | 0 | 0 | 0 | 0 | 0 | 0 | 0 | 0 | 0 | 0 | 0 | 0 | 0 | 0 | 0 | 0 | 0 | 0 | 0 | 0 | 0 | 0 | 0 | 0 | 0 | 0 | 0
Commercial_Miscellaneous_New_Food Preparation_Natural Gas_Conveyor Oven_E9_Baseline Forecast | Commercial | Miscellaneous | New | Food Preparation | Natural Gas | Conveyor Oven | E9 |  | Baseline Forecast | 0 | 0 | 0 | 0 | 0 | 0 | 0 | 0 | 0 | 0 | 0 | 0 | 0 | 0 | 0 | 0 | 0 | 0 | 0 | 0 | 0 | 0 | 0 | 0 | 0 | 0 | 0 | 0 | 0 | 0 | 0
Commercial_Miscellaneous_New_Food Preparation_Natural Gas_Conveyor Oven_E10_Baseline Forecast | Commercial | Miscellaneous | New | Food Preparation | Natural Gas | Conveyor Oven | E10 |  | Baseline Forecast | 0 | 0 | 0 | 0 | 0 | 0 | 0 | 0 | 0 | 0 | 0 | 0 | 0 | 0 | 0 | 0 | 0 | 0 | 0 | 0 | 0 | 0 | 0 | 0 | 0 | 0 | 0 | 0 | 0 | 0 | 0
Commercial_Miscellaneous_New_Food Preparation_Natural Gas_Double Rack Oven_E1_Baseline Forecast | Commercial | Miscellaneous | New | Food Preparation | Natural Gas | Double Rack Oven | E1 | Standard | Baseline Forecast | 0 | 4324.462 | 4356.717 | 4622.8326 | 2536.8681 | 2085.8211 | 2071.8941 | 2051.3885 | 2025.845 | 1985.617 | 1943.5505 | 1902.6411 | 2780.0429 | 3434.1312 | 4023.3451 | 4074.5252 | 4013.1545 | 5093.6576 | 4832.8694 | 4652.6003 | 3879.9592 | 3677.3549 | 3619.4701 | 4157.6399 | 4426.9911 | 4773.2153 | 5060.6139 | 5276.549 | 5947.1275 | 6374.3344 | 6652.3317
Commercial_Miscellaneous_New_Food Preparation_Natural Gas_Double Rack Oven_E2_Baseline Forecast | Commercial | Miscellaneous | New | Food Preparation | Natural Gas | Double Rack Oven | E2 | FTSC Qualified (>50% Cooking Efficiency) | Baseline Forecast | 0 | 6248.0268 | 6312.7246 | 6688.5397 | 3671.439 | 2972.1086 | 2912.0783 | 2860.2408 | 2815.0237 | 2786.0428 | 2760.4217 | 2735.1351 | 3907.4975 | 4901.0985 | 5747.1681 | 5812.6017 | 5726.4367 | 7274.1208 | 6866.6233 | 6630.9413 | 5541.1604 | 5266.8856 | 5202.8489 | 4968.379 | 5263.0141 | 5646.7252 | 5958.4837 | 6184.4462 | 6939.5948 | 7405.9891 | 7696.2695
Commercial_Miscellaneous_New_Food Preparation_Natural Gas_Double Rack Oven_E3_Baseline Forecast | Commercial | Miscellaneous | New | Food Preparation | Natural Gas | Double Rack Oven | E3 |  | Baseline Forecast | 0 | 0 | 0 | 0 | 0 | 0 | 0 | 0 | 0 | 0 | 0 | 0 | 0 | 0 | 0 | 0 | 0 | 0 | 0 | 0 | 0 | 0 | 0 | 0 | 0 | 0 | 0 | 0 | 0 | 0 | 0
Commercial_Miscellaneous_New_Food Preparation_Natural Gas_Double Rack Oven_E4_Baseline Forecast | Commercial | Miscellaneous | New | Food Preparation | Natural Gas | Double Rack Oven | E4 |  | Baseline Forecast | 0 | 0 | 0 | 0 | 0 | 0 | 0 | 0 | 0 | 0 | 0 | 0 | 0 | 0 | 0 | 0 | 0 | 0 | 0 | 0 | 0 | 0 | 0 | 0 | 0 | 0 | 0 | 0 | 0 | 0 | 0
Commercial_Miscellaneous_New_Food Preparation_Natural Gas_Double Rack Oven_E5_Baseline Forecast | Commercial | Miscellaneous | New | Food Preparation | Natural Gas | Double Rack Oven | E5 |  | Baseline Forecast | 0 | 0 | 0 | 0 | 0 | 0 | 0 | 0 | 0 | 0 | 0 | 0 | 0 | 0 | 0 | 0 | 0 | 0 | 0 | 0 | 0 | 0 | 0 | 0 | 0 | 0 | 0 | 0 | 0 | 0 | 0
Commercial_Miscellaneous_New_Food Preparation_Natural Gas_Double Rack Oven_E6_Baseline Forecast | Commercial | Miscellaneous | New | Food Preparation | Natural Gas | Double Rack Oven | E6 |  | Baseline Forecast | 0 | 0 | 0 | 0 | 0 | 0 | 0 | 0 | 0 | 0 | 0 | 0 | 0 | 0 | 0 | 0 | 0 | 0 | 0 | 0 | 0 | 0 | 0 | 0 | 0 | 0 | 0 | 0 | 0 | 0 | 0
Commercial_Miscellaneous_New_Food Preparation_Natural Gas_Double Rack Oven_E7_Baseline Forecast | Commercial | Miscellaneous | New | Food Preparation | Natural Gas | Double Rack Oven | E7 |  | Baseline Forecast | 0 | 0 | 0 | 0 | 0 | 0 | 0 | 0 | 0 | 0 | 0 | 0 | 0 | 0 | 0 | 0 | 0 | 0 | 0 | 0 | 0 | 0 | 0 | 0 | 0 | 0 | 0 | 0 | 0 | 0 | 0
Commercial_Miscellaneous_New_Food Preparation_Natural Gas_Double Rack Oven_E8_Baseline Forecast | Commercial | Miscellaneous | New | Food Preparation | Natural Gas | Double Rack Oven | E8 |  | Baseline Forecast | 0 | 0 | 0 | 0 | 0 | 0 | 0 | 0 | 0 | 0 | 0 | 0 | 0 | 0 | 0 | 0 | 0 | 0 | 0 | 0 | 0 | 0 | 0 | 0 | 0 | 0 | 0 | 0 | 0 | 0 | 0
Commercial_Miscellaneous_New_Food Preparation_Natural Gas_Double Rack Oven_E9_Baseline Forecast | Commercial | Miscellaneous | New | Food Preparation | Natural Gas | Double Rack Oven | E9 |  | Baseline Forecast | 0 | 0 | 0 | 0 | 0 | 0 | 0 | 0 | 0 | 0 | 0 | 0 | 0 | 0 | 0 | 0 | 0 | 0 | 0 | 0 | 0 | 0 | 0 | 0 | 0 | 0 | 0 | 0 | 0 | 0 | 0
Commercial_Miscellaneous_New_Food Preparation_Natural Gas_Double Rack Oven_E10_Baseline Forecast | Commercial | Miscellaneous | New | Food Preparation | Natural Gas | Double Rack Oven | E10 |  | Baseline Forecast | 0 | 0 | 0 | 0 | 0 | 0 | 0 | 0 | 0 | 0 | 0 | 0 | 0 | 0 | 0 | 0 | 0 | 0 | 0 | 0 | 0 | 0 | 0 | 0 | 0 | 0 | 0 | 0 | 0 | 0 | 0
Commercial_Miscellaneous_New_Food Preparation_Natural Gas_Fryer_E1_Baseline Forecast | Commercial | Miscellaneous | New | Food Preparation | Natural Gas | Fryer | E1 | Standard | Baseline Forecast | 0 | 25402.8853 | 25617.4257 | 0 | 0 | 0 | 0 | 0 | 0 | 0 | 0 | 0 | 0 | 0 | 0 | 0 | 0 | 0 | 0 | 0 | 0 | 0 | 0 | 0 | 0 | 0 | 0 | 0 | 0 | 0 | 0
Commercial_Miscellaneous_New_Food Preparation_Natural Gas_Fryer_E2_Baseline Forecast | Commercial | Miscellaneous | New | Food Preparation | Natural Gas | Fryer | E2 | ENERGY STAR | Baseline Forecast | 0 | 8956.6554 | 9057.2016 | 36760.8383 | 20176.3826 | 16437.7703 | 16197.4162 | 15962.3082 | 15732.3434 | 22379.3294 | 27719.8953 | 32370.4421 | 32735.7153 | 32242.7961 | 40770.9632 | 38586.1766 | 37221.7035 | 32530.9715 | 33180.5903 | 35514.8352 | 37424.8019 | 38824.4142 | 43422.0825 | 46291.0888 | 48103.5057 | 47463.6035 | 46828.9703 | 49125.9238 | 48510.7709 | 48487.8666 | 48491.989
Commercial_Miscellaneous_New_Food Preparation_Natural Gas_Fryer_E3_Baseline Forecast | Commercial | Miscellaneous | New | Food Preparation | Natural Gas | Fryer | E3 |  | Baseline Forecast | 0 | 0 | 0 | 0 | 0 | 0 | 0 | 0 | 0 | 0 | 0 | 0 | 0 | 0 | 0 | 0 | 0 | 0 | 0 | 0 | 0 | 0 | 0 | 0 | 0 | 0 | 0 | 0 | 0 | 0 | 0
Commercial_Miscellaneous_New_Food Preparation_Natural Gas_Fryer_E4_Baseline Forecast | Commercial | Miscellaneous | New | Food Preparation | Natural Gas | Fryer | E4 |  | Baseline Forecast | 0 | 0 | 0 | 0 | 0 | 0 | 0 | 0 | 0 | 0 | 0 | 0 | 0 | 0 | 0 | 0 | 0 | 0 | 0 | 0 | 0 | 0 | 0 | 0 | 0 | 0 | 0 | 0 | 0 | 0 | 0
Commercial_Miscellaneous_New_Food Preparation_Natural Gas_Fryer_E5_Baseline Forecast | Commercial | Miscellaneous | New | Food Preparation | Natural Gas | Fryer | E5 |  | Baseline Forecast | 0 | 0 | 0 | 0 | 0 | 0 | 0 | 0 | 0 | 0 | 0 | 0 | 0 | 0 | 0 | 0 | 0 | 0 | 0 | 0 | 0 | 0 | 0 | 0 | 0 | 0 | 0 | 0 | 0 | 0 | 0
Commercial_Miscellaneous_New_Food Preparation_Natural Gas_Fryer_E6_Baseline Forecast | Commercial | Miscellaneous | New | Food Preparation | Natural Gas | Fryer | E6 |  | Baseline Forecast | 0 | 0 | 0 | 0 | 0 | 0 | 0 | 0 | 0 | 0 | 0 | 0 | 0 | 0 | 0 | 0 | 0 | 0 | 0 | 0 | 0 | 0 | 0 | 0 | 0 | 0 | 0 | 0 | 0 | 0 | 0
Commercial_Miscellaneous_New_Food Preparation_Natural Gas_Fryer_E7_Baseline Forecast | Commercial | Miscellaneous | New | Food Preparation | Natural Gas | Fryer | E7 |  | Baseline Forecast | 0 | 0 | 0 | 0 | 0 | 0 | 0 | 0 | 0 | 0 | 0 | 0 | 0 | 0 | 0 | 0 | 0 | 0 | 0 | 0 | 0 | 0 | 0 | 0 | 0 | 0 | 0 | 0 | 0 | 0 | 0
Commercial_Miscellaneous_New_Food Preparation_Natural Gas_Fryer_E8_Baseline Forecast | Commercial | Miscellaneous | New | Food Preparation | Natural Gas | Fryer | E8 |  | Baseline Forecast | 0 | 0 | 0 | 0 | 0 | 0 | 0 | 0 | 0 | 0 | 0 | 0 | 0 | 0 | 0 | 0 | 0 | 0 | 0 | 0 | 0 | 0 | 0 | 0 | 0 | 0 | 0 | 0 | 0 | 0 | 0
Commercial_Miscellaneous_New_Food Preparation_Natural Gas_Fryer_E9_Baseline Forecast | Commercial | Miscellaneous | New | Food Preparation | Natural Gas | Fryer | E9 |  | Baseline Forecast | 0 | 0 | 0 | 0 | 0 | 0 | 0 | 0 | 0 | 0 | 0 | 0 | 0 | 0 | 0 | 0 | 0 | 0 | 0 | 0 | 0 | 0 | 0 | 0 | 0 | 0 | 0 | 0 | 0 | 0 | 0
Commercial_Miscellaneous_New_Food Preparation_Natural Gas_Fryer_E10_Baseline Forecast | Commercial | Miscellaneous | New | Food Preparation | Natural Gas | Fryer | E10 |  | Baseline Forecast | 0 | 0 | 0 | 0 | 0 | 0 | 0 | 0 | 0 | 0 | 0 | 0 | 0 | 0 | 0 | 0 | 0 | 0 | 0 | 0 | 0 | 0 | 0 | 0 | 0 | 0 | 0 | 0 | 0 | 0 | 0
Commercial_Miscellaneous_New_Food Preparation_Natural Gas_Broiler_E1_Baseline Forecast | Commercial | Miscellaneous | New | Food Preparation | Natural Gas | Broiler | E1 | Standard | Baseline Forecast | 0 | 17940.2288 | 18093.9194 | 19188.3896 | 10531.0676 | 8607.3305 | 8505.2148 | 8395.3298 | 8280.0379 | 8145.722 | 8010.3051 | 7877.9803 | 11412.3138 | 14179.8522 | 16618.4789 | 16821.3894 | 16569.5568 | 21037.2722 | 19921.3555 | 19200.9301 | 16024.9085 | 15204.7761 | 14986.2571 | 16055.2508 | 17062.7152 | 18363.6244 | 19435.3156 | 20230.4988 | 22764.2931 | 24360.6874 | 25383.4493
Commercial_Miscellaneous_New_Food Preparation_Natural Gas_Broiler_E2_Baseline Forecast | Commercial | Miscellaneous | New | Food Preparation | Natural Gas | Broiler | E2 | Infrared Burners | Baseline Forecast | 0 | 6323.535 | 6392.3499 | 6771.1045 | 3716.9395 | 3000.5713 | 2932.9556 | 2876.8137 | 2829.7108 | 2805.1929 | 2785.2673 | 2765.673 | 3935.5294 | 4949.4225 | 5804.7582 | 5869.475 | 5782.7145 | 7346.6643 | 6928.8716 | 6694.693 | 5596.4734 | 5322.1728 | 5260.8831 | 4888.8776 | 5175.7567 | 5550.0421 | 5853.4108 | 6072.3789 | 6810.6148 | 7265.0271 | 7546.4571
Commercial_Miscellaneous_New_Food Preparation_Natural Gas_Broiler_E3_Baseline Forecast | Commercial | Miscellaneous | New | Food Preparation | Natural Gas | Broiler | E3 |  | Baseline Forecast | 0 | 0 | 0 | 0 | 0 | 0 | 0 | 0 | 0 | 0 | 0 | 0 | 0 | 0 | 0 | 0 | 0 | 0 | 0 | 0 | 0 | 0 | 0 | 0 | 0 | 0 | 0 | 0 | 0 | 0 | 0
Commercial_Miscellaneous_New_Food Preparation_Natural Gas_Broiler_E4_Baseline Forecast | Commercial | Miscellaneous | New | Food Preparation | Natural Gas | Broiler | E4 |  | Baseline Forecast | 0 | 0 | 0 | 0 | 0 | 0 | 0 | 0 | 0 | 0 | 0 | 0 | 0 | 0 | 0 | 0 | 0 | 0 | 0 | 0 | 0 | 0 | 0 | 0 | 0 | 0 | 0 | 0 | 0 | 0 | 0
Commercial_Miscellaneous_New_Food Preparation_Natural Gas_Broiler_E5_Baseline Forecast | Commercial | Miscellaneous | New | Food Preparation | Natural Gas | Broiler | E5 |  | Baseline Forecast | 0 | 0 | 0 | 0 | 0 | 0 | 0 | 0 | 0 | 0 | 0 | 0 | 0 | 0 | 0 | 0 | 0 | 0 | 0 | 0 | 0 | 0 | 0 | 0 | 0 | 0 | 0 | 0 | 0 | 0 | 0
Commercial_Miscellaneous_New_Food Preparation_Natural Gas_Broiler_E6_Baseline Forecast | Commercial | Miscellaneous | New | Food Preparation | Natural Gas | Broiler | E6 |  | Baseline Forecast | 0 | 0 | 0 | 0 | 0 | 0 | 0 | 0 | 0 | 0 | 0 | 0 | 0 | 0 | 0 | 0 | 0 | 0 | 0 | 0 | 0 | 0 | 0 | 0 | 0 | 0 | 0 | 0 | 0 | 0 | 0
Commercial_Miscellaneous_New_Food Preparation_Natural Gas_Broiler_E7_Baseline Forecast | Commercial | Miscellaneous | New | Food Preparation | Natural Gas | Broiler | E7 |  | Baseline Forecast | 0 | 0 | 0 | 0 | 0 | 0 | 0 | 0 | 0 | 0 | 0 | 0 | 0 | 0 | 0 | 0 | 0 | 0 | 0 | 0 | 0 | 0 | 0 | 0 | 0 | 0 | 0 | 0 | 0 | 0 | 0
Commercial_Miscellaneous_New_Food Preparation_Natural Gas_Broiler_E8_Baseline Forecast | Commercial | Miscellaneous | New | Food Preparation | Natural Gas | Broiler | E8 |  | Baseline Forecast | 0 | 0 | 0 | 0 | 0 | 0 | 0 | 0 | 0 | 0 | 0 | 0 | 0 | 0 | 0 | 0 | 0 | 0 | 0 | 0 | 0 | 0 | 0 | 0 | 0 | 0 | 0 | 0 | 0 | 0 | 0
Commercial_Miscellaneous_New_Food Preparation_Natural Gas_Broiler_E9_Baseline Forecast | Commercial | Miscellaneous | New | Food Preparation | Natural Gas | Broiler | E9 |  | Baseline Forecast | 0 | 0 | 0 | 0 | 0 | 0 | 0 | 0 | 0 | 0 | 0 | 0 | 0 | 0 | 0 | 0 | 0 | 0 | 0 | 0 | 0 | 0 | 0 | 0 | 0 | 0 | 0 | 0 | 0 | 0 | 0
Commercial_Miscellaneous_New_Food Preparation_Natural Gas_Broiler_E10_Baseline Forecast | Commercial | Miscellaneous | New | Food Preparation | Natural Gas | Broiler | E10 |  | Baseline Forecast | 0 | 0 | 0 | 0 | 0 | 0 | 0 | 0 | 0 | 0 | 0 | 0 | 0 | 0 | 0 | 0 | 0 | 0 | 0 | 0 | 0 | 0 | 0 | 0 | 0 | 0 | 0 | 0 | 0 | 0 | 0
Commercial_Miscellaneous_New_Food Preparation_Natural Gas_Griddle_E1_Baseline Forecast | Commercial | Miscellaneous | New | Food Preparation | Natural Gas | Griddle | E1 | Standard | Baseline Forecast | 0 | 21566.3339 | 21760.613 | 23071.7301 | 12662.8546 | 10325.4605 | 10182.3385 | 10039.0896 | 9896.3687 | 9749.5227 | 9604.6278 | 9463.0546 | 13662.7356 | 17014.3558 | 19943.1345 | 20182.6564 | 19881.2207 | 25244.9341 | 23887.6764 | 23034.4004 | 19230.1992 | 18253.8674 | 18001.3781 | 18821.5334 | 19990.8973 | 21503.16 | 22746.094 | 23664.7977 | 26615.7866 | 28468.8595 | 29650.4979
Commercial_Miscellaneous_New_Food Preparation_Natural Gas_Griddle_E2_Baseline Forecast | Commercial | Miscellaneous | New | Food Preparation | Natural Gas | Griddle | E2 | ENERGY STAR | Baseline Forecast | 0 | 8815.6032 | 8899.9349 | 9433.5204 | 5177.8259 | 4209.405 | 4139.9973 | 4075.3553 | 4014.7331 | 3962.6949 | 3913.0773 | 3864.4245 | 5555.1077 | 6938.4169 | 8134.1822 | 8229.7706 | 8107.2359 | 10296.0885 | 9732.9078 | 9390.8737 | 7843.0724 | 7449.0069 | 7351.133 | 7403.7134 | 7855.0652 | 8440.4019 | 8919.2529 | 9270.4213 | 10416.514 | 11131.3641 | 11582.7731
Commercial_Miscellaneous_New_Food Preparation_Natural Gas_Griddle_E3_Baseline Forecast | Commercial | Miscellaneous | New | Food Preparation | Natural Gas | Griddle | E3 |  | Baseline Forecast | 0 | 0 | 0 | 0 | 0 | 0 | 0 | 0 | 0 | 0 | 0 | 0 | 0 | 0 | 0 | 0 | 0 | 0 | 0 | 0 | 0 | 0 | 0 | 0 | 0 | 0 | 0 | 0 | 0 | 0 | 0
Commercial_Miscellaneous_New_Food Preparation_Natural Gas_Griddle_E4_Baseline Forecast | Commercial | Miscellaneous | New | Food Preparation | Natural Gas | Griddle | E4 |  | Baseline Forecast | 0 | 0 | 0 | 0 | 0 | 0 | 0 | 0 | 0 | 0 | 0 | 0 | 0 | 0 | 0 | 0 | 0 | 0 | 0 | 0 | 0 | 0 | 0 | 0 | 0 | 0 | 0 | 0 | 0 | 0 | 0
Commercial_Miscellaneous_New_Food Preparation_Natural Gas_Griddle_E5_Baseline Forecast | Commercial | Miscellaneous | New | Food Preparation | Natural Gas | Griddle | E5 |  | Baseline Forecast | 0 | 0 | 0 | 0 | 0 | 0 | 0 | 0 | 0 | 0 | 0 | 0 | 0 | 0 | 0 | 0 | 0 | 0 | 0 | 0 | 0 | 0 | 0 | 0 | 0 | 0 | 0 | 0 | 0 | 0 | 0
Commercial_Miscellaneous_New_Food Preparation_Natural Gas_Griddle_E6_Baseline Forecast | Commercial | Miscellaneous | New | Food Preparation | Natural Gas | Griddle | E6 |  | Baseline Forecast | 0 | 0 | 0 | 0 | 0 | 0 | 0 | 0 | 0 | 0 | 0 | 0 | 0 | 0 | 0 | 0 | 0 | 0 | 0 | 0 | 0 | 0 | 0 | 0 | 0 | 0 | 0 | 0 | 0 | 0 | 0
Commercial_Miscellaneous_New_Food Preparation_Natural Gas_Griddle_E7_Baseline Forecast | Commercial | Miscellaneous | New | Food Preparation | Natural Gas | Griddle | E7 |  | Baseline Forecast | 0 | 0 | 0 | 0 | 0 | 0 | 0 | 0 | 0 | 0 | 0 | 0 | 0 | 0 | 0 | 0 | 0 | 0 | 0 | 0 | 0 | 0 | 0 | 0 | 0 | 0 | 0 | 0 | 0 | 0 | 0
Commercial_Miscellaneous_New_Food Preparation_Natural Gas_Griddle_E8_Baseline Forecast | Commercial | Miscellaneous | New | Food Preparation | Natural Gas | Griddle | E8 |  | Baseline Forecast | 0 | 0 | 0 | 0 | 0 | 0 | 0 | 0 | 0 | 0 | 0 | 0 | 0 | 0 | 0 | 0 | 0 | 0 | 0 | 0 | 0 | 0 | 0 | 0 | 0 | 0 | 0 | 0 | 0 | 0 | 0
Commercial_Miscellaneous_New_Food Preparation_Natural Gas_Griddle_E9_Baseline Forecast | Commercial | Miscellaneous | New | Food Preparation | Natural Gas | Griddle | E9 |  | Baseline Forecast | 0 | 0 | 0 | 0 | 0 | 0 | 0 | 0 | 0 | 0 | 0 | 0 | 0 | 0 | 0 | 0 | 0 | 0 | 0 | 0 | 0 | 0 | 0 | 0 | 0 | 0 | 0 | 0 | 0 | 0 | 0
Commercial_Miscellaneous_New_Food Preparation_Natural Gas_Griddle_E10_Baseline Forecast | Commercial | Miscellaneous | New | Food Preparation | Natural Gas | Griddle | E10 |  | Baseline Forecast | 0 | 0 | 0 | 0 | 0 | 0 | 0 | 0 | 0 | 0 | 0 | 0 | 0 | 0 | 0 | 0 | 0 | 0 | 0 | 0 | 0 | 0 | 0 | 0 | 0 | 0 | 0 | 0 | 0 | 0 | 0
Commercial_Miscellaneous_New_Food Preparation_Natural Gas_Range_E1_Baseline Forecast | Commercial | Miscellaneous | New | Food Preparation | Natural Gas | Range | E1 | Standard | Baseline Forecast | 0 | 47165.9959 | 47566.2561 | 50391.5738 | 27629.4382 | 22581.9641 | 22310.9474 | 22019.1202 | 21713.4681 | 21420.7835 | 30626.6195 | 37918.4704 | 44577.7492 | 44944.0322 | 44097.1259 | 55644.0583 | 52647.1817 | 50770.1945 | 42501.4674 | 42221.0739 | 44678.7194 | 47866.0869 | 50460.7677 | 54302.2636 | 60895.6351 | 65040.705 | 67686.9859 | 66453.3726 | 65063.1129 | 67806.7021 | 66641.3844
Commercial_Miscellaneous_New_Food Preparation_Natural Gas_Range_E2_Baseline Forecast | Commercial | Miscellaneous | New | Food Preparation | Natural Gas | Range | E2 | High Efficiency | Baseline Forecast | 0 | 67983.9964 | 68639.6939 | 72805.9475 | 39988.1798 | 32506.3485 | 31971.8608 | 31475.7643 | 31010.7295 | 30549.6271 | 43636.5719 | 54258.9394 | 63201.0838 | 64074.5677 | 63284.8547 | 80333.5979 | 76023.2668 | 73341.8969 | 61298.6118 | 60964.1312 | 64563.9842 | 69243.197 | 73092.3511 | 73983.4921 | 82839.6658 | 88350.0317 | 91817.4274 | 90024.2298 | 88027.6555 | 91625.0347 | 89940.5023
Commercial_Miscellaneous_New_Food Preparation_Natural Gas_Range_E3_Baseline Forecast | Commercial | Miscellaneous | New | Food Preparation | Natural Gas | Range | E3 |  | Baseline Forecast | 0 | 0 | 0 | 0 | 0 | 0 | 0 | 0 | 0 | 0 | 0 | 0 | 0 | 0 | 0 | 0 | 0 | 0 | 0 | 0 | 0 | 0 | 0 | 0 | 0 | 0 | 0 | 0 | 0 | 0 | 0
Commercial_Miscellaneous_New_Food Preparation_Natural Gas_Range_E4_Baseline Forecast | Commercial | Miscellaneous | New | Food Preparation | Natural Gas | Range | E4 |  | Baseline Forecast | 0 | 0 | 0 | 0 | 0 | 0 | 0 | 0 | 0 | 0 | 0 | 0 | 0 | 0 | 0 | 0 | 0 | 0 | 0 | 0 | 0 | 0 | 0 | 0 | 0 | 0 | 0 | 0 | 0 | 0 | 0
Commercial_Miscellaneous_New_Food Preparation_Natural Gas_Range_E5_Baseline Forecast | Commercial | Miscellaneous | New | Food Preparation | Natural Gas | Range | E5 |  | Baseline Forecast | 0 | 0 | 0 | 0 | 0 | 0 | 0 | 0 | 0 | 0 | 0 | 0 | 0 | 0 | 0 | 0 | 0 | 0 | 0 | 0 | 0 | 0 | 0 | 0 | 0 | 0 | 0 | 0 | 0 | 0 | 0
Commercial_Miscellaneous_New_Food Preparation_Natural Gas_Range_E6_Baseline Forecast | Commercial | Miscellaneous | New | Food Preparation | Natural Gas | Range | E6 |  | Baseline Forecast | 0 | 0 | 0 | 0 | 0 | 0 | 0 | 0 | 0 | 0 | 0 | 0 | 0 | 0 | 0 | 0 | 0 | 0 | 0 | 0 | 0 | 0 | 0 | 0 | 0 | 0 | 0 | 0 | 0 | 0 | 0
Commercial_Miscellaneous_New_Food Preparation_Natural Gas_Range_E7_Baseline Forecast | Commercial | Miscellaneous | New | Food Preparation | Natural Gas | Range | E7 |  | Baseline Forecast | 0 | 0 | 0 | 0 | 0 | 0 | 0 | 0 | 0 | 0 | 0 | 0 | 0 | 0 | 0 | 0 | 0 | 0 | 0 | 0 | 0 | 0 | 0 | 0 | 0 | 0 | 0 | 0 | 0 | 0 | 0
Commercial_Miscellaneous_New_Food Preparation_Natural Gas_Range_E8_Baseline Forecast | Commercial | Miscellaneous | New | Food Preparation | Natural Gas | Range | E8 |  | Baseline Forecast | 0 | 0 | 0 | 0 | 0 | 0 | 0 | 0 | 0 | 0 | 0 | 0 | 0 | 0 | 0 | 0 | 0 | 0 | 0 | 0 | 0 | 0 | 0 | 0 | 0 | 0 | 0 | 0 | 0 | 0 | 0
Commercial_Miscellaneous_New_Food Preparation_Natural Gas_Range_E9_Baseline Forecast | Commercial | Miscellaneous | New | Food Preparation | Natural Gas | Range | E9 |  | Baseline Forecast | 0 | 0 | 0 | 0 | 0 | 0 | 0 | 0 | 0 | 0 | 0 | 0 | 0 | 0 | 0 | 0 | 0 | 0 | 0 | 0 | 0 | 0 | 0 | 0 | 0 | 0 | 0 | 0 | 0 | 0 | 0
Commercial_Miscellaneous_New_Food Preparation_Natural Gas_Range_E10_Baseline Forecast | Commercial | Miscellaneous | New | Food Preparation | Natural Gas | Range | E10 |  | Baseline Forecast | 0 | 0 | 0 | 0 | 0 | 0 | 0 | 0 | 0 | 0 | 0 | 0 | 0 | 0 | 0 | 0 | 0 | 0 | 0 | 0 | 0 | 0 | 0 | 0 | 0 | 0 | 0 | 0 | 0 | 0 | 0
Commercial_Miscellaneous_New_Food Preparation_Natural Gas_Steamer_E1_Baseline Forecast | Commercial | Miscellaneous | New | Food Preparation | Natural Gas | Steamer | E1 | Standard | Baseline Forecast | 0 | 4319.3788 | 4353.0699 | 0 | 0 | 0 | 0 | 0 | 0 | 0 | 0 | 0 | 0 | 0 | 0 | 0 | 0 | 0 | 0 | 0 | 0 | 0 | 0 | 0 | 0 | 0 | 0 | 0 | 0 | 0 | 0
Commercial_Miscellaneous_New_Food Preparation_Natural Gas_Steamer_E2_Baseline Forecast | Commercial | Miscellaneous | New | Food Preparation | Natural Gas | Steamer | E2 | ENERGY STAR | Baseline Forecast | 0 | 4339.8357 | 4385.552 | 9264.3842 | 5084.8068 | 4142.6101 | 4082.0366 | 4022.7852 | 3964.83 | 3908.1456 | 4814.8422 | 5624.6796 | 6398.1269 | 6616.5215 | 6701.3526 | 6765.5243 | 6811.5823 | 6841.7847 | 6858.1341 | 9635.8814 | 9548.8477 | 9690.9645 | 8388.7456 | 8233.8529 | 8371.1522 | 8495.1666 | 8605.6878 | 8702.7515 | 9391.0351 | 9960.122 | 10467.4174
Commercial_Miscellaneous_New_Food Preparation_Natural Gas_Steamer_E3_Baseline Forecast | Commercial | Miscellaneous | New | Food Preparation | Natural Gas | Steamer | E3 |  | Baseline Forecast | 0 | 0 | 0 | 0 | 0 | 0 | 0 | 0 | 0 | 0 | 0 | 0 | 0 | 0 | 0 | 0 | 0 | 0 | 0 | 0 | 0 | 0 | 0 | 0 | 0 | 0 | 0 | 0 | 0 | 0 | 0
Commercial_Miscellaneous_New_Food Preparation_Natural Gas_Steamer_E4_Baseline Forecast | Commercial | Miscellaneous | New | Food Preparation | Natural Gas | Steamer | E4 |  | Baseline Forecast | 0 | 0 | 0 | 0 | 0 | 0 | 0 | 0 | 0 | 0 | 0 | 0 | 0 | 0 | 0 | 0 | 0 | 0 | 0 | 0 | 0 | 0 | 0 | 0 | 0 | 0 | 0 | 0 | 0 | 0 | 0
Commercial_Miscellaneous_New_Food Preparation_Natural Gas_Steamer_E5_Baseline Forecast | Commercial | Miscellaneous | New | Food Preparation | Natural Gas | Steamer | E5 |  | Baseline Forecast | 0 | 0 | 0 | 0 | 0 | 0 | 0 | 0 | 0 | 0 | 0 | 0 | 0 | 0 | 0 | 0 | 0 | 0 | 0 | 0 | 0 | 0 | 0 | 0 | 0 | 0 | 0 | 0 | 0 | 0 | 0
Commercial_Miscellaneous_New_Food Preparation_Natural Gas_Steamer_E6_Baseline Forecast | Commercial | Miscellaneous | New | Food Preparation | Natural Gas | Steamer | E6 |  | Baseline Forecast | 0 | 0 | 0 | 0 | 0 | 0 | 0 | 0 | 0 | 0 | 0 | 0 | 0 | 0 | 0 | 0 | 0 | 0 | 0 | 0 | 0 | 0 | 0 | 0 | 0 | 0 | 0 | 0 | 0 | 0 | 0
Commercial_Miscellaneous_New_Food Preparation_Natural Gas_Steamer_E7_Baseline Forecast | Commercial | Miscellaneous | New | Food Preparation | Natural Gas | Steamer | E7 |  | Baseline Forecast | 0 | 0 | 0 | 0 | 0 | 0 | 0 | 0 | 0 | 0 | 0 | 0 | 0 | 0 | 0 | 0 | 0 | 0 | 0 | 0 | 0 | 0 | 0 | 0 | 0 | 0 | 0 | 0 | 0 | 0 | 0
Commercial_Miscellaneous_New_Food Preparation_Natural Gas_Steamer_E8_Baseline Forecast | Commercial | Miscellaneous | New | Food Preparation | Natural Gas | Steamer | E8 |  | Baseline Forecast | 0 | 0 | 0 | 0 | 0 | 0 | 0 | 0 | 0 | 0 | 0 | 0 | 0 | 0 | 0 | 0 | 0 | 0 | 0 | 0 | 0 | 0 | 0 | 0 | 0 | 0 | 0 | 0 | 0 | 0 | 0
Commercial_Miscellaneous_New_Food Preparation_Natural Gas_Steamer_E9_Baseline Forecast | Commercial | Miscellaneous | New | Food Preparation | Natural Gas | Steamer | E9 |  | Baseline Forecast | 0 | 0 | 0 | 0 | 0 | 0 | 0 | 0 | 0 | 0 | 0 | 0 | 0 | 0 | 0 | 0 | 0 | 0 | 0 | 0 | 0 | 0 | 0 | 0 | 0 | 0 | 0 | 0 | 0 | 0 | 0
Commercial_Miscellaneous_New_Food Preparation_Natural Gas_Steamer_E10_Baseline Forecast | Commercial | Miscellaneous | New | Food Preparation | Natural Gas | Steamer | E10 |  | Baseline Forecast | 0 | 0 | 0 | 0 | 0 | 0 | 0 | 0 | 0 | 0 | 0 | 0 | 0 | 0 | 0 | 0 | 0 | 0 | 0 | 0 | 0 | 0 | 0 | 0 | 0 | 0 | 0 | 0 | 0 | 0 | 0
Commercial_Miscellaneous_New_Food Preparation_Natural Gas_Food Prep Other_E1_Baseline Forecast | Commercial | Miscellaneous | New | Food Preparation | Natural Gas | Food Prep Other | E1 | Standard | Baseline Forecast | 0 | 6407.8163 | 6466.5761 | 6855.638 | 3762.7521 | 3065.5312 | 3020.7101 | 2976.8658 | 2933.9796 | 2892.0341 | 4132.5772 | 5129.457 | 5997.6541 | 6066.6355 | 5975.5515 | 7566.8222 | 7160.1937 | 6906.5318 | 5776.2205 | 5742.0028 | 6079.0866 | 6516.8408 | 6875.4222 | 7138.9166 | 7998.6668 | 8535.9837 | 8876.207 | 8707.7743 | 8519.3066 | 8872.1787 | 8713.5933
Commercial_Miscellaneous_New_Food Preparation_Natural Gas_Food Prep Other_E2_Baseline Forecast | Commercial | Miscellaneous | New | Food Preparation | Natural Gas | Food Prep Other | E2 | ENERGY STAR | Baseline Forecast | 0 | 2251.3982 | 2272.0459 | 2408.7462 | 1322.0547 | 1077.0788 | 1061.3265 | 1045.9193 | 1030.8504 | 1016.1115 | 1451.9729 | 1802.2322 | 2107.2534 | 2131.5018 | 2099.5129 | 2658.6209 | 2515.7515 | 2426.6276 | 2029.487 | 2017.4665 | 2135.9032 | 2289.7114 | 2415.7027 | 2508.0999 | 2810.1469 | 2998.9133 | 3118.435 | 3059.2532 | 2993.0329 | 3116.998 | 3061.2763
Commercial_Miscellaneous_New_Food Preparation_Natural Gas_Food Prep Other_E3_Baseline Forecast | Commercial | Miscellaneous | New | Food Preparation | Natural Gas | Food Prep Other | E3 |  | Baseline Forecast | 0 | 0 | 0 | 0 | 0 | 0 | 0 | 0 | 0 | 0 | 0 | 0 | 0 | 0 | 0 | 0 | 0 | 0 | 0 | 0 | 0 | 0 | 0 | 0 | 0 | 0 | 0 | 0 | 0 | 0 | 0
Commercial_Miscellaneous_New_Food Preparation_Natural Gas_Food Prep Other_E4_Baseline Forecast | Commercial | Miscellaneous | New | Food Preparation | Natural Gas | Food Prep Other | E4 |  | Baseline Forecast | 0 | 0 | 0 | 0 | 0 | 0 | 0 | 0 | 0 | 0 | 0 | 0 | 0 | 0 | 0 | 0 | 0 | 0 | 0 | 0 | 0 | 0 | 0 | 0 | 0 | 0 | 0 | 0 | 0 | 0 | 0
Commercial_Miscellaneous_New_Food Preparation_Natural Gas_Food Prep Other_E5_Baseline Forecast | Commercial | Miscellaneous | New | Food Preparation | Natural Gas | Food Prep Other | E5 |  | Baseline Forecast | 0 | 0 | 0 | 0 | 0 | 0 | 0 | 0 | 0 | 0 | 0 | 0 | 0 | 0 | 0 | 0 | 0 | 0 | 0 | 0 | 0 | 0 | 0 | 0 | 0 | 0 | 0 | 0 | 0 | 0 | 0
Commercial_Miscellaneous_New_Food Preparation_Natural Gas_Food Prep Other_E6_Baseline Forecast | Commercial | Miscellaneous | New | Food Preparation | Natural Gas | Food Prep Other | E6 |  | Baseline Forecast | 0 | 0 | 0 | 0 | 0 | 0 | 0 | 0 | 0 | 0 | 0 | 0 | 0 | 0 | 0 | 0 | 0 | 0 | 0 | 0 | 0 | 0 | 0 | 0 | 0 | 0 | 0 | 0 | 0 | 0 | 0
Commercial_Miscellaneous_New_Food Preparation_Natural Gas_Food Prep Other_E7_Baseline Forecast | Commercial | Miscellaneous | New | Food Preparation | Natural Gas | Food Prep Other | E7 |  | Baseline Forecast | 0 | 0 | 0 | 0 | 0 | 0 | 0 | 0 | 0 | 0 | 0 | 0 | 0 | 0 | 0 | 0 | 0 | 0 | 0 | 0 | 0 | 0 | 0 | 0 | 0 | 0 | 0 | 0 | 0 | 0 | 0
Commercial_Miscellaneous_New_Food Preparation_Natural Gas_Food Prep Other_E8_Baseline Forecast | Commercial | Miscellaneous | New | Food Preparation | Natural Gas | Food Prep Other | E8 |  | Baseline Forecast | 0 | 0 | 0 | 0 | 0 | 0 | 0 | 0 | 0 | 0 | 0 | 0 | 0 | 0 | 0 | 0 | 0 | 0 | 0 | 0 | 0 | 0 | 0 | 0 | 0 | 0 | 0 | 0 | 0 | 0 | 0
Commercial_Miscellaneous_New_Food Preparation_Natural Gas_Food Prep Other_E9_Baseline Forecast | Commercial | Miscellaneous | New | Food Preparation | Natural Gas | Food Prep Other | E9 |  | Baseline Forecast | 0 | 0 | 0 | 0 | 0 | 0 | 0 | 0 | 0 | 0 | 0 | 0 | 0 | 0 | 0 | 0 | 0 | 0 | 0 | 0 | 0 | 0 | 0 | 0 | 0 | 0 | 0 | 0 | 0 | 0 | 0
Commercial_Miscellaneous_New_Food Preparation_Natural Gas_Food Prep Other_E10_Baseline Forecast | Commercial | Miscellaneous | New | Food Preparation | Natural Gas | Food Prep Other | E10 |  | Baseline Forecast | 0 | 0 | 0 | 0 | 0 | 0 | 0 | 0 | 0 | 0 | 0 | 0 | 0 | 0 | 0 | 0 | 0 | 0 | 0 | 0 | 0 | 0 | 0 | 0 | 0 | 0 | 0 | 0 | 0 | 0 | 0
Commercial_Miscellaneous_New_Miscellaneous_Natural Gas_Pool Heater_E1_Baseline Forecast | Commercial | Miscellaneous | New | Miscellaneous | Natural Gas | Pool Heater | E1 | Standard (EF .82) | Baseline Forecast | 0 | 45130.4582 | 45536.8655 | 48274.7548 | 26484.5646 | 21591.7406 | 30317.8275 | 37317.0781 | 43394.6006 | 43864.1122 | 43200.049 | 56201.8878 | 56417.289 | 58235.095 | 53267.2119 | 53468.5279 | 59738.7966 | 64233.2251 | 67907.4683 | 68294.4039 | 68393.4856 | 73261.518 | 74634.641 | 77825.9316 | 77973.9335 | 79464.4738 | 83217.2198 | 86003.92 | 88442.9921 | 89527.2453 | 90559.2851
Commercial_Miscellaneous_New_Miscellaneous_Natural Gas_Pool Heater_E2_Baseline Forecast | Commercial | Miscellaneous | New | Miscellaneous | Natural Gas | Pool Heater | E2 | Condensing (EF .90) | Baseline Forecast | 0 | 5035.7685 | 5089.3995 | 5397.457 | 2973.7157 | 2408.0246 | 3364.257 | 4140.3438 | 4831.1364 | 4873.7018 | 4797.2633 | 6233.1046 | 6036.8557 | 6211.2872 | 5675.9625 | 5788.4045 | 6574.7427 | 7179.6697 | 7670.6527 | 7827.6139 | 7851.5298 | 8426.6417 | 8603.7803 | 7959.6124 | 7950.8476 | 8079.8154 | 8438.5099 | 8698.4934 | 8922.8115 | 9010.2198 | 9092.3854
Commercial_Miscellaneous_New_Miscellaneous_Natural Gas_Pool Heater_E3_Baseline Forecast | Commercial | Miscellaneous | New | Miscellaneous | Natural Gas | Pool Heater | E3 |  | Baseline Forecast | 0 | 0 | 0 | 0 | 0 | 0 | 0 | 0 | 0 | 0 | 0 | 0 | 0 | 0 | 0 | 0 | 0 | 0 | 0 | 0 | 0 | 0 | 0 | 0 | 0 | 0 | 0 | 0 | 0 | 0 | 0
Commercial_Miscellaneous_New_Miscellaneous_Natural Gas_Pool Heater_E4_Baseline Forecast | Commercial | Miscellaneous | New | Miscellaneous | Natural Gas | Pool Heater | E4 |  | Baseline Forecast | 0 | 0 | 0 | 0 | 0 | 0 | 0 | 0 | 0 | 0 | 0 | 0 | 0 | 0 | 0 | 0 | 0 | 0 | 0 | 0 | 0 | 0 | 0 | 0 | 0 | 0 | 0 | 0 | 0 | 0 | 0
Commercial_Miscellaneous_New_Miscellaneous_Natural Gas_Pool Heater_E5_Baseline Forecast | Commercial | Miscellaneous | New | Miscellaneous | Natural Gas | Pool Heater | E5 |  | Baseline Forecast | 0 | 0 | 0 | 0 | 0 | 0 | 0 | 0 | 0 | 0 | 0 | 0 | 0 | 0 | 0 | 0 | 0 | 0 | 0 | 0 | 0 | 0 | 0 | 0 | 0 | 0 | 0 | 0 | 0 | 0 | 0
Commercial_Miscellaneous_New_Miscellaneous_Natural Gas_Pool Heater_E6_Baseline Forecast | Commercial | Miscellaneous | New | Miscellaneous | Natural Gas | Pool Heater | E6 |  | Baseline Forecast | 0 | 0 | 0 | 0 | 0 | 0 | 0 | 0 | 0 | 0 | 0 | 0 | 0 | 0 | 0 | 0 | 0 | 0 | 0 | 0 | 0 | 0 | 0 | 0 | 0 | 0 | 0 | 0 | 0 | 0 | 0
Commercial_Miscellaneous_New_Miscellaneous_Natural Gas_Pool Heater_E7_Baseline Forecast | Commercial | Miscellaneous | New | Miscellaneous | Natural Gas | Pool Heater | E7 |  | Baseline Forecast | 0 | 0 | 0 | 0 | 0 | 0 | 0 | 0 | 0 | 0 | 0 | 0 | 0 | 0 | 0 | 0 | 0 | 0 | 0 | 0 | 0 | 0 | 0 | 0 | 0 | 0 | 0 | 0 | 0 | 0 | 0
Commercial_Miscellaneous_New_Miscellaneous_Natural Gas_Pool Heater_E8_Baseline Forecast | Commercial | Miscellaneous | New | Miscellaneous | Natural Gas | Pool Heater | E8 |  | Baseline Forecast | 0 | 0 | 0 | 0 | 0 | 0 | 0 | 0 | 0 | 0 | 0 | 0 | 0 | 0 | 0 | 0 | 0 | 0 | 0 | 0 | 0 | 0 | 0 | 0 | 0 | 0 | 0 | 0 | 0 | 0 | 0
Commercial_Miscellaneous_New_Miscellaneous_Natural Gas_Pool Heater_E9_Baseline Forecast | Commercial | Miscellaneous | New | Miscellaneous | Natural Gas | Pool Heater | E9 |  | Baseline Forecast | 0 | 0 | 0 | 0 | 0 | 0 | 0 | 0 | 0 | 0 | 0 | 0 | 0 | 0 | 0 | 0 | 0 | 0 | 0 | 0 | 0 | 0 | 0 | 0 | 0 | 0 | 0 | 0 | 0 | 0 | 0
Commercial_Miscellaneous_New_Miscellaneous_Natural Gas_Pool Heater_E10_Baseline Forecast | Commercial | Miscellaneous | New | Miscellaneous | Natural Gas | Pool Heater | E10 |  | Baseline Forecast | 0 | 0 | 0 | 0 | 0 | 0 | 0 | 0 | 0 | 0 | 0 | 0 | 0 | 0 | 0 | 0 | 0 | 0 | 0 | 0 | 0 | 0 | 0 | 0 | 0 | 0 | 0 | 0 | 0 | 0 | 0
Commercial_Miscellaneous_New_Miscellaneous_Natural Gas_Miscellaneous_E1_Baseline Forecast | Commercial | Miscellaneous | New | Miscellaneous | Natural Gas | Miscellaneous | E1 | Standard | Baseline Forecast | 0 | 1431175.3591 | 1444299.6384 | 1531196.4267 | 1044858.9663 | 1066255.688 | 1220475.9462 | 1281976.2608 | 1336562.7325 | 1404224.2588 | 1469873.1694 | 1949817.862 | 1956623.4928 | 1992271.731 | 1923341.2148 | 2012151.8357 | 2131079.6458 | 2195191.2412 | 2259874.3218 | 2335195.3252 | 2407429.055 | 2598413.5041 | 2634163.9804 | 2682691.7627 | 2720282.3426 | 2802769.9935 | 2888400.978 | 2950436.4229 | 3014816.8199 | 3084607.0334 | 3151682.0463
Commercial_Miscellaneous_New_Miscellaneous_Natural Gas_Miscellaneous_E2_Baseline Forecast | Commercial | Miscellaneous | New | Miscellaneous | Natural Gas | Miscellaneous | E2 |  | Baseline Forecast | 0 | 0 | 0 | 0 | 0 | 0 | 0 | 0 | 0 | 0 | 0 | 0 | 0 | 0 | 0 | 0 | 0 | 0 | 0 | 0 | 0 | 0 | 0 | 0 | 0 | 0 | 0 | 0 | 0 | 0 | 0
Commercial_Miscellaneous_New_Miscellaneous_Natural Gas_Miscellaneous_E3_Baseline Forecast | Commercial | Miscellaneous | New | Miscellaneous | Natural Gas | Miscellaneous | E3 |  | Baseline Forecast | 0 | 0 | 0 | 0 | 0 | 0 | 0 | 0 | 0 | 0 | 0 | 0 | 0 | 0 | 0 | 0 | 0 | 0 | 0 | 0 | 0 | 0 | 0 | 0 | 0 | 0 | 0 | 0 | 0 | 0 | 0
Commercial_Miscellaneous_New_Miscellaneous_Natural Gas_Miscellaneous_E4_Baseline Forecast | Commercial | Miscellaneous | New | Miscellaneous | Natural Gas | Miscellaneous | E4 |  | Baseline Forecast | 0 | 0 | 0 | 0 | 0 | 0 | 0 | 0 | 0 | 0 | 0 | 0 | 0 | 0 | 0 | 0 | 0 | 0 | 0 | 0 | 0 | 0 | 0 | 0 | 0 | 0 | 0 | 0 | 0 | 0 | 0
Commercial_Miscellaneous_New_Miscellaneous_Natural Gas_Miscellaneous_E5_Baseline Forecast | Commercial | Miscellaneous | New | Miscellaneous | Natural Gas | Miscellaneous | E5 |  | Baseline Forecast | 0 | 0 | 0 | 0 | 0 | 0 | 0 | 0 | 0 | 0 | 0 | 0 | 0 | 0 | 0 | 0 | 0 | 0 | 0 | 0 | 0 | 0 | 0 | 0 | 0 | 0 | 0 | 0 | 0 | 0 | 0
Commercial_Miscellaneous_New_Miscellaneous_Natural Gas_Miscellaneous_E6_Baseline Forecast | Commercial | Miscellaneous | New | Miscellaneous | Natural Gas | Miscellaneous | E6 |  | Baseline Forecast | 0 | 0 | 0 | 0 | 0 | 0 | 0 | 0 | 0 | 0 | 0 | 0 | 0 | 0 | 0 | 0 | 0 | 0 | 0 | 0 | 0 | 0 | 0 | 0 | 0 | 0 | 0 | 0 | 0 | 0 | 0
Commercial_Miscellaneous_New_Miscellaneous_Natural Gas_Miscellaneous_E7_Baseline Forecast | Commercial | Miscellaneous | New | Miscellaneous | Natural Gas | Miscellaneous | E7 |  | Baseline Forecast | 0 | 0 | 0 | 0 | 0 | 0 | 0 | 0 | 0 | 0 | 0 | 0 | 0 | 0 | 0 | 0 | 0 | 0 | 0 | 0 | 0 | 0 | 0 | 0 | 0 | 0 | 0 | 0 | 0 | 0 | 0
Commercial_Miscellaneous_New_Miscellaneous_Natural Gas_Miscellaneous_E8_Baseline Forecast | Commercial | Miscellaneous | New | Miscellaneous | Natural Gas | Miscellaneous | E8 |  | Baseline Forecast | 0 | 0 | 0 | 0 | 0 | 0 | 0 | 0 | 0 | 0 | 0 | 0 | 0 | 0 | 0 | 0 | 0 | 0 | 0 | 0 | 0 | 0 | 0 | 0 | 0 | 0 | 0 | 0 | 0 | 0 | 0
Commercial_Miscellaneous_New_Miscellaneous_Natural Gas_Miscellaneous_E9_Baseline Forecast | Commercial | Miscellaneous | New | Miscellaneous | Natural Gas | Miscellaneous | E9 |  | Baseline Forecast | 0 | 0 | 0 | 0 | 0 | 0 | 0 | 0 | 0 | 0 | 0 | 0 | 0 | 0 | 0 | 0 | 0 | 0 | 0 | 0 | 0 | 0 | 0 | 0 | 0 | 0 | 0 | 0 | 0 | 0 | 0
Commercial_Miscellaneous_New_Miscellaneous_Natural Gas_Miscellaneous_E10_Baseline Forecast | Commercial | Miscellaneous | New | Miscellaneous | Natural Gas | Miscellaneous | E10 |  | Baseline Forecast | 0 | 0 | 0 | 0 | 0 | 0 | 0 | 0 | 0 | 0 | 0 | 0 | 0 | 0 | 0 | 0 | 0 | 0 | 0 | 0 | 0 | 0 | 0 | 0 | 0 | 0 | 0 | 0 | 0 | 0 | 0
Commercial_Office_Existing_Space Heating_Natural Gas_Furnace_E1_Codes & Standards Forecast | Commercial | Office | Existing | Space Heating | Natural Gas | Furnace | E1 | AFUE 80% (Standard) | Codes & Standards Forecast | 0 | 876629.7955 | 915949.2201 | 950067.8641 | 979432.5076 | 0 | 0 | 0 | 0 | 0 | 0 | 0 | 0 | 0 | 0 | 0 | 0 | 0 | 0 | 0 | 0 | 0 | 0 | 0 | 0 | 0 | 0 | 0 | 0 | 0 | 0
Commercial_Office_Existing_Space Heating_Natural Gas_Furnace_E2_Codes & Standards Forecast | Commercial | Office | Existing | Space Heating | Natural Gas | Furnace | E2 | AFUE 90% | Codes & Standards Forecast | 0 | 0 | 0 | 0 | 0 | 0 | 0 | 0 | 0 | 0 | 0 | 0 | 0 | 0 | 0 | 0 | 0 | 0 | 0 | 0 | 0 | 0 | 0 | 0 | 0 | 0 | 0 | 0 | 0 | 0 | 0
Commercial_Office_Existing_Space Heating_Natural Gas_Furnace_E3_Codes & Standards Forecast | Commercial | Office | Existing | Space Heating | Natural Gas | Furnace | E3 | AFUE 95% | Codes & Standards Forecast | 0 | 0 | 0 | 0 | 0 | 1004454.3805 | 1025511.94 | 1042953.4322 | 1057099.2543 | 1068244.1332 | 1076659.1344 | 1082593.5152 | 998533.3128 | 921000.138 | 849487.1861 | 783527.0046 | 722688.4372 | 666573.8056 | 614816.3101 | 613952.7352 | 614427.2508 | 615899.8768 | 618081.8469 | 620729.2192 | 623637.2138 | 626635.1988 | 629582.2557 | 632363.2589 | 634885.4151 | 637075.2108 | 634183.9285
Commercial_Office_Existing_Space Heating_Natural Gas_Furnace_E4_Codes & Standards Forecast | Commercial | Office | Existing | Space Heating | Natural Gas | Furnace | E4 |  | Codes & Standards Forecast | 0 | 0 | 0 | 0 | 0 | 0 | 0 | 0 | 0 | 0 | 0 | 0 | 0 | 0 | 0 | 0 | 0 | 0 | 0 | 0 | 0 | 0 | 0 | 0 | 0 | 0 | 0 | 0 | 0 | 0 | 0
Commercial_Office_Existing_Space Heating_Natural Gas_Furnace_E5_Codes & Standards Forecast | Commercial | Office | Existing | Space Heating | Natural Gas | Furnace | E5 |  | Codes & Standards Forecast | 0 | 0 | 0 | 0 | 0 | 0 | 0 | 0 | 0 | 0 | 0 | 0 | 0 | 0 | 0 | 0 | 0 | 0 | 0 | 0 | 0 | 0 | 0 | 0 | 0 | 0 | 0 | 0 | 0 | 0 | 0
Commercial_Office_Existing_Space Heating_Natural Gas_Furnace_E6_Codes & Standards Forecast | Commercial | Office | Existing | Space Heating | Natural Gas | Furnace | E6 |  | Codes & Standards Forecast | 0 | 0 | 0 | 0 | 0 | 0 | 0 | 0 | 0 | 0 | 0 | 0 | 0 | 0 | 0 | 0 | 0 | 0 | 0 | 0 | 0 | 0 | 0 | 0 | 0 | 0 | 0 | 0 | 0 | 0 | 0
Commercial_Office_Existing_Space Heating_Natural Gas_Furnace_E7_Codes & Standards Forecast | Commercial | Office | Existing | Space Heating | Natural Gas | Furnace | E7 |  | Codes & Standards Forecast | 0 | 0 | 0 | 0 | 0 | 0 | 0 | 0 | 0 | 0 | 0 | 0 | 0 | 0 | 0 | 0 | 0 | 0 | 0 | 0 | 0 | 0 | 0 | 0 | 0 | 0 | 0 | 0 | 0 | 0 | 0
Commercial_Office_Existing_Space Heating_Natural Gas_Furnace_E8_Codes & Standards Forecast | Commercial | Office | Existing | Space Heating | Natural Gas | Furnace | E8 |  | Codes & Standards Forecast | 0 | 0 | 0 | 0 | 0 | 0 | 0 | 0 | 0 | 0 | 0 | 0 | 0 | 0 | 0 | 0 | 0 | 0 | 0 | 0 | 0 | 0 | 0 | 0 | 0 | 0 | 0 | 0 | 0 | 0 | 0
Commercial_Office_Existing_Space Heating_Natural Gas_Furnace_E9_Codes & Standards Forecast | Commercial | Office | Existing | Space Heating | Natural Gas | Furnace | E9 |  | Codes & Standards Forecast | 0 | 0 | 0 | 0 | 0 | 0 | 0 | 0 | 0 | 0 | 0 | 0 | 0 | 0 | 0 | 0 | 0 | 0 | 0 | 0 | 0 | 0 | 0 | 0 | 0 | 0 | 0 | 0 | 0 | 0 | 0
Commercial_Office_Existing_Space Heating_Natural Gas_Furnace_E10_Codes & Standards Forecast | Commercial | Office | Existing | Space Heating | Natural Gas | Furnace | E10 |  | Codes & Standards Forecast | 0 | 0 | 0 | 0 | 0 | 0 | 0 | 0 | 0 | 0 | 0 | 0 | 0 | 0 | 0 | 0 | 0 | 0 | 0 | 0 | 0 | 0 | 0 | 0 | 0 | 0 | 0 | 0 | 0 | 0 | 0
Commercial_Office_Existing_Space Heating_Natural Gas_Boiler_E1_Codes & Standards Forecast | Commercial | Office | Existing | Space Heating | Natural Gas | Boiler | E1 | AFUE 80% (Standard) | Codes & Standards Forecast | 0 | 301303.9787 | 297962.2436 | 294394.5057 | 290637.2309 | 0 | 0 | 0 | 0 | 0 | 0 | 0 | 0 | 0 | 0 | 0 | 0 | 0 | 0 | 0 | 0 | 0 | 0 | 0 | 0 | 0 | 0 | 0 | 0 | 0 | 0
Commercial_Office_Existing_Space Heating_Natural Gas_Boiler_E2_Codes & Standards Forecast | Commercial | Office | Existing | Space Heating | Natural Gas | Boiler | E2 | AFUE 85% | Codes & Standards Forecast | 0 | 0 | 0 | 0 | 0 | 0 | 0 | 0 | 0 | 0 | 0 | 0 | 0 | 0 | 0 | 0 | 0 | 0 | 0 | 0 | 0 | 0 | 0 | 0 | 0 | 0 | 0 | 0 | 0 | 0 | 0
Commercial_Office_Existing_Space Heating_Natural Gas_Boiler_E3_Codes & Standards Forecast | Commercial | Office | Existing | Space Heating | Natural Gas | Boiler | E3 | AFUE 98% | Codes & Standards Forecast | 0 | 0 | 0 | 0 | 0 | 286722.6708 | 282679.3272 | 278532.3658 | 274303.9845 | 270013.7419 | 265678.8491 | 261314.4307 | 256933.7561 | 252548.4461 | 248168.6571 | 243803.2442 | 239459.9076 | 235145.3219 | 230865.252 | 226624.6559 | 222427.7761 | 233751.5246 | 223765.1298 | 214874.4408 | 206929.6059 | 199800.6071 | 193374.7526 | 187554.4747 | 182255.3989 | 177404.65 | 172939.3679
Commercial_Office_Existing_Space Heating_Natural Gas_Boiler_E4_Codes & Standards Forecast | Commercial | Office | Existing | Space Heating | Natural Gas | Boiler | E4 | Convert to NG Air Source Heat Pump | Codes & Standards Forecast | 0 | 0 | 0 | 0 | 0 | 0 | 0 | 0 | 0 | 0 | 0 | 0 | 0 | 0 | 0 | 0 | 0 | 0 | 0 | 0 | 0 | 0 | 0 | 0 | 0 | 0 | 0 | 0 | 0 | 0 | 0
Commercial_Office_Existing_Space Heating_Natural Gas_Boiler_E5_Codes & Standards Forecast | Commercial | Office | Existing | Space Heating | Natural Gas | Boiler | E5 |  | Codes & Standards Forecast | 0 | 0 | 0 | 0 | 0 | 0 | 0 | 0 | 0 | 0 | 0 | 0 | 0 | 0 | 0 | 0 | 0 | 0 | 0 | 0 | 0 | 0 | 0 | 0 | 0 | 0 | 0 | 0 | 0 | 0 | 0
Commercial_Office_Existing_Space Heating_Natural Gas_Boiler_E6_Codes & Standards Forecast | Commercial | Office | Existing | Space Heating | Natural Gas | Boiler | E6 |  | Codes & Standards Forecast | 0 | 0 | 0 | 0 | 0 | 0 | 0 | 0 | 0 | 0 | 0 | 0 | 0 | 0 | 0 | 0 | 0 | 0 | 0 | 0 | 0 | 0 | 0 | 0 | 0 | 0 | 0 | 0 | 0 | 0 | 0
Commercial_Office_Existing_Space Heating_Natural Gas_Boiler_E7_Codes & Standards Forecast | Commercial | Office | Existing | Space Heating | Natural Gas | Boiler | E7 |  | Codes & Standards Forecast | 0 | 0 | 0 | 0 | 0 | 0 | 0 | 0 | 0 | 0 | 0 | 0 | 0 | 0 | 0 | 0 | 0 | 0 | 0 | 0 | 0 | 0 | 0 | 0 | 0 | 0 | 0 | 0 | 0 | 0 | 0
Commercial_Office_Existing_Space Heating_Natural Gas_Boiler_E8_Codes & Standards Forecast | Commercial | Office | Existing | Space Heating | Natural Gas | Boiler | E8 |  | Codes & Standards Forecast | 0 | 0 | 0 | 0 | 0 | 0 | 0 | 0 | 0 | 0 | 0 | 0 | 0 | 0 | 0 | 0 | 0 | 0 | 0 | 0 | 0 | 0 | 0 | 0 | 0 | 0 | 0 | 0 | 0 | 0 | 0
Commercial_Office_Existing_Space Heating_Natural Gas_Boiler_E9_Codes & Standards Forecast | Commercial | Office | Existing | Space Heating | Natural Gas | Boiler | E9 |  | Codes & Standards Forecast | 0 | 0 | 0 | 0 | 0 | 0 | 0 | 0 | 0 | 0 | 0 | 0 | 0 | 0 | 0 | 0 | 0 | 0 | 0 | 0 | 0 | 0 | 0 | 0 | 0 | 0 | 0 | 0 | 0 | 0 | 0
Commercial_Office_Existing_Space Heating_Natural Gas_Boiler_E10_Codes & Standards Forecast | Commercial | Office | Existing | Space Heating | Natural Gas | Boiler | E10 |  | Codes & Standards Forecast | 0 | 0 | 0 | 0 | 0 | 0 | 0 | 0 | 0 | 0 | 0 | 0 | 0 | 0 | 0 | 0 | 0 | 0 | 0 | 0 | 0 | 0 | 0 | 0 | 0 | 0 | 0 | 0 | 0 | 0 | 0
Commercial_Office_Existing_Space Heating_Natural Gas_Unit Heater_E1_Codes & Standards Forecast | Commercial | Office | Existing | Space Heating | Natural Gas | Unit Heater | E1 | Standard | Codes & Standards Forecast | 0 | 5733.6832 | 16346.2096 | 31082.8748 | 49278.0028 | 0 | 0 | 0 | 0 | 0 | 0 | 0 | 0 | 0 | 0 | 0 | 0 | 0 | 0 | 0 | 0 | 0 | 0 | 0 | 0 | 0 | 0 | 0 | 0 | 0 | 0
Commercial_Office_Existing_Space Heating_Natural Gas_Unit Heater_E2_Codes & Standards Forecast | Commercial | Office | Existing | Space Heating | Natural Gas | Unit Heater | E2 | Condensing | Codes & Standards Forecast | 0 | 0 | 0 | 0 | 0 | 70345.0549 | 93767.8219 | 119092.5821 | 145921.1184 | 173904.5019 | 197957.1116 | 219194.5824 | 238476.64 | 256457.2443 | 273625.6873 | 290340.202 | 306855.3835 | 285994.2576 | 271223.637 | 261721.4676 | 256202.1573 | 253714.7304 | 253559.5508 | 255224.2079 | 258334.4451 | 262616.852 | 267870.7156 | 268599.3205 | 266512.2576 | 262894.7726 | 258631.5774
Commercial_Office_Existing_Space Heating_Natural Gas_Unit Heater_E3_Codes & Standards Forecast | Commercial | Office | Existing | Space Heating | Natural Gas | Unit Heater | E3 | Infrared Radiant | Codes & Standards Forecast | 0 | 0 | 0 | 0 | 0 | 0 | 0 | 0 | 0 | 0 | 0 | 0 | 0 | 0 | 0 | 0 | 0 | 0 | 0 | 0 | 0 | 0 | 0 | 0 | 0 | 0 | 0 | 0 | 0 | 0 | 0
Commercial_Office_Existing_Space Heating_Natural Gas_Unit Heater_E4_Codes & Standards Forecast | Commercial | Office | Existing | Space Heating | Natural Gas | Unit Heater | E4 |  | Codes & Standards Forecast | 0 | 0 | 0 | 0 | 0 | 0 | 0 | 0 | 0 | 0 | 0 | 0 | 0 | 0 | 0 | 0 | 0 | 0 | 0 | 0 | 0 | 0 | 0 | 0 | 0 | 0 | 0 | 0 | 0 | 0 | 0
Commercial_Office_Existing_Space Heating_Natural Gas_Unit Heater_E5_Codes & Standards Forecast | Commercial | Office | Existing | Space Heating | Natural Gas | Unit Heater | E5 |  | Codes & Standards Forecast | 0 | 0 | 0 | 0 | 0 | 0 | 0 | 0 | 0 | 0 | 0 | 0 | 0 | 0 | 0 | 0 | 0 | 0 | 0 | 0 | 0 | 0 | 0 | 0 | 0 | 0 | 0 | 0 | 0 | 0 | 0
Commercial_Office_Existing_Space Heating_Natural Gas_Unit Heater_E6_Codes & Standards Forecast | Commercial | Office | Existing | Space Heating | Natural Gas | Unit Heater | E6 |  | Codes & Standards Forecast | 0 | 0 | 0 | 0 | 0 | 0 | 0 | 0 | 0 | 0 | 0 | 0 | 0 | 0 | 0 | 0 | 0 | 0 | 0 | 0 | 0 | 0 | 0 | 0 | 0 | 0 | 0 | 0 | 0 | 0 | 0
Commercial_Office_Existing_Space Heating_Natural Gas_Unit Heater_E7_Codes & Standards Forecast | Commercial | Office | Existing | Space Heating | Natural Gas | Unit Heater | E7 |  | Codes & Standards Forecast | 0 | 0 | 0 | 0 | 0 | 0 | 0 | 0 | 0 | 0 | 0 | 0 | 0 | 0 | 0 | 0 | 0 | 0 | 0 | 0 | 0 | 0 | 0 | 0 | 0 | 0 | 0 | 0 | 0 | 0 | 0
Commercial_Office_Existing_Space Heating_Natural Gas_Unit Heater_E8_Codes & Standards Forecast | Commercial | Office | Existing | Space Heating | Natural Gas | Unit Heater | E8 |  | Codes & Standards Forecast | 0 | 0 | 0 | 0 | 0 | 0 | 0 | 0 | 0 | 0 | 0 | 0 | 0 | 0 | 0 | 0 | 0 | 0 | 0 | 0 | 0 | 0 | 0 | 0 | 0 | 0 | 0 | 0 | 0 | 0 | 0
Commercial_Office_Existing_Space Heating_Natural Gas_Unit Heater_E9_Codes & Standards Forecast | Commercial | Office | Existing | Space Heating | Natural Gas | Unit Heater | E9 |  | Codes & Standards Forecast | 0 | 0 | 0 | 0 | 0 | 0 | 0 | 0 | 0 | 0 | 0 | 0 | 0 | 0 | 0 | 0 | 0 | 0 | 0 | 0 | 0 | 0 | 0 | 0 | 0 | 0 | 0 | 0 | 0 | 0 | 0
Commercial_Office_Existing_Space Heating_Natural Gas_Unit Heater_E10_Codes & Standards Forecast | Commercial | Office | Existing | Space Heating | Natural Gas | Unit Heater | E10 |  | Codes & Standards Forecast | 0 | 0 | 0 | 0 | 0 | 0 | 0 | 0 | 0 | 0 | 0 | 0 | 0 | 0 | 0 | 0 | 0 | 0 | 0 | 0 | 0 | 0 | 0 | 0 | 0 | 0 | 0 | 0 | 0 | 0 | 0
Commercial_Office_Existing_Water Heating_Natural Gas_Water Heater_E1_Codes & Standards Forecast | Commercial | Office | Existing | Water Heating | Natural Gas | Water Heater | E1 | TE 0.80 | Codes & Standards Forecast | 0 | 637968.2884 | 693413.5324 | 740309.3686 | 779638.4764 | 812275.3335 | 838998.0397 | 860498.8503 | 877393.5606 | 890229.8653 | 1005875.7331 | 1104650.451 | 1086311.3709 | 1067929.553 | 1049550.5267 | 1157252.7834 | 1125243.7585 | 1094841.8925 | 1065909.5538 | 1056062.3429 | 1059068.0505 | 1053248.4695 | 1041061.0654 | 1024379.1744 | 1046657.6648 | 1053269.4552 | 1028283.7714 | 1001693.5092 | 977265.1883 | 981787.1904 | 955703.6102
Commercial_Office_Existing_Water Heating_Natural Gas_Water Heater_E2_Codes & Standards Forecast | Commercial | Office | Existing | Water Heating | Natural Gas | Water Heater | E2 | TE 0.90 | Codes & Standards Forecast | 0 | 0 | 0 | 0 | 0 | 0 | 0 | 0 | 0 | 0 | 0 | 0 | 0 | 0 | 0 | 0 | 0 | 0 | 0 | 0 | 0 | 0 | 0 | 0 | 0 | 0 | 0 | 0 | 0 | 0 | 0
Commercial_Office_Existing_Water Heating_Natural Gas_Water Heater_E3_Codes & Standards Forecast | Commercial | Office | Existing | Water Heating | Natural Gas | Water Heater | E3 | TE 0.94 | Codes & Standards Forecast | 0 | 0 | 0 | 0 | 0 | 0 | 0 | 0 | 0 | 0 | 0 | 0 | 0 | 0 | 0 | 0 | 0 | 0 | 0 | 0 | 0 | 0 | 0 | 0 | 0 | 0 | 0 | 0 | 0 | 0 | 0
Commercial_Office_Existing_Water Heating_Natural Gas_Water Heater_E4_Codes & Standards Forecast | Commercial | Office | Existing | Water Heating | Natural Gas | Water Heater | E4 | Instantaneous TE 0.94 | Codes & Standards Forecast | 0 | 0 | 0 | 0 | 0 | 0 | 0 | 0 | 0 | 0 | 0 | 0 | 0 | 0 | 0 | 0 | 0 | 0 | 0 | 0 | 0 | 0 | 0 | 0 | 0 | 0 | 0 | 0 | 0 | 0 | 0
Commercial_Office_Existing_Water Heating_Natural Gas_Water Heater_E5_Codes & Standards Forecast | Commercial | Office | Existing | Water Heating | Natural Gas | Water Heater | E5 | Gas-Fired Absorption HPWH | Codes & Standards Forecast | 0 | 0 | 0 | 0 | 0 | 0 | 0 | 0 | 0 | 0 | 0 | 0 | 0 | 0 | 0 | 0 | 0 | 0 | 0 | 0 | 0 | 0 | 0 | 0 | 0 | 0 | 0 | 0 | 0 | 0 | 0
Commercial_Office_Existing_Water Heating_Natural Gas_Water Heater_E6_Codes & Standards Forecast | Commercial | Office | Existing | Water Heating | Natural Gas | Water Heater | E6 |  | Codes & Standards Forecast | 0 | 0 | 0 | 0 | 0 | 0 | 0 | 0 | 0 | 0 | 0 | 0 | 0 | 0 | 0 | 0 | 0 | 0 | 0 | 0 | 0 | 0 | 0 | 0 | 0 | 0 | 0 | 0 | 0 | 0 | 0
Commercial_Office_Existing_Water Heating_Natural Gas_Water Heater_E7_Codes & Standards Forecast | Commercial | Office | Existing | Water Heating | Natural Gas | Water Heater | E7 |  | Codes & Standards Forecast | 0 | 0 | 0 | 0 | 0 | 0 | 0 | 0 | 0 | 0 | 0 | 0 | 0 | 0 | 0 | 0 | 0 | 0 | 0 | 0 | 0 | 0 | 0 | 0 | 0 | 0 | 0 | 0 | 0 | 0 | 0
Commercial_Office_Existing_Water Heating_Natural Gas_Water Heater_E8_Codes & Standards Forecast | Commercial | Office | Existing | Water Heating | Natural Gas | Water Heater | E8 |  | Codes & Standards Forecast | 0 | 0 | 0 | 0 | 0 | 0 | 0 | 0 | 0 | 0 | 0 | 0 | 0 | 0 | 0 | 0 | 0 | 0 | 0 | 0 | 0 | 0 | 0 | 0 | 0 | 0 | 0 | 0 | 0 | 0 | 0
Commercial_Office_Existing_Water Heating_Natural Gas_Water Heater_E9_Codes & Standards Forecast | Commercial | Office | Existing | Water Heating | Natural Gas | Water Heater | E9 |  | Codes & Standards Forecast | 0 | 0 | 0 | 0 | 0 | 0 | 0 | 0 | 0 | 0 | 0 | 0 | 0 | 0 | 0 | 0 | 0 | 0 | 0 | 0 | 0 | 0 | 0 | 0 | 0 | 0 | 0 | 0 | 0 | 0 | 0
Commercial_Office_Existing_Water Heating_Natural Gas_Water Heater_E10_Codes & Standards Forecast | Commercial | Office | Existing | Water Heating | Natural Gas | Water Heater | E10 |  | Codes & Standards Forecast | 0 | 0 | 0 | 0 | 0 | 0 | 0 | 0 | 0 | 0 | 0 | 0 | 0 | 0 | 0 | 0 | 0 | 0 | 0 | 0 | 0 | 0 | 0 | 0 | 0 | 0 | 0 | 0 | 0 | 0 | 0
Commercial_Office_Existing_Food Preparation_Natural Gas_Oven_E1_Codes & Standards Forecast | Commercial | Office | Existing | Food Preparation | Natural Gas | Oven | E1 | Standard | Codes & Standards Forecast | 0 | 15667.3228 | 19960.1693 | 23172.2212 | 25540.0009 | 27248.8805 | 28444.1318 | 29239.5886 | 29724.439 | 29968.5496 | 25672.4421 | 22971.9376 | 21378.6489 | 20536.459 | 20188.0325 | 20149.4633 | 23520.4988 | 24110.0573 | 24458.8715 | 24016.1596 | 23176.9656 | 22189.9506 | 21203.9251 | 20300.914 | 19519.4125 | 18421.7991 | 17924.0107 | 17787.3499 | 17765.8519 | 17732.6337 | 17632.8596
Commercial_Office_Existing_Food Preparation_Natural Gas_Oven_E2_Codes & Standards Forecast | Commercial | Office | Existing | Food Preparation | Natural Gas | Oven | E2 | ENERGY STAR (EF ≥ 44%) Convection Oven utilizing ASTM Std F1496 | Codes & Standards Forecast | 0 | 0 | 0 | 0 | 0 | 0 | 0 | 0 | 0 | 0 | 0 | 0 | 0 | 0 | 0 | 0 | 0 | 0 | 0 | 0 | 0 | 0 | 0 | 0 | 0 | 0 | 0 | 0 | 0 | 0 | 0
Commercial_Office_Existing_Food Preparation_Natural Gas_Oven_E3_Codes & Standards Forecast | Commercial | Office | Existing | Food Preparation | Natural Gas | Oven | E3 |  | Codes & Standards Forecast | 0 | 0 | 0 | 0 | 0 | 0 | 0 | 0 | 0 | 0 | 0 | 0 | 0 | 0 | 0 | 0 | 0 | 0 | 0 | 0 | 0 | 0 | 0 | 0 | 0 | 0 | 0 | 0 | 0 | 0 | 0
Commercial_Office_Existing_Food Preparation_Natural Gas_Oven_E4_Codes & Standards Forecast | Commercial | Office | Existing | Food Preparation | Natural Gas | Oven | E4 |  | Codes & Standards Forecast | 0 | 0 | 0 | 0 | 0 | 0 | 0 | 0 | 0 | 0 | 0 | 0 | 0 | 0 | 0 | 0 | 0 | 0 | 0 | 0 | 0 | 0 | 0 | 0 | 0 | 0 | 0 | 0 | 0 | 0 | 0
Commercial_Office_Existing_Food Preparation_Natural Gas_Oven_E5_Codes & Standards Forecast | Commercial | Office | Existing | Food Preparation | Natural Gas | Oven | E5 |  | Codes & Standards Forecast | 0 | 0 | 0 | 0 | 0 | 0 | 0 | 0 | 0 | 0 | 0 | 0 | 0 | 0 | 0 | 0 | 0 | 0 | 0 | 0 | 0 | 0 | 0 | 0 | 0 | 0 | 0 | 0 | 0 | 0 | 0
Commercial_Office_Existing_Food Preparation_Natural Gas_Oven_E6_Codes & Standards Forecast | Commercial | Office | Existing | Food Preparation | Natural Gas | Oven | E6 |  | Codes & Standards Forecast | 0 | 0 | 0 | 0 | 0 | 0 | 0 | 0 | 0 | 0 | 0 | 0 | 0 | 0 | 0 | 0 | 0 | 0 | 0 | 0 | 0 | 0 | 0 | 0 | 0 | 0 | 0 | 0 | 0 | 0 | 0
Commercial_Office_Existing_Food Preparation_Natural Gas_Oven_E7_Codes & Standards Forecast | Commercial | Office | Existing | Food Preparation | Natural Gas | Oven | E7 |  | Codes & Standards Forecast | 0 | 0 | 0 | 0 | 0 | 0 | 0 | 0 | 0 | 0 | 0 | 0 | 0 | 0 | 0 | 0 | 0 | 0 | 0 | 0 | 0 | 0 | 0 | 0 | 0 | 0 | 0 | 0 | 0 | 0 | 0
Commercial_Office_Existing_Food Preparation_Natural Gas_Oven_E8_Codes & Standards Forecast | Commercial | Office | Existing | Food Preparation | Natural Gas | Oven | E8 |  | Codes & Standards Forecast | 0 | 0 | 0 | 0 | 0 | 0 | 0 | 0 | 0 | 0 | 0 | 0 | 0 | 0 | 0 | 0 | 0 | 0 | 0 | 0 | 0 | 0 | 0 | 0 | 0 | 0 | 0 | 0 | 0 | 0 | 0
Commercial_Office_Existing_Food Preparation_Natural Gas_Oven_E9_Codes & Standards Forecast | Commercial | Office | Existing | Food Preparation | Natural Gas | Oven | E9 |  | Codes & Standards Forecast | 0 | 0 | 0 | 0 | 0 | 0 | 0 | 0 | 0 | 0 | 0 | 0 | 0 | 0 | 0 | 0 | 0 | 0 | 0 | 0 | 0 | 0 | 0 | 0 | 0 | 0 | 0 | 0 | 0 | 0 | 0
Commercial_Office_Existing_Food Preparation_Natural Gas_Oven_E10_Codes & Standards Forecast | Commercial | Office | Existing | Food Preparation | Natural Gas | Oven | E10 |  | Codes & Standards Forecast | 0 | 0 | 0 | 0 | 0 | 0 | 0 | 0 | 0 | 0 | 0 | 0 | 0 | 0 | 0 | 0 | 0 | 0 | 0 | 0 | 0 | 0 | 0 | 0 | 0 | 0 | 0 | 0 | 0 | 0 | 0
Commercial_Office_Existing_Food Preparation_Natural Gas_Conveyor Oven_E1_Codes & Standards Forecast | Commercial | Office | Existing | Food Preparation | Natural Gas | Conveyor Oven | E1 | Standard | Codes & Standards Forecast | 0 | 0 | 0 | 0 | 0 | 722.552 | 1982.6827 | 3636.24 | 5571.0527 | 7700.0001 | 9302.4489 | 10493.4558 | 11363.1985 | 11982.3502 | 12406.2931 | 12678.4217 | 12832.7327 | 10060.8625 | 7887.7162 | 6183.9695 | 4848.2321 | 3905.6102 | 3349.0107 | 3152.0048 | 3277.6348 | 3684.3142 | 4359.0449 | 5155.1216 | 5976.9481 | 6764.7981 | 7483.7749
Commercial_Office_Existing_Food Preparation_Natural Gas_Conveyor Oven_E2_Codes & Standards Forecast | Commercial | Office | Existing | Food Preparation | Natural Gas | Conveyor Oven | E2 | ENERGY STAR (EF ≥ 44%) Convection Oven utilizing ASTM Std F1496 | Codes & Standards Forecast | 0 | 0 | 0 | 0 | 0 | 0 | 0 | 0 | 0 | 0 | 0 | 0 | 0 | 0 | 0 | 0 | 0 | 0 | 0 | 0 | 0 | 0 | 0 | 0 | 0 | 0 | 0 | 0 | 0 | 0 | 0
Commercial_Office_Existing_Food Preparation_Natural Gas_Conveyor Oven_E3_Codes & Standards Forecast | Commercial | Office | Existing | Food Preparation | Natural Gas | Conveyor Oven | E3 |  | Codes & Standards Forecast | 0 | 0 | 0 | 0 | 0 | 0 | 0 | 0 | 0 | 0 | 0 | 0 | 0 | 0 | 0 | 0 | 0 | 0 | 0 | 0 | 0 | 0 | 0 | 0 | 0 | 0 | 0 | 0 | 0 | 0 | 0
Commercial_Office_Existing_Food Preparation_Natural Gas_Conveyor Oven_E4_Codes & Standards Forecast | Commercial | Office | Existing | Food Preparation | Natural Gas | Conveyor Oven | E4 |  | Codes & Standards Forecast | 0 | 0 | 0 | 0 | 0 | 0 | 0 | 0 | 0 | 0 | 0 | 0 | 0 | 0 | 0 | 0 | 0 | 0 | 0 | 0 | 0 | 0 | 0 | 0 | 0 | 0 | 0 | 0 | 0 | 0 | 0
Commercial_Office_Existing_Food Preparation_Natural Gas_Conveyor Oven_E5_Codes & Standards Forecast | Commercial | Office | Existing | Food Preparation | Natural Gas | Conveyor Oven | E5 |  | Codes & Standards Forecast | 0 | 0 | 0 | 0 | 0 | 0 | 0 | 0 | 0 | 0 | 0 | 0 | 0 | 0 | 0 | 0 | 0 | 0 | 0 | 0 | 0 | 0 | 0 | 0 | 0 | 0 | 0 | 0 | 0 | 0 | 0
Commercial_Office_Existing_Food Preparation_Natural Gas_Conveyor Oven_E6_Codes & Standards Forecast | Commercial | Office | Existing | Food Preparation | Natural Gas | Conveyor Oven | E6 |  | Codes & Standards Forecast | 0 | 0 | 0 | 0 | 0 | 0 | 0 | 0 | 0 | 0 | 0 | 0 | 0 | 0 | 0 | 0 | 0 | 0 | 0 | 0 | 0 | 0 | 0 | 0 | 0 | 0 | 0 | 0 | 0 | 0 | 0
Commercial_Office_Existing_Food Preparation_Natural Gas_Conveyor Oven_E7_Codes & Standards Forecast | Commercial | Office | Existing | Food Preparation | Natural Gas | Conveyor Oven | E7 |  | Codes & Standards Forecast | 0 | 0 | 0 | 0 | 0 | 0 | 0 | 0 | 0 | 0 | 0 | 0 | 0 | 0 | 0 | 0 | 0 | 0 | 0 | 0 | 0 | 0 | 0 | 0 | 0 | 0 | 0 | 0 | 0 | 0 | 0
Commercial_Office_Existing_Food Preparation_Natural Gas_Conveyor Oven_E8_Codes & Standards Forecast | Commercial | Office | Existing | Food Preparation | Natural Gas | Conveyor Oven | E8 |  | Codes & Standards Forecast | 0 | 0 | 0 | 0 | 0 | 0 | 0 | 0 | 0 | 0 | 0 | 0 | 0 | 0 | 0 | 0 | 0 | 0 | 0 | 0 | 0 | 0 | 0 | 0 | 0 | 0 | 0 | 0 | 0 | 0 | 0
Commercial_Office_Existing_Food Preparation_Natural Gas_Conveyor Oven_E9_Codes & Standards Forecast | Commercial | Office | Existing | Food Preparation | Natural Gas | Conveyor Oven | E9 |  | Codes & Standards Forecast | 0 | 0 | 0 | 0 | 0 | 0 | 0 | 0 | 0 | 0 | 0 | 0 | 0 | 0 | 0 | 0 | 0 | 0 | 0 | 0 | 0 | 0 | 0 | 0 | 0 | 0 | 0 | 0 | 0 | 0 | 0
Commercial_Office_Existing_Food Preparation_Natural Gas_Conveyor Oven_E10_Codes & Standards Forecast | Commercial | Office | Existing | Food Preparation | Natural Gas | Conveyor Oven | E10 |  | Codes & Standards Forecast | 0 | 0 | 0 | 0 | 0 | 0 | 0 | 0 | 0 | 0 | 0 | 0 | 0 | 0 | 0 | 0 | 0 | 0 | 0 | 0 | 0 | 0 | 0 | 0 | 0 | 0 | 0 | 0 | 0 | 0 | 0
Commercial_Office_Existing_Food Preparation_Natural Gas_Double Rack Oven_E1_Codes & Standards Forecast | Commercial | Office | Existing | Food Preparation | Natural Gas | Double Rack Oven | E1 | Standard | Codes & Standards Forecast | 0 | 4352.0341 | 5923.602 | 7249.9623 | 8363.5726 | 9292.6898 | 10061.9125 | 10692.6519 | 11203.5438 | 11610.8064 | 10114.3024 | 8810.6812 | 8372.0443 | 8180.9105 | 8157.3 | 8242.0635 | 8391.9216 | 9401.3871 | 9733.149 | 9991.2806 | 10185.8894 | 10035.2225 | 9652.9438 | 9234.744 | 8834.2374 | 8479.8474 | 7839.4531 | 7377.9691 | 7324.5168 | 7370.161 | 7468.871
Commercial_Office_Existing_Food Preparation_Natural Gas_Double Rack Oven_E2_Codes & Standards Forecast | Commercial | Office | Existing | Food Preparation | Natural Gas | Double Rack Oven | E2 | FTSC Qualified (>50% Cooking Efficiency) | Codes & Standards Forecast | 0 | 0 | 0 | 0 | 0 | 0 | 0 | 0 | 0 | 0 | 0 | 0 | 0 | 0 | 0 | 0 | 0 | 0 | 0 | 0 | 0 | 0 | 0 | 0 | 0 | 0 | 0 | 0 | 0 | 0 | 0
Commercial_Office_Existing_Food Preparation_Natural Gas_Double Rack Oven_E3_Codes & Standards Forecast | Commercial | Office | Existing | Food Preparation | Natural Gas | Double Rack Oven | E3 |  | Codes & Standards Forecast | 0 | 0 | 0 | 0 | 0 | 0 | 0 | 0 | 0 | 0 | 0 | 0 | 0 | 0 | 0 | 0 | 0 | 0 | 0 | 0 | 0 | 0 | 0 | 0 | 0 | 0 | 0 | 0 | 0 | 0 | 0
Commercial_Office_Existing_Food Preparation_Natural Gas_Double Rack Oven_E4_Codes & Standards Forecast | Commercial | Office | Existing | Food Preparation | Natural Gas | Double Rack Oven | E4 |  | Codes & Standards Forecast | 0 | 0 | 0 | 0 | 0 | 0 | 0 | 0 | 0 | 0 | 0 | 0 | 0 | 0 | 0 | 0 | 0 | 0 | 0 | 0 | 0 | 0 | 0 | 0 | 0 | 0 | 0 | 0 | 0 | 0 | 0
Commercial_Office_Existing_Food Preparation_Natural Gas_Double Rack Oven_E5_Codes & Standards Forecast | Commercial | Office | Existing | Food Preparation | Natural Gas | Double Rack Oven | E5 |  | Codes & Standards Forecast | 0 | 0 | 0 | 0 | 0 | 0 | 0 | 0 | 0 | 0 | 0 | 0 | 0 | 0 | 0 | 0 | 0 | 0 | 0 | 0 | 0 | 0 | 0 | 0 | 0 | 0 | 0 | 0 | 0 | 0 | 0
Commercial_Office_Existing_Food Preparation_Natural Gas_Double Rack Oven_E6_Codes & Standards Forecast | Commercial | Office | Existing | Food Preparation | Natural Gas | Double Rack Oven | E6 |  | Codes & Standards Forecast | 0 | 0 | 0 | 0 | 0 | 0 | 0 | 0 | 0 | 0 | 0 | 0 | 0 | 0 | 0 | 0 | 0 | 0 | 0 | 0 | 0 | 0 | 0 | 0 | 0 | 0 | 0 | 0 | 0 | 0 | 0
Commercial_Office_Existing_Food Preparation_Natural Gas_Double Rack Oven_E7_Codes & Standards Forecast | Commercial | Office | Existing | Food Preparation | Natural Gas | Double Rack Oven | E7 |  | Codes & Standards Forecast | 0 | 0 | 0 | 0 | 0 | 0 | 0 | 0 | 0 | 0 | 0 | 0 | 0 | 0 | 0 | 0 | 0 | 0 | 0 | 0 | 0 | 0 | 0 | 0 | 0 | 0 | 0 | 0 | 0 | 0 | 0
Commercial_Office_Existing_Food Preparation_Natural Gas_Double Rack Oven_E8_Codes & Standards Forecast | Commercial | Office | Existing | Food Preparation | Natural Gas | Double Rack Oven | E8 |  | Codes & Standards Forecast | 0 | 0 | 0 | 0 | 0 | 0 | 0 | 0 | 0 | 0 | 0 | 0 | 0 | 0 | 0 | 0 | 0 | 0 | 0 | 0 | 0 | 0 | 0 | 0 | 0 | 0 | 0 | 0 | 0 | 0 | 0
Commercial_Office_Existing_Food Preparation_Natural Gas_Double Rack Oven_E9_Codes & Standards Forecast | Commercial | Office | Existing | Food Preparation | Natural Gas | Double Rack Oven | E9 |  | Codes & Standards Forecast | 0 | 0 | 0 | 0 | 0 | 0 | 0 | 0 | 0 | 0 | 0 | 0 | 0 | 0 | 0 | 0 | 0 | 0 | 0 | 0 | 0 | 0 | 0 | 0 | 0 | 0 | 0 | 0 | 0 | 0 | 0
Commercial_Office_Existing_Food Preparation_Natural Gas_Double Rack Oven_E10_Codes & Standards Forecast | Commercial | Office | Existing | Food Preparation | Natural Gas | Double Rack Oven | E10 |  | Codes & Standards Forecast | 0 | 0 | 0 | 0 | 0 | 0 | 0 | 0 | 0 | 0 | 0 | 0 | 0 | 0 | 0 | 0 | 0 | 0 | 0 | 0 | 0 | 0 | 0 | 0 | 0 | 0 | 0 | 0 | 0 | 0 | 0
Commercial_Office_Existing_Food Preparation_Natural Gas_Fryer_E1_Codes & Standards Forecast | Commercial | Office | Existing | Food Preparation | Natural Gas | Fryer | E1 | Standard | Codes & Standards Forecast | 0 | 24625.2501 | 26765.4082 | 0 | 0 | 0 | 0 | 0 | 0 | 0 | 0 | 0 | 0 | 0 | 0 | 0 | 0 | 0 | 0 | 0 | 0 | 0 | 0 | 0 | 0 | 0 | 0 | 0 | 0 | 0 | 0
Commercial_Office_Existing_Food Preparation_Natural Gas_Fryer_E2_Codes & Standards Forecast | Commercial | Office | Existing | Food Preparation | Natural Gas | Fryer | E2 | ENERGY STAR | Codes & Standards Forecast | 0 | 0 | 0 | 28575.5635 | 30093.647 | 31353.413 | 32384.8958 | 33214.8161 | 33866.9433 | 38552.4686 | 42559.2436 | 45964.6659 | 44893.9807 | 43861.2246 | 47828.1551 | 46322.2624 | 44906.4145 | 44285.2209 | 44205.1913 | 44477.0883 | 44289.9799 | 43773.2574 | 44714.7153 | 44950.2163 | 44674.4451 | 43361.9769 | 42231.8973 | 42315.0154 | 41188.9627 | 40166.0773 | 39621.6026
Commercial_Office_Existing_Food Preparation_Natural Gas_Fryer_E3_Codes & Standards Forecast | Commercial | Office | Existing | Food Preparation | Natural Gas | Fryer | E3 |  | Codes & Standards Forecast | 0 | 0 | 0 | 0 | 0 | 0 | 0 | 0 | 0 | 0 | 0 | 0 | 0 | 0 | 0 | 0 | 0 | 0 | 0 | 0 | 0 | 0 | 0 | 0 | 0 | 0 | 0 | 0 | 0 | 0 | 0
Commercial_Office_Existing_Food Preparation_Natural Gas_Fryer_E4_Codes & Standards Forecast | Commercial | Office | Existing | Food Preparation | Natural Gas | Fryer | E4 |  | Codes & Standards Forecast | 0 | 0 | 0 | 0 | 0 | 0 | 0 | 0 | 0 | 0 | 0 | 0 | 0 | 0 | 0 | 0 | 0 | 0 | 0 | 0 | 0 | 0 | 0 | 0 | 0 | 0 | 0 | 0 | 0 | 0 | 0
Commercial_Office_Existing_Food Preparation_Natural Gas_Fryer_E5_Codes & Standards Forecast | Commercial | Office | Existing | Food Preparation | Natural Gas | Fryer | E5 |  | Codes & Standards Forecast | 0 | 0 | 0 | 0 | 0 | 0 | 0 | 0 | 0 | 0 | 0 | 0 | 0 | 0 | 0 | 0 | 0 | 0 | 0 | 0 | 0 | 0 | 0 | 0 | 0 | 0 | 0 | 0 | 0 | 0 | 0
Commercial_Office_Existing_Food Preparation_Natural Gas_Fryer_E6_Codes & Standards Forecast | Commercial | Office | Existing | Food Preparation | Natural Gas | Fryer | E6 |  | Codes & Standards Forecast | 0 | 0 | 0 | 0 | 0 | 0 | 0 | 0 | 0 | 0 | 0 | 0 | 0 | 0 | 0 | 0 | 0 | 0 | 0 | 0 | 0 | 0 | 0 | 0 | 0 | 0 | 0 | 0 | 0 | 0 | 0
Commercial_Office_Existing_Food Preparation_Natural Gas_Fryer_E7_Codes & Standards Forecast | Commercial | Office | Existing | Food Preparation | Natural Gas | Fryer | E7 |  | Codes & Standards Forecast | 0 | 0 | 0 | 0 | 0 | 0 | 0 | 0 | 0 | 0 | 0 | 0 | 0 | 0 | 0 | 0 | 0 | 0 | 0 | 0 | 0 | 0 | 0 | 0 | 0 | 0 | 0 | 0 | 0 | 0 | 0
Commercial_Office_Existing_Food Preparation_Natural Gas_Fryer_E8_Codes & Standards Forecast | Commercial | Office | Existing | Food Preparation | Natural Gas | Fryer | E8 |  | Codes & Standards Forecast | 0 | 0 | 0 | 0 | 0 | 0 | 0 | 0 | 0 | 0 | 0 | 0 | 0 | 0 | 0 | 0 | 0 | 0 | 0 | 0 | 0 | 0 | 0 | 0 | 0 | 0 | 0 | 0 | 0 | 0 | 0
Commercial_Office_Existing_Food Preparation_Natural Gas_Fryer_E9_Codes & Standards Forecast | Commercial | Office | Existing | Food Preparation | Natural Gas | Fryer | E9 |  | Codes & Standards Forecast | 0 | 0 | 0 | 0 | 0 | 0 | 0 | 0 | 0 | 0 | 0 | 0 | 0 | 0 | 0 | 0 | 0 | 0 | 0 | 0 | 0 | 0 | 0 | 0 | 0 | 0 | 0 | 0 | 0 | 0 | 0
Commercial_Office_Existing_Food Preparation_Natural Gas_Fryer_E10_Codes & Standards Forecast | Commercial | Office | Existing | Food Preparation | Natural Gas | Fryer | E10 |  | Codes & Standards Forecast | 0 | 0 | 0 | 0 | 0 | 0 | 0 | 0 | 0 | 0 | 0 | 0 | 0 | 0 | 0 | 0 | 0 | 0 | 0 | 0 | 0 | 0 | 0 | 0 | 0 | 0 | 0 | 0 | 0 | 0 | 0
Commercial_Office_Existing_Food Preparation_Natural Gas_Broiler_E1_Codes & Standards Forecast | Commercial | Office | Existing | Food Preparation | Natural Gas | Broiler | E1 | Standard | Codes & Standards Forecast | 0 | 6174.9725 | 6891.9554 | 7486.2699 | 7974.3315 | 8370.4283 | 8686.9946 | 8934.8506 | 9123.4105 | 9260.8638 | 8067.2414 | 7027.4636 | 7110.6004 | 7211.6999 | 7317.4068 | 7418.5688 | 7509.1567 | 8757.0749 | 8723.3959 | 8672.1575 | 8606.0609 | 8321.3275 | 7895.2027 | 7542.7463 | 7255.0069 | 7022.3014 | 6590.9019 | 6280.4211 | 6436.0103 | 6547.6475 | 6620.6664
Commercial_Office_Existing_Food Preparation_Natural Gas_Broiler_E2_Codes & Standards Forecast | Commercial | Office | Existing | Food Preparation | Natural Gas | Broiler | E2 | Infrared Burners | Codes & Standards Forecast | 0 | 0 | 0 | 0 | 0 | 0 | 0 | 0 | 0 | 0 | 0 | 0 | 0 | 0 | 0 | 0 | 0 | 0 | 0 | 0 | 0 | 0 | 0 | 0 | 0 | 0 | 0 | 0 | 0 | 0 | 0
Commercial_Office_Existing_Food Preparation_Natural Gas_Broiler_E3_Codes & Standards Forecast | Commercial | Office | Existing | Food Preparation | Natural Gas | Broiler | E3 |  | Codes & Standards Forecast | 0 | 0 | 0 | 0 | 0 | 0 | 0 | 0 | 0 | 0 | 0 | 0 | 0 | 0 | 0 | 0 | 0 | 0 | 0 | 0 | 0 | 0 | 0 | 0 | 0 | 0 | 0 | 0 | 0 | 0 | 0
Commercial_Office_Existing_Food Preparation_Natural Gas_Broiler_E4_Codes & Standards Forecast | Commercial | Office | Existing | Food Preparation | Natural Gas | Broiler | E4 |  | Codes & Standards Forecast | 0 | 0 | 0 | 0 | 0 | 0 | 0 | 0 | 0 | 0 | 0 | 0 | 0 | 0 | 0 | 0 | 0 | 0 | 0 | 0 | 0 | 0 | 0 | 0 | 0 | 0 | 0 | 0 | 0 | 0 | 0
Commercial_Office_Existing_Food Preparation_Natural Gas_Broiler_E5_Codes & Standards Forecast | Commercial | Office | Existing | Food Preparation | Natural Gas | Broiler | E5 |  | Codes & Standards Forecast | 0 | 0 | 0 | 0 | 0 | 0 | 0 | 0 | 0 | 0 | 0 | 0 | 0 | 0 | 0 | 0 | 0 | 0 | 0 | 0 | 0 | 0 | 0 | 0 | 0 | 0 | 0 | 0 | 0 | 0 | 0
Commercial_Office_Existing_Food Preparation_Natural Gas_Broiler_E6_Codes & Standards Forecast | Commercial | Office | Existing | Food Preparation | Natural Gas | Broiler | E6 |  | Codes & Standards Forecast | 0 | 0 | 0 | 0 | 0 | 0 | 0 | 0 | 0 | 0 | 0 | 0 | 0 | 0 | 0 | 0 | 0 | 0 | 0 | 0 | 0 | 0 | 0 | 0 | 0 | 0 | 0 | 0 | 0 | 0 | 0
Commercial_Office_Existing_Food Preparation_Natural Gas_Broiler_E7_Codes & Standards Forecast | Commercial | Office | Existing | Food Preparation | Natural Gas | Broiler | E7 |  | Codes & Standards Forecast | 0 | 0 | 0 | 0 | 0 | 0 | 0 | 0 | 0 | 0 | 0 | 0 | 0 | 0 | 0 | 0 | 0 | 0 | 0 | 0 | 0 | 0 | 0 | 0 | 0 | 0 | 0 | 0 | 0 | 0 | 0
Commercial_Office_Existing_Food Preparation_Natural Gas_Broiler_E8_Codes & Standards Forecast | Commercial | Office | Existing | Food Preparation | Natural Gas | Broiler | E8 |  | Codes & Standards Forecast | 0 | 0 | 0 | 0 | 0 | 0 | 0 | 0 | 0 | 0 | 0 | 0 | 0 | 0 | 0 | 0 | 0 | 0 | 0 | 0 | 0 | 0 | 0 | 0 | 0 | 0 | 0 | 0 | 0 | 0 | 0
Commercial_Office_Existing_Food Preparation_Natural Gas_Broiler_E9_Codes & Standards Forecast | Commercial | Office | Existing | Food Preparation | Natural Gas | Broiler | E9 |  | Codes & Standards Forecast | 0 | 0 | 0 | 0 | 0 | 0 | 0 | 0 | 0 | 0 | 0 | 0 | 0 | 0 | 0 | 0 | 0 | 0 | 0 | 0 | 0 | 0 | 0 | 0 | 0 | 0 | 0 | 0 | 0 | 0 | 0
Commercial_Office_Existing_Food Preparation_Natural Gas_Broiler_E10_Codes & Standards Forecast | Commercial | Office | Existing | Food Preparation | Natural Gas | Broiler | E10 |  | Codes & Standards Forecast | 0 | 0 | 0 | 0 | 0 | 0 | 0 | 0 | 0 | 0 | 0 | 0 | 0 | 0 | 0 | 0 | 0 | 0 | 0 | 0 | 0 | 0 | 0 | 0 | 0 | 0 | 0 | 0 | 0 | 0 | 0
Commercial_Office_Existing_Food Preparation_Natural Gas_Griddle_E1_Codes & Standards Forecast | Commercial | Office | Existing | Food Preparation | Natural Gas | Griddle | E1 | Standard | Codes & Standards Forecast | 0 | 16223.7634 | 18107.5226 | 19668.9897 | 20951.2946 | 21991.9762 | 22823.7041 | 23474.9065 | 23970.3177 | 24331.4546 | 21195.4004 | 18463.5488 | 18681.9777 | 18947.6007 | 19225.3288 | 19491.1158 | 19729.1212 | 23007.829 | 22919.3426 | 22784.7218 | 22611.0635 | 21862.9714 | 20743.396 | 19817.3726 | 19061.3829 | 18449.9859 | 17316.5521 | 16500.8127 | 16909.5988 | 17202.9079 | 17394.7537
Commercial_Office_Existing_Food Preparation_Natural Gas_Griddle_E2_Codes & Standards Forecast | Commercial | Office | Existing | Food Preparation | Natural Gas | Griddle | E2 | ENERGY STAR | Codes & Standards Forecast | 0 | 0 | 0 | 0 | 0 | 0 | 0 | 0 | 0 | 0 | 0 | 0 | 0 | 0 | 0 | 0 | 0 | 0 | 0 | 0 | 0 | 0 | 0 | 0 | 0 | 0 | 0 | 0 | 0 | 0 | 0
Commercial_Office_Existing_Food Preparation_Natural Gas_Griddle_E3_Codes & Standards Forecast | Commercial | Office | Existing | Food Preparation | Natural Gas | Griddle | E3 |  | Codes & Standards Forecast | 0 | 0 | 0 | 0 | 0 | 0 | 0 | 0 | 0 | 0 | 0 | 0 | 0 | 0 | 0 | 0 | 0 | 0 | 0 | 0 | 0 | 0 | 0 | 0 | 0 | 0 | 0 | 0 | 0 | 0 | 0
Commercial_Office_Existing_Food Preparation_Natural Gas_Griddle_E4_Codes & Standards Forecast | Commercial | Office | Existing | Food Preparation | Natural Gas | Griddle | E4 |  | Codes & Standards Forecast | 0 | 0 | 0 | 0 | 0 | 0 | 0 | 0 | 0 | 0 | 0 | 0 | 0 | 0 | 0 | 0 | 0 | 0 | 0 | 0 | 0 | 0 | 0 | 0 | 0 | 0 | 0 | 0 | 0 | 0 | 0
Commercial_Office_Existing_Food Preparation_Natural Gas_Griddle_E5_Codes & Standards Forecast | Commercial | Office | Existing | Food Preparation | Natural Gas | Griddle | E5 |  | Codes & Standards Forecast | 0 | 0 | 0 | 0 | 0 | 0 | 0 | 0 | 0 | 0 | 0 | 0 | 0 | 0 | 0 | 0 | 0 | 0 | 0 | 0 | 0 | 0 | 0 | 0 | 0 | 0 | 0 | 0 | 0 | 0 | 0
Commercial_Office_Existing_Food Preparation_Natural Gas_Griddle_E6_Codes & Standards Forecast | Commercial | Office | Existing | Food Preparation | Natural Gas | Griddle | E6 |  | Codes & Standards Forecast | 0 | 0 | 0 | 0 | 0 | 0 | 0 | 0 | 0 | 0 | 0 | 0 | 0 | 0 | 0 | 0 | 0 | 0 | 0 | 0 | 0 | 0 | 0 | 0 | 0 | 0 | 0 | 0 | 0 | 0 | 0
Commercial_Office_Existing_Food Preparation_Natural Gas_Griddle_E7_Codes & Standards Forecast | Commercial | Office | Existing | Food Preparation | Natural Gas | Griddle | E7 |  | Codes & Standards Forecast | 0 | 0 | 0 | 0 | 0 | 0 | 0 | 0 | 0 | 0 | 0 | 0 | 0 | 0 | 0 | 0 | 0 | 0 | 0 | 0 | 0 | 0 | 0 | 0 | 0 | 0 | 0 | 0 | 0 | 0 | 0
Commercial_Office_Existing_Food Preparation_Natural Gas_Griddle_E8_Codes & Standards Forecast | Commercial | Office | Existing | Food Preparation | Natural Gas | Griddle | E8 |  | Codes & Standards Forecast | 0 | 0 | 0 | 0 | 0 | 0 | 0 | 0 | 0 | 0 | 0 | 0 | 0 | 0 | 0 | 0 | 0 | 0 | 0 | 0 | 0 | 0 | 0 | 0 | 0 | 0 | 0 | 0 | 0 | 0 | 0
Commercial_Office_Existing_Food Preparation_Natural Gas_Griddle_E9_Codes & Standards Forecast | Commercial | Office | Existing | Food Preparation | Natural Gas | Griddle | E9 |  | Codes & Standards Forecast | 0 | 0 | 0 | 0 | 0 | 0 | 0 | 0 | 0 | 0 | 0 | 0 | 0 | 0 | 0 | 0 | 0 | 0 | 0 | 0 | 0 | 0 | 0 | 0 | 0 | 0 | 0 | 0 | 0 | 0 | 0
Commercial_Office_Existing_Food Preparation_Natural Gas_Griddle_E10_Codes & Standards Forecast | Commercial | Office | Existing | Food Preparation | Natural Gas | Griddle | E10 |  | Codes & Standards Forecast | 0 | 0 | 0 | 0 | 0 | 0 | 0 | 0 | 0 | 0 | 0 | 0 | 0 | 0 | 0 | 0 | 0 | 0 | 0 | 0 | 0 | 0 | 0 | 0 | 0 | 0 | 0 | 0 | 0 | 0 | 0
Commercial_Office_Existing_Food Preparation_Natural Gas_Range_E1_Codes & Standards Forecast | Commercial | Office | Existing | Food Preparation | Natural Gas | Range | E1 | Standard | Codes & Standards Forecast | 0 | 93595.5735 | 119240.7607 | 138429.3508 | 152574.3135 | 162783.0503 | 169923.4041 | 174675.4117 | 177571.8763 | 179030.1776 | 155966.6792 | 142161.22 | 134537.4287 | 130919.0426 | 129784.5302 | 148576.7187 | 151047.5468 | 152293.4081 | 152592.7207 | 148259.7926 | 141994.8621 | 135368.258 | 129221.8264 | 123941.1618 | 118095.8786 | 115663.0997 | 115130.2661 | 115523.6299 | 115585.937 | 118522.4017 | 116569.3673
Commercial_Office_Existing_Food Preparation_Natural Gas_Range_E2_Codes & Standards Forecast | Commercial | Office | Existing | Food Preparation | Natural Gas | Range | E2 | High Efficiency | Codes & Standards Forecast | 0 | 0 | 0 | 0 | 0 | 0 | 0 | 0 | 0 | 0 | 0 | 0 | 0 | 0 | 0 | 0 | 0 | 0 | 0 | 0 | 0 | 0 | 0 | 0 | 0 | 0 | 0 | 0 | 0 | 0 | 0
Commercial_Office_Existing_Food Preparation_Natural Gas_Range_E3_Codes & Standards Forecast | Commercial | Office | Existing | Food Preparation | Natural Gas | Range | E3 |  | Codes & Standards Forecast | 0 | 0 | 0 | 0 | 0 | 0 | 0 | 0 | 0 | 0 | 0 | 0 | 0 | 0 | 0 | 0 | 0 | 0 | 0 | 0 | 0 | 0 | 0 | 0 | 0 | 0 | 0 | 0 | 0 | 0 | 0
Commercial_Office_Existing_Food Preparation_Natural Gas_Range_E4_Codes & Standards Forecast | Commercial | Office | Existing | Food Preparation | Natural Gas | Range | E4 |  | Codes & Standards Forecast | 0 | 0 | 0 | 0 | 0 | 0 | 0 | 0 | 0 | 0 | 0 | 0 | 0 | 0 | 0 | 0 | 0 | 0 | 0 | 0 | 0 | 0 | 0 | 0 | 0 | 0 | 0 | 0 | 0 | 0 | 0
Commercial_Office_Existing_Food Preparation_Natural Gas_Range_E5_Codes & Standards Forecast | Commercial | Office | Existing | Food Preparation | Natural Gas | Range | E5 |  | Codes & Standards Forecast | 0 | 0 | 0 | 0 | 0 | 0 | 0 | 0 | 0 | 0 | 0 | 0 | 0 | 0 | 0 | 0 | 0 | 0 | 0 | 0 | 0 | 0 | 0 | 0 | 0 | 0 | 0 | 0 | 0 | 0 | 0
Commercial_Office_Existing_Food Preparation_Natural Gas_Range_E6_Codes & Standards Forecast | Commercial | Office | Existing | Food Preparation | Natural Gas | Range | E6 |  | Codes & Standards Forecast | 0 | 0 | 0 | 0 | 0 | 0 | 0 | 0 | 0 | 0 | 0 | 0 | 0 | 0 | 0 | 0 | 0 | 0 | 0 | 0 | 0 | 0 | 0 | 0 | 0 | 0 | 0 | 0 | 0 | 0 | 0
Commercial_Office_Existing_Food Preparation_Natural Gas_Range_E7_Codes & Standards Forecast | Commercial | Office | Existing | Food Preparation | Natural Gas | Range | E7 |  | Codes & Standards Forecast | 0 | 0 | 0 | 0 | 0 | 0 | 0 | 0 | 0 | 0 | 0 | 0 | 0 | 0 | 0 | 0 | 0 | 0 | 0 | 0 | 0 | 0 | 0 | 0 | 0 | 0 | 0 | 0 | 0 | 0 | 0
Commercial_Office_Existing_Food Preparation_Natural Gas_Range_E8_Codes & Standards Forecast | Commercial | Office | Existing | Food Preparation | Natural Gas | Range | E8 |  | Codes & Standards Forecast | 0 | 0 | 0 | 0 | 0 | 0 | 0 | 0 | 0 | 0 | 0 | 0 | 0 | 0 | 0 | 0 | 0 | 0 | 0 | 0 | 0 | 0 | 0 | 0 | 0 | 0 | 0 | 0 | 0 | 0 | 0
Commercial_Office_Existing_Food Preparation_Natural Gas_Range_E9_Codes & Standards Forecast | Commercial | Office | Existing | Food Preparation | Natural Gas | Range | E9 |  | Codes & Standards Forecast | 0 | 0 | 0 | 0 | 0 | 0 | 0 | 0 | 0 | 0 | 0 | 0 | 0 | 0 | 0 | 0 | 0 | 0 | 0 | 0 | 0 | 0 | 0 | 0 | 0 | 0 | 0 | 0 | 0 | 0 | 0
Commercial_Office_Existing_Food Preparation_Natural Gas_Range_E10_Codes & Standards Forecast | Commercial | Office | Existing | Food Preparation | Natural Gas | Range | E10 |  | Codes & Standards Forecast | 0 | 0 | 0 | 0 | 0 | 0 | 0 | 0 | 0 | 0 | 0 | 0 | 0 | 0 | 0 | 0 | 0 | 0 | 0 | 0 | 0 | 0 | 0 | 0 | 0 | 0 | 0 | 0 | 0 | 0 | 0
Commercial_Office_Existing_Food Preparation_Natural Gas_Steamer_E1_Codes & Standards Forecast | Commercial | Office | Existing | Food Preparation | Natural Gas | Steamer | E1 | Standard | Codes & Standards Forecast | 0 | 5894.9867 | 6579.4601 | 0 | 0 | 0 | 0 | 0 | 0 | 0 | 0 | 0 | 0 | 0 | 0 | 0 | 0 | 0 | 0 | 0 | 0 | 0 | 0 | 0 | 0 | 0 | 0 | 0 | 0 | 0 | 0
Commercial_Office_Existing_Food Preparation_Natural Gas_Steamer_E2_Codes & Standards Forecast | Commercial | Office | Existing | Food Preparation | Natural Gas | Steamer | E2 | ENERGY STAR | Codes & Standards Forecast | 0 | 0 | 0 | 7146.8271 | 7612.7591 | 7990.896 | 8293.1086 | 8529.7263 | 8709.7364 | 8840.9574 | 8247.5597 | 7794.0532 | 7451.5587 | 7196.3712 | 7009.1047 | 6873.9712 | 6778.175 | 6711.4017 | 6665.3908 | 7832.2446 | 7716.5452 | 7561.8921 | 7384.2472 | 7195.3517 | 7003.6504 | 6815.0351 | 6633.4399 | 6461.3145 | 6264.9168 | 6110.5195 | 5983.5176
Commercial_Office_Existing_Food Preparation_Natural Gas_Steamer_E3_Codes & Standards Forecast | Commercial | Office | Existing | Food Preparation | Natural Gas | Steamer | E3 |  | Codes & Standards Forecast | 0 | 0 | 0 | 0 | 0 | 0 | 0 | 0 | 0 | 0 | 0 | 0 | 0 | 0 | 0 | 0 | 0 | 0 | 0 | 0 | 0 | 0 | 0 | 0 | 0 | 0 | 0 | 0 | 0 | 0 | 0
Commercial_Office_Existing_Food Preparation_Natural Gas_Steamer_E4_Codes & Standards Forecast | Commercial | Office | Existing | Food Preparation | Natural Gas | Steamer | E4 |  | Codes & Standards Forecast | 0 | 0 | 0 | 0 | 0 | 0 | 0 | 0 | 0 | 0 | 0 | 0 | 0 | 0 | 0 | 0 | 0 | 0 | 0 | 0 | 0 | 0 | 0 | 0 | 0 | 0 | 0 | 0 | 0 | 0 | 0
Commercial_Office_Existing_Food Preparation_Natural Gas_Steamer_E5_Codes & Standards Forecast | Commercial | Office | Existing | Food Preparation | Natural Gas | Steamer | E5 |  | Codes & Standards Forecast | 0 | 0 | 0 | 0 | 0 | 0 | 0 | 0 | 0 | 0 | 0 | 0 | 0 | 0 | 0 | 0 | 0 | 0 | 0 | 0 | 0 | 0 | 0 | 0 | 0 | 0 | 0 | 0 | 0 | 0 | 0
Commercial_Office_Existing_Food Preparation_Natural Gas_Steamer_E6_Codes & Standards Forecast | Commercial | Office | Existing | Food Preparation | Natural Gas | Steamer | E6 |  | Codes & Standards Forecast | 0 | 0 | 0 | 0 | 0 | 0 | 0 | 0 | 0 | 0 | 0 | 0 | 0 | 0 | 0 | 0 | 0 | 0 | 0 | 0 | 0 | 0 | 0 | 0 | 0 | 0 | 0 | 0 | 0 | 0 | 0
Commercial_Office_Existing_Food Preparation_Natural Gas_Steamer_E7_Codes & Standards Forecast | Commercial | Office | Existing | Food Preparation | Natural Gas | Steamer | E7 |  | Codes & Standards Forecast | 0 | 0 | 0 | 0 | 0 | 0 | 0 | 0 | 0 | 0 | 0 | 0 | 0 | 0 | 0 | 0 | 0 | 0 | 0 | 0 | 0 | 0 | 0 | 0 | 0 | 0 | 0 | 0 | 0 | 0 | 0
Commercial_Office_Existing_Food Preparation_Natural Gas_Steamer_E8_Codes & Standards Forecast | Commercial | Office | Existing | Food Preparation | Natural Gas | Steamer | E8 |  | Codes & Standards Forecast | 0 | 0 | 0 | 0 | 0 | 0 | 0 | 0 | 0 | 0 | 0 | 0 | 0 | 0 | 0 | 0 | 0 | 0 | 0 | 0 | 0 | 0 | 0 | 0 | 0 | 0 | 0 | 0 | 0 | 0 | 0
Commercial_Office_Existing_Food Preparation_Natural Gas_Steamer_E9_Codes & Standards Forecast | Commercial | Office | Existing | Food Preparation | Natural Gas | Steamer | E9 |  | Codes & Standards Forecast | 0 | 0 | 0 | 0 | 0 | 0 | 0 | 0 | 0 | 0 | 0 | 0 | 0 | 0 | 0 | 0 | 0 | 0 | 0 | 0 | 0 | 0 | 0 | 0 | 0 | 0 | 0 | 0 | 0 | 0 | 0
Commercial_Office_Existing_Food Preparation_Natural Gas_Steamer_E10_Codes & Standards Forecast | Commercial | Office | Existing | Food Preparation | Natural Gas | Steamer | E10 |  | Codes & Standards Forecast | 0 | 0 | 0 | 0 | 0 | 0 | 0 | 0 | 0 | 0 | 0 | 0 | 0 | 0 | 0 | 0 | 0 | 0 | 0 | 0 | 0 | 0 | 0 | 0 | 0 | 0 | 0 | 0 | 0 | 0 | 0
Commercial_Office_Existing_Food Preparation_Natural Gas_Food Prep Other_E1_Codes & Standards Forecast | Commercial | Office | Existing | Food Preparation | Natural Gas | Food Prep Other | E1 | Standard | Codes & Standards Forecast | 0 | 13976.4479 | 17805.9946 | 20671.3901 | 22783.6303 | 24308.0814 | 25374.3368 | 26083.945 | 26516.4685 | 26734.2338 | 23290.2058 | 21228.663 | 20090.2168 | 19549.8901 | 19380.4756 | 22186.6771 | 22555.6411 | 22741.6832 | 22786.379 | 22139.3511 | 21203.8211 | 20214.2829 | 19296.4481 | 18507.8965 | 17635.0316 | 17271.7494 | 17192.1823 | 17250.9226 | 17260.2268 | 17698.7235 | 17407.0806
Commercial_Office_Existing_Food Preparation_Natural Gas_Food Prep Other_E2_Codes & Standards Forecast | Commercial | Office | Existing | Food Preparation | Natural Gas | Food Prep Other | E2 | ENERGY STAR | Codes & Standards Forecast | 0 | 0 | 0 | 0 | 0 | 0 | 0 | 0 | 0 | 0 | 0 | 0 | 0 | 0 | 0 | 0 | 0 | 0 | 0 | 0 | 0 | 0 | 0 | 0 | 0 | 0 | 0 | 0 | 0 | 0 | 0
Commercial_Office_Existing_Food Preparation_Natural Gas_Food Prep Other_E3_Codes & Standards Forecast | Commercial | Office | Existing | Food Preparation | Natural Gas | Food Prep Other | E3 |  | Codes & Standards Forecast | 0 | 0 | 0 | 0 | 0 | 0 | 0 | 0 | 0 | 0 | 0 | 0 | 0 | 0 | 0 | 0 | 0 | 0 | 0 | 0 | 0 | 0 | 0 | 0 | 0 | 0 | 0 | 0 | 0 | 0 | 0
Commercial_Office_Existing_Food Preparation_Natural Gas_Food Prep Other_E4_Codes & Standards Forecast | Commercial | Office | Existing | Food Preparation | Natural Gas | Food Prep Other | E4 |  | Codes & Standards Forecast | 0 | 0 | 0 | 0 | 0 | 0 | 0 | 0 | 0 | 0 | 0 | 0 | 0 | 0 | 0 | 0 | 0 | 0 | 0 | 0 | 0 | 0 | 0 | 0 | 0 | 0 | 0 | 0 | 0 | 0 | 0
Commercial_Office_Existing_Food Preparation_Natural Gas_Food Prep Other_E5_Codes & Standards Forecast | Commercial | Office | Existing | Food Preparation | Natural Gas | Food Prep Other | E5 |  | Codes & Standards Forecast | 0 | 0 | 0 | 0 | 0 | 0 | 0 | 0 | 0 | 0 | 0 | 0 | 0 | 0 | 0 | 0 | 0 | 0 | 0 | 0 | 0 | 0 | 0 | 0 | 0 | 0 | 0 | 0 | 0 | 0 | 0
Commercial_Office_Existing_Food Preparation_Natural Gas_Food Prep Other_E6_Codes & Standards Forecast | Commercial | Office | Existing | Food Preparation | Natural Gas | Food Prep Other | E6 |  | Codes & Standards Forecast | 0 | 0 | 0 | 0 | 0 | 0 | 0 | 0 | 0 | 0 | 0 | 0 | 0 | 0 | 0 | 0 | 0 | 0 | 0 | 0 | 0 | 0 | 0 | 0 | 0 | 0 | 0 | 0 | 0 | 0 | 0
Commercial_Office_Existing_Food Preparation_Natural Gas_Food Prep Other_E7_Codes & Standards Forecast | Commercial | Office | Existing | Food Preparation | Natural Gas | Food Prep Other | E7 |  | Codes & Standards Forecast | 0 | 0 | 0 | 0 | 0 | 0 | 0 | 0 | 0 | 0 | 0 | 0 | 0 | 0 | 0 | 0 | 0 | 0 | 0 | 0 | 0 | 0 | 0 | 0 | 0 | 0 | 0 | 0 | 0 | 0 | 0
Commercial_Office_Existing_Food Preparation_Natural Gas_Food Prep Other_E8_Codes & Standards Forecast | Commercial | Office | Existing | Food Preparation | Natural Gas | Food Prep Other | E8 |  | Codes & Standards Forecast | 0 | 0 | 0 | 0 | 0 | 0 | 0 | 0 | 0 | 0 | 0 | 0 | 0 | 0 | 0 | 0 | 0 | 0 | 0 | 0 | 0 | 0 | 0 | 0 | 0 | 0 | 0 | 0 | 0 | 0 | 0
Commercial_Office_Existing_Food Preparation_Natural Gas_Food Prep Other_E9_Codes & Standards Forecast | Commercial | Office | Existing | Food Preparation | Natural Gas | Food Prep Other | E9 |  | Codes & Standards Forecast | 0 | 0 | 0 | 0 | 0 | 0 | 0 | 0 | 0 | 0 | 0 | 0 | 0 | 0 | 0 | 0 | 0 | 0 | 0 | 0 | 0 | 0 | 0 | 0 | 0 | 0 | 0 | 0 | 0 | 0 | 0
Commercial_Office_Existing_Food Preparation_Natural Gas_Food Prep Other_E10_Codes & Standards Forecast | Commercial | Office | Existing | Food Preparation | Natural Gas | Food Prep Other | E10 |  | Codes & Standards Forecast | 0 | 0 | 0 | 0 | 0 | 0 | 0 | 0 | 0 | 0 | 0 | 0 | 0 | 0 | 0 | 0 | 0 | 0 | 0 | 0 | 0 | 0 | 0 | 0 | 0 | 0 | 0 | 0 | 0 | 0 | 0
Commercial_Office_Existing_Miscellaneous_Natural Gas_Pool Heater_E1_Codes & Standards Forecast | Commercial | Office | Existing | Miscellaneous | Natural Gas | Pool Heater | E1 | Standard (EF .82) | Codes & Standards Forecast | 0 | 51109.3606 | 48417.6009 | 46140.3041 | 44191.2853 | 42502.9088 | 42562.0433 | 42121.7773 | 41364.9095 | 40419.1734 | 39372.4846 | 49509.7226 | 46072.9657 | 43318.9616 | 41049.4069 | 39128.3292 | 39821.9243 | 39637.678 | 38925.6495 | 37913.4234 | 36746.8633 | 38348.6808 | 36707.199 | 35423.0708 | 34325.2867 | 33318.6465 | 33370.8331 | 32929.9391 | 32238.2929 | 31430.2306 | 30577.332
Commercial_Office_Existing_Miscellaneous_Natural Gas_Pool Heater_E2_Codes & Standards Forecast | Commercial | Office | Existing | Miscellaneous | Natural Gas | Pool Heater | E2 | Condensing (EF .90) | Codes & Standards Forecast | 0 | 0 | 0 | 0 | 0 | 0 | 0 | 0 | 0 | 0 | 0 | 0 | 0 | 0 | 0 | 0 | 0 | 0 | 0 | 0 | 0 | 0 | 0 | 0 | 0 | 0 | 0 | 0 | 0 | 0 | 0
Commercial_Office_Existing_Miscellaneous_Natural Gas_Pool Heater_E3_Codes & Standards Forecast | Commercial | Office | Existing | Miscellaneous | Natural Gas | Pool Heater | E3 |  | Codes & Standards Forecast | 0 | 0 | 0 | 0 | 0 | 0 | 0 | 0 | 0 | 0 | 0 | 0 | 0 | 0 | 0 | 0 | 0 | 0 | 0 | 0 | 0 | 0 | 0 | 0 | 0 | 0 | 0 | 0 | 0 | 0 | 0
Commercial_Office_Existing_Miscellaneous_Natural Gas_Pool Heater_E4_Codes & Standards Forecast | Commercial | Office | Existing | Miscellaneous | Natural Gas | Pool Heater | E4 |  | Codes & Standards Forecast | 0 | 0 | 0 | 0 | 0 | 0 | 0 | 0 | 0 | 0 | 0 | 0 | 0 | 0 | 0 | 0 | 0 | 0 | 0 | 0 | 0 | 0 | 0 | 0 | 0 | 0 | 0 | 0 | 0 | 0 | 0
Commercial_Office_Existing_Miscellaneous_Natural Gas_Pool Heater_E5_Codes & Standards Forecast | Commercial | Office | Existing | Miscellaneous | Natural Gas | Pool Heater | E5 |  | Codes & Standards Forecast | 0 | 0 | 0 | 0 | 0 | 0 | 0 | 0 | 0 | 0 | 0 | 0 | 0 | 0 | 0 | 0 | 0 | 0 | 0 | 0 | 0 | 0 | 0 | 0 | 0 | 0 | 0 | 0 | 0 | 0 | 0
Commercial_Office_Existing_Miscellaneous_Natural Gas_Pool Heater_E6_Codes & Standards Forecast | Commercial | Office | Existing | Miscellaneous | Natural Gas | Pool Heater | E6 |  | Codes & Standards Forecast | 0 | 0 | 0 | 0 | 0 | 0 | 0 | 0 | 0 | 0 | 0 | 0 | 0 | 0 | 0 | 0 | 0 | 0 | 0 | 0 | 0 | 0 | 0 | 0 | 0 | 0 | 0 | 0 | 0 | 0 | 0
Commercial_Office_Existing_Miscellaneous_Natural Gas_Pool Heater_E7_Codes & Standards Forecast | Commercial | Office | Existing | Miscellaneous | Natural Gas | Pool Heater | E7 |  | Codes & Standards Forecast | 0 | 0 | 0 | 0 | 0 | 0 | 0 | 0 | 0 | 0 | 0 | 0 | 0 | 0 | 0 | 0 | 0 | 0 | 0 | 0 | 0 | 0 | 0 | 0 | 0 | 0 | 0 | 0 | 0 | 0 | 0
Commercial_Office_Existing_Miscellaneous_Natural Gas_Pool Heater_E8_Codes & Standards Forecast | Commercial | Office | Existing | Miscellaneous | Natural Gas | Pool Heater | E8 |  | Codes & Standards Forecast | 0 | 0 | 0 | 0 | 0 | 0 | 0 | 0 | 0 | 0 | 0 | 0 | 0 | 0 | 0 | 0 | 0 | 0 | 0 | 0 | 0 | 0 | 0 | 0 | 0 | 0 | 0 | 0 | 0 | 0 | 0
Commercial_Office_Existing_Miscellaneous_Natural Gas_Pool Heater_E9_Codes & Standards Forecast | Commercial | Office | Existing | Miscellaneous | Natural Gas | Pool Heater | E9 |  | Codes & Standards Forecast | 0 | 0 | 0 | 0 | 0 | 0 | 0 | 0 | 0 | 0 | 0 | 0 | 0 | 0 | 0 | 0 | 0 | 0 | 0 | 0 | 0 | 0 | 0 | 0 | 0 | 0 | 0 | 0 | 0 | 0 | 0
Commercial_Office_Existing_Miscellaneous_Natural Gas_Pool Heater_E10_Codes & Standards Forecast | Commercial | Office | Existing | Miscellaneous | Natural Gas | Pool Heater | E10 |  | Codes & Standards Forecast | 0 | 0 | 0 | 0 | 0 | 0 | 0 | 0 | 0 | 0 | 0 | 0 | 0 | 0 | 0 | 0 | 0 | 0 | 0 | 0 | 0 | 0 | 0 | 0 | 0 | 0 | 0 | 0 | 0 | 0 | 0
Commercial_Office_Existing_Miscellaneous_Natural Gas_Miscellaneous_E1_Codes & Standards Forecast | Commercial | Office | Existing | Miscellaneous | Natural Gas | Miscellaneous | E1 | Standard | Codes & Standards Forecast | 0 | 3779953.8609 | 4409946.1711 | 4914444.013 | 4636370.4473 | 4487494.8981 | 4430272.1986 | 4344816.4717 | 4253016.4502 | 4168210.4969 | 4085483.4609 | 4903505.5251 | 4847358.6415 | 4762196.4185 | 4616751.1871 | 4516460.8241 | 4441876.399 | 4352675.8944 | 4262345.6349 | 4177667.8231 | 4094636.0471 | 4226782.3659 | 4122189.9358 | 4015993.4557 | 3929799.8301 | 3853391.1792 | 3780571.2117 | 3703978.5736 | 3628673.5051 | 3556541.7073 | 3485641.3446
Commercial_Office_Existing_Miscellaneous_Natural Gas_Miscellaneous_E2_Codes & Standards Forecast | Commercial | Office | Existing | Miscellaneous | Natural Gas | Miscellaneous | E2 |  | Codes & Standards Forecast | 0 | 0 | 0 | 0 | 0 | 0 | 0 | 0 | 0 | 0 | 0 | 0 | 0 | 0 | 0 | 0 | 0 | 0 | 0 | 0 | 0 | 0 | 0 | 0 | 0 | 0 | 0 | 0 | 0 | 0 | 0
Commercial_Office_Existing_Miscellaneous_Natural Gas_Miscellaneous_E3_Codes & Standards Forecast | Commercial | Office | Existing | Miscellaneous | Natural Gas | Miscellaneous | E3 |  | Codes & Standards Forecast | 0 | 0 | 0 | 0 | 0 | 0 | 0 | 0 | 0 | 0 | 0 | 0 | 0 | 0 | 0 | 0 | 0 | 0 | 0 | 0 | 0 | 0 | 0 | 0 | 0 | 0 | 0 | 0 | 0 | 0 | 0
Commercial_Office_Existing_Miscellaneous_Natural Gas_Miscellaneous_E4_Codes & Standards Forecast | Commercial | Office | Existing | Miscellaneous | Natural Gas | Miscellaneous | E4 |  | Codes & Standards Forecast | 0 | 0 | 0 | 0 | 0 | 0 | 0 | 0 | 0 | 0 | 0 | 0 | 0 | 0 | 0 | 0 | 0 | 0 | 0 | 0 | 0 | 0 | 0 | 0 | 0 | 0 | 0 | 0 | 0 | 0 | 0
Commercial_Office_Existing_Miscellaneous_Natural Gas_Miscellaneous_E5_Codes & Standards Forecast | Commercial | Office | Existing | Miscellaneous | Natural Gas | Miscellaneous | E5 |  | Codes & Standards Forecast | 0 | 0 | 0 | 0 | 0 | 0 | 0 | 0 | 0 | 0 | 0 | 0 | 0 | 0 | 0 | 0 | 0 | 0 | 0 | 0 | 0 | 0 | 0 | 0 | 0 | 0 | 0 | 0 | 0 | 0 | 0
Commercial_Office_Existing_Miscellaneous_Natural Gas_Miscellaneous_E6_Codes & Standards Forecast | Commercial | Office | Existing | Miscellaneous | Natural Gas | Miscellaneous | E6 |  | Codes & Standards Forecast | 0 | 0 | 0 | 0 | 0 | 0 | 0 | 0 | 0 | 0 | 0 | 0 | 0 | 0 | 0 | 0 | 0 | 0 | 0 | 0 | 0 | 0 | 0 | 0 | 0 | 0 | 0 | 0 | 0 | 0 | 0
Commercial_Office_Existing_Miscellaneous_Natural Gas_Miscellaneous_E7_Codes & Standards Forecast | Commercial | Office | Existing | Miscellaneous | Natural Gas | Miscellaneous | E7 |  | Codes & Standards Forecast | 0 | 0 | 0 | 0 | 0 | 0 | 0 | 0 | 0 | 0 | 0 | 0 | 0 | 0 | 0 | 0 | 0 | 0 | 0 | 0 | 0 | 0 | 0 | 0 | 0 | 0 | 0 | 0 | 0 | 0 | 0
Commercial_Office_Existing_Miscellaneous_Natural Gas_Miscellaneous_E8_Codes & Standards Forecast | Commercial | Office | Existing | Miscellaneous | Natural Gas | Miscellaneous | E8 |  | Codes & Standards Forecast | 0 | 0 | 0 | 0 | 0 | 0 | 0 | 0 | 0 | 0 | 0 | 0 | 0 | 0 | 0 | 0 | 0 | 0 | 0 | 0 | 0 | 0 | 0 | 0 | 0 | 0 | 0 | 0 | 0 | 0 | 0
Commercial_Office_Existing_Miscellaneous_Natural Gas_Miscellaneous_E9_Codes & Standards Forecast | Commercial | Office | Existing | Miscellaneous | Natural Gas | Miscellaneous | E9 |  | Codes & Standards Forecast | 0 | 0 | 0 | 0 | 0 | 0 | 0 | 0 | 0 | 0 | 0 | 0 | 0 | 0 | 0 | 0 | 0 | 0 | 0 | 0 | 0 | 0 | 0 | 0 | 0 | 0 | 0 | 0 | 0 | 0 | 0
Commercial_Office_Existing_Miscellaneous_Natural Gas_Miscellaneous_E10_Codes & Standards Forecast | Commercial | Office | Existing | Miscellaneous | Natural Gas | Miscellaneous | E10 |  | Codes & Standards Forecast | 0 | 0 | 0 | 0 | 0 | 0 | 0 | 0 | 0 | 0 | 0 | 0 | 0 | 0 | 0 | 0 | 0 | 0 | 0 | 0 | 0 | 0 | 0 | 0 | 0 | 0 | 0 | 0 | 0 | 0 | 0
Commercial_Office_New_Space Heating_Natural Gas_Furnace_E1_Codes & Standards Forecast | Commercial | Office | New | Space Heating | Natural Gas | Furnace | E1 | AFUE 80% (Standard) | Codes & Standards Forecast | 0 | 0 | 0 | 0 | 0 | 0 | 0 | 0 | 0 | 0 | 0 | 0 | 0 | 0 | 0 | 0 | 0 | 0 | 0 | 0 | 0 | 0 | 0 | 0 | 0 | 0 | 0 | 0 | 0 | 0 | 0
Commercial_Office_New_Space Heating_Natural Gas_Furnace_E2_Codes & Standards Forecast | Commercial | Office | New | Space Heating | Natural Gas | Furnace | E2 | AFUE 90% | Codes & Standards Forecast | 0 | 0 | 0 | 0 | 0 | 0 | 0 | 0 | 0 | 0 | 0 | 0 | 0 | 0 | 0 | 0 | 0 | 0 | 0 | 0 | 0 | 0 | 0 | 0 | 0 | 0 | 0 | 0 | 0 | 0 | 0
Commercial_Office_New_Space Heating_Natural Gas_Furnace_E3_Codes & Standards Forecast | Commercial | Office | New | Space Heating | Natural Gas | Furnace | E3 | AFUE 95% | Codes & Standards Forecast | 0 | 0 | 0 | 0 | 0 | 0 | 0 | 0 | 0 | 0 | 0 | 0 | 0 | 0 | 0 | 0 | 0 | 0 | 0 | 0 | 0 | 0 | 0 | 0 | 0 | 0 | 0 | 0 | 0 | 0 | 0
Commercial_Office_New_Space Heating_Natural Gas_Furnace_E4_Codes & Standards Forecast | Commercial | Office | New | Space Heating | Natural Gas | Furnace | E4 |  | Codes & Standards Forecast | 0 | 0 | 0 | 0 | 0 | 0 | 0 | 0 | 0 | 0 | 0 | 0 | 0 | 0 | 0 | 0 | 0 | 0 | 0 | 0 | 0 | 0 | 0 | 0 | 0 | 0 | 0 | 0 | 0 | 0 | 0
Commercial_Office_New_Space Heating_Natural Gas_Furnace_E5_Codes & Standards Forecast | Commercial | Office | New | Space Heating | Natural Gas | Furnace | E5 |  | Codes & Standards Forecast | 0 | 0 | 0 | 0 | 0 | 0 | 0 | 0 | 0 | 0 | 0 | 0 | 0 | 0 | 0 | 0 | 0 | 0 | 0 | 0 | 0 | 0 | 0 | 0 | 0 | 0 | 0 | 0 | 0 | 0 | 0
Commercial_Office_New_Space Heating_Natural Gas_Furnace_E6_Codes & Standards Forecast | Commercial | Office | New | Space Heating | Natural Gas | Furnace | E6 |  | Codes & Standards Forecast | 0 | 0 | 0 | 0 | 0 | 0 | 0 | 0 | 0 | 0 | 0 | 0 | 0 | 0 | 0 | 0 | 0 | 0 | 0 | 0 | 0 | 0 | 0 | 0 | 0 | 0 | 0 | 0 | 0 | 0 | 0
Commercial_Office_New_Space Heating_Natural Gas_Furnace_E7_Codes & Standards Forecast | Commercial | Office | New | Space Heating | Natural Gas | Furnace | E7 |  | Codes & Standards Forecast | 0 | 0 | 0 | 0 | 0 | 0 | 0 | 0 | 0 | 0 | 0 | 0 | 0 | 0 | 0 | 0 | 0 | 0 | 0 | 0 | 0 | 0 | 0 | 0 | 0 | 0 | 0 | 0 | 0 | 0 | 0
Commercial_Office_New_Space Heating_Natural Gas_Furnace_E8_Codes & Standards Forecast | Commercial | Office | New | Space Heating | Natural Gas | Furnace | E8 |  | Codes & Standards Forecast | 0 | 0 | 0 | 0 | 0 | 0 | 0 | 0 | 0 | 0 | 0 | 0 | 0 | 0 | 0 | 0 | 0 | 0 | 0 | 0 | 0 | 0 | 0 | 0 | 0 | 0 | 0 | 0 | 0 | 0 | 0
Commercial_Office_New_Space Heating_Natural Gas_Furnace_E9_Codes & Standards Forecast | Commercial | Office | New | Space Heating | Natural Gas | Furnace | E9 |  | Codes & Standards Forecast | 0 | 0 | 0 | 0 | 0 | 0 | 0 | 0 | 0 | 0 | 0 | 0 | 0 | 0 | 0 | 0 | 0 | 0 | 0 | 0 | 0 | 0 | 0 | 0 | 0 | 0 | 0 | 0 | 0 | 0 | 0
Commercial_Office_New_Space Heating_Natural Gas_Furnace_E10_Codes & Standards Forecast | Commercial | Office | New | Space Heating | Natural Gas | Furnace | E10 |  | Codes & Standards Forecast | 0 | 0 | 0 | 0 | 0 | 0 | 0 | 0 | 0 | 0 | 0 | 0 | 0 | 0 | 0 | 0 | 0 | 0 | 0 | 0 | 0 | 0 | 0 | 0 | 0 | 0 | 0 | 0 | 0 | 0 | 0
Commercial_Office_New_Space Heating_Natural Gas_Boiler_E1_Codes & Standards Forecast | Commercial | Office | New | Space Heating | Natural Gas | Boiler | E1 | AFUE 80% (Standard) | Codes & Standards Forecast | 0 | 0 | 0 | 0 | 0 | 0 | 0 | 0 | 0 | 0 | 0 | 0 | 0 | 0 | 0 | 0 | 0 | 0 | 0 | 0 | 0 | 0 | 0 | 0 | 0 | 0 | 0 | 0 | 0 | 0 | 0
Commercial_Office_New_Space Heating_Natural Gas_Boiler_E2_Codes & Standards Forecast | Commercial | Office | New | Space Heating | Natural Gas | Boiler | E2 | AFUE 85% | Codes & Standards Forecast | 0 | 0 | 0 | 0 | 0 | 0 | 0 | 0 | 0 | 0 | 0 | 0 | 0 | 0 | 0 | 0 | 0 | 0 | 0 | 0 | 0 | 0 | 0 | 0 | 0 | 0 | 0 | 0 | 0 | 0 | 0
Commercial_Office_New_Space Heating_Natural Gas_Boiler_E3_Codes & Standards Forecast | Commercial | Office | New | Space Heating | Natural Gas | Boiler | E3 | AFUE 98% | Codes & Standards Forecast | 0 | 0 | 0 | 0 | 0 | 0 | 0 | 0 | 0 | 0 | 0 | 0 | 0 | 0 | 0 | 0 | 0 | 0 | 0 | 0 | 0 | 0 | 0 | 0 | 0 | 0 | 0 | 0 | 0 | 0 | 0
Commercial_Office_New_Space Heating_Natural Gas_Boiler_E4_Codes & Standards Forecast | Commercial | Office | New | Space Heating | Natural Gas | Boiler | E4 | Convert to NG Air Source Heat Pump | Codes & Standards Forecast | 0 | 0 | 0 | 0 | 0 | 0 | 0 | 0 | 0 | 0 | 0 | 0 | 0 | 0 | 0 | 0 | 0 | 0 | 0 | 0 | 0 | 0 | 0 | 0 | 0 | 0 | 0 | 0 | 0 | 0 | 0
Commercial_Office_New_Space Heating_Natural Gas_Boiler_E5_Codes & Standards Forecast | Commercial | Office | New | Space Heating | Natural Gas | Boiler | E5 |  | Codes & Standards Forecast | 0 | 0 | 0 | 0 | 0 | 0 | 0 | 0 | 0 | 0 | 0 | 0 | 0 | 0 | 0 | 0 | 0 | 0 | 0 | 0 | 0 | 0 | 0 | 0 | 0 | 0 | 0 | 0 | 0 | 0 | 0
Commercial_Office_New_Space Heating_Natural Gas_Boiler_E6_Codes & Standards Forecast | Commercial | Office | New | Space Heating | Natural Gas | Boiler | E6 |  | Codes & Standards Forecast | 0 | 0 | 0 | 0 | 0 | 0 | 0 | 0 | 0 | 0 | 0 | 0 | 0 | 0 | 0 | 0 | 0 | 0 | 0 | 0 | 0 | 0 | 0 | 0 | 0 | 0 | 0 | 0 | 0 | 0 | 0
Commercial_Office_New_Space Heating_Natural Gas_Boiler_E7_Codes & Standards Forecast | Commercial | Office | New | Space Heating | Natural Gas | Boiler | E7 |  | Codes & Standards Forecast | 0 | 0 | 0 | 0 | 0 | 0 | 0 | 0 | 0 | 0 | 0 | 0 | 0 | 0 | 0 | 0 | 0 | 0 | 0 | 0 | 0 | 0 | 0 | 0 | 0 | 0 | 0 | 0 | 0 | 0 | 0
Commercial_Office_New_Space Heating_Natural Gas_Boiler_E8_Codes & Standards Forecast | Commercial | Office | New | Space Heating | Natural Gas | Boiler | E8 |  | Codes & Standards Forecast | 0 | 0 | 0 | 0 | 0 | 0 | 0 | 0 | 0 | 0 | 0 | 0 | 0 | 0 | 0 | 0 | 0 | 0 | 0 | 0 | 0 | 0 | 0 | 0 | 0 | 0 | 0 | 0 | 0 | 0 | 0
Commercial_Office_New_Space Heating_Natural Gas_Boiler_E9_Codes & Standards Forecast | Commercial | Office | New | Space Heating | Natural Gas | Boiler | E9 |  | Codes & Standards Forecast | 0 | 0 | 0 | 0 | 0 | 0 | 0 | 0 | 0 | 0 | 0 | 0 | 0 | 0 | 0 | 0 | 0 | 0 | 0 | 0 | 0 | 0 | 0 | 0 | 0 | 0 | 0 | 0 | 0 | 0 | 0
Commercial_Office_New_Space Heating_Natural Gas_Boiler_E10_Codes & Standards Forecast | Commercial | Office | New | Space Heating | Natural Gas | Boiler | E10 |  | Codes & Standards Forecast | 0 | 0 | 0 | 0 | 0 | 0 | 0 | 0 | 0 | 0 | 0 | 0 | 0 | 0 | 0 | 0 | 0 | 0 | 0 | 0 | 0 | 0 | 0 | 0 | 0 | 0 | 0 | 0 | 0 | 0 | 0
Commercial_Office_New_Space Heating_Natural Gas_Unit Heater_E1_Codes & Standards Forecast | Commercial | Office | New | Space Heating | Natural Gas | Unit Heater | E1 | Standard | Codes & Standards Forecast | 0 | 68352.8676 | 68979.6825 | 73129.8691 | 40137.7195 | 0 | 0 | 0 | 0 | 0 | 0 | 0 | 0 | 0 | 0 | 0 | 0 | 0 | 0 | 0 | 0 | 0 | 0 | 0 | 0 | 0 | 0 | 0 | 0 | 0 | 0
Commercial_Office_New_Space Heating_Natural Gas_Unit Heater_E2_Codes & Standards Forecast | Commercial | Office | New | Space Heating | Natural Gas | Unit Heater | E2 | Condensing | Codes & Standards Forecast | 0 | 0 | 0 | 0 | 0 | 32700.3421 | 32222.1958 | 31754.4855 | 31297.0069 | 30849.56 | 30411.9487 | 39748.6762 | 47789.4473 | 55223.9039 | 56833.7578 | 57102.8983 | 57218.1314 | 57204.0133 | 76996.6387 | 74121.3764 | 72577.9474 | 61725.1767 | 60976.0627 | 63383.6249 | 65641.1833 | 67579.4998 | 69223.0403 | 70596.2676 | 77413.1611 | 82433.2289 | 86305.192
Commercial_Office_New_Space Heating_Natural Gas_Unit Heater_E3_Codes & Standards Forecast | Commercial | Office | New | Space Heating | Natural Gas | Unit Heater | E3 | Infrared Radiant | Codes & Standards Forecast | 0 | 0 | 0 | 0 | 0 | 0 | 0 | 0 | 0 | 0 | 0 | 0 | 0 | 0 | 0 | 0 | 0 | 0 | 0 | 0 | 0 | 0 | 0 | 0 | 0 | 0 | 0 | 0 | 0 | 0 | 0
Commercial_Office_New_Space Heating_Natural Gas_Unit Heater_E4_Codes & Standards Forecast | Commercial | Office | New | Space Heating | Natural Gas | Unit Heater | E4 |  | Codes & Standards Forecast | 0 | 0 | 0 | 0 | 0 | 0 | 0 | 0 | 0 | 0 | 0 | 0 | 0 | 0 | 0 | 0 | 0 | 0 | 0 | 0 | 0 | 0 | 0 | 0 | 0 | 0 | 0 | 0 | 0 | 0 | 0
Commercial_Office_New_Space Heating_Natural Gas_Unit Heater_E5_Codes & Standards Forecast | Commercial | Office | New | Space Heating | Natural Gas | Unit Heater | E5 |  | Codes & Standards Forecast | 0 | 0 | 0 | 0 | 0 | 0 | 0 | 0 | 0 | 0 | 0 | 0 | 0 | 0 | 0 | 0 | 0 | 0 | 0 | 0 | 0 | 0 | 0 | 0 | 0 | 0 | 0 | 0 | 0 | 0 | 0
Commercial_Office_New_Space Heating_Natural Gas_Unit Heater_E6_Codes & Standards Forecast | Commercial | Office | New | Space Heating | Natural Gas | Unit Heater | E6 |  | Codes & Standards Forecast | 0 | 0 | 0 | 0 | 0 | 0 | 0 | 0 | 0 | 0 | 0 | 0 | 0 | 0 | 0 | 0 | 0 | 0 | 0 | 0 | 0 | 0 | 0 | 0 | 0 | 0 | 0 | 0 | 0 | 0 | 0
Commercial_Office_New_Space Heating_Natural Gas_Unit Heater_E7_Codes & Standards Forecast | Commercial | Office | New | Space Heating | Natural Gas | Unit Heater | E7 |  | Codes & Standards Forecast | 0 | 0 | 0 | 0 | 0 | 0 | 0 | 0 | 0 | 0 | 0 | 0 | 0 | 0 | 0 | 0 | 0 | 0 | 0 | 0 | 0 | 0 | 0 | 0 | 0 | 0 | 0 | 0 | 0 | 0 | 0
Commercial_Office_New_Space Heating_Natural Gas_Unit Heater_E8_Codes & Standards Forecast | Commercial | Office | New | Space Heating | Natural Gas | Unit Heater | E8 |  | Codes & Standards Forecast | 0 | 0 | 0 | 0 | 0 | 0 | 0 | 0 | 0 | 0 | 0 | 0 | 0 | 0 | 0 | 0 | 0 | 0 | 0 | 0 | 0 | 0 | 0 | 0 | 0 | 0 | 0 | 0 | 0 | 0 | 0
Commercial_Office_New_Space Heating_Natural Gas_Unit Heater_E9_Codes & Standards Forecast | Commercial | Office | New | Space Heating | Natural Gas | Unit Heater | E9 |  | Codes & Standards Forecast | 0 | 0 | 0 | 0 | 0 | 0 | 0 | 0 | 0 | 0 | 0 | 0 | 0 | 0 | 0 | 0 | 0 | 0 | 0 | 0 | 0 | 0 | 0 | 0 | 0 | 0 | 0 | 0 | 0 | 0 | 0
Commercial_Office_New_Space Heating_Natural Gas_Unit Heater_E10_Codes & Standards Forecast | Commercial | Office | New | Space Heating | Natural Gas | Unit Heater | E10 |  | Codes & Standards Forecast | 0 | 0 | 0 | 0 | 0 | 0 | 0 | 0 | 0 | 0 | 0 | 0 | 0 | 0 | 0 | 0 | 0 | 0 | 0 | 0 | 0 | 0 | 0 | 0 | 0 | 0 | 0 | 0 | 0 | 0 | 0
Commercial_Office_New_Water Heating_Natural Gas_Water Heater_E1_Codes & Standards Forecast | Commercial | Office | New | Water Heating | Natural Gas | Water Heater | E1 | TE 0.80 | Codes & Standards Forecast | 0 | 0 | 0 | 0 | 0 | 0 | 0 | 0 | 0 | 0 | 0 | 0 | 0 | 0 | 0 | 0 | 0 | 0 | 0 | 0 | 0 | 0 | 0 | 0 | 0 | 0 | 0 | 0 | 0 | 0 | 0
Commercial_Office_New_Water Heating_Natural Gas_Water Heater_E2_Codes & Standards Forecast | Commercial | Office | New | Water Heating | Natural Gas | Water Heater | E2 | TE 0.90 | Codes & Standards Forecast | 0 | 0 | 0 | 0 | 0 | 0 | 0 | 0 | 0 | 0 | 0 | 0 | 0 | 0 | 0 | 0 | 0 | 0 | 0 | 0 | 0 | 0 | 0 | 0 | 0 | 0 | 0 | 0 | 0 | 0 | 0
Commercial_Office_New_Water Heating_Natural Gas_Water Heater_E3_Codes & Standards Forecast | Commercial | Office | New | Water Heating | Natural Gas | Water Heater | E3 | TE 0.94 | Codes & Standards Forecast | 0 | 0 | 0 | 0 | 0 | 0 | 0 | 0 | 0 | 0 | 0 | 0 | 0 | 0 | 0 | 0 | 0 | 0 | 0 | 0 | 0 | 0 | 0 | 0 | 0 | 0 | 0 | 0 | 0 | 0 | 0
Commercial_Office_New_Water Heating_Natural Gas_Water Heater_E4_Codes & Standards Forecast | Commercial | Office | New | Water Heating | Natural Gas | Water Heater | E4 | Instantaneous TE 0.94 | Codes & Standards Forecast | 0 | 0 | 0 | 0 | 0 | 0 | 0 | 0 | 0 | 0 | 0 | 0 | 0 | 0 | 0 | 0 | 0 | 0 | 0 | 0 | 0 | 0 | 0 | 0 | 0 | 0 | 0 | 0 | 0 | 0 | 0
Commercial_Office_New_Water Heating_Natural Gas_Water Heater_E5_Codes & Standards Forecast | Commercial | Office | New | Water Heating | Natural Gas | Water Heater | E5 | Gas-Fired Absorption HPWH | Codes & Standards Forecast | 0 | 0 | 0 | 0 | 0 | 0 | 0 | 0 | 0 | 0 | 0 | 0 | 0 | 0 | 0 | 0 | 0 | 0 | 0 | 0 | 0 | 0 | 0 | 0 | 0 | 0 | 0 | 0 | 0 | 0 | 0
Commercial_Office_New_Water Heating_Natural Gas_Water Heater_E6_Codes & Standards Forecast | Commercial | Office | New | Water Heating | Natural Gas | Water Heater | E6 |  | Codes & Standards Forecast | 0 | 0 | 0 | 0 | 0 | 0 | 0 | 0 | 0 | 0 | 0 | 0 | 0 | 0 | 0 | 0 | 0 | 0 | 0 | 0 | 0 | 0 | 0 | 0 | 0 | 0 | 0 | 0 | 0 | 0 | 0
Commercial_Office_New_Water Heating_Natural Gas_Water Heater_E7_Codes & Standards Forecast | Commercial | Office | New | Water Heating | Natural Gas | Water Heater | E7 |  | Codes & Standards Forecast | 0 | 0 | 0 | 0 | 0 | 0 | 0 | 0 | 0 | 0 | 0 | 0 | 0 | 0 | 0 | 0 | 0 | 0 | 0 | 0 | 0 | 0 | 0 | 0 | 0 | 0 | 0 | 0 | 0 | 0 | 0
Commercial_Office_New_Water Heating_Natural Gas_Water Heater_E8_Codes & Standards Forecast | Commercial | Office | New | Water Heating | Natural Gas | Water Heater | E8 |  | Codes & Standards Forecast | 0 | 0 | 0 | 0 | 0 | 0 | 0 | 0 | 0 | 0 | 0 | 0 | 0 | 0 | 0 | 0 | 0 | 0 | 0 | 0 | 0 | 0 | 0 | 0 | 0 | 0 | 0 | 0 | 0 | 0 | 0
Commercial_Office_New_Water Heating_Natural Gas_Water Heater_E9_Codes & Standards Forecast | Commercial | Office | New | Water Heating | Natural Gas | Water Heater | E9 |  | Codes & Standards Forecast | 0 | 0 | 0 | 0 | 0 | 0 | 0 | 0 | 0 | 0 | 0 | 0 | 0 | 0 | 0 | 0 | 0 | 0 | 0 | 0 | 0 | 0 | 0 | 0 | 0 | 0 | 0 | 0 | 0 | 0 | 0
Commercial_Office_New_Water Heating_Natural Gas_Water Heater_E10_Codes & Standards Forecast | Commercial | Office | New | Water Heating | Natural Gas | Water Heater | E10 |  | Codes & Standards Forecast | 0 | 0 | 0 | 0 | 0 | 0 | 0 | 0 | 0 | 0 | 0 | 0 | 0 | 0 | 0 | 0 | 0 | 0 | 0 | 0 | 0 | 0 | 0 | 0 | 0 | 0 | 0 | 0 | 0 | 0 | 0
Commercial_Office_New_Food Preparation_Natural Gas_Oven_E1_Codes & Standards Forecast | Commercial | Office | New | Food Preparation | Natural Gas | Oven | E1 | Standard | Codes & Standards Forecast | 0 | 9826.1053 | 9916.2134 | 10512.8259 | 5770.0207 | 4700.8562 | 4632.1201 | 4564.8841 | 4499.119 | 4434.796 | 6009.5712 | 7327.8033 | 8516.8709 | 8708.5985 | 8681.679 | 8639.484 | 11327.2836 | 10831.0852 | 10540.4708 | 9063.0479 | 9069.4142 | 9544.8707 | 9966.3976 | 10306.6983 | 10576.9178 | 11700.9335 | 12476.8961 | 13032.7797 | 12965.3202 | 12843.1716 | 12810.5314
Commercial_Office_New_Food Preparation_Natural Gas_Oven_E2_Codes & Standards Forecast | Commercial | Office | New | Food Preparation | Natural Gas | Oven | E2 | ENERGY STAR (EF ≥ 44%) Convection Oven utilizing ASTM Std F1496 | Codes & Standards Forecast | 0 | 0 | 0 | 0 | 0 | 0 | 0 | 0 | 0 | 0 | 0 | 0 | 0 | 0 | 0 | 0 | 0 | 0 | 0 | 0 | 0 | 0 | 0 | 0 | 0 | 0 | 0 | 0 | 0 | 0 | 0
Commercial_Office_New_Food Preparation_Natural Gas_Oven_E3_Codes & Standards Forecast | Commercial | Office | New | Food Preparation | Natural Gas | Oven | E3 |  | Codes & Standards Forecast | 0 | 0 | 0 | 0 | 0 | 0 | 0 | 0 | 0 | 0 | 0 | 0 | 0 | 0 | 0 | 0 | 0 | 0 | 0 | 0 | 0 | 0 | 0 | 0 | 0 | 0 | 0 | 0 | 0 | 0 | 0
Commercial_Office_New_Food Preparation_Natural Gas_Oven_E4_Codes & Standards Forecast | Commercial | Office | New | Food Preparation | Natural Gas | Oven | E4 |  | Codes & Standards Forecast | 0 | 0 | 0 | 0 | 0 | 0 | 0 | 0 | 0 | 0 | 0 | 0 | 0 | 0 | 0 | 0 | 0 | 0 | 0 | 0 | 0 | 0 | 0 | 0 | 0 | 0 | 0 | 0 | 0 | 0 | 0
Commercial_Office_New_Food Preparation_Natural Gas_Oven_E5_Codes & Standards Forecast | Commercial | Office | New | Food Preparation | Natural Gas | Oven | E5 |  | Codes & Standards Forecast | 0 | 0 | 0 | 0 | 0 | 0 | 0 | 0 | 0 | 0 | 0 | 0 | 0 | 0 | 0 | 0 | 0 | 0 | 0 | 0 | 0 | 0 | 0 | 0 | 0 | 0 | 0 | 0 | 0 | 0 | 0
Commercial_Office_New_Food Preparation_Natural Gas_Oven_E6_Codes & Standards Forecast | Commercial | Office | New | Food Preparation | Natural Gas | Oven | E6 |  | Codes & Standards Forecast | 0 | 0 | 0 | 0 | 0 | 0 | 0 | 0 | 0 | 0 | 0 | 0 | 0 | 0 | 0 | 0 | 0 | 0 | 0 | 0 | 0 | 0 | 0 | 0 | 0 | 0 | 0 | 0 | 0 | 0 | 0
Commercial_Office_New_Food Preparation_Natural Gas_Oven_E7_Codes & Standards Forecast | Commercial | Office | New | Food Preparation | Natural Gas | Oven | E7 |  | Codes & Standards Forecast | 0 | 0 | 0 | 0 | 0 | 0 | 0 | 0 | 0 | 0 | 0 | 0 | 0 | 0 | 0 | 0 | 0 | 0 | 0 | 0 | 0 | 0 | 0 | 0 | 0 | 0 | 0 | 0 | 0 | 0 | 0
Commercial_Office_New_Food Preparation_Natural Gas_Oven_E8_Codes & Standards Forecast | Commercial | Office | New | Food Preparation | Natural Gas | Oven | E8 |  | Codes & Standards Forecast | 0 | 0 | 0 | 0 | 0 | 0 | 0 | 0 | 0 | 0 | 0 | 0 | 0 | 0 | 0 | 0 | 0 | 0 | 0 | 0 | 0 | 0 | 0 | 0 | 0 | 0 | 0 | 0 | 0 | 0 | 0
Commercial_Office_New_Food Preparation_Natural Gas_Oven_E9_Codes & Standards Forecast | Commercial | Office | New | Food Preparation | Natural Gas | Oven | E9 |  | Codes & Standards Forecast | 0 | 0 | 0 | 0 | 0 | 0 | 0 | 0 | 0 | 0 | 0 | 0 | 0 | 0 | 0 | 0 | 0 | 0 | 0 | 0 | 0 | 0 | 0 | 0 | 0 | 0 | 0 | 0 | 0 | 0 | 0
Commercial_Office_New_Food Preparation_Natural Gas_Oven_E10_Codes & Standards Forecast | Commercial | Office | New | Food Preparation | Natural Gas | Oven | E10 |  | Codes & Standards Forecast | 0 | 0 | 0 | 0 | 0 | 0 | 0 | 0 | 0 | 0 | 0 | 0 | 0 | 0 | 0 | 0 | 0 | 0 | 0 | 0 | 0 | 0 | 0 | 0 | 0 | 0 | 0 | 0 | 0 | 0 | 0
Commercial_Office_New_Food Preparation_Natural Gas_Conveyor Oven_E1_Codes & Standards Forecast | Commercial | Office | New | Food Preparation | Natural Gas | Conveyor Oven | E1 | Standard | Codes & Standards Forecast | 0 | 4913.0527 | 4958.1067 | 5256.4129 | 2885.0103 | 2350.4281 | 2316.06 | 2282.442 | 2249.5595 | 2217.398 | 2185.9435 | 2155.1821 | 2125.1003 | 2095.6849 | 2066.9229 | 2038.8015 | 2011.3082 | 2967.0414 | 3735.8673 | 4405.9268 | 4463.1384 | 4397.5406 | 5621.7682 | 5314.0632 | 5123.5632 | 4260.8318 | 4041.9113 | 3987.8883 | 3935.0792 | 3883.4604 | 3833.0088
Commercial_Office_New_Food Preparation_Natural Gas_Conveyor Oven_E2_Codes & Standards Forecast | Commercial | Office | New | Food Preparation | Natural Gas | Conveyor Oven | E2 | ENERGY STAR (EF ≥ 44%) Convection Oven utilizing ASTM Std F1496 | Codes & Standards Forecast | 0 | 0 | 0 | 0 | 0 | 0 | 0 | 0 | 0 | 0 | 0 | 0 | 0 | 0 | 0 | 0 | 0 | 0 | 0 | 0 | 0 | 0 | 0 | 0 | 0 | 0 | 0 | 0 | 0 | 0 | 0
Commercial_Office_New_Food Preparation_Natural Gas_Conveyor Oven_E3_Codes & Standards Forecast | Commercial | Office | New | Food Preparation | Natural Gas | Conveyor Oven | E3 |  | Codes & Standards Forecast | 0 | 0 | 0 | 0 | 0 | 0 | 0 | 0 | 0 | 0 | 0 | 0 | 0 | 0 | 0 | 0 | 0 | 0 | 0 | 0 | 0 | 0 | 0 | 0 | 0 | 0 | 0 | 0 | 0 | 0 | 0
Commercial_Office_New_Food Preparation_Natural Gas_Conveyor Oven_E4_Codes & Standards Forecast | Commercial | Office | New | Food Preparation | Natural Gas | Conveyor Oven | E4 |  | Codes & Standards Forecast | 0 | 0 | 0 | 0 | 0 | 0 | 0 | 0 | 0 | 0 | 0 | 0 | 0 | 0 | 0 | 0 | 0 | 0 | 0 | 0 | 0 | 0 | 0 | 0 | 0 | 0 | 0 | 0 | 0 | 0 | 0
Commercial_Office_New_Food Preparation_Natural Gas_Conveyor Oven_E5_Codes & Standards Forecast | Commercial | Office | New | Food Preparation | Natural Gas | Conveyor Oven | E5 |  | Codes & Standards Forecast | 0 | 0 | 0 | 0 | 0 | 0 | 0 | 0 | 0 | 0 | 0 | 0 | 0 | 0 | 0 | 0 | 0 | 0 | 0 | 0 | 0 | 0 | 0 | 0 | 0 | 0 | 0 | 0 | 0 | 0 | 0
Commercial_Office_New_Food Preparation_Natural Gas_Conveyor Oven_E6_Codes & Standards Forecast | Commercial | Office | New | Food Preparation | Natural Gas | Conveyor Oven | E6 |  | Codes & Standards Forecast | 0 | 0 | 0 | 0 | 0 | 0 | 0 | 0 | 0 | 0 | 0 | 0 | 0 | 0 | 0 | 0 | 0 | 0 | 0 | 0 | 0 | 0 | 0 | 0 | 0 | 0 | 0 | 0 | 0 | 0 | 0
Commercial_Office_New_Food Preparation_Natural Gas_Conveyor Oven_E7_Codes & Standards Forecast | Commercial | Office | New | Food Preparation | Natural Gas | Conveyor Oven | E7 |  | Codes & Standards Forecast | 0 | 0 | 0 | 0 | 0 | 0 | 0 | 0 | 0 | 0 | 0 | 0 | 0 | 0 | 0 | 0 | 0 | 0 | 0 | 0 | 0 | 0 | 0 | 0 | 0 | 0 | 0 | 0 | 0 | 0 | 0
Commercial_Office_New_Food Preparation_Natural Gas_Conveyor Oven_E8_Codes & Standards Forecast | Commercial | Office | New | Food Preparation | Natural Gas | Conveyor Oven | E8 |  | Codes & Standards Forecast | 0 | 0 | 0 | 0 | 0 | 0 | 0 | 0 | 0 | 0 | 0 | 0 | 0 | 0 | 0 | 0 | 0 | 0 | 0 | 0 | 0 | 0 | 0 | 0 | 0 | 0 | 0 | 0 | 0 | 0 | 0
Commercial_Office_New_Food Preparation_Natural Gas_Conveyor Oven_E9_Codes & Standards Forecast | Commercial | Office | New | Food Preparation | Natural Gas | Conveyor Oven | E9 |  | Codes & Standards Forecast | 0 | 0 | 0 | 0 | 0 | 0 | 0 | 0 | 0 | 0 | 0 | 0 | 0 | 0 | 0 | 0 | 0 | 0 | 0 | 0 | 0 | 0 | 0 | 0 | 0 | 0 | 0 | 0 | 0 | 0 | 0
Commercial_Office_New_Food Preparation_Natural Gas_Conveyor Oven_E10_Codes & Standards Forecast | Commercial | Office | New | Food Preparation | Natural Gas | Conveyor Oven | E10 |  | Codes & Standards Forecast | 0 | 0 | 0 | 0 | 0 | 0 | 0 | 0 | 0 | 0 | 0 | 0 | 0 | 0 | 0 | 0 | 0 | 0 | 0 | 0 | 0 | 0 | 0 | 0 | 0 | 0 | 0 | 0 | 0 | 0 | 0
Commercial_Office_New_Food Preparation_Natural Gas_Double Rack Oven_E1_Codes & Standards Forecast | Commercial | Office | New | Food Preparation | Natural Gas | Double Rack Oven | E1 | Standard | Codes & Standards Forecast | 0 | 4913.0527 | 4958.1067 | 5256.4129 | 2885.0103 | 2350.4281 | 2316.06 | 2282.442 | 2249.5595 | 2217.398 | 2185.9435 | 2155.1821 | 3107.7109 | 3873.3947 | 4540.3733 | 4594.5639 | 4526.0037 | 5747.3266 | 5436.7732 | 5243.48 | 4378.0095 | 4156.403 | 4099.7459 | 4240.8757 | 4502.9611 | 4842.1632 | 5120.5924 | 5325.943 | 5988.4807 | 6403.7386 | 6667.8181
Commercial_Office_New_Food Preparation_Natural Gas_Double Rack Oven_E2_Codes & Standards Forecast | Commercial | Office | New | Food Preparation | Natural Gas | Double Rack Oven | E2 | FTSC Qualified (>50% Cooking Efficiency) | Codes & Standards Forecast | 0 | 0 | 0 | 0 | 0 | 0 | 0 | 0 | 0 | 0 | 0 | 0 | 0 | 0 | 0 | 0 | 0 | 0 | 0 | 0 | 0 | 0 | 0 | 0 | 0 | 0 | 0 | 0 | 0 | 0 | 0
Commercial_Office_New_Food Preparation_Natural Gas_Double Rack Oven_E3_Codes & Standards Forecast | Commercial | Office | New | Food Preparation | Natural Gas | Double Rack Oven | E3 |  | Codes & Standards Forecast | 0 | 0 | 0 | 0 | 0 | 0 | 0 | 0 | 0 | 0 | 0 | 0 | 0 | 0 | 0 | 0 | 0 | 0 | 0 | 0 | 0 | 0 | 0 | 0 | 0 | 0 | 0 | 0 | 0 | 0 | 0
Commercial_Office_New_Food Preparation_Natural Gas_Double Rack Oven_E4_Codes & Standards Forecast | Commercial | Office | New | Food Preparation | Natural Gas | Double Rack Oven | E4 |  | Codes & Standards Forecast | 0 | 0 | 0 | 0 | 0 | 0 | 0 | 0 | 0 | 0 | 0 | 0 | 0 | 0 | 0 | 0 | 0 | 0 | 0 | 0 | 0 | 0 | 0 | 0 | 0 | 0 | 0 | 0 | 0 | 0 | 0
Commercial_Office_New_Food Preparation_Natural Gas_Double Rack Oven_E5_Codes & Standards Forecast | Commercial | Office | New | Food Preparation | Natural Gas | Double Rack Oven | E5 |  | Codes & Standards Forecast | 0 | 0 | 0 | 0 | 0 | 0 | 0 | 0 | 0 | 0 | 0 | 0 | 0 | 0 | 0 | 0 | 0 | 0 | 0 | 0 | 0 | 0 | 0 | 0 | 0 | 0 | 0 | 0 | 0 | 0 | 0
Commercial_Office_New_Food Preparation_Natural Gas_Double Rack Oven_E6_Codes & Standards Forecast | Commercial | Office | New | Food Preparation | Natural Gas | Double Rack Oven | E6 |  | Codes & Standards Forecast | 0 | 0 | 0 | 0 | 0 | 0 | 0 | 0 | 0 | 0 | 0 | 0 | 0 | 0 | 0 | 0 | 0 | 0 | 0 | 0 | 0 | 0 | 0 | 0 | 0 | 0 | 0 | 0 | 0 | 0 | 0
Commercial_Office_New_Food Preparation_Natural Gas_Double Rack Oven_E7_Codes & Standards Forecast | Commercial | Office | New | Food Preparation | Natural Gas | Double Rack Oven | E7 |  | Codes & Standards Forecast | 0 | 0 | 0 | 0 | 0 | 0 | 0 | 0 | 0 | 0 | 0 | 0 | 0 | 0 | 0 | 0 | 0 | 0 | 0 | 0 | 0 | 0 | 0 | 0 | 0 | 0 | 0 | 0 | 0 | 0 | 0
Commercial_Office_New_Food Preparation_Natural Gas_Double Rack Oven_E8_Codes & Standards Forecast | Commercial | Office | New | Food Preparation | Natural Gas | Double Rack Oven | E8 |  | Codes & Standards Forecast | 0 | 0 | 0 | 0 | 0 | 0 | 0 | 0 | 0 | 0 | 0 | 0 | 0 | 0 | 0 | 0 | 0 | 0 | 0 | 0 | 0 | 0 | 0 | 0 | 0 | 0 | 0 | 0 | 0 | 0 | 0
Commercial_Office_New_Food Preparation_Natural Gas_Double Rack Oven_E9_Codes & Standards Forecast | Commercial | Office | New | Food Preparation | Natural Gas | Double Rack Oven | E9 |  | Codes & Standards Forecast | 0 | 0 | 0 | 0 | 0 | 0 | 0 | 0 | 0 | 0 | 0 | 0 | 0 | 0 | 0 | 0 | 0 | 0 | 0 | 0 | 0 | 0 | 0 | 0 | 0 | 0 | 0 | 0 | 0 | 0 | 0
Commercial_Office_New_Food Preparation_Natural Gas_Double Rack Oven_E10_Codes & Standards Forecast | Commercial | Office | New | Food Preparation | Natural Gas | Double Rack Oven | E10 |  | Codes & Standards Forecast | 0 | 0 | 0 | 0 | 0 | 0 | 0 | 0 | 0 | 0 | 0 | 0 | 0 | 0 | 0 | 0 | 0 | 0 | 0 | 0 | 0 | 0 | 0 | 0 | 0 | 0 | 0 | 0 | 0 | 0 | 0
Commercial_Office_New_Food Preparation_Natural Gas_Fryer_E1_Codes & Standards Forecast | Commercial | Office | New | Food Preparation | Natural Gas | Fryer | E1 | Standard | Codes & Standards Forecast | 0 | 20386.4311 | 20573.3803 | 0 | 0 | 0 | 0 | 0 | 0 | 0 | 0 | 0 | 0 | 0 | 0 | 0 | 0 | 0 | 0 | 0 | 0 | 0 | 0 | 0 | 0 | 0 | 0 | 0 | 0 | 0 | 0
Commercial_Office_New_Food Preparation_Natural Gas_Fryer_E2_Codes & Standards Forecast | Commercial | Office | New | Food Preparation | Natural Gas | Fryer | E2 | ENERGY STAR | Codes & Standards Forecast | 0 | 0 | 0 | 21811.1849 | 11971.1854 | 9752.9671 | 9610.3587 | 9470.8628 | 9334.4185 | 13278.2525 | 16446.9525 | 19206.2459 | 19422.9722 | 19130.5101 | 24190.4989 | 22894.2067 | 22084.6285 | 19301.4922 | 19686.9284 | 21071.8981 | 22205.1322 | 23035.5594 | 25763.4786 | 27465.7364 | 28541.0917 | 28161.4207 | 27784.8759 | 29147.7196 | 28782.733 | 28769.1433 | 28771.5892
Commercial_Office_New_Food Preparation_Natural Gas_Fryer_E3_Codes & Standards Forecast | Commercial | Office | New | Food Preparation | Natural Gas | Fryer | E3 |  | Codes & Standards Forecast | 0 | 0 | 0 | 0 | 0 | 0 | 0 | 0 | 0 | 0 | 0 | 0 | 0 | 0 | 0 | 0 | 0 | 0 | 0 | 0 | 0 | 0 | 0 | 0 | 0 | 0 | 0 | 0 | 0 | 0 | 0
Commercial_Office_New_Food Preparation_Natural Gas_Fryer_E4_Codes & Standards Forecast | Commercial | Office | New | Food Preparation | Natural Gas | Fryer | E4 |  | Codes & Standards Forecast | 0 | 0 | 0 | 0 | 0 | 0 | 0 | 0 | 0 | 0 | 0 | 0 | 0 | 0 | 0 | 0 | 0 | 0 | 0 | 0 | 0 | 0 | 0 | 0 | 0 | 0 | 0 | 0 | 0 | 0 | 0
Commercial_Office_New_Food Preparation_Natural Gas_Fryer_E5_Codes & Standards Forecast | Commercial | Office | New | Food Preparation | Natural Gas | Fryer | E5 |  | Codes & Standards Forecast | 0 | 0 | 0 | 0 | 0 | 0 | 0 | 0 | 0 | 0 | 0 | 0 | 0 | 0 | 0 | 0 | 0 | 0 | 0 | 0 | 0 | 0 | 0 | 0 | 0 | 0 | 0 | 0 | 0 | 0 | 0
Commercial_Office_New_Food Preparation_Natural Gas_Fryer_E6_Codes & Standards Forecast | Commercial | Office | New | Food Preparation | Natural Gas | Fryer | E6 |  | Codes & Standards Forecast | 0 | 0 | 0 | 0 | 0 | 0 | 0 | 0 | 0 | 0 | 0 | 0 | 0 | 0 | 0 | 0 | 0 | 0 | 0 | 0 | 0 | 0 | 0 | 0 | 0 | 0 | 0 | 0 | 0 | 0 | 0
Commercial_Office_New_Food Preparation_Natural Gas_Fryer_E7_Codes & Standards Forecast | Commercial | Office | New | Food Preparation | Natural Gas | Fryer | E7 |  | Codes & Standards Forecast | 0 | 0 | 0 | 0 | 0 | 0 | 0 | 0 | 0 | 0 | 0 | 0 | 0 | 0 | 0 | 0 | 0 | 0 | 0 | 0 | 0 | 0 | 0 | 0 | 0 | 0 | 0 | 0 | 0 | 0 | 0
Commercial_Office_New_Food Preparation_Natural Gas_Fryer_E8_Codes & Standards Forecast | Commercial | Office | New | Food Preparation | Natural Gas | Fryer | E8 |  | Codes & Standards Forecast | 0 | 0 | 0 | 0 | 0 | 0 | 0 | 0 | 0 | 0 | 0 | 0 | 0 | 0 | 0 | 0 | 0 | 0 | 0 | 0 | 0 | 0 | 0 | 0 | 0 | 0 | 0 | 0 | 0 | 0 | 0
Commercial_Office_New_Food Preparation_Natural Gas_Fryer_E9_Codes & Standards Forecast | Commercial | Office | New | Food Preparation | Natural Gas | Fryer | E9 |  | Codes & Standards Forecast | 0 | 0 | 0 | 0 | 0 | 0 | 0 | 0 | 0 | 0 | 0 | 0 | 0 | 0 | 0 | 0 | 0 | 0 | 0 | 0 | 0 | 0 | 0 | 0 | 0 | 0 | 0 | 0 | 0 | 0 | 0
Commercial_Office_New_Food Preparation_Natural Gas_Fryer_E10_Codes & Standards Forecast | Commercial | Office | New | Food Preparation | Natural Gas | Fryer | E10 |  | Codes & Standards Forecast | 0 | 0 | 0 | 0 | 0 | 0 | 0 | 0 | 0 | 0 | 0 | 0 | 0 | 0 | 0 | 0 | 0 | 0 | 0 | 0 | 0 | 0 | 0 | 0 | 0 | 0 | 0 | 0 | 0 | 0 | 0
Commercial_Office_New_Food Preparation_Natural Gas_Broiler_E1_Codes & Standards Forecast | Commercial | Office | New | Food Preparation | Natural Gas | Broiler | E1 | Standard | Codes & Standards Forecast | 0 | 4182.5911 | 4220.9466 | 4474.9013 | 2456.0735 | 2000.9718 | 1971.7134 | 1943.0937 | 1915.1001 | 1887.7203 | 1860.9423 | 1834.7545 | 2645.6634 | 3297.5071 | 3865.3208 | 3911.4545 | 3853.0877 | 4892.8271 | 4628.446 | 4463.8912 | 3727.0969 | 3538.4384 | 3490.2049 | 3610.3519 | 3833.471 | 4122.2413 | 4359.2743 | 4534.0938 | 5098.1269 | 5451.6452 | 5676.462
Commercial_Office_New_Food Preparation_Natural Gas_Broiler_E2_Codes & Standards Forecast | Commercial | Office | New | Food Preparation | Natural Gas | Broiler | E2 | Infrared Burners | Codes & Standards Forecast | 0 | 0 | 0 | 0 | 0 | 0 | 0 | 0 | 0 | 0 | 0 | 0 | 0 | 0 | 0 | 0 | 0 | 0 | 0 | 0 | 0 | 0 | 0 | 0 | 0 | 0 | 0 | 0 | 0 | 0 | 0
Commercial_Office_New_Food Preparation_Natural Gas_Broiler_E3_Codes & Standards Forecast | Commercial | Office | New | Food Preparation | Natural Gas | Broiler | E3 |  | Codes & Standards Forecast | 0 | 0 | 0 | 0 | 0 | 0 | 0 | 0 | 0 | 0 | 0 | 0 | 0 | 0 | 0 | 0 | 0 | 0 | 0 | 0 | 0 | 0 | 0 | 0 | 0 | 0 | 0 | 0 | 0 | 0 | 0
Commercial_Office_New_Food Preparation_Natural Gas_Broiler_E4_Codes & Standards Forecast | Commercial | Office | New | Food Preparation | Natural Gas | Broiler | E4 |  | Codes & Standards Forecast | 0 | 0 | 0 | 0 | 0 | 0 | 0 | 0 | 0 | 0 | 0 | 0 | 0 | 0 | 0 | 0 | 0 | 0 | 0 | 0 | 0 | 0 | 0 | 0 | 0 | 0 | 0 | 0 | 0 | 0 | 0
Commercial_Office_New_Food Preparation_Natural Gas_Broiler_E5_Codes & Standards Forecast | Commercial | Office | New | Food Preparation | Natural Gas | Broiler | E5 |  | Codes & Standards Forecast | 0 | 0 | 0 | 0 | 0 | 0 | 0 | 0 | 0 | 0 | 0 | 0 | 0 | 0 | 0 | 0 | 0 | 0 | 0 | 0 | 0 | 0 | 0 | 0 | 0 | 0 | 0 | 0 | 0 | 0 | 0
Commercial_Office_New_Food Preparation_Natural Gas_Broiler_E6_Codes & Standards Forecast | Commercial | Office | New | Food Preparation | Natural Gas | Broiler | E6 |  | Codes & Standards Forecast | 0 | 0 | 0 | 0 | 0 | 0 | 0 | 0 | 0 | 0 | 0 | 0 | 0 | 0 | 0 | 0 | 0 | 0 | 0 | 0 | 0 | 0 | 0 | 0 | 0 | 0 | 0 | 0 | 0 | 0 | 0
Commercial_Office_New_Food Preparation_Natural Gas_Broiler_E7_Codes & Standards Forecast | Commercial | Office | New | Food Preparation | Natural Gas | Broiler | E7 |  | Codes & Standards Forecast | 0 | 0 | 0 | 0 | 0 | 0 | 0 | 0 | 0 | 0 | 0 | 0 | 0 | 0 | 0 | 0 | 0 | 0 | 0 | 0 | 0 | 0 | 0 | 0 | 0 | 0 | 0 | 0 | 0 | 0 | 0
Commercial_Office_New_Food Preparation_Natural Gas_Broiler_E8_Codes & Standards Forecast | Commercial | Office | New | Food Preparation | Natural Gas | Broiler | E8 |  | Codes & Standards Forecast | 0 | 0 | 0 | 0 | 0 | 0 | 0 | 0 | 0 | 0 | 0 | 0 | 0 | 0 | 0 | 0 | 0 | 0 | 0 | 0 | 0 | 0 | 0 | 0 | 0 | 0 | 0 | 0 | 0 | 0 | 0
Commercial_Office_New_Food Preparation_Natural Gas_Broiler_E9_Codes & Standards Forecast | Commercial | Office | New | Food Preparation | Natural Gas | Broiler | E9 |  | Codes & Standards Forecast | 0 | 0 | 0 | 0 | 0 | 0 | 0 | 0 | 0 | 0 | 0 | 0 | 0 | 0 | 0 | 0 | 0 | 0 | 0 | 0 | 0 | 0 | 0 | 0 | 0 | 0 | 0 | 0 | 0 | 0 | 0
Commercial_Office_New_Food Preparation_Natural Gas_Broiler_E10_Codes & Standards Forecast | Commercial | Office | New | Food Preparation | Natural Gas | Broiler | E10 |  | Codes & Standards Forecast | 0 | 0 | 0 | 0 | 0 | 0 | 0 | 0 | 0 | 0 | 0 | 0 | 0 | 0 | 0 | 0 | 0 | 0 | 0 | 0 | 0 | 0 | 0 | 0 | 0 | 0 | 0 | 0 | 0 | 0 | 0
Commercial_Office_New_Food Preparation_Natural Gas_Griddle_E1_Codes & Standards Forecast | Commercial | Office | New | Food Preparation | Natural Gas | Griddle | E1 | Standard | Codes & Standards Forecast | 0 | 10989.0963 | 11089.8694 | 11757.0953 | 6452.9446 | 5257.2368 | 5180.3652 | 5105.1713 | 5031.6225 | 4959.6864 | 4889.3316 | 4820.5271 | 6951.0621 | 8663.6782 | 10155.519 | 10276.7278 | 10123.3784 | 12855.129 | 12160.5096 | 11728.168 | 9792.3575 | 9296.6871 | 9169.9613 | 9485.6283 | 10071.8385 | 10830.5368 | 11453.3036 | 11912.6142 | 13394.5218 | 14323.3353 | 14914.0058
Commercial_Office_New_Food Preparation_Natural Gas_Griddle_E2_Codes & Standards Forecast | Commercial | Office | New | Food Preparation | Natural Gas | Griddle | E2 | ENERGY STAR | Codes & Standards Forecast | 0 | 0 | 0 | 0 | 0 | 0 | 0 | 0 | 0 | 0 | 0 | 0 | 0 | 0 | 0 | 0 | 0 | 0 | 0 | 0 | 0 | 0 | 0 | 0 | 0 | 0 | 0 | 0 | 0 | 0 | 0
Commercial_Office_New_Food Preparation_Natural Gas_Griddle_E3_Codes & Standards Forecast | Commercial | Office | New | Food Preparation | Natural Gas | Griddle | E3 |  | Codes & Standards Forecast | 0 | 0 | 0 | 0 | 0 | 0 | 0 | 0 | 0 | 0 | 0 | 0 | 0 | 0 | 0 | 0 | 0 | 0 | 0 | 0 | 0 | 0 | 0 | 0 | 0 | 0 | 0 | 0 | 0 | 0 | 0
Commercial_Office_New_Food Preparation_Natural Gas_Griddle_E4_Codes & Standards Forecast | Commercial | Office | New | Food Preparation | Natural Gas | Griddle | E4 |  | Codes & Standards Forecast | 0 | 0 | 0 | 0 | 0 | 0 | 0 | 0 | 0 | 0 | 0 | 0 | 0 | 0 | 0 | 0 | 0 | 0 | 0 | 0 | 0 | 0 | 0 | 0 | 0 | 0 | 0 | 0 | 0 | 0 | 0
Commercial_Office_New_Food Preparation_Natural Gas_Griddle_E5_Codes & Standards Forecast | Commercial | Office | New | Food Preparation | Natural Gas | Griddle | E5 |  | Codes & Standards Forecast | 0 | 0 | 0 | 0 | 0 | 0 | 0 | 0 | 0 | 0 | 0 | 0 | 0 | 0 | 0 | 0 | 0 | 0 | 0 | 0 | 0 | 0 | 0 | 0 | 0 | 0 | 0 | 0 | 0 | 0 | 0
Commercial_Office_New_Food Preparation_Natural Gas_Griddle_E6_Codes & Standards Forecast | Commercial | Office | New | Food Preparation | Natural Gas | Griddle | E6 |  | Codes & Standards Forecast | 0 | 0 | 0 | 0 | 0 | 0 | 0 | 0 | 0 | 0 | 0 | 0 | 0 | 0 | 0 | 0 | 0 | 0 | 0 | 0 | 0 | 0 | 0 | 0 | 0 | 0 | 0 | 0 | 0 | 0 | 0
Commercial_Office_New_Food Preparation_Natural Gas_Griddle_E7_Codes & Standards Forecast | Commercial | Office | New | Food Preparation | Natural Gas | Griddle | E7 |  | Codes & Standards Forecast | 0 | 0 | 0 | 0 | 0 | 0 | 0 | 0 | 0 | 0 | 0 | 0 | 0 | 0 | 0 | 0 | 0 | 0 | 0 | 0 | 0 | 0 | 0 | 0 | 0 | 0 | 0 | 0 | 0 | 0 | 0
Commercial_Office_New_Food Preparation_Natural Gas_Griddle_E8_Codes & Standards Forecast | Commercial | Office | New | Food Preparation | Natural Gas | Griddle | E8 |  | Codes & Standards Forecast | 0 | 0 | 0 | 0 | 0 | 0 | 0 | 0 | 0 | 0 | 0 | 0 | 0 | 0 | 0 | 0 | 0 | 0 | 0 | 0 | 0 | 0 | 0 | 0 | 0 | 0 | 0 | 0 | 0 | 0 | 0
Commercial_Office_New_Food Preparation_Natural Gas_Griddle_E9_Codes & Standards Forecast | Commercial | Office | New | Food Preparation | Natural Gas | Griddle | E9 |  | Codes & Standards Forecast | 0 | 0 | 0 | 0 | 0 | 0 | 0 | 0 | 0 | 0 | 0 | 0 | 0 | 0 | 0 | 0 | 0 | 0 | 0 | 0 | 0 | 0 | 0 | 0 | 0 | 0 | 0 | 0 | 0 | 0 | 0
Commercial_Office_New_Food Preparation_Natural Gas_Griddle_E10_Codes & Standards Forecast | Commercial | Office | New | Food Preparation | Natural Gas | Griddle | E10 |  | Codes & Standards Forecast | 0 | 0 | 0 | 0 | 0 | 0 | 0 | 0 | 0 | 0 | 0 | 0 | 0 | 0 | 0 | 0 | 0 | 0 | 0 | 0 | 0 | 0 | 0 | 0 | 0 | 0 | 0 | 0 | 0 | 0 | 0
Commercial_Office_New_Food Preparation_Natural Gas_Range_E1_Codes & Standards Forecast | Commercial | Office | New | Food Preparation | Natural Gas | Range | E1 | Standard | Codes & Standards Forecast | 0 | 58700.5177 | 59238.8179 | 62802.9419 | 34469.7304 | 28082.6112 | 27671.9857 | 27270.3224 | 26877.446 | 26493.1846 | 37857.4735 | 46989.6833 | 54942.8894 | 55574.8909 | 54740.5842 | 69317.9275 | 65592.9001 | 63269.1663 | 52914.6226 | 52601.1755 | 55689.1332 | 59699.3144 | 62984.2164 | 65396.7935 | 73272.5761 | 78194.67 | 81311.2658 | 79768.2751 | 78041.7539 | 81274.2172 | 79821.4366
Commercial_Office_New_Food Preparation_Natural Gas_Range_E2_Codes & Standards Forecast | Commercial | Office | New | Food Preparation | Natural Gas | Range | E2 | High Efficiency | Codes & Standards Forecast | 0 | 0 | 0 | 0 | 0 | 0 | 0 | 0 | 0 | 0 | 0 | 0 | 0 | 0 | 0 | 0 | 0 | 0 | 0 | 0 | 0 | 0 | 0 | 0 | 0 | 0 | 0 | 0 | 0 | 0 | 0
Commercial_Office_New_Food Preparation_Natural Gas_Range_E3_Codes & Standards Forecast | Commercial | Office | New | Food Preparation | Natural Gas | Range | E3 |  | Codes & Standards Forecast | 0 | 0 | 0 | 0 | 0 | 0 | 0 | 0 | 0 | 0 | 0 | 0 | 0 | 0 | 0 | 0 | 0 | 0 | 0 | 0 | 0 | 0 | 0 | 0 | 0 | 0 | 0 | 0 | 0 | 0 | 0
Commercial_Office_New_Food Preparation_Natural Gas_Range_E4_Codes & Standards Forecast | Commercial | Office | New | Food Preparation | Natural Gas | Range | E4 |  | Codes & Standards Forecast | 0 | 0 | 0 | 0 | 0 | 0 | 0 | 0 | 0 | 0 | 0 | 0 | 0 | 0 | 0 | 0 | 0 | 0 | 0 | 0 | 0 | 0 | 0 | 0 | 0 | 0 | 0 | 0 | 0 | 0 | 0
Commercial_Office_New_Food Preparation_Natural Gas_Range_E5_Codes & Standards Forecast | Commercial | Office | New | Food Preparation | Natural Gas | Range | E5 |  | Codes & Standards Forecast | 0 | 0 | 0 | 0 | 0 | 0 | 0 | 0 | 0 | 0 | 0 | 0 | 0 | 0 | 0 | 0 | 0 | 0 | 0 | 0 | 0 | 0 | 0 | 0 | 0 | 0 | 0 | 0 | 0 | 0 | 0
Commercial_Office_New_Food Preparation_Natural Gas_Range_E6_Codes & Standards Forecast | Commercial | Office | New | Food Preparation | Natural Gas | Range | E6 |  | Codes & Standards Forecast | 0 | 0 | 0 | 0 | 0 | 0 | 0 | 0 | 0 | 0 | 0 | 0 | 0 | 0 | 0 | 0 | 0 | 0 | 0 | 0 | 0 | 0 | 0 | 0 | 0 | 0 | 0 | 0 | 0 | 0 | 0
Commercial_Office_New_Food Preparation_Natural Gas_Range_E7_Codes & Standards Forecast | Commercial | Office | New | Food Preparation | Natural Gas | Range | E7 |  | Codes & Standards Forecast | 0 | 0 | 0 | 0 | 0 | 0 | 0 | 0 | 0 | 0 | 0 | 0 | 0 | 0 | 0 | 0 | 0 | 0 | 0 | 0 | 0 | 0 | 0 | 0 | 0 | 0 | 0 | 0 | 0 | 0 | 0
Commercial_Office_New_Food Preparation_Natural Gas_Range_E8_Codes & Standards Forecast | Commercial | Office | New | Food Preparation | Natural Gas | Range | E8 |  | Codes & Standards Forecast | 0 | 0 | 0 | 0 | 0 | 0 | 0 | 0 | 0 | 0 | 0 | 0 | 0 | 0 | 0 | 0 | 0 | 0 | 0 | 0 | 0 | 0 | 0 | 0 | 0 | 0 | 0 | 0 | 0 | 0 | 0
Commercial_Office_New_Food Preparation_Natural Gas_Range_E9_Codes & Standards Forecast | Commercial | Office | New | Food Preparation | Natural Gas | Range | E9 |  | Codes & Standards Forecast | 0 | 0 | 0 | 0 | 0 | 0 | 0 | 0 | 0 | 0 | 0 | 0 | 0 | 0 | 0 | 0 | 0 | 0 | 0 | 0 | 0 | 0 | 0 | 0 | 0 | 0 | 0 | 0 | 0 | 0 | 0
Commercial_Office_New_Food Preparation_Natural Gas_Range_E10_Codes & Standards Forecast | Commercial | Office | New | Food Preparation | Natural Gas | Range | E10 |  | Codes & Standards Forecast | 0 | 0 | 0 | 0 | 0 | 0 | 0 | 0 | 0 | 0 | 0 | 0 | 0 | 0 | 0 | 0 | 0 | 0 | 0 | 0 | 0 | 0 | 0 | 0 | 0 | 0 | 0 | 0 | 0 | 0 | 0
Commercial_Office_New_Food Preparation_Natural Gas_Steamer_E1_Codes & Standards Forecast | Commercial | Office | New | Food Preparation | Natural Gas | Steamer | E1 | Standard | Codes & Standards Forecast | 0 | 3992.9439 | 4029.5603 | 0 | 0 | 0 | 0 | 0 | 0 | 0 | 0 | 0 | 0 | 0 | 0 | 0 | 0 | 0 | 0 | 0 | 0 | 0 | 0 | 0 | 0 | 0 | 0 | 0 | 0 | 0 | 0
Commercial_Office_New_Food Preparation_Natural Gas_Steamer_E2_Codes & Standards Forecast | Commercial | Office | New | Food Preparation | Natural Gas | Steamer | E2 | ENERGY STAR | Codes & Standards Forecast | 0 | 0 | 0 | 4272.0002 | 2344.7101 | 1910.2436 | 1882.3119 | 1854.9899 | 1828.2655 | 1802.1272 | 2220.2238 | 2593.6567 | 2950.3093 | 3051.0156 | 3090.133 | 3119.7239 | 3140.9622 | 3154.8892 | 3162.4282 | 4443.3052 | 4403.1722 | 4468.7052 | 3868.225 | 3796.8008 | 3860.1123 | 3917.298 | 3968.2616 | 4013.0197 | 4330.4015 | 4592.8193 | 4826.7438
Commercial_Office_New_Food Preparation_Natural Gas_Steamer_E3_Codes & Standards Forecast | Commercial | Office | New | Food Preparation | Natural Gas | Steamer | E3 |  | Codes & Standards Forecast | 0 | 0 | 0 | 0 | 0 | 0 | 0 | 0 | 0 | 0 | 0 | 0 | 0 | 0 | 0 | 0 | 0 | 0 | 0 | 0 | 0 | 0 | 0 | 0 | 0 | 0 | 0 | 0 | 0 | 0 | 0
Commercial_Office_New_Food Preparation_Natural Gas_Steamer_E4_Codes & Standards Forecast | Commercial | Office | New | Food Preparation | Natural Gas | Steamer | E4 |  | Codes & Standards Forecast | 0 | 0 | 0 | 0 | 0 | 0 | 0 | 0 | 0 | 0 | 0 | 0 | 0 | 0 | 0 | 0 | 0 | 0 | 0 | 0 | 0 | 0 | 0 | 0 | 0 | 0 | 0 | 0 | 0 | 0 | 0
Commercial_Office_New_Food Preparation_Natural Gas_Steamer_E5_Codes & Standards Forecast | Commercial | Office | New | Food Preparation | Natural Gas | Steamer | E5 |  | Codes & Standards Forecast | 0 | 0 | 0 | 0 | 0 | 0 | 0 | 0 | 0 | 0 | 0 | 0 | 0 | 0 | 0 | 0 | 0 | 0 | 0 | 0 | 0 | 0 | 0 | 0 | 0 | 0 | 0 | 0 | 0 | 0 | 0
Commercial_Office_New_Food Preparation_Natural Gas_Steamer_E6_Codes & Standards Forecast | Commercial | Office | New | Food Preparation | Natural Gas | Steamer | E6 |  | Codes & Standards Forecast | 0 | 0 | 0 | 0 | 0 | 0 | 0 | 0 | 0 | 0 | 0 | 0 | 0 | 0 | 0 | 0 | 0 | 0 | 0 | 0 | 0 | 0 | 0 | 0 | 0 | 0 | 0 | 0 | 0 | 0 | 0
Commercial_Office_New_Food Preparation_Natural Gas_Steamer_E7_Codes & Standards Forecast | Commercial | Office | New | Food Preparation | Natural Gas | Steamer | E7 |  | Codes & Standards Forecast | 0 | 0 | 0 | 0 | 0 | 0 | 0 | 0 | 0 | 0 | 0 | 0 | 0 | 0 | 0 | 0 | 0 | 0 | 0 | 0 | 0 | 0 | 0 | 0 | 0 | 0 | 0 | 0 | 0 | 0 | 0
Commercial_Office_New_Food Preparation_Natural Gas_Steamer_E8_Codes & Standards Forecast | Commercial | Office | New | Food Preparation | Natural Gas | Steamer | E8 |  | Codes & Standards Forecast | 0 | 0 | 0 | 0 | 0 | 0 | 0 | 0 | 0 | 0 | 0 | 0 | 0 | 0 | 0 | 0 | 0 | 0 | 0 | 0 | 0 | 0 | 0 | 0 | 0 | 0 | 0 | 0 | 0 | 0 | 0
Commercial_Office_New_Food Preparation_Natural Gas_Steamer_E9_Codes & Standards Forecast | Commercial | Office | New | Food Preparation | Natural Gas | Steamer | E9 |  | Codes & Standards Forecast | 0 | 0 | 0 | 0 | 0 | 0 | 0 | 0 | 0 | 0 | 0 | 0 | 0 | 0 | 0 | 0 | 0 | 0 | 0 | 0 | 0 | 0 | 0 | 0 | 0 | 0 | 0 | 0 | 0 | 0 | 0
Commercial_Office_New_Food Preparation_Natural Gas_Steamer_E10_Codes & Standards Forecast | Commercial | Office | New | Food Preparation | Natural Gas | Steamer | E10 |  | Codes & Standards Forecast | 0 | 0 | 0 | 0 | 0 | 0 | 0 | 0 | 0 | 0 | 0 | 0 | 0 | 0 | 0 | 0 | 0 | 0 | 0 | 0 | 0 | 0 | 0 | 0 | 0 | 0 | 0 | 0 | 0 | 0 | 0
Commercial_Office_New_Food Preparation_Natural Gas_Food Prep Other_E1_Codes & Standards Forecast | Commercial | Office | New | Food Preparation | Natural Gas | Food Prep Other | E1 | Standard | Codes & Standards Forecast | 0 | 8765.636 | 8846.0193 | 9378.2431 | 5147.2989 | 4193.5226 | 4132.2047 | 4072.2251 | 4013.5576 | 3956.1766 | 5653.1841 | 7016.8795 | 8204.5165 | 8298.8921 | 8174.3067 | 10351.1135 | 9794.8623 | 9447.8635 | 7901.6393 | 7854.8329 | 8315.9517 | 8914.7844 | 9405.3125 | 9765.578 | 10941.6536 | 11676.6604 | 12142.0557 | 11911.6439 | 11653.8258 | 12136.5233 | 11919.5824
Commercial_Office_New_Food Preparation_Natural Gas_Food Prep Other_E2_Codes & Standards Forecast | Commercial | Office | New | Food Preparation | Natural Gas | Food Prep Other | E2 | ENERGY STAR | Codes & Standards Forecast | 0 | 0 | 0 | 0 | 0 | 0 | 0 | 0 | 0 | 0 | 0 | 0 | 0 | 0 | 0 | 0 | 0 | 0 | 0 | 0 | 0 | 0 | 0 | 0 | 0 | 0 | 0 | 0 | 0 | 0 | 0
Commercial_Office_New_Food Preparation_Natural Gas_Food Prep Other_E3_Codes & Standards Forecast | Commercial | Office | New | Food Preparation | Natural Gas | Food Prep Other | E3 |  | Codes & Standards Forecast | 0 | 0 | 0 | 0 | 0 | 0 | 0 | 0 | 0 | 0 | 0 | 0 | 0 | 0 | 0 | 0 | 0 | 0 | 0 | 0 | 0 | 0 | 0 | 0 | 0 | 0 | 0 | 0 | 0 | 0 | 0
Commercial_Office_New_Food Preparation_Natural Gas_Food Prep Other_E4_Codes & Standards Forecast | Commercial | Office | New | Food Preparation | Natural Gas | Food Prep Other | E4 |  | Codes & Standards Forecast | 0 | 0 | 0 | 0 | 0 | 0 | 0 | 0 | 0 | 0 | 0 | 0 | 0 | 0 | 0 | 0 | 0 | 0 | 0 | 0 | 0 | 0 | 0 | 0 | 0 | 0 | 0 | 0 | 0 | 0 | 0
Commercial_Office_New_Food Preparation_Natural Gas_Food Prep Other_E5_Codes & Standards Forecast | Commercial | Office | New | Food Preparation | Natural Gas | Food Prep Other | E5 |  | Codes & Standards Forecast | 0 | 0 | 0 | 0 | 0 | 0 | 0 | 0 | 0 | 0 | 0 | 0 | 0 | 0 | 0 | 0 | 0 | 0 | 0 | 0 | 0 | 0 | 0 | 0 | 0 | 0 | 0 | 0 | 0 | 0 | 0
Commercial_Office_New_Food Preparation_Natural Gas_Food Prep Other_E6_Codes & Standards Forecast | Commercial | Office | New | Food Preparation | Natural Gas | Food Prep Other | E6 |  | Codes & Standards Forecast | 0 | 0 | 0 | 0 | 0 | 0 | 0 | 0 | 0 | 0 | 0 | 0 | 0 | 0 | 0 | 0 | 0 | 0 | 0 | 0 | 0 | 0 | 0 | 0 | 0 | 0 | 0 | 0 | 0 | 0 | 0
Commercial_Office_New_Food Preparation_Natural Gas_Food Prep Other_E7_Codes & Standards Forecast | Commercial | Office | New | Food Preparation | Natural Gas | Food Prep Other | E7 |  | Codes & Standards Forecast | 0 | 0 | 0 | 0 | 0 | 0 | 0 | 0 | 0 | 0 | 0 | 0 | 0 | 0 | 0 | 0 | 0 | 0 | 0 | 0 | 0 | 0 | 0 | 0 | 0 | 0 | 0 | 0 | 0 | 0 | 0
Commercial_Office_New_Food Preparation_Natural Gas_Food Prep Other_E8_Codes & Standards Forecast | Commercial | Office | New | Food Preparation | Natural Gas | Food Prep Other | E8 |  | Codes & Standards Forecast | 0 | 0 | 0 | 0 | 0 | 0 | 0 | 0 | 0 | 0 | 0 | 0 | 0 | 0 | 0 | 0 | 0 | 0 | 0 | 0 | 0 | 0 | 0 | 0 | 0 | 0 | 0 | 0 | 0 | 0 | 0
Commercial_Office_New_Food Preparation_Natural Gas_Food Prep Other_E9_Codes & Standards Forecast | Commercial | Office | New | Food Preparation | Natural Gas | Food Prep Other | E9 |  | Codes & Standards Forecast | 0 | 0 | 0 | 0 | 0 | 0 | 0 | 0 | 0 | 0 | 0 | 0 | 0 | 0 | 0 | 0 | 0 | 0 | 0 | 0 | 0 | 0 | 0 | 0 | 0 | 0 | 0 | 0 | 0 | 0 | 0
Commercial_Office_New_Food Preparation_Natural Gas_Food Prep Other_E10_Codes & Standards Forecast | Commercial | Office | New | Food Preparation | Natural Gas | Food Prep Other | E10 |  | Codes & Standards Forecast | 0 | 0 | 0 | 0 | 0 | 0 | 0 | 0 | 0 | 0 | 0 | 0 | 0 | 0 | 0 | 0 | 0 | 0 | 0 | 0 | 0 | 0 | 0 | 0 | 0 | 0 | 0 | 0 | 0 | 0 | 0
Commercial_Office_New_Miscellaneous_Natural Gas_Pool Heater_E1_Codes & Standards Forecast | Commercial | Office | New | Miscellaneous | Natural Gas | Pool Heater | E1 | Standard (EF .82) | Codes & Standards Forecast | 0 | 10684.7857 | 10782.7681 | 11431.5171 | 6274.2493 | 5111.6531 | 7173.8673 | 8829.918 | 10271.4854 | 10380.5514 | 10222.8337 | 13297.881 | 13301.9602 | 13726.2821 | 12554.1669 | 12620.9935 | 14123.9635 | 15210.0631 | 16097.2048 | 16213.0481 | 16239.245 | 17398.5674 | 17728.754 | 18271.2596 | 18300.9154 | 18645.8506 | 19521.5365 | 20170.4425 | 20737.7116 | 20987.261 | 21224.573
Commercial_Office_New_Miscellaneous_Natural Gas_Pool Heater_E2_Codes & Standards Forecast | Commercial | Office | New | Miscellaneous | Natural Gas | Pool Heater | E2 | Condensing (EF .90) | Codes & Standards Forecast | 0 | 0 | 0 | 0 | 0 | 0 | 0 | 0 | 0 | 0 | 0 | 0 | 0 | 0 | 0 | 0 | 0 | 0 | 0 | 0 | 0 | 0 | 0 | 0 | 0 | 0 | 0 | 0 | 0 | 0 | 0
Commercial_Office_New_Miscellaneous_Natural Gas_Pool Heater_E3_Codes & Standards Forecast | Commercial | Office | New | Miscellaneous | Natural Gas | Pool Heater | E3 |  | Codes & Standards Forecast | 0 | 0 | 0 | 0 | 0 | 0 | 0 | 0 | 0 | 0 | 0 | 0 | 0 | 0 | 0 | 0 | 0 | 0 | 0 | 0 | 0 | 0 | 0 | 0 | 0 | 0 | 0 | 0 | 0 | 0 | 0
Commercial_Office_New_Miscellaneous_Natural Gas_Pool Heater_E4_Codes & Standards Forecast | Commercial | Office | New | Miscellaneous | Natural Gas | Pool Heater | E4 |  | Codes & Standards Forecast | 0 | 0 | 0 | 0 | 0 | 0 | 0 | 0 | 0 | 0 | 0 | 0 | 0 | 0 | 0 | 0 | 0 | 0 | 0 | 0 | 0 | 0 | 0 | 0 | 0 | 0 | 0 | 0 | 0 | 0 | 0
Commercial_Office_New_Miscellaneous_Natural Gas_Pool Heater_E5_Codes & Standards Forecast | Commercial | Office | New | Miscellaneous | Natural Gas | Pool Heater | E5 |  | Codes & Standards Forecast | 0 | 0 | 0 | 0 | 0 | 0 | 0 | 0 | 0 | 0 | 0 | 0 | 0 | 0 | 0 | 0 | 0 | 0 | 0 | 0 | 0 | 0 | 0 | 0 | 0 | 0 | 0 | 0 | 0 | 0 | 0
Commercial_Office_New_Miscellaneous_Natural Gas_Pool Heater_E6_Codes & Standards Forecast | Commercial | Office | New | Miscellaneous | Natural Gas | Pool Heater | E6 |  | Codes & Standards Forecast | 0 | 0 | 0 | 0 | 0 | 0 | 0 | 0 | 0 | 0 | 0 | 0 | 0 | 0 | 0 | 0 | 0 | 0 | 0 | 0 | 0 | 0 | 0 | 0 | 0 | 0 | 0 | 0 | 0 | 0 | 0
Commercial_Office_New_Miscellaneous_Natural Gas_Pool Heater_E7_Codes & Standards Forecast | Commercial | Office | New | Miscellaneous | Natural Gas | Pool Heater | E7 |  | Codes & Standards Forecast | 0 | 0 | 0 | 0 | 0 | 0 | 0 | 0 | 0 | 0 | 0 | 0 | 0 | 0 | 0 | 0 | 0 | 0 | 0 | 0 | 0 | 0 | 0 | 0 | 0 | 0 | 0 | 0 | 0 | 0 | 0
Commercial_Office_New_Miscellaneous_Natural Gas_Pool Heater_E8_Codes & Standards Forecast | Commercial | Office | New | Miscellaneous | Natural Gas | Pool Heater | E8 |  | Codes & Standards Forecast | 0 | 0 | 0 | 0 | 0 | 0 | 0 | 0 | 0 | 0 | 0 | 0 | 0 | 0 | 0 | 0 | 0 | 0 | 0 | 0 | 0 | 0 | 0 | 0 | 0 | 0 | 0 | 0 | 0 | 0 | 0
Commercial_Office_New_Miscellaneous_Natural Gas_Pool Heater_E9_Codes & Standards Forecast | Commercial | Office | New | Miscellaneous | Natural Gas | Pool Heater | E9 |  | Codes & Standards Forecast | 0 | 0 | 0 | 0 | 0 | 0 | 0 | 0 | 0 | 0 | 0 | 0 | 0 | 0 | 0 | 0 | 0 | 0 | 0 | 0 | 0 | 0 | 0 | 0 | 0 | 0 | 0 | 0 | 0 | 0 | 0
Commercial_Office_New_Miscellaneous_Natural Gas_Pool Heater_E10_Codes & Standards Forecast | Commercial | Office | New | Miscellaneous | Natural Gas | Pool Heater | E10 |  | Codes & Standards Forecast | 0 | 0 | 0 | 0 | 0 | 0 | 0 | 0 | 0 | 0 | 0 | 0 | 0 | 0 | 0 | 0 | 0 | 0 | 0 | 0 | 0 | 0 | 0 | 0 | 0 | 0 | 0 | 0 | 0 | 0 | 0
Commercial_Office_New_Miscellaneous_Natural Gas_Miscellaneous_E1_Codes & Standards Forecast | Commercial | Office | New | Miscellaneous | Natural Gas | Miscellaneous | E1 | Standard | Codes & Standards Forecast | 0 | 2212635.606 | 2232926.0947 | 2367270.8672 | 1615380.0702 | 1648459.9775 | 1886888.6454 | 1981969.7863 | 2066361.9399 | 2170968.4799 | 2272463.4617 | 3014470.8677 | 3024992.556 | 3080105.6912 | 2973537.2589 | 3110840.8679 | 3294706.4617 | 3393824.7129 | 3493826.4955 | 3610274.7931 | 3721950.0825 | 4017217.1786 | 4072488.3766 | 4147513.6336 | 4205629.6813 | 4333157.8087 | 4465545.6143 | 4561454.081 | 4660987.9067 | 4768885.4543 | 4872585.2286
Commercial_Office_New_Miscellaneous_Natural Gas_Miscellaneous_E2_Codes & Standards Forecast | Commercial | Office | New | Miscellaneous | Natural Gas | Miscellaneous | E2 |  | Codes & Standards Forecast | 0 | 0 | 0 | 0 | 0 | 0 | 0 | 0 | 0 | 0 | 0 | 0 | 0 | 0 | 0 | 0 | 0 | 0 | 0 | 0 | 0 | 0 | 0 | 0 | 0 | 0 | 0 | 0 | 0 | 0 | 0
Commercial_Office_New_Miscellaneous_Natural Gas_Miscellaneous_E3_Codes & Standards Forecast | Commercial | Office | New | Miscellaneous | Natural Gas | Miscellaneous | E3 |  | Codes & Standards Forecast | 0 | 0 | 0 | 0 | 0 | 0 | 0 | 0 | 0 | 0 | 0 | 0 | 0 | 0 | 0 | 0 | 0 | 0 | 0 | 0 | 0 | 0 | 0 | 0 | 0 | 0 | 0 | 0 | 0 | 0 | 0
Commercial_Office_New_Miscellaneous_Natural Gas_Miscellaneous_E4_Codes & Standards Forecast | Commercial | Office | New | Miscellaneous | Natural Gas | Miscellaneous | E4 |  | Codes & Standards Forecast | 0 | 0 | 0 | 0 | 0 | 0 | 0 | 0 | 0 | 0 | 0 | 0 | 0 | 0 | 0 | 0 | 0 | 0 | 0 | 0 | 0 | 0 | 0 | 0 | 0 | 0 | 0 | 0 | 0 | 0 | 0
Commercial_Office_New_Miscellaneous_Natural Gas_Miscellaneous_E5_Codes & Standards Forecast | Commercial | Office | New | Miscellaneous | Natural Gas | Miscellaneous | E5 |  | Codes & Standards Forecast | 0 | 0 | 0 | 0 | 0 | 0 | 0 | 0 | 0 | 0 | 0 | 0 | 0 | 0 | 0 | 0 | 0 | 0 | 0 | 0 | 0 | 0 | 0 | 0 | 0 | 0 | 0 | 0 | 0 | 0 | 0
Commercial_Office_New_Miscellaneous_Natural Gas_Miscellaneous_E6_Codes & Standards Forecast | Commercial | Office | New | Miscellaneous | Natural Gas | Miscellaneous | E6 |  | Codes & Standards Forecast | 0 | 0 | 0 | 0 | 0 | 0 | 0 | 0 | 0 | 0 | 0 | 0 | 0 | 0 | 0 | 0 | 0 | 0 | 0 | 0 | 0 | 0 | 0 | 0 | 0 | 0 | 0 | 0 | 0 | 0 | 0
Commercial_Office_New_Miscellaneous_Natural Gas_Miscellaneous_E7_Codes & Standards Forecast | Commercial | Office | New | Miscellaneous | Natural Gas | Miscellaneous | E7 |  | Codes & Standards Forecast | 0 | 0 | 0 | 0 | 0 | 0 | 0 | 0 | 0 | 0 | 0 | 0 | 0 | 0 | 0 | 0 | 0 | 0 | 0 | 0 | 0 | 0 | 0 | 0 | 0 | 0 | 0 | 0 | 0 | 0 | 0
Commercial_Office_New_Miscellaneous_Natural Gas_Miscellaneous_E8_Codes & Standards Forecast | Commercial | Office | New | Miscellaneous | Natural Gas | Miscellaneous | E8 |  | Codes & Standards Forecast | 0 | 0 | 0 | 0 | 0 | 0 | 0 | 0 | 0 | 0 | 0 | 0 | 0 | 0 | 0 | 0 | 0 | 0 | 0 | 0 | 0 | 0 | 0 | 0 | 0 | 0 | 0 | 0 | 0 | 0 | 0
Commercial_Office_New_Miscellaneous_Natural Gas_Miscellaneous_E9_Codes & Standards Forecast | Commercial | Office | New | Miscellaneous | Natural Gas | Miscellaneous | E9 |  | Codes & Standards Forecast | 0 | 0 | 0 | 0 | 0 | 0 | 0 | 0 | 0 | 0 | 0 | 0 | 0 | 0 | 0 | 0 | 0 | 0 | 0 | 0 | 0 | 0 | 0 | 0 | 0 | 0 | 0 | 0 | 0 | 0 | 0
Commercial_Office_New_Miscellaneous_Natural Gas_Miscellaneous_E10_Codes & Standards Forecast | Commercial | Office | New | Miscellaneous | Natural Gas | Miscellaneous | E10 |  | Codes & Standards Forecast | 0 | 0 | 0 | 0 | 0 | 0 | 0 | 0 | 0 | 0 | 0 | 0 | 0 | 0 | 0 | 0 | 0 | 0 | 0 | 0 | 0 | 0 | 0 | 0 | 0 | 0 | 0 | 0 | 0 | 0 | 0
Commercial_Retail_Existing_Space Heating_Natural Gas_Furnace_E1_Codes & Standards Forecast | Commercial | Retail | Existing | Space Heating | Natural Gas | Furnace | E1 | AFUE 80% (Standard) | Codes & Standards Forecast | 0 | 856495.977 | 894912.3407 | 928247.3716 | 956937.5885 | 0 | 0 | 0 | 0 | 0 | 0 | 0 | 0 | 0 | 0 | 0 | 0 | 0 | 0 | 0 | 0 | 0 | 0 | 0 | 0 | 0 | 0 | 0 | 0 | 0 | 0
Commercial_Retail_Existing_Space Heating_Natural Gas_Furnace_E2_Codes & Standards Forecast | Commercial | Retail | Existing | Space Heating | Natural Gas | Furnace | E2 | AFUE 90% | Codes & Standards Forecast | 0 | 0 | 0 | 0 | 0 | 0 | 0 | 0 | 0 | 0 | 0 | 0 | 0 | 0 | 0 | 0 | 0 | 0 | 0 | 0 | 0 | 0 | 0 | 0 | 0 | 0 | 0 | 0 | 0 | 0 | 0
Commercial_Retail_Existing_Space Heating_Natural Gas_Furnace_E3_Codes & Standards Forecast | Commercial | Retail | Existing | Space Heating | Natural Gas | Furnace | E3 | AFUE 95% | Codes & Standards Forecast | 0 | 0 | 0 | 0 | 0 | 981384.7766 | 1001958.7008 | 1018999.6091 | 1032820.5398 | 1043709.4509 | 1051931.1823 | 1057729.2664 | 975599.6998 | 899847.2526 | 829976.76 | 765531.5057 | 706090.2358 | 651264.4058 | 600695.6401 | 599851.8992 | 600315.5165 | 601754.3203 | 603886.1764 | 606472.7458 | 609313.9515 | 612243.0809 | 615122.4519 | 617839.583 | 620303.812 | 622443.314 | 619618.4367
Commercial_Retail_Existing_Space Heating_Natural Gas_Furnace_E4_Codes & Standards Forecast | Commercial | Retail | Existing | Space Heating | Natural Gas | Furnace | E4 |  | Codes & Standards Forecast | 0 | 0 | 0 | 0 | 0 | 0 | 0 | 0 | 0 | 0 | 0 | 0 | 0 | 0 | 0 | 0 | 0 | 0 | 0 | 0 | 0 | 0 | 0 | 0 | 0 | 0 | 0 | 0 | 0 | 0 | 0
Commercial_Retail_Existing_Space Heating_Natural Gas_Furnace_E5_Codes & Standards Forecast | Commercial | Retail | Existing | Space Heating | Natural Gas | Furnace | E5 |  | Codes & Standards Forecast | 0 | 0 | 0 | 0 | 0 | 0 | 0 | 0 | 0 | 0 | 0 | 0 | 0 | 0 | 0 | 0 | 0 | 0 | 0 | 0 | 0 | 0 | 0 | 0 | 0 | 0 | 0 | 0 | 0 | 0 | 0
Commercial_Retail_Existing_Space Heating_Natural Gas_Furnace_E6_Codes & Standards Forecast | Commercial | Retail | Existing | Space Heating | Natural Gas | Furnace | E6 |  | Codes & Standards Forecast | 0 | 0 | 0 | 0 | 0 | 0 | 0 | 0 | 0 | 0 | 0 | 0 | 0 | 0 | 0 | 0 | 0 | 0 | 0 | 0 | 0 | 0 | 0 | 0 | 0 | 0 | 0 | 0 | 0 | 0 | 0
Commercial_Retail_Existing_Space Heating_Natural Gas_Furnace_E7_Codes & Standards Forecast | Commercial | Retail | Existing | Space Heating | Natural Gas | Furnace | E7 |  | Codes & Standards Forecast | 0 | 0 | 0 | 0 | 0 | 0 | 0 | 0 | 0 | 0 | 0 | 0 | 0 | 0 | 0 | 0 | 0 | 0 | 0 | 0 | 0 | 0 | 0 | 0 | 0 | 0 | 0 | 0 | 0 | 0 | 0
Commercial_Retail_Existing_Space Heating_Natural Gas_Furnace_E8_Codes & Standards Forecast | Commercial | Retail | Existing | Space Heating | Natural Gas | Furnace | E8 |  | Codes & Standards Forecast | 0 | 0 | 0 | 0 | 0 | 0 | 0 | 0 | 0 | 0 | 0 | 0 | 0 | 0 | 0 | 0 | 0 | 0 | 0 | 0 | 0 | 0 | 0 | 0 | 0 | 0 | 0 | 0 | 0 | 0 | 0
Commercial_Retail_Existing_Space Heating_Natural Gas_Furnace_E9_Codes & Standards Forecast | Commercial | Retail | Existing | Space Heating | Natural Gas | Furnace | E9 |  | Codes & Standards Forecast | 0 | 0 | 0 | 0 | 0 | 0 | 0 | 0 | 0 | 0 | 0 | 0 | 0 | 0 | 0 | 0 | 0 | 0 | 0 | 0 | 0 | 0 | 0 | 0 | 0 | 0 | 0 | 0 | 0 | 0 | 0
Commercial_Retail_Existing_Space Heating_Natural Gas_Furnace_E10_Codes & Standards Forecast | Commercial | Retail | Existing | Space Heating | Natural Gas | Furnace | E10 |  | Codes & Standards Forecast | 0 | 0 | 0 | 0 | 0 | 0 | 0 | 0 | 0 | 0 | 0 | 0 | 0 | 0 | 0 | 0 | 0 | 0 | 0 | 0 | 0 | 0 | 0 | 0 | 0 | 0 | 0 | 0 | 0 | 0 | 0
Commercial_Retail_Existing_Space Heating_Natural Gas_Boiler_E1_Codes & Standards Forecast | Commercial | Retail | Existing | Space Heating | Natural Gas | Boiler | E1 | AFUE 80% (Standard) | Codes & Standards Forecast | 0 | 71711.964 | 70916.6132 | 70067.4724 | 69173.2208 | 0 | 0 | 0 | 0 | 0 | 0 | 0 | 0 | 0 | 0 | 0 | 0 | 0 | 0 | 0 | 0 | 0 | 0 | 0 | 0 | 0 | 0 | 0 | 0 | 0 | 0
Commercial_Retail_Existing_Space Heating_Natural Gas_Boiler_E2_Codes & Standards Forecast | Commercial | Retail | Existing | Space Heating | Natural Gas | Boiler | E2 | AFUE 85% | Codes & Standards Forecast | 0 | 0 | 0 | 0 | 0 | 0 | 0 | 0 | 0 | 0 | 0 | 0 | 0 | 0 | 0 | 0 | 0 | 0 | 0 | 0 | 0 | 0 | 0 | 0 | 0 | 0 | 0 | 0 | 0 | 0 | 0
Commercial_Retail_Existing_Space Heating_Natural Gas_Boiler_E3_Codes & Standards Forecast | Commercial | Retail | Existing | Space Heating | Natural Gas | Boiler | E3 | AFUE 98% | Codes & Standards Forecast | 0 | 0 | 0 | 0 | 0 | 68241.5345 | 67279.197 | 66292.198 | 65285.8205 | 64264.7197 | 63232.992 | 62194.237 | 61151.6129 | 60107.8856 | 59065.4723 | 58026.4806 | 56992.7432 | 55965.8487 | 54947.169 | 53937.8844 | 52939.0045 | 55634.1174 | 53257.3019 | 51141.2702 | 49250.3568 | 47553.6168 | 46024.229 | 44638.9716 | 43377.7631 | 42223.2588 | 41160.4977
Commercial_Retail_Existing_Space Heating_Natural Gas_Boiler_E4_Codes & Standards Forecast | Commercial | Retail | Existing | Space Heating | Natural Gas | Boiler | E4 | Convert to NG Air Source Heat Pump | Codes & Standards Forecast | 0 | 0 | 0 | 0 | 0 | 0 | 0 | 0 | 0 | 0 | 0 | 0 | 0 | 0 | 0 | 0 | 0 | 0 | 0 | 0 | 0 | 0 | 0 | 0 | 0 | 0 | 0 | 0 | 0 | 0 | 0
Commercial_Retail_Existing_Space Heating_Natural Gas_Boiler_E5_Codes & Standards Forecast | Commercial | Retail | Existing | Space Heating | Natural Gas | Boiler | E5 |  | Codes & Standards Forecast | 0 | 0 | 0 | 0 | 0 | 0 | 0 | 0 | 0 | 0 | 0 | 0 | 0 | 0 | 0 | 0 | 0 | 0 | 0 | 0 | 0 | 0 | 0 | 0 | 0 | 0 | 0 | 0 | 0 | 0 | 0
Commercial_Retail_Existing_Space Heating_Natural Gas_Boiler_E6_Codes & Standards Forecast | Commercial | Retail | Existing | Space Heating | Natural Gas | Boiler | E6 |  | Codes & Standards Forecast | 0 | 0 | 0 | 0 | 0 | 0 | 0 | 0 | 0 | 0 | 0 | 0 | 0 | 0 | 0 | 0 | 0 | 0 | 0 | 0 | 0 | 0 | 0 | 0 | 0 | 0 | 0 | 0 | 0 | 0 | 0
Commercial_Retail_Existing_Space Heating_Natural Gas_Boiler_E7_Codes & Standards Forecast | Commercial | Retail | Existing | Space Heating | Natural Gas | Boiler | E7 |  | Codes & Standards Forecast | 0 | 0 | 0 | 0 | 0 | 0 | 0 | 0 | 0 | 0 | 0 | 0 | 0 | 0 | 0 | 0 | 0 | 0 | 0 | 0 | 0 | 0 | 0 | 0 | 0 | 0 | 0 | 0 | 0 | 0 | 0
Commercial_Retail_Existing_Space Heating_Natural Gas_Boiler_E8_Codes & Standards Forecast | Commercial | Retail | Existing | Space Heating | Natural Gas | Boiler | E8 |  | Codes & Standards Forecast | 0 | 0 | 0 | 0 | 0 | 0 | 0 | 0 | 0 | 0 | 0 | 0 | 0 | 0 | 0 | 0 | 0 | 0 | 0 | 0 | 0 | 0 | 0 | 0 | 0 | 0 | 0 | 0 | 0 | 0 | 0
Commercial_Retail_Existing_Space Heating_Natural Gas_Boiler_E9_Codes & Standards Forecast | Commercial | Retail | Existing | Space Heating | Natural Gas | Boiler | E9 |  | Codes & Standards Forecast | 0 | 0 | 0 | 0 | 0 | 0 | 0 | 0 | 0 | 0 | 0 | 0 | 0 | 0 | 0 | 0 | 0 | 0 | 0 | 0 | 0 | 0 | 0 | 0 | 0 | 0 | 0 | 0 | 0 | 0 | 0
Commercial_Retail_Existing_Space Heating_Natural Gas_Boiler_E10_Codes & Standards Forecast | Commercial | Retail | Existing | Space Heating | Natural Gas | Boiler | E10 |  | Codes & Standards Forecast | 0 | 0 | 0 | 0 | 0 | 0 | 0 | 0 | 0 | 0 | 0 | 0 | 0 | 0 | 0 | 0 | 0 | 0 | 0 | 0 | 0 | 0 | 0 | 0 | 0 | 0 | 0 | 0 | 0 | 0 | 0
Commercial_Retail_Existing_Space Heating_Natural Gas_Unit Heater_E1_Codes & Standards Forecast | Commercial | Retail | Existing | Space Heating | Natural Gas | Unit Heater | E1 | Standard | Codes & Standards Forecast | 0 | 11481.9602 | 32734.0247 | 62244.8639 | 98681.4315 | 0 | 0 | 0 | 0 | 0 | 0 | 0 | 0 | 0 | 0 | 0 | 0 | 0 | 0 | 0 | 0 | 0 | 0 | 0 | 0 | 0 | 0 | 0 | 0 | 0 | 0
Commercial_Retail_Existing_Space Heating_Natural Gas_Unit Heater_E2_Codes & Standards Forecast | Commercial | Retail | Existing | Space Heating | Natural Gas | Unit Heater | E2 | Condensing | Codes & Standards Forecast | 0 | 0 | 0 | 0 | 0 | 140869.1569 | 187774.3082 | 238488.2869 | 292213.6454 | 348251.6377 | 396418.0775 | 438947.0743 | 477560.2674 | 513567.2416 | 547947.8259 | 581419.3983 | 614491.7968 | 572716.4478 | 543137.6115 | 524109.0871 | 513056.4183 | 508075.2334 | 507764.4792 | 511098.0304 | 517326.4212 | 525902.1349 | 536423.2345 | 537882.2988 | 533702.861 | 526458.6833 | 517921.4421
Commercial_Retail_Existing_Space Heating_Natural Gas_Unit Heater_E3_Codes & Standards Forecast | Commercial | Retail | Existing | Space Heating | Natural Gas | Unit Heater | E3 | Infrared Radiant | Codes & Standards Forecast | 0 | 0 | 0 | 0 | 0 | 0 | 0 | 0 | 0 | 0 | 0 | 0 | 0 | 0 | 0 | 0 | 0 | 0 | 0 | 0 | 0 | 0 | 0 | 0 | 0 | 0 | 0 | 0 | 0 | 0 | 0
Commercial_Retail_Existing_Space Heating_Natural Gas_Unit Heater_E4_Codes & Standards Forecast | Commercial | Retail | Existing | Space Heating | Natural Gas | Unit Heater | E4 |  | Codes & Standards Forecast | 0 | 0 | 0 | 0 | 0 | 0 | 0 | 0 | 0 | 0 | 0 | 0 | 0 | 0 | 0 | 0 | 0 | 0 | 0 | 0 | 0 | 0 | 0 | 0 | 0 | 0 | 0 | 0 | 0 | 0 | 0
Commercial_Retail_Existing_Space Heating_Natural Gas_Unit Heater_E5_Codes & Standards Forecast | Commercial | Retail | Existing | Space Heating | Natural Gas | Unit Heater | E5 |  | Codes & Standards Forecast | 0 | 0 | 0 | 0 | 0 | 0 | 0 | 0 | 0 | 0 | 0 | 0 | 0 | 0 | 0 | 0 | 0 | 0 | 0 | 0 | 0 | 0 | 0 | 0 | 0 | 0 | 0 | 0 | 0 | 0 | 0
Commercial_Retail_Existing_Space Heating_Natural Gas_Unit Heater_E6_Codes & Standards Forecast | Commercial | Retail | Existing | Space Heating | Natural Gas | Unit Heater | E6 |  | Codes & Standards Forecast | 0 | 0 | 0 | 0 | 0 | 0 | 0 | 0 | 0 | 0 | 0 | 0 | 0 | 0 | 0 | 0 | 0 | 0 | 0 | 0 | 0 | 0 | 0 | 0 | 0 | 0 | 0 | 0 | 0 | 0 | 0
Commercial_Retail_Existing_Space Heating_Natural Gas_Unit Heater_E7_Codes & Standards Forecast | Commercial | Retail | Existing | Space Heating | Natural Gas | Unit Heater | E7 |  | Codes & Standards Forecast | 0 | 0 | 0 | 0 | 0 | 0 | 0 | 0 | 0 | 0 | 0 | 0 | 0 | 0 | 0 | 0 | 0 | 0 | 0 | 0 | 0 | 0 | 0 | 0 | 0 | 0 | 0 | 0 | 0 | 0 | 0
Commercial_Retail_Existing_Space Heating_Natural Gas_Unit Heater_E8_Codes & Standards Forecast | Commercial | Retail | Existing | Space Heating | Natural Gas | Unit Heater | E8 |  | Codes & Standards Forecast | 0 | 0 | 0 | 0 | 0 | 0 | 0 | 0 | 0 | 0 | 0 | 0 | 0 | 0 | 0 | 0 | 0 | 0 | 0 | 0 | 0 | 0 | 0 | 0 | 0 | 0 | 0 | 0 | 0 | 0 | 0
Commercial_Retail_Existing_Space Heating_Natural Gas_Unit Heater_E9_Codes & Standards Forecast | Commercial | Retail | Existing | Space Heating | Natural Gas | Unit Heater | E9 |  | Codes & Standards Forecast | 0 | 0 | 0 | 0 | 0 | 0 | 0 | 0 | 0 | 0 | 0 | 0 | 0 | 0 | 0 | 0 | 0 | 0 | 0 | 0 | 0 | 0 | 0 | 0 | 0 | 0 | 0 | 0 | 0 | 0 | 0
Commercial_Retail_Existing_Space Heating_Natural Gas_Unit Heater_E10_Codes & Standards Forecast | Commercial | Retail | Existing | Space Heating | Natural Gas | Unit Heater | E10 |  | Codes & Standards Forecast | 0 | 0 | 0 | 0 | 0 | 0 | 0 | 0 | 0 | 0 | 0 | 0 | 0 | 0 | 0 | 0 | 0 | 0 | 0 | 0 | 0 | 0 | 0 | 0 | 0 | 0 | 0 | 0 | 0 | 0 | 0
Commercial_Retail_Existing_Water Heating_Natural Gas_Water Heater_E1_Codes & Standards Forecast | Commercial | Retail | Existing | Water Heating | Natural Gas | Water Heater | E1 | TE 0.80 | Codes & Standards Forecast | 0 | 360914.3049 | 392281.039 | 418811.1635 | 441060.6042 | 459524.0746 | 474641.7648 | 486805.3006 | 496363.0524 | 503624.8648 | 569048.568 | 624927.8481 | 614552.9808 | 604153.9356 | 593756.4697 | 654686.2774 | 636577.9871 | 619378.906 | 603011.1725 | 597440.3639 | 599140.7664 | 595848.4867 | 588953.7733 | 579516.4185 | 592119.9068 | 595860.3588 | 581725.3448 | 566682.5814 | 552862.8813 | 555421.0888 | 540664.9678
Commercial_Retail_Existing_Water Heating_Natural Gas_Water Heater_E2_Codes & Standards Forecast | Commercial | Retail | Existing | Water Heating | Natural Gas | Water Heater | E2 | TE 0.90 | Codes & Standards Forecast | 0 | 0 | 0 | 0 | 0 | 0 | 0 | 0 | 0 | 0 | 0 | 0 | 0 | 0 | 0 | 0 | 0 | 0 | 0 | 0 | 0 | 0 | 0 | 0 | 0 | 0 | 0 | 0 | 0 | 0 | 0
Commercial_Retail_Existing_Water Heating_Natural Gas_Water Heater_E3_Codes & Standards Forecast | Commercial | Retail | Existing | Water Heating | Natural Gas | Water Heater | E3 | TE 0.94 | Codes & Standards Forecast | 0 | 0 | 0 | 0 | 0 | 0 | 0 | 0 | 0 | 0 | 0 | 0 | 0 | 0 | 0 | 0 | 0 | 0 | 0 | 0 | 0 | 0 | 0 | 0 | 0 | 0 | 0 | 0 | 0 | 0 | 0
Commercial_Retail_Existing_Water Heating_Natural Gas_Water Heater_E4_Codes & Standards Forecast | Commercial | Retail | Existing | Water Heating | Natural Gas | Water Heater | E4 | Instantaneous TE 0.94 | Codes & Standards Forecast | 0 | 0 | 0 | 0 | 0 | 0 | 0 | 0 | 0 | 0 | 0 | 0 | 0 | 0 | 0 | 0 | 0 | 0 | 0 | 0 | 0 | 0 | 0 | 0 | 0 | 0 | 0 | 0 | 0 | 0 | 0
Commercial_Retail_Existing_Water Heating_Natural Gas_Water Heater_E5_Codes & Standards Forecast | Commercial | Retail | Existing | Water Heating | Natural Gas | Water Heater | E5 | Gas-Fired Absorption HPWH | Codes & Standards Forecast | 0 | 0 | 0 | 0 | 0 | 0 | 0 | 0 | 0 | 0 | 0 | 0 | 0 | 0 | 0 | 0 | 0 | 0 | 0 | 0 | 0 | 0 | 0 | 0 | 0 | 0 | 0 | 0 | 0 | 0 | 0
Commercial_Retail_Existing_Water Heating_Natural Gas_Water Heater_E6_Codes & Standards Forecast | Commercial | Retail | Existing | Water Heating | Natural Gas | Water Heater | E6 |  | Codes & Standards Forecast | 0 | 0 | 0 | 0 | 0 | 0 | 0 | 0 | 0 | 0 | 0 | 0 | 0 | 0 | 0 | 0 | 0 | 0 | 0 | 0 | 0 | 0 | 0 | 0 | 0 | 0 | 0 | 0 | 0 | 0 | 0
Commercial_Retail_Existing_Water Heating_Natural Gas_Water Heater_E7_Codes & Standards Forecast | Commercial | Retail | Existing | Water Heating | Natural Gas | Water Heater | E7 |  | Codes & Standards Forecast | 0 | 0 | 0 | 0 | 0 | 0 | 0 | 0 | 0 | 0 | 0 | 0 | 0 | 0 | 0 | 0 | 0 | 0 | 0 | 0 | 0 | 0 | 0 | 0 | 0 | 0 | 0 | 0 | 0 | 0 | 0
Commercial_Retail_Existing_Water Heating_Natural Gas_Water Heater_E8_Codes & Standards Forecast | Commercial | Retail | Existing | Water Heating | Natural Gas | Water Heater | E8 |  | Codes & Standards Forecast | 0 | 0 | 0 | 0 | 0 | 0 | 0 | 0 | 0 | 0 | 0 | 0 | 0 | 0 | 0 | 0 | 0 | 0 | 0 | 0 | 0 | 0 | 0 | 0 | 0 | 0 | 0 | 0 | 0 | 0 | 0
Commercial_Retail_Existing_Water Heating_Natural Gas_Water Heater_E9_Codes & Standards Forecast | Commercial | Retail | Existing | Water Heating | Natural Gas | Water Heater | E9 |  | Codes & Standards Forecast | 0 | 0 | 0 | 0 | 0 | 0 | 0 | 0 | 0 | 0 | 0 | 0 | 0 | 0 | 0 | 0 | 0 | 0 | 0 | 0 | 0 | 0 | 0 | 0 | 0 | 0 | 0 | 0 | 0 | 0 | 0
Commercial_Retail_Existing_Water Heating_Natural Gas_Water Heater_E10_Codes & Standards Forecast | Commercial | Retail | Existing | Water Heating | Natural Gas | Water Heater | E10 |  | Codes & Standards Forecast | 0 | 0 | 0 | 0 | 0 | 0 | 0 | 0 | 0 | 0 | 0 | 0 | 0 | 0 | 0 | 0 | 0 | 0 | 0 | 0 | 0 | 0 | 0 | 0 | 0 | 0 | 0 | 0 | 0 | 0 | 0
Commercial_Retail_Existing_Food Preparation_Natural Gas_Oven_E1_Codes & Standards Forecast | Commercial | Retail | Existing | Food Preparation | Natural Gas | Oven | E1 | Standard | Codes & Standards Forecast | 0 | 59220.9933 | 75447.5455 | 87588.7966 | 96538.7791 | 102998.1821 | 107516.1185 | 110522.8698 | 112355.5581 | 113278.2732 | 97039.3946 | 86831.7439 | 80809.2638 | 77625.8657 | 76308.8469 | 76163.0586 | 88905.253 | 91133.7284 | 92452.2128 | 90778.8036 | 87606.7302 | 83875.907 | 80148.8244 | 76735.5281 | 73781.5267 | 69632.6522 | 67751.0592 | 67234.4945 | 67153.2339 | 67027.6722 | 66650.5357
Commercial_Retail_Existing_Food Preparation_Natural Gas_Oven_E2_Codes & Standards Forecast | Commercial | Retail | Existing | Food Preparation | Natural Gas | Oven | E2 | ENERGY STAR (EF ≥ 44%) Convection Oven utilizing ASTM Std F1496 | Codes & Standards Forecast | 0 | 0 | 0 | 0 | 0 | 0 | 0 | 0 | 0 | 0 | 0 | 0 | 0 | 0 | 0 | 0 | 0 | 0 | 0 | 0 | 0 | 0 | 0 | 0 | 0 | 0 | 0 | 0 | 0 | 0 | 0
Commercial_Retail_Existing_Food Preparation_Natural Gas_Oven_E3_Codes & Standards Forecast | Commercial | Retail | Existing | Food Preparation | Natural Gas | Oven | E3 |  | Codes & Standards Forecast | 0 | 0 | 0 | 0 | 0 | 0 | 0 | 0 | 0 | 0 | 0 | 0 | 0 | 0 | 0 | 0 | 0 | 0 | 0 | 0 | 0 | 0 | 0 | 0 | 0 | 0 | 0 | 0 | 0 | 0 | 0
Commercial_Retail_Existing_Food Preparation_Natural Gas_Oven_E4_Codes & Standards Forecast | Commercial | Retail | Existing | Food Preparation | Natural Gas | Oven | E4 |  | Codes & Standards Forecast | 0 | 0 | 0 | 0 | 0 | 0 | 0 | 0 | 0 | 0 | 0 | 0 | 0 | 0 | 0 | 0 | 0 | 0 | 0 | 0 | 0 | 0 | 0 | 0 | 0 | 0 | 0 | 0 | 0 | 0 | 0
Commercial_Retail_Existing_Food Preparation_Natural Gas_Oven_E5_Codes & Standards Forecast | Commercial | Retail | Existing | Food Preparation | Natural Gas | Oven | E5 |  | Codes & Standards Forecast | 0 | 0 | 0 | 0 | 0 | 0 | 0 | 0 | 0 | 0 | 0 | 0 | 0 | 0 | 0 | 0 | 0 | 0 | 0 | 0 | 0 | 0 | 0 | 0 | 0 | 0 | 0 | 0 | 0 | 0 | 0
Commercial_Retail_Existing_Food Preparation_Natural Gas_Oven_E6_Codes & Standards Forecast | Commercial | Retail | Existing | Food Preparation | Natural Gas | Oven | E6 |  | Codes & Standards Forecast | 0 | 0 | 0 | 0 | 0 | 0 | 0 | 0 | 0 | 0 | 0 | 0 | 0 | 0 | 0 | 0 | 0 | 0 | 0 | 0 | 0 | 0 | 0 | 0 | 0 | 0 | 0 | 0 | 0 | 0 | 0
Commercial_Retail_Existing_Food Preparation_Natural Gas_Oven_E7_Codes & Standards Forecast | Commercial | Retail | Existing | Food Preparation | Natural Gas | Oven | E7 |  | Codes & Standards Forecast | 0 | 0 | 0 | 0 | 0 | 0 | 0 | 0 | 0 | 0 | 0 | 0 | 0 | 0 | 0 | 0 | 0 | 0 | 0 | 0 | 0 | 0 | 0 | 0 | 0 | 0 | 0 | 0 | 0 | 0 | 0
Commercial_Retail_Existing_Food Preparation_Natural Gas_Oven_E8_Codes & Standards Forecast | Commercial | Retail | Existing | Food Preparation | Natural Gas | Oven | E8 |  | Codes & Standards Forecast | 0 | 0 | 0 | 0 | 0 | 0 | 0 | 0 | 0 | 0 | 0 | 0 | 0 | 0 | 0 | 0 | 0 | 0 | 0 | 0 | 0 | 0 | 0 | 0 | 0 | 0 | 0 | 0 | 0 | 0 | 0
Commercial_Retail_Existing_Food Preparation_Natural Gas_Oven_E9_Codes & Standards Forecast | Commercial | Retail | Existing | Food Preparation | Natural Gas | Oven | E9 |  | Codes & Standards Forecast | 0 | 0 | 0 | 0 | 0 | 0 | 0 | 0 | 0 | 0 | 0 | 0 | 0 | 0 | 0 | 0 | 0 | 0 | 0 | 0 | 0 | 0 | 0 | 0 | 0 | 0 | 0 | 0 | 0 | 0 | 0
Commercial_Retail_Existing_Food Preparation_Natural Gas_Oven_E10_Codes & Standards Forecast | Commercial | Retail | Existing | Food Preparation | Natural Gas | Oven | E10 |  | Codes & Standards Forecast | 0 | 0 | 0 | 0 | 0 | 0 | 0 | 0 | 0 | 0 | 0 | 0 | 0 | 0 | 0 | 0 | 0 | 0 | 0 | 0 | 0 | 0 | 0 | 0 | 0 | 0 | 0 | 0 | 0 | 0 | 0
Commercial_Retail_Existing_Food Preparation_Natural Gas_Conveyor Oven_E1_Codes & Standards Forecast | Commercial | Retail | Existing | Food Preparation | Natural Gas | Conveyor Oven | E1 | Standard | Codes & Standards Forecast | 0 | 0 | 0 | 0 | 0 | 2731.1779 | 7494.3522 | 13744.642 | 21058.0506 | 29105.2695 | 35162.3739 | 39664.267 | 42951.8118 | 45292.1464 | 46894.6102 | 47923.2305 | 48506.5117 | 38029.1052 | 29814.8184 | 23374.8177 | 18325.857 | 14762.836 | 12658.9424 | 11914.279 | 12389.1485 | 13926.358 | 16476.7761 | 19485.8705 | 22592.2966 | 25570.2948 | 28287.9589
Commercial_Retail_Existing_Food Preparation_Natural Gas_Conveyor Oven_E2_Codes & Standards Forecast | Commercial | Retail | Existing | Food Preparation | Natural Gas | Conveyor Oven | E2 | ENERGY STAR (EF ≥ 44%) Convection Oven utilizing ASTM Std F1496 | Codes & Standards Forecast | 0 | 0 | 0 | 0 | 0 | 0 | 0 | 0 | 0 | 0 | 0 | 0 | 0 | 0 | 0 | 0 | 0 | 0 | 0 | 0 | 0 | 0 | 0 | 0 | 0 | 0 | 0 | 0 | 0 | 0 | 0
Commercial_Retail_Existing_Food Preparation_Natural Gas_Conveyor Oven_E3_Codes & Standards Forecast | Commercial | Retail | Existing | Food Preparation | Natural Gas | Conveyor Oven | E3 |  | Codes & Standards Forecast | 0 | 0 | 0 | 0 | 0 | 0 | 0 | 0 | 0 | 0 | 0 | 0 | 0 | 0 | 0 | 0 | 0 | 0 | 0 | 0 | 0 | 0 | 0 | 0 | 0 | 0 | 0 | 0 | 0 | 0 | 0
Commercial_Retail_Existing_Food Preparation_Natural Gas_Conveyor Oven_E4_Codes & Standards Forecast | Commercial | Retail | Existing | Food Preparation | Natural Gas | Conveyor Oven | E4 |  | Codes & Standards Forecast | 0 | 0 | 0 | 0 | 0 | 0 | 0 | 0 | 0 | 0 | 0 | 0 | 0 | 0 | 0 | 0 | 0 | 0 | 0 | 0 | 0 | 0 | 0 | 0 | 0 | 0 | 0 | 0 | 0 | 0 | 0
Commercial_Retail_Existing_Food Preparation_Natural Gas_Conveyor Oven_E5_Codes & Standards Forecast | Commercial | Retail | Existing | Food Preparation | Natural Gas | Conveyor Oven | E5 |  | Codes & Standards Forecast | 0 | 0 | 0 | 0 | 0 | 0 | 0 | 0 | 0 | 0 | 0 | 0 | 0 | 0 | 0 | 0 | 0 | 0 | 0 | 0 | 0 | 0 | 0 | 0 | 0 | 0 | 0 | 0 | 0 | 0 | 0
Commercial_Retail_Existing_Food Preparation_Natural Gas_Conveyor Oven_E6_Codes & Standards Forecast | Commercial | Retail | Existing | Food Preparation | Natural Gas | Conveyor Oven | E6 |  | Codes & Standards Forecast | 0 | 0 | 0 | 0 | 0 | 0 | 0 | 0 | 0 | 0 | 0 | 0 | 0 | 0 | 0 | 0 | 0 | 0 | 0 | 0 | 0 | 0 | 0 | 0 | 0 | 0 | 0 | 0 | 0 | 0 | 0
Commercial_Retail_Existing_Food Preparation_Natural Gas_Conveyor Oven_E7_Codes & Standards Forecast | Commercial | Retail | Existing | Food Preparation | Natural Gas | Conveyor Oven | E7 |  | Codes & Standards Forecast | 0 | 0 | 0 | 0 | 0 | 0 | 0 | 0 | 0 | 0 | 0 | 0 | 0 | 0 | 0 | 0 | 0 | 0 | 0 | 0 | 0 | 0 | 0 | 0 | 0 | 0 | 0 | 0 | 0 | 0 | 0
Commercial_Retail_Existing_Food Preparation_Natural Gas_Conveyor Oven_E8_Codes & Standards Forecast | Commercial | Retail | Existing | Food Preparation | Natural Gas | Conveyor Oven | E8 |  | Codes & Standards Forecast | 0 | 0 | 0 | 0 | 0 | 0 | 0 | 0 | 0 | 0 | 0 | 0 | 0 | 0 | 0 | 0 | 0 | 0 | 0 | 0 | 0 | 0 | 0 | 0 | 0 | 0 | 0 | 0 | 0 | 0 | 0
Commercial_Retail_Existing_Food Preparation_Natural Gas_Conveyor Oven_E9_Codes & Standards Forecast | Commercial | Retail | Existing | Food Preparation | Natural Gas | Conveyor Oven | E9 |  | Codes & Standards Forecast | 0 | 0 | 0 | 0 | 0 | 0 | 0 | 0 | 0 | 0 | 0 | 0 | 0 | 0 | 0 | 0 | 0 | 0 | 0 | 0 | 0 | 0 | 0 | 0 | 0 | 0 | 0 | 0 | 0 | 0 | 0
Commercial_Retail_Existing_Food Preparation_Natural Gas_Conveyor Oven_E10_Codes & Standards Forecast | Commercial | Retail | Existing | Food Preparation | Natural Gas | Conveyor Oven | E10 |  | Codes & Standards Forecast | 0 | 0 | 0 | 0 | 0 | 0 | 0 | 0 | 0 | 0 | 0 | 0 | 0 | 0 | 0 | 0 | 0 | 0 | 0 | 0 | 0 | 0 | 0 | 0 | 0 | 0 | 0 | 0 | 0 | 0 | 0
Commercial_Retail_Existing_Food Preparation_Natural Gas_Double Rack Oven_E1_Codes & Standards Forecast | Commercial | Retail | Existing | Food Preparation | Natural Gas | Double Rack Oven | E1 | Standard | Codes & Standards Forecast | 0 | 16450.2759 | 22390.6533 | 27404.1694 | 31613.5105 | 35125.4856 | 38033.0741 | 40417.2092 | 42348.3323 | 43887.746 | 38231.1032 | 33303.5388 | 31645.533 | 30923.0651 | 30833.8198 | 31154.2179 | 31720.6672 | 35536.3509 | 36790.3795 | 37766.0924 | 38501.695 | 37932.1885 | 36487.2112 | 34906.4558 | 33392.5787 | 32053.0183 | 29632.3888 | 27888.0228 | 27685.9783 | 27858.5091 | 28231.6234
Commercial_Retail_Existing_Food Preparation_Natural Gas_Double Rack Oven_E2_Codes & Standards Forecast | Commercial | Retail | Existing | Food Preparation | Natural Gas | Double Rack Oven | E2 | FTSC Qualified (>50% Cooking Efficiency) | Codes & Standards Forecast | 0 | 0 | 0 | 0 | 0 | 0 | 0 | 0 | 0 | 0 | 0 | 0 | 0 | 0 | 0 | 0 | 0 | 0 | 0 | 0 | 0 | 0 | 0 | 0 | 0 | 0 | 0 | 0 | 0 | 0 | 0
Commercial_Retail_Existing_Food Preparation_Natural Gas_Double Rack Oven_E3_Codes & Standards Forecast | Commercial | Retail | Existing | Food Preparation | Natural Gas | Double Rack Oven | E3 |  | Codes & Standards Forecast | 0 | 0 | 0 | 0 | 0 | 0 | 0 | 0 | 0 | 0 | 0 | 0 | 0 | 0 | 0 | 0 | 0 | 0 | 0 | 0 | 0 | 0 | 0 | 0 | 0 | 0 | 0 | 0 | 0 | 0 | 0
Commercial_Retail_Existing_Food Preparation_Natural Gas_Double Rack Oven_E4_Codes & Standards Forecast | Commercial | Retail | Existing | Food Preparation | Natural Gas | Double Rack Oven | E4 |  | Codes & Standards Forecast | 0 | 0 | 0 | 0 | 0 | 0 | 0 | 0 | 0 | 0 | 0 | 0 | 0 | 0 | 0 | 0 | 0 | 0 | 0 | 0 | 0 | 0 | 0 | 0 | 0 | 0 | 0 | 0 | 0 | 0 | 0
Commercial_Retail_Existing_Food Preparation_Natural Gas_Double Rack Oven_E5_Codes & Standards Forecast | Commercial | Retail | Existing | Food Preparation | Natural Gas | Double Rack Oven | E5 |  | Codes & Standards Forecast | 0 | 0 | 0 | 0 | 0 | 0 | 0 | 0 | 0 | 0 | 0 | 0 | 0 | 0 | 0 | 0 | 0 | 0 | 0 | 0 | 0 | 0 | 0 | 0 | 0 | 0 | 0 | 0 | 0 | 0 | 0
Commercial_Retail_Existing_Food Preparation_Natural Gas_Double Rack Oven_E6_Codes & Standards Forecast | Commercial | Retail | Existing | Food Preparation | Natural Gas | Double Rack Oven | E6 |  | Codes & Standards Forecast | 0 | 0 | 0 | 0 | 0 | 0 | 0 | 0 | 0 | 0 | 0 | 0 | 0 | 0 | 0 | 0 | 0 | 0 | 0 | 0 | 0 | 0 | 0 | 0 | 0 | 0 | 0 | 0 | 0 | 0 | 0
Commercial_Retail_Existing_Food Preparation_Natural Gas_Double Rack Oven_E7_Codes & Standards Forecast | Commercial | Retail | Existing | Food Preparation | Natural Gas | Double Rack Oven | E7 |  | Codes & Standards Forecast | 0 | 0 | 0 | 0 | 0 | 0 | 0 | 0 | 0 | 0 | 0 | 0 | 0 | 0 | 0 | 0 | 0 | 0 | 0 | 0 | 0 | 0 | 0 | 0 | 0 | 0 | 0 | 0 | 0 | 0 | 0
Commercial_Retail_Existing_Food Preparation_Natural Gas_Double Rack Oven_E8_Codes & Standards Forecast | Commercial | Retail | Existing | Food Preparation | Natural Gas | Double Rack Oven | E8 |  | Codes & Standards Forecast | 0 | 0 | 0 | 0 | 0 | 0 | 0 | 0 | 0 | 0 | 0 | 0 | 0 | 0 | 0 | 0 | 0 | 0 | 0 | 0 | 0 | 0 | 0 | 0 | 0 | 0 | 0 | 0 | 0 | 0 | 0
Commercial_Retail_Existing_Food Preparation_Natural Gas_Double Rack Oven_E9_Codes & Standards Forecast | Commercial | Retail | Existing | Food Preparation | Natural Gas | Double Rack Oven | E9 |  | Codes & Standards Forecast | 0 | 0 | 0 | 0 | 0 | 0 | 0 | 0 | 0 | 0 | 0 | 0 | 0 | 0 | 0 | 0 | 0 | 0 | 0 | 0 | 0 | 0 | 0 | 0 | 0 | 0 | 0 | 0 | 0 | 0 | 0
Commercial_Retail_Existing_Food Preparation_Natural Gas_Double Rack Oven_E10_Codes & Standards Forecast | Commercial | Retail | Existing | Food Preparation | Natural Gas | Double Rack Oven | E10 |  | Codes & Standards Forecast | 0 | 0 | 0 | 0 | 0 | 0 | 0 | 0 | 0 | 0 | 0 | 0 | 0 | 0 | 0 | 0 | 0 | 0 | 0 | 0 | 0 | 0 | 0 | 0 | 0 | 0 | 0 | 0 | 0 | 0 | 0
Commercial_Retail_Existing_Food Preparation_Natural Gas_Fryer_E1_Codes & Standards Forecast | Commercial | Retail | Existing | Food Preparation | Natural Gas | Fryer | E1 | Standard | Codes & Standards Forecast | 0 | 78776.3191 | 85622.6974 | 0 | 0 | 0 | 0 | 0 | 0 | 0 | 0 | 0 | 0 | 0 | 0 | 0 | 0 | 0 | 0 | 0 | 0 | 0 | 0 | 0 | 0 | 0 | 0 | 0 | 0 | 0 | 0
Commercial_Retail_Existing_Food Preparation_Natural Gas_Fryer_E2_Codes & Standards Forecast | Commercial | Retail | Existing | Food Preparation | Natural Gas | Fryer | E2 | ENERGY STAR | Codes & Standards Forecast | 0 | 0 | 0 | 91413.3949 | 96269.7528 | 100299.7516 | 103599.4712 | 106254.3911 | 108340.5498 | 123329.5725 | 136147.2692 | 147041.2351 | 143616.1068 | 140312.3141 | 153002.5478 | 148185.1884 | 143655.8825 | 141668.6806 | 141412.6655 | 142282.4656 | 141683.9049 | 140030.9065 | 143042.6359 | 143796.0049 | 142913.8112 | 138715.2176 | 135100.0865 | 135365.9817 | 131763.7326 | 128491.5163 | 126749.7386
Commercial_Retail_Existing_Food Preparation_Natural Gas_Fryer_E3_Codes & Standards Forecast | Commercial | Retail | Existing | Food Preparation | Natural Gas | Fryer | E3 |  | Codes & Standards Forecast | 0 | 0 | 0 | 0 | 0 | 0 | 0 | 0 | 0 | 0 | 0 | 0 | 0 | 0 | 0 | 0 | 0 | 0 | 0 | 0 | 0 | 0 | 0 | 0 | 0 | 0 | 0 | 0 | 0 | 0 | 0
Commercial_Retail_Existing_Food Preparation_Natural Gas_Fryer_E4_Codes & Standards Forecast | Commercial | Retail | Existing | Food Preparation | Natural Gas | Fryer | E4 |  | Codes & Standards Forecast | 0 | 0 | 0 | 0 | 0 | 0 | 0 | 0 | 0 | 0 | 0 | 0 | 0 | 0 | 0 | 0 | 0 | 0 | 0 | 0 | 0 | 0 | 0 | 0 | 0 | 0 | 0 | 0 | 0 | 0 | 0
Commercial_Retail_Existing_Food Preparation_Natural Gas_Fryer_E5_Codes & Standards Forecast | Commercial | Retail | Existing | Food Preparation | Natural Gas | Fryer | E5 |  | Codes & Standards Forecast | 0 | 0 | 0 | 0 | 0 | 0 | 0 | 0 | 0 | 0 | 0 | 0 | 0 | 0 | 0 | 0 | 0 | 0 | 0 | 0 | 0 | 0 | 0 | 0 | 0 | 0 | 0 | 0 | 0 | 0 | 0
Commercial_Retail_Existing_Food Preparation_Natural Gas_Fryer_E6_Codes & Standards Forecast | Commercial | Retail | Existing | Food Preparation | Natural Gas | Fryer | E6 |  | Codes & Standards Forecast | 0 | 0 | 0 | 0 | 0 | 0 | 0 | 0 | 0 | 0 | 0 | 0 | 0 | 0 | 0 | 0 | 0 | 0 | 0 | 0 | 0 | 0 | 0 | 0 | 0 | 0 | 0 | 0 | 0 | 0 | 0
Commercial_Retail_Existing_Food Preparation_Natural Gas_Fryer_E7_Codes & Standards Forecast | Commercial | Retail | Existing | Food Preparation | Natural Gas | Fryer | E7 |  | Codes & Standards Forecast | 0 | 0 | 0 | 0 | 0 | 0 | 0 | 0 | 0 | 0 | 0 | 0 | 0 | 0 | 0 | 0 | 0 | 0 | 0 | 0 | 0 | 0 | 0 | 0 | 0 | 0 | 0 | 0 | 0 | 0 | 0
Commercial_Retail_Existing_Food Preparation_Natural Gas_Fryer_E8_Codes & Standards Forecast | Commercial | Retail | Existing | Food Preparation | Natural Gas | Fryer | E8 |  | Codes & Standards Forecast | 0 | 0 | 0 | 0 | 0 | 0 | 0 | 0 | 0 | 0 | 0 | 0 | 0 | 0 | 0 | 0 | 0 | 0 | 0 | 0 | 0 | 0 | 0 | 0 | 0 | 0 | 0 | 0 | 0 | 0 | 0
Commercial_Retail_Existing_Food Preparation_Natural Gas_Fryer_E9_Codes & Standards Forecast | Commercial | Retail | Existing | Food Preparation | Natural Gas | Fryer | E9 |  | Codes & Standards Forecast | 0 | 0 | 0 | 0 | 0 | 0 | 0 | 0 | 0 | 0 | 0 | 0 | 0 | 0 | 0 | 0 | 0 | 0 | 0 | 0 | 0 | 0 | 0 | 0 | 0 | 0 | 0 | 0 | 0 | 0 | 0
Commercial_Retail_Existing_Food Preparation_Natural Gas_Fryer_E10_Codes & Standards Forecast | Commercial | Retail | Existing | Food Preparation | Natural Gas | Fryer | E10 |  | Codes & Standards Forecast | 0 | 0 | 0 | 0 | 0 | 0 | 0 | 0 | 0 | 0 | 0 | 0 | 0 | 0 | 0 | 0 | 0 | 0 | 0 | 0 | 0 | 0 | 0 | 0 | 0 | 0 | 0 | 0 | 0 | 0 | 0
Commercial_Retail_Existing_Food Preparation_Natural Gas_Broiler_E1_Codes & Standards Forecast | Commercial | Retail | Existing | Food Preparation | Natural Gas | Broiler | E1 | Standard | Codes & Standards Forecast | 0 | 17809.8271 | 19877.7459 | 21591.8648 | 22999.5301 | 24141.9505 | 25054.9896 | 25769.8548 | 26313.6982 | 26710.1405 | 23267.5002 | 20268.5779 | 20508.3608 | 20799.9515 | 21104.8308 | 21396.6017 | 21657.8749 | 25257.115 | 25159.978 | 25012.1964 | 24821.561 | 24000.3341 | 22771.307 | 21754.7539 | 20924.8573 | 20253.6891 | 19009.4488 | 18113.9613 | 18562.711 | 18884.6945 | 19095.2955
Commercial_Retail_Existing_Food Preparation_Natural Gas_Broiler_E2_Codes & Standards Forecast | Commercial | Retail | Existing | Food Preparation | Natural Gas | Broiler | E2 | Infrared Burners | Codes & Standards Forecast | 0 | 0 | 0 | 0 | 0 | 0 | 0 | 0 | 0 | 0 | 0 | 0 | 0 | 0 | 0 | 0 | 0 | 0 | 0 | 0 | 0 | 0 | 0 | 0 | 0 | 0 | 0 | 0 | 0 | 0 | 0
Commercial_Retail_Existing_Food Preparation_Natural Gas_Broiler_E3_Codes & Standards Forecast | Commercial | Retail | Existing | Food Preparation | Natural Gas | Broiler | E3 |  | Codes & Standards Forecast | 0 | 0 | 0 | 0 | 0 | 0 | 0 | 0 | 0 | 0 | 0 | 0 | 0 | 0 | 0 | 0 | 0 | 0 | 0 | 0 | 0 | 0 | 0 | 0 | 0 | 0 | 0 | 0 | 0 | 0 | 0
Commercial_Retail_Existing_Food Preparation_Natural Gas_Broiler_E4_Codes & Standards Forecast | Commercial | Retail | Existing | Food Preparation | Natural Gas | Broiler | E4 |  | Codes & Standards Forecast | 0 | 0 | 0 | 0 | 0 | 0 | 0 | 0 | 0 | 0 | 0 | 0 | 0 | 0 | 0 | 0 | 0 | 0 | 0 | 0 | 0 | 0 | 0 | 0 | 0 | 0 | 0 | 0 | 0 | 0 | 0
Commercial_Retail_Existing_Food Preparation_Natural Gas_Broiler_E5_Codes & Standards Forecast | Commercial | Retail | Existing | Food Preparation | Natural Gas | Broiler | E5 |  | Codes & Standards Forecast | 0 | 0 | 0 | 0 | 0 | 0 | 0 | 0 | 0 | 0 | 0 | 0 | 0 | 0 | 0 | 0 | 0 | 0 | 0 | 0 | 0 | 0 | 0 | 0 | 0 | 0 | 0 | 0 | 0 | 0 | 0
Commercial_Retail_Existing_Food Preparation_Natural Gas_Broiler_E6_Codes & Standards Forecast | Commercial | Retail | Existing | Food Preparation | Natural Gas | Broiler | E6 |  | Codes & Standards Forecast | 0 | 0 | 0 | 0 | 0 | 0 | 0 | 0 | 0 | 0 | 0 | 0 | 0 | 0 | 0 | 0 | 0 | 0 | 0 | 0 | 0 | 0 | 0 | 0 | 0 | 0 | 0 | 0 | 0 | 0 | 0
Commercial_Retail_Existing_Food Preparation_Natural Gas_Broiler_E7_Codes & Standards Forecast | Commercial | Retail | Existing | Food Preparation | Natural Gas | Broiler | E7 |  | Codes & Standards Forecast | 0 | 0 | 0 | 0 | 0 | 0 | 0 | 0 | 0 | 0 | 0 | 0 | 0 | 0 | 0 | 0 | 0 | 0 | 0 | 0 | 0 | 0 | 0 | 0 | 0 | 0 | 0 | 0 | 0 | 0 | 0
Commercial_Retail_Existing_Food Preparation_Natural Gas_Broiler_E8_Codes & Standards Forecast | Commercial | Retail | Existing | Food Preparation | Natural Gas | Broiler | E8 |  | Codes & Standards Forecast | 0 | 0 | 0 | 0 | 0 | 0 | 0 | 0 | 0 | 0 | 0 | 0 | 0 | 0 | 0 | 0 | 0 | 0 | 0 | 0 | 0 | 0 | 0 | 0 | 0 | 0 | 0 | 0 | 0 | 0 | 0
Commercial_Retail_Existing_Food Preparation_Natural Gas_Broiler_E9_Codes & Standards Forecast | Commercial | Retail | Existing | Food Preparation | Natural Gas | Broiler | E9 |  | Codes & Standards Forecast | 0 | 0 | 0 | 0 | 0 | 0 | 0 | 0 | 0 | 0 | 0 | 0 | 0 | 0 | 0 | 0 | 0 | 0 | 0 | 0 | 0 | 0 | 0 | 0 | 0 | 0 | 0 | 0 | 0 | 0 | 0
Commercial_Retail_Existing_Food Preparation_Natural Gas_Broiler_E10_Codes & Standards Forecast | Commercial | Retail | Existing | Food Preparation | Natural Gas | Broiler | E10 |  | Codes & Standards Forecast | 0 | 0 | 0 | 0 | 0 | 0 | 0 | 0 | 0 | 0 | 0 | 0 | 0 | 0 | 0 | 0 | 0 | 0 | 0 | 0 | 0 | 0 | 0 | 0 | 0 | 0 | 0 | 0 | 0 | 0 | 0
Commercial_Retail_Existing_Food Preparation_Natural Gas_Griddle_E1_Codes & Standards Forecast | Commercial | Retail | Existing | Food Preparation | Natural Gas | Griddle | E1 | Standard | Codes & Standards Forecast | 0 | 62260.68 | 69489.8368 | 75482.1582 | 80403.1602 | 84396.9034 | 87588.7612 | 90087.8303 | 91989.0315 | 93374.9385 | 81339.9464 | 70856.1311 | 71694.3788 | 72713.7393 | 73779.5551 | 74799.5453 | 75712.9201 | 88295.3632 | 87955.7858 | 87439.1619 | 86772.7271 | 83901.832 | 79605.324 | 76051.5958 | 73150.3925 | 70804.0818 | 66454.3908 | 63323.8909 | 64892.6576 | 66018.267 | 66754.4988
Commercial_Retail_Existing_Food Preparation_Natural Gas_Griddle_E2_Codes & Standards Forecast | Commercial | Retail | Existing | Food Preparation | Natural Gas | Griddle | E2 | ENERGY STAR | Codes & Standards Forecast | 0 | 0 | 0 | 0 | 0 | 0 | 0 | 0 | 0 | 0 | 0 | 0 | 0 | 0 | 0 | 0 | 0 | 0 | 0 | 0 | 0 | 0 | 0 | 0 | 0 | 0 | 0 | 0 | 0 | 0 | 0
Commercial_Retail_Existing_Food Preparation_Natural Gas_Griddle_E3_Codes & Standards Forecast | Commercial | Retail | Existing | Food Preparation | Natural Gas | Griddle | E3 |  | Codes & Standards Forecast | 0 | 0 | 0 | 0 | 0 | 0 | 0 | 0 | 0 | 0 | 0 | 0 | 0 | 0 | 0 | 0 | 0 | 0 | 0 | 0 | 0 | 0 | 0 | 0 | 0 | 0 | 0 | 0 | 0 | 0 | 0
Commercial_Retail_Existing_Food Preparation_Natural Gas_Griddle_E4_Codes & Standards Forecast | Commercial | Retail | Existing | Food Preparation | Natural Gas | Griddle | E4 |  | Codes & Standards Forecast | 0 | 0 | 0 | 0 | 0 | 0 | 0 | 0 | 0 | 0 | 0 | 0 | 0 | 0 | 0 | 0 | 0 | 0 | 0 | 0 | 0 | 0 | 0 | 0 | 0 | 0 | 0 | 0 | 0 | 0 | 0
Commercial_Retail_Existing_Food Preparation_Natural Gas_Griddle_E5_Codes & Standards Forecast | Commercial | Retail | Existing | Food Preparation | Natural Gas | Griddle | E5 |  | Codes & Standards Forecast | 0 | 0 | 0 | 0 | 0 | 0 | 0 | 0 | 0 | 0 | 0 | 0 | 0 | 0 | 0 | 0 | 0 | 0 | 0 | 0 | 0 | 0 | 0 | 0 | 0 | 0 | 0 | 0 | 0 | 0 | 0
Commercial_Retail_Existing_Food Preparation_Natural Gas_Griddle_E6_Codes & Standards Forecast | Commercial | Retail | Existing | Food Preparation | Natural Gas | Griddle | E6 |  | Codes & Standards Forecast | 0 | 0 | 0 | 0 | 0 | 0 | 0 | 0 | 0 | 0 | 0 | 0 | 0 | 0 | 0 | 0 | 0 | 0 | 0 | 0 | 0 | 0 | 0 | 0 | 0 | 0 | 0 | 0 | 0 | 0 | 0
Commercial_Retail_Existing_Food Preparation_Natural Gas_Griddle_E7_Codes & Standards Forecast | Commercial | Retail | Existing | Food Preparation | Natural Gas | Griddle | E7 |  | Codes & Standards Forecast | 0 | 0 | 0 | 0 | 0 | 0 | 0 | 0 | 0 | 0 | 0 | 0 | 0 | 0 | 0 | 0 | 0 | 0 | 0 | 0 | 0 | 0 | 0 | 0 | 0 | 0 | 0 | 0 | 0 | 0 | 0
Commercial_Retail_Existing_Food Preparation_Natural Gas_Griddle_E8_Codes & Standards Forecast | Commercial | Retail | Existing | Food Preparation | Natural Gas | Griddle | E8 |  | Codes & Standards Forecast | 0 | 0 | 0 | 0 | 0 | 0 | 0 | 0 | 0 | 0 | 0 | 0 | 0 | 0 | 0 | 0 | 0 | 0 | 0 | 0 | 0 | 0 | 0 | 0 | 0 | 0 | 0 | 0 | 0 | 0 | 0
Commercial_Retail_Existing_Food Preparation_Natural Gas_Griddle_E9_Codes & Standards Forecast | Commercial | Retail | Existing | Food Preparation | Natural Gas | Griddle | E9 |  | Codes & Standards Forecast | 0 | 0 | 0 | 0 | 0 | 0 | 0 | 0 | 0 | 0 | 0 | 0 | 0 | 0 | 0 | 0 | 0 | 0 | 0 | 0 | 0 | 0 | 0 | 0 | 0 | 0 | 0 | 0 | 0 | 0 | 0
Commercial_Retail_Existing_Food Preparation_Natural Gas_Griddle_E10_Codes & Standards Forecast | Commercial | Retail | Existing | Food Preparation | Natural Gas | Griddle | E10 |  | Codes & Standards Forecast | 0 | 0 | 0 | 0 | 0 | 0 | 0 | 0 | 0 | 0 | 0 | 0 | 0 | 0 | 0 | 0 | 0 | 0 | 0 | 0 | 0 | 0 | 0 | 0 | 0 | 0 | 0 | 0 | 0 | 0 | 0
Commercial_Retail_Existing_Food Preparation_Natural Gas_Range_E1_Codes & Standards Forecast | Commercial | Retail | Existing | Food Preparation | Natural Gas | Range | E1 | Standard | Codes & Standards Forecast | 0 | 92343.324 | 117645.3948 | 136577.2537 | 150532.9658 | 160605.1162 | 167649.9366 | 172338.3653 | 175196.0771 | 176634.8672 | 153879.9438 | 140259.1929 | 132737.4031 | 129167.4287 | 128048.0954 | 146588.8563 | 149026.6263 | 150255.8188 | 150551.1268 | 146276.1705 | 140095.0608 | 133557.1164 | 127492.9202 | 122282.9076 | 116515.8306 | 114115.6007 | 113589.896 | 113977.9969 | 114039.4703 | 116936.647 | 115009.743
Commercial_Retail_Existing_Food Preparation_Natural Gas_Range_E2_Codes & Standards Forecast | Commercial | Retail | Existing | Food Preparation | Natural Gas | Range | E2 | High Efficiency | Codes & Standards Forecast | 0 | 0 | 0 | 0 | 0 | 0 | 0 | 0 | 0 | 0 | 0 | 0 | 0 | 0 | 0 | 0 | 0 | 0 | 0 | 0 | 0 | 0 | 0 | 0 | 0 | 0 | 0 | 0 | 0 | 0 | 0
Commercial_Retail_Existing_Food Preparation_Natural Gas_Range_E3_Codes & Standards Forecast | Commercial | Retail | Existing | Food Preparation | Natural Gas | Range | E3 |  | Codes & Standards Forecast | 0 | 0 | 0 | 0 | 0 | 0 | 0 | 0 | 0 | 0 | 0 | 0 | 0 | 0 | 0 | 0 | 0 | 0 | 0 | 0 | 0 | 0 | 0 | 0 | 0 | 0 | 0 | 0 | 0 | 0 | 0
Commercial_Retail_Existing_Food Preparation_Natural Gas_Range_E4_Codes & Standards Forecast | Commercial | Retail | Existing | Food Preparation | Natural Gas | Range | E4 |  | Codes & Standards Forecast | 0 | 0 | 0 | 0 | 0 | 0 | 0 | 0 | 0 | 0 | 0 | 0 | 0 | 0 | 0 | 0 | 0 | 0 | 0 | 0 | 0 | 0 | 0 | 0 | 0 | 0 | 0 | 0 | 0 | 0 | 0
Commercial_Retail_Existing_Food Preparation_Natural Gas_Range_E5_Codes & Standards Forecast | Commercial | Retail | Existing | Food Preparation | Natural Gas | Range | E5 |  | Codes & Standards Forecast | 0 | 0 | 0 | 0 | 0 | 0 | 0 | 0 | 0 | 0 | 0 | 0 | 0 | 0 | 0 | 0 | 0 | 0 | 0 | 0 | 0 | 0 | 0 | 0 | 0 | 0 | 0 | 0 | 0 | 0 | 0
Commercial_Retail_Existing_Food Preparation_Natural Gas_Range_E6_Codes & Standards Forecast | Commercial | Retail | Existing | Food Preparation | Natural Gas | Range | E6 |  | Codes & Standards Forecast | 0 | 0 | 0 | 0 | 0 | 0 | 0 | 0 | 0 | 0 | 0 | 0 | 0 | 0 | 0 | 0 | 0 | 0 | 0 | 0 | 0 | 0 | 0 | 0 | 0 | 0 | 0 | 0 | 0 | 0 | 0
Commercial_Retail_Existing_Food Preparation_Natural Gas_Range_E7_Codes & Standards Forecast | Commercial | Retail | Existing | Food Preparation | Natural Gas | Range | E7 |  | Codes & Standards Forecast | 0 | 0 | 0 | 0 | 0 | 0 | 0 | 0 | 0 | 0 | 0 | 0 | 0 | 0 | 0 | 0 | 0 | 0 | 0 | 0 | 0 | 0 | 0 | 0 | 0 | 0 | 0 | 0 | 0 | 0 | 0
Commercial_Retail_Existing_Food Preparation_Natural Gas_Range_E8_Codes & Standards Forecast | Commercial | Retail | Existing | Food Preparation | Natural Gas | Range | E8 |  | Codes & Standards Forecast | 0 | 0 | 0 | 0 | 0 | 0 | 0 | 0 | 0 | 0 | 0 | 0 | 0 | 0 | 0 | 0 | 0 | 0 | 0 | 0 | 0 | 0 | 0 | 0 | 0 | 0 | 0 | 0 | 0 | 0 | 0
Commercial_Retail_Existing_Food Preparation_Natural Gas_Range_E9_Codes & Standards Forecast | Commercial | Retail | Existing | Food Preparation | Natural Gas | Range | E9 |  | Codes & Standards Forecast | 0 | 0 | 0 | 0 | 0 | 0 | 0 | 0 | 0 | 0 | 0 | 0 | 0 | 0 | 0 | 0 | 0 | 0 | 0 | 0 | 0 | 0 | 0 | 0 | 0 | 0 | 0 | 0 | 0 | 0 | 0
Commercial_Retail_Existing_Food Preparation_Natural Gas_Range_E10_Codes & Standards Forecast | Commercial | Retail | Existing | Food Preparation | Natural Gas | Range | E10 |  | Codes & Standards Forecast | 0 | 0 | 0 | 0 | 0 | 0 | 0 | 0 | 0 | 0 | 0 | 0 | 0 | 0 | 0 | 0 | 0 | 0 | 0 | 0 | 0 | 0 | 0 | 0 | 0 | 0 | 0 | 0 | 0 | 0 | 0
Commercial_Retail_Existing_Food Preparation_Natural Gas_Steamer_E1_Codes & Standards Forecast | Commercial | Retail | Existing | Food Preparation | Natural Gas | Steamer | E1 | Standard | Codes & Standards Forecast | 0 | 16285.7888 | 18176.7498 | 0 | 0 | 0 | 0 | 0 | 0 | 0 | 0 | 0 | 0 | 0 | 0 | 0 | 0 | 0 | 0 | 0 | 0 | 0 | 0 | 0 | 0 | 0 | 0 | 0 | 0 | 0 | 0
Commercial_Retail_Existing_Food Preparation_Natural Gas_Steamer_E2_Codes & Standards Forecast | Commercial | Retail | Existing | Food Preparation | Natural Gas | Steamer | E2 | ENERGY STAR | Codes & Standards Forecast | 0 | 0 | 0 | 19744.1866 | 21031.3938 | 22076.0541 | 22910.9618 | 23564.6539 | 24061.9591 | 24424.4766 | 22785.1263 | 21532.2461 | 20586.0534 | 19881.0596 | 19363.7075 | 18990.3811 | 18725.7295 | 18541.2582 | 18414.1463 | 21637.7557 | 21318.1187 | 20890.8661 | 20400.0954 | 19878.2431 | 19348.6393 | 18827.5613 | 18325.877 | 17850.3547 | 17307.7764 | 16881.2307 | 16530.3687
Commercial_Retail_Existing_Food Preparation_Natural Gas_Steamer_E3_Codes & Standards Forecast | Commercial | Retail | Existing | Food Preparation | Natural Gas | Steamer | E3 |  | Codes & Standards Forecast | 0 | 0 | 0 | 0 | 0 | 0 | 0 | 0 | 0 | 0 | 0 | 0 | 0 | 0 | 0 | 0 | 0 | 0 | 0 | 0 | 0 | 0 | 0 | 0 | 0 | 0 | 0 | 0 | 0 | 0 | 0
Commercial_Retail_Existing_Food Preparation_Natural Gas_Steamer_E4_Codes & Standards Forecast | Commercial | Retail | Existing | Food Preparation | Natural Gas | Steamer | E4 |  | Codes & Standards Forecast | 0 | 0 | 0 | 0 | 0 | 0 | 0 | 0 | 0 | 0 | 0 | 0 | 0 | 0 | 0 | 0 | 0 | 0 | 0 | 0 | 0 | 0 | 0 | 0 | 0 | 0 | 0 | 0 | 0 | 0 | 0
Commercial_Retail_Existing_Food Preparation_Natural Gas_Steamer_E5_Codes & Standards Forecast | Commercial | Retail | Existing | Food Preparation | Natural Gas | Steamer | E5 |  | Codes & Standards Forecast | 0 | 0 | 0 | 0 | 0 | 0 | 0 | 0 | 0 | 0 | 0 | 0 | 0 | 0 | 0 | 0 | 0 | 0 | 0 | 0 | 0 | 0 | 0 | 0 | 0 | 0 | 0 | 0 | 0 | 0 | 0
Commercial_Retail_Existing_Food Preparation_Natural Gas_Steamer_E6_Codes & Standards Forecast | Commercial | Retail | Existing | Food Preparation | Natural Gas | Steamer | E6 |  | Codes & Standards Forecast | 0 | 0 | 0 | 0 | 0 | 0 | 0 | 0 | 0 | 0 | 0 | 0 | 0 | 0 | 0 | 0 | 0 | 0 | 0 | 0 | 0 | 0 | 0 | 0 | 0 | 0 | 0 | 0 | 0 | 0 | 0
Commercial_Retail_Existing_Food Preparation_Natural Gas_Steamer_E7_Codes & Standards Forecast | Commercial | Retail | Existing | Food Preparation | Natural Gas | Steamer | E7 |  | Codes & Standards Forecast | 0 | 0 | 0 | 0 | 0 | 0 | 0 | 0 | 0 | 0 | 0 | 0 | 0 | 0 | 0 | 0 | 0 | 0 | 0 | 0 | 0 | 0 | 0 | 0 | 0 | 0 | 0 | 0 | 0 | 0 | 0
Commercial_Retail_Existing_Food Preparation_Natural Gas_Steamer_E8_Codes & Standards Forecast | Commercial | Retail | Existing | Food Preparation | Natural Gas | Steamer | E8 |  | Codes & Standards Forecast | 0 | 0 | 0 | 0 | 0 | 0 | 0 | 0 | 0 | 0 | 0 | 0 | 0 | 0 | 0 | 0 | 0 | 0 | 0 | 0 | 0 | 0 | 0 | 0 | 0 | 0 | 0 | 0 | 0 | 0 | 0
Commercial_Retail_Existing_Food Preparation_Natural Gas_Steamer_E9_Codes & Standards Forecast | Commercial | Retail | Existing | Food Preparation | Natural Gas | Steamer | E9 |  | Codes & Standards Forecast | 0 | 0 | 0 | 0 | 0 | 0 | 0 | 0 | 0 | 0 | 0 | 0 | 0 | 0 | 0 | 0 | 0 | 0 | 0 | 0 | 0 | 0 | 0 | 0 | 0 | 0 | 0 | 0 | 0 | 0 | 0
Commercial_Retail_Existing_Food Preparation_Natural Gas_Steamer_E10_Codes & Standards Forecast | Commercial | Retail | Existing | Food Preparation | Natural Gas | Steamer | E10 |  | Codes & Standards Forecast | 0 | 0 | 0 | 0 | 0 | 0 | 0 | 0 | 0 | 0 | 0 | 0 | 0 | 0 | 0 | 0 | 0 | 0 | 0 | 0 | 0 | 0 | 0 | 0 | 0 | 0 | 0 | 0 | 0 | 0 | 0
Commercial_Retail_Existing_Food Preparation_Natural Gas_Food Prep Other_E1_Codes & Standards Forecast | Commercial | Retail | Existing | Food Preparation | Natural Gas | Food Prep Other | E1 | Standard | Codes & Standards Forecast | 0 | 17588.6519 | 22407.9425 | 26013.8975 | 28672.0449 | 30590.4894 | 31932.3178 | 32825.3238 | 33369.6327 | 33643.6794 | 29309.5445 | 26715.1972 | 25282.5204 | 24602.5466 | 24389.347 | 27920.8095 | 28385.1321 | 28619.2566 | 28675.504 | 27861.2522 | 26683.935 | 25438.6514 | 24283.6027 | 23291.2505 | 22192.7941 | 21735.6219 | 21635.4908 | 21709.4124 | 21721.1213 | 22272.9471 | 21905.9293
Commercial_Retail_Existing_Food Preparation_Natural Gas_Food Prep Other_E2_Codes & Standards Forecast | Commercial | Retail | Existing | Food Preparation | Natural Gas | Food Prep Other | E2 | ENERGY STAR | Codes & Standards Forecast | 0 | 0 | 0 | 0 | 0 | 0 | 0 | 0 | 0 | 0 | 0 | 0 | 0 | 0 | 0 | 0 | 0 | 0 | 0 | 0 | 0 | 0 | 0 | 0 | 0 | 0 | 0 | 0 | 0 | 0 | 0
Commercial_Retail_Existing_Food Preparation_Natural Gas_Food Prep Other_E3_Codes & Standards Forecast | Commercial | Retail | Existing | Food Preparation | Natural Gas | Food Prep Other | E3 |  | Codes & Standards Forecast | 0 | 0 | 0 | 0 | 0 | 0 | 0 | 0 | 0 | 0 | 0 | 0 | 0 | 0 | 0 | 0 | 0 | 0 | 0 | 0 | 0 | 0 | 0 | 0 | 0 | 0 | 0 | 0 | 0 | 0 | 0
Commercial_Retail_Existing_Food Preparation_Natural Gas_Food Prep Other_E4_Codes & Standards Forecast | Commercial | Retail | Existing | Food Preparation | Natural Gas | Food Prep Other | E4 |  | Codes & Standards Forecast | 0 | 0 | 0 | 0 | 0 | 0 | 0 | 0 | 0 | 0 | 0 | 0 | 0 | 0 | 0 | 0 | 0 | 0 | 0 | 0 | 0 | 0 | 0 | 0 | 0 | 0 | 0 | 0 | 0 | 0 | 0
Commercial_Retail_Existing_Food Preparation_Natural Gas_Food Prep Other_E5_Codes & Standards Forecast | Commercial | Retail | Existing | Food Preparation | Natural Gas | Food Prep Other | E5 |  | Codes & Standards Forecast | 0 | 0 | 0 | 0 | 0 | 0 | 0 | 0 | 0 | 0 | 0 | 0 | 0 | 0 | 0 | 0 | 0 | 0 | 0 | 0 | 0 | 0 | 0 | 0 | 0 | 0 | 0 | 0 | 0 | 0 | 0
Commercial_Retail_Existing_Food Preparation_Natural Gas_Food Prep Other_E6_Codes & Standards Forecast | Commercial | Retail | Existing | Food Preparation | Natural Gas | Food Prep Other | E6 |  | Codes & Standards Forecast | 0 | 0 | 0 | 0 | 0 | 0 | 0 | 0 | 0 | 0 | 0 | 0 | 0 | 0 | 0 | 0 | 0 | 0 | 0 | 0 | 0 | 0 | 0 | 0 | 0 | 0 | 0 | 0 | 0 | 0 | 0
Commercial_Retail_Existing_Food Preparation_Natural Gas_Food Prep Other_E7_Codes & Standards Forecast | Commercial | Retail | Existing | Food Preparation | Natural Gas | Food Prep Other | E7 |  | Codes & Standards Forecast | 0 | 0 | 0 | 0 | 0 | 0 | 0 | 0 | 0 | 0 | 0 | 0 | 0 | 0 | 0 | 0 | 0 | 0 | 0 | 0 | 0 | 0 | 0 | 0 | 0 | 0 | 0 | 0 | 0 | 0 | 0
Commercial_Retail_Existing_Food Preparation_Natural Gas_Food Prep Other_E8_Codes & Standards Forecast | Commercial | Retail | Existing | Food Preparation | Natural Gas | Food Prep Other | E8 |  | Codes & Standards Forecast | 0 | 0 | 0 | 0 | 0 | 0 | 0 | 0 | 0 | 0 | 0 | 0 | 0 | 0 | 0 | 0 | 0 | 0 | 0 | 0 | 0 | 0 | 0 | 0 | 0 | 0 | 0 | 0 | 0 | 0 | 0
Commercial_Retail_Existing_Food Preparation_Natural Gas_Food Prep Other_E9_Codes & Standards Forecast | Commercial | Retail | Existing | Food Preparation | Natural Gas | Food Prep Other | E9 |  | Codes & Standards Forecast | 0 | 0 | 0 | 0 | 0 | 0 | 0 | 0 | 0 | 0 | 0 | 0 | 0 | 0 | 0 | 0 | 0 | 0 | 0 | 0 | 0 | 0 | 0 | 0 | 0 | 0 | 0 | 0 | 0 | 0 | 0
Commercial_Retail_Existing_Food Preparation_Natural Gas_Food Prep Other_E10_Codes & Standards Forecast | Commercial | Retail | Existing | Food Preparation | Natural Gas | Food Prep Other | E10 |  | Codes & Standards Forecast | 0 | 0 | 0 | 0 | 0 | 0 | 0 | 0 | 0 | 0 | 0 | 0 | 0 | 0 | 0 | 0 | 0 | 0 | 0 | 0 | 0 | 0 | 0 | 0 | 0 | 0 | 0 | 0 | 0 | 0 | 0
Commercial_Retail_Existing_Miscellaneous_Natural Gas_Pool Heater_E1_Codes & Standards Forecast | Commercial | Retail | Existing | Miscellaneous | Natural Gas | Pool Heater | E1 | Standard (EF .82) | Codes & Standards Forecast | 0 | 12173.552 | 11532.4116 | 10989.9906 | 10525.7609 | 10123.6127 | 10137.6977 | 10032.8324 | 9852.5568 | 9627.2954 | 9377.9884 | 11792.5401 | 10973.9515 | 10317.9853 | 9777.4084 | 9319.8339 | 9485.0388 | 9441.1538 | 9271.5583 | 9030.4599 | 8752.6012 | 9134.1323 | 8743.1537 | 8437.2919 | 8175.8147 | 7936.0468 | 7948.4769 | 7843.462 | 7678.7213 | 7486.2519 | 7283.1031
Commercial_Retail_Existing_Miscellaneous_Natural Gas_Pool Heater_E2_Codes & Standards Forecast | Commercial | Retail | Existing | Miscellaneous | Natural Gas | Pool Heater | E2 | Condensing (EF .90) | Codes & Standards Forecast | 0 | 0 | 0 | 0 | 0 | 0 | 0 | 0 | 0 | 0 | 0 | 0 | 0 | 0 | 0 | 0 | 0 | 0 | 0 | 0 | 0 | 0 | 0 | 0 | 0 | 0 | 0 | 0 | 0 | 0 | 0
Commercial_Retail_Existing_Miscellaneous_Natural Gas_Pool Heater_E3_Codes & Standards Forecast | Commercial | Retail | Existing | Miscellaneous | Natural Gas | Pool Heater | E3 |  | Codes & Standards Forecast | 0 | 0 | 0 | 0 | 0 | 0 | 0 | 0 | 0 | 0 | 0 | 0 | 0 | 0 | 0 | 0 | 0 | 0 | 0 | 0 | 0 | 0 | 0 | 0 | 0 | 0 | 0 | 0 | 0 | 0 | 0
Commercial_Retail_Existing_Miscellaneous_Natural Gas_Pool Heater_E4_Codes & Standards Forecast | Commercial | Retail | Existing | Miscellaneous | Natural Gas | Pool Heater | E4 |  | Codes & Standards Forecast | 0 | 0 | 0 | 0 | 0 | 0 | 0 | 0 | 0 | 0 | 0 | 0 | 0 | 0 | 0 | 0 | 0 | 0 | 0 | 0 | 0 | 0 | 0 | 0 | 0 | 0 | 0 | 0 | 0 | 0 | 0
Commercial_Retail_Existing_Miscellaneous_Natural Gas_Pool Heater_E5_Codes & Standards Forecast | Commercial | Retail | Existing | Miscellaneous | Natural Gas | Pool Heater | E5 |  | Codes & Standards Forecast | 0 | 0 | 0 | 0 | 0 | 0 | 0 | 0 | 0 | 0 | 0 | 0 | 0 | 0 | 0 | 0 | 0 | 0 | 0 | 0 | 0 | 0 | 0 | 0 | 0 | 0 | 0 | 0 | 0 | 0 | 0
Commercial_Retail_Existing_Miscellaneous_Natural Gas_Pool Heater_E6_Codes & Standards Forecast | Commercial | Retail | Existing | Miscellaneous | Natural Gas | Pool Heater | E6 |  | Codes & Standards Forecast | 0 | 0 | 0 | 0 | 0 | 0 | 0 | 0 | 0 | 0 | 0 | 0 | 0 | 0 | 0 | 0 | 0 | 0 | 0 | 0 | 0 | 0 | 0 | 0 | 0 | 0 | 0 | 0 | 0 | 0 | 0
Commercial_Retail_Existing_Miscellaneous_Natural Gas_Pool Heater_E7_Codes & Standards Forecast | Commercial | Retail | Existing | Miscellaneous | Natural Gas | Pool Heater | E7 |  | Codes & Standards Forecast | 0 | 0 | 0 | 0 | 0 | 0 | 0 | 0 | 0 | 0 | 0 | 0 | 0 | 0 | 0 | 0 | 0 | 0 | 0 | 0 | 0 | 0 | 0 | 0 | 0 | 0 | 0 | 0 | 0 | 0 | 0
Commercial_Retail_Existing_Miscellaneous_Natural Gas_Pool Heater_E8_Codes & Standards Forecast | Commercial | Retail | Existing | Miscellaneous | Natural Gas | Pool Heater | E8 |  | Codes & Standards Forecast | 0 | 0 | 0 | 0 | 0 | 0 | 0 | 0 | 0 | 0 | 0 | 0 | 0 | 0 | 0 | 0 | 0 | 0 | 0 | 0 | 0 | 0 | 0 | 0 | 0 | 0 | 0 | 0 | 0 | 0 | 0
Commercial_Retail_Existing_Miscellaneous_Natural Gas_Pool Heater_E9_Codes & Standards Forecast | Commercial | Retail | Existing | Miscellaneous | Natural Gas | Pool Heater | E9 |  | Codes & Standards Forecast | 0 | 0 | 0 | 0 | 0 | 0 | 0 | 0 | 0 | 0 | 0 | 0 | 0 | 0 | 0 | 0 | 0 | 0 | 0 | 0 | 0 | 0 | 0 | 0 | 0 | 0 | 0 | 0 | 0 | 0 | 0
Commercial_Retail_Existing_Miscellaneous_Natural Gas_Pool Heater_E10_Codes & Standards Forecast | Commercial | Retail | Existing | Miscellaneous | Natural Gas | Pool Heater | E10 |  | Codes & Standards Forecast | 0 | 0 | 0 | 0 | 0 | 0 | 0 | 0 | 0 | 0 | 0 | 0 | 0 | 0 | 0 | 0 | 0 | 0 | 0 | 0 | 0 | 0 | 0 | 0 | 0 | 0 | 0 | 0 | 0 | 0 | 0
Commercial_Retail_Existing_Miscellaneous_Natural Gas_Miscellaneous_E1_Codes & Standards Forecast | Commercial | Retail | Existing | Miscellaneous | Natural Gas | Miscellaneous | E1 | Standard | Codes & Standards Forecast | 0 | 3382977.9061 | 3946807.5571 | 4398322.3416 | 4149452.4443 | 4016212.0101 | 3964998.9172 | 3888517.8683 | 3806358.8114 | 3730459.296 | 3656420.3672 | 4388532.6288 | 4338282.3681 | 4262063.9989 | 4131893.6259 | 4042135.8947 | 3975384.4285 | 3895551.8837 | 3814708.2323 | 3738923.4008 | 3664611.7361 | 3782879.8668 | 3689271.8776 | 3594228.2979 | 3517086.8454 | 3448702.7361 | 3383530.4218 | 3314981.6479 | 3247585.2213 | 3183028.8042 | 3119574.4952
Commercial_Retail_Existing_Miscellaneous_Natural Gas_Miscellaneous_E2_Codes & Standards Forecast | Commercial | Retail | Existing | Miscellaneous | Natural Gas | Miscellaneous | E2 |  | Codes & Standards Forecast | 0 | 0 | 0 | 0 | 0 | 0 | 0 | 0 | 0 | 0 | 0 | 0 | 0 | 0 | 0 | 0 | 0 | 0 | 0 | 0 | 0 | 0 | 0 | 0 | 0 | 0 | 0 | 0 | 0 | 0 | 0
Commercial_Retail_Existing_Miscellaneous_Natural Gas_Miscellaneous_E3_Codes & Standards Forecast | Commercial | Retail | Existing | Miscellaneous | Natural Gas | Miscellaneous | E3 |  | Codes & Standards Forecast | 0 | 0 | 0 | 0 | 0 | 0 | 0 | 0 | 0 | 0 | 0 | 0 | 0 | 0 | 0 | 0 | 0 | 0 | 0 | 0 | 0 | 0 | 0 | 0 | 0 | 0 | 0 | 0 | 0 | 0 | 0
Commercial_Retail_Existing_Miscellaneous_Natural Gas_Miscellaneous_E4_Codes & Standards Forecast | Commercial | Retail | Existing | Miscellaneous | Natural Gas | Miscellaneous | E4 |  | Codes & Standards Forecast | 0 | 0 | 0 | 0 | 0 | 0 | 0 | 0 | 0 | 0 | 0 | 0 | 0 | 0 | 0 | 0 | 0 | 0 | 0 | 0 | 0 | 0 | 0 | 0 | 0 | 0 | 0 | 0 | 0 | 0 | 0
Commercial_Retail_Existing_Miscellaneous_Natural Gas_Miscellaneous_E5_Codes & Standards Forecast | Commercial | Retail | Existing | Miscellaneous | Natural Gas | Miscellaneous | E5 |  | Codes & Standards Forecast | 0 | 0 | 0 | 0 | 0 | 0 | 0 | 0 | 0 | 0 | 0 | 0 | 0 | 0 | 0 | 0 | 0 | 0 | 0 | 0 | 0 | 0 | 0 | 0 | 0 | 0 | 0 | 0 | 0 | 0 | 0
Commercial_Retail_Existing_Miscellaneous_Natural Gas_Miscellaneous_E6_Codes & Standards Forecast | Commercial | Retail | Existing | Miscellaneous | Natural Gas | Miscellaneous | E6 |  | Codes & Standards Forecast | 0 | 0 | 0 | 0 | 0 | 0 | 0 | 0 | 0 | 0 | 0 | 0 | 0 | 0 | 0 | 0 | 0 | 0 | 0 | 0 | 0 | 0 | 0 | 0 | 0 | 0 | 0 | 0 | 0 | 0 | 0
Commercial_Retail_Existing_Miscellaneous_Natural Gas_Miscellaneous_E7_Codes & Standards Forecast | Commercial | Retail | Existing | Miscellaneous | Natural Gas | Miscellaneous | E7 |  | Codes & Standards Forecast | 0 | 0 | 0 | 0 | 0 | 0 | 0 | 0 | 0 | 0 | 0 | 0 | 0 | 0 | 0 | 0 | 0 | 0 | 0 | 0 | 0 | 0 | 0 | 0 | 0 | 0 | 0 | 0 | 0 | 0 | 0
Commercial_Retail_Existing_Miscellaneous_Natural Gas_Miscellaneous_E8_Codes & Standards Forecast | Commercial | Retail | Existing | Miscellaneous | Natural Gas | Miscellaneous | E8 |  | Codes & Standards Forecast | 0 | 0 | 0 | 0 | 0 | 0 | 0 | 0 | 0 | 0 | 0 | 0 | 0 | 0 | 0 | 0 | 0 | 0 | 0 | 0 | 0 | 0 | 0 | 0 | 0 | 0 | 0 | 0 | 0 | 0 | 0
Commercial_Retail_Existing_Miscellaneous_Natural Gas_Miscellaneous_E9_Codes & Standards Forecast | Commercial | Retail | Existing | Miscellaneous | Natural Gas | Miscellaneous | E9 |  | Codes & Standards Forecast | 0 | 0 | 0 | 0 | 0 | 0 | 0 | 0 | 0 | 0 | 0 | 0 | 0 | 0 | 0 | 0 | 0 | 0 | 0 | 0 | 0 | 0 | 0 | 0 | 0 | 0 | 0 | 0 | 0 | 0 | 0
Commercial_Retail_Existing_Miscellaneous_Natural Gas_Miscellaneous_E10_Codes & Standards Forecast | Commercial | Retail | Existing | Miscellaneous | Natural Gas | Miscellaneous | E10 |  | Codes & Standards Forecast | 0 | 0 | 0 | 0 | 0 | 0 | 0 | 0 | 0 | 0 | 0 | 0 | 0 | 0 | 0 | 0 | 0 | 0 | 0 | 0 | 0 | 0 | 0 | 0 | 0 | 0 | 0 | 0 | 0 | 0 | 0
Commercial_Retail_New_Space Heating_Natural Gas_Furnace_E1_Codes & Standards Forecast | Commercial | Retail | New | Space Heating | Natural Gas | Furnace | E1 | AFUE 80% (Standard) | Codes & Standards Forecast | 0 | 0 | 0 | 0 | 0 | 0 | 0 | 0 | 0 | 0 | 0 | 0 | 0 | 0 | 0 | 0 | 0 | 0 | 0 | 0 | 0 | 0 | 0 | 0 | 0 | 0 | 0 | 0 | 0 | 0 | 0
Commercial_Retail_New_Space Heating_Natural Gas_Furnace_E2_Codes & Standards Forecast | Commercial | Retail | New | Space Heating | Natural Gas | Furnace | E2 | AFUE 90% | Codes & Standards Forecast | 0 | 0 | 0 | 0 | 0 | 0 | 0 | 0 | 0 | 0 | 0 | 0 | 0 | 0 | 0 | 0 | 0 | 0 | 0 | 0 | 0 | 0 | 0 | 0 | 0 | 0 | 0 | 0 | 0 | 0 | 0
Commercial_Retail_New_Space Heating_Natural Gas_Furnace_E3_Codes & Standards Forecast | Commercial | Retail | New | Space Heating | Natural Gas | Furnace | E3 | AFUE 95% | Codes & Standards Forecast | 0 | 0 | 0 | 0 | 0 | 0 | 0 | 0 | 0 | 0 | 0 | 0 | 0 | 0 | 0 | 0 | 0 | 0 | 0 | 0 | 0 | 0 | 0 | 0 | 0 | 0 | 0 | 0 | 0 | 0 | 0
Commercial_Retail_New_Space Heating_Natural Gas_Furnace_E4_Codes & Standards Forecast | Commercial | Retail | New | Space Heating | Natural Gas | Furnace | E4 |  | Codes & Standards Forecast | 0 | 0 | 0 | 0 | 0 | 0 | 0 | 0 | 0 | 0 | 0 | 0 | 0 | 0 | 0 | 0 | 0 | 0 | 0 | 0 | 0 | 0 | 0 | 0 | 0 | 0 | 0 | 0 | 0 | 0 | 0
Commercial_Retail_New_Space Heating_Natural Gas_Furnace_E5_Codes & Standards Forecast | Commercial | Retail | New | Space Heating | Natural Gas | Furnace | E5 |  | Codes & Standards Forecast | 0 | 0 | 0 | 0 | 0 | 0 | 0 | 0 | 0 | 0 | 0 | 0 | 0 | 0 | 0 | 0 | 0 | 0 | 0 | 0 | 0 | 0 | 0 | 0 | 0 | 0 | 0 | 0 | 0 | 0 | 0
Commercial_Retail_New_Space Heating_Natural Gas_Furnace_E6_Codes & Standards Forecast | Commercial | Retail | New | Space Heating | Natural Gas | Furnace | E6 |  | Codes & Standards Forecast | 0 | 0 | 0 | 0 | 0 | 0 | 0 | 0 | 0 | 0 | 0 | 0 | 0 | 0 | 0 | 0 | 0 | 0 | 0 | 0 | 0 | 0 | 0 | 0 | 0 | 0 | 0 | 0 | 0 | 0 | 0
Commercial_Retail_New_Space Heating_Natural Gas_Furnace_E7_Codes & Standards Forecast | Commercial | Retail | New | Space Heating | Natural Gas | Furnace | E7 |  | Codes & Standards Forecast | 0 | 0 | 0 | 0 | 0 | 0 | 0 | 0 | 0 | 0 | 0 | 0 | 0 | 0 | 0 | 0 | 0 | 0 | 0 | 0 | 0 | 0 | 0 | 0 | 0 | 0 | 0 | 0 | 0 | 0 | 0
Commercial_Retail_New_Space Heating_Natural Gas_Furnace_E8_Codes & Standards Forecast | Commercial | Retail | New | Space Heating | Natural Gas | Furnace | E8 |  | Codes & Standards Forecast | 0 | 0 | 0 | 0 | 0 | 0 | 0 | 0 | 0 | 0 | 0 | 0 | 0 | 0 | 0 | 0 | 0 | 0 | 0 | 0 | 0 | 0 | 0 | 0 | 0 | 0 | 0 | 0 | 0 | 0 | 0
Commercial_Retail_New_Space Heating_Natural Gas_Furnace_E9_Codes & Standards Forecast | Commercial | Retail | New | Space Heating | Natural Gas | Furnace | E9 |  | Codes & Standards Forecast | 0 | 0 | 0 | 0 | 0 | 0 | 0 | 0 | 0 | 0 | 0 | 0 | 0 | 0 | 0 | 0 | 0 | 0 | 0 | 0 | 0 | 0 | 0 | 0 | 0 | 0 | 0 | 0 | 0 | 0 | 0
Commercial_Retail_New_Space Heating_Natural Gas_Furnace_E10_Codes & Standards Forecast | Commercial | Retail | New | Space Heating | Natural Gas | Furnace | E10 |  | Codes & Standards Forecast | 0 | 0 | 0 | 0 | 0 | 0 | 0 | 0 | 0 | 0 | 0 | 0 | 0 | 0 | 0 | 0 | 0 | 0 | 0 | 0 | 0 | 0 | 0 | 0 | 0 | 0 | 0 | 0 | 0 | 0 | 0
Commercial_Retail_New_Space Heating_Natural Gas_Boiler_E1_Codes & Standards Forecast | Commercial | Retail | New | Space Heating | Natural Gas | Boiler | E1 | AFUE 80% (Standard) | Codes & Standards Forecast | 0 | 0 | 0 | 0 | 0 | 0 | 0 | 0 | 0 | 0 | 0 | 0 | 0 | 0 | 0 | 0 | 0 | 0 | 0 | 0 | 0 | 0 | 0 | 0 | 0 | 0 | 0 | 0 | 0 | 0 | 0
Commercial_Retail_New_Space Heating_Natural Gas_Boiler_E2_Codes & Standards Forecast | Commercial | Retail | New | Space Heating | Natural Gas | Boiler | E2 | AFUE 85% | Codes & Standards Forecast | 0 | 0 | 0 | 0 | 0 | 0 | 0 | 0 | 0 | 0 | 0 | 0 | 0 | 0 | 0 | 0 | 0 | 0 | 0 | 0 | 0 | 0 | 0 | 0 | 0 | 0 | 0 | 0 | 0 | 0 | 0
Commercial_Retail_New_Space Heating_Natural Gas_Boiler_E3_Codes & Standards Forecast | Commercial | Retail | New | Space Heating | Natural Gas | Boiler | E3 | AFUE 98% | Codes & Standards Forecast | 0 | 0 | 0 | 0 | 0 | 0 | 0 | 0 | 0 | 0 | 0 | 0 | 0 | 0 | 0 | 0 | 0 | 0 | 0 | 0 | 0 | 0 | 0 | 0 | 0 | 0 | 0 | 0 | 0 | 0 | 0
Commercial_Retail_New_Space Heating_Natural Gas_Boiler_E4_Codes & Standards Forecast | Commercial | Retail | New | Space Heating | Natural Gas | Boiler | E4 | Convert to NG Air Source Heat Pump | Codes & Standards Forecast | 0 | 0 | 0 | 0 | 0 | 0 | 0 | 0 | 0 | 0 | 0 | 0 | 0 | 0 | 0 | 0 | 0 | 0 | 0 | 0 | 0 | 0 | 0 | 0 | 0 | 0 | 0 | 0 | 0 | 0 | 0
Commercial_Retail_New_Space Heating_Natural Gas_Boiler_E5_Codes & Standards Forecast | Commercial | Retail | New | Space Heating | Natural Gas | Boiler | E5 |  | Codes & Standards Forecast | 0 | 0 | 0 | 0 | 0 | 0 | 0 | 0 | 0 | 0 | 0 | 0 | 0 | 0 | 0 | 0 | 0 | 0 | 0 | 0 | 0 | 0 | 0 | 0 | 0 | 0 | 0 | 0 | 0 | 0 | 0
Commercial_Retail_New_Space Heating_Natural Gas_Boiler_E6_Codes & Standards Forecast | Commercial | Retail | New | Space Heating | Natural Gas | Boiler | E6 |  | Codes & Standards Forecast | 0 | 0 | 0 | 0 | 0 | 0 | 0 | 0 | 0 | 0 | 0 | 0 | 0 | 0 | 0 | 0 | 0 | 0 | 0 | 0 | 0 | 0 | 0 | 0 | 0 | 0 | 0 | 0 | 0 | 0 | 0
Commercial_Retail_New_Space Heating_Natural Gas_Boiler_E7_Codes & Standards Forecast | Commercial | Retail | New | Space Heating | Natural Gas | Boiler | E7 |  | Codes & Standards Forecast | 0 | 0 | 0 | 0 | 0 | 0 | 0 | 0 | 0 | 0 | 0 | 0 | 0 | 0 | 0 | 0 | 0 | 0 | 0 | 0 | 0 | 0 | 0 | 0 | 0 | 0 | 0 | 0 | 0 | 0 | 0
Commercial_Retail_New_Space Heating_Natural Gas_Boiler_E8_Codes & Standards Forecast | Commercial | Retail | New | Space Heating | Natural Gas | Boiler | E8 |  | Codes & Standards Forecast | 0 | 0 | 0 | 0 | 0 | 0 | 0 | 0 | 0 | 0 | 0 | 0 | 0 | 0 | 0 | 0 | 0 | 0 | 0 | 0 | 0 | 0 | 0 | 0 | 0 | 0 | 0 | 0 | 0 | 0 | 0
Commercial_Retail_New_Space Heating_Natural Gas_Boiler_E9_Codes & Standards Forecast | Commercial | Retail | New | Space Heating | Natural Gas | Boiler | E9 |  | Codes & Standards Forecast | 0 | 0 | 0 | 0 | 0 | 0 | 0 | 0 | 0 | 0 | 0 | 0 | 0 | 0 | 0 | 0 | 0 | 0 | 0 | 0 | 0 | 0 | 0 | 0 | 0 | 0 | 0 | 0 | 0 | 0 | 0
Commercial_Retail_New_Space Heating_Natural Gas_Boiler_E10_Codes & Standards Forecast | Commercial | Retail | New | Space Heating | Natural Gas | Boiler | E10 |  | Codes & Standards Forecast | 0 | 0 | 0 | 0 | 0 | 0 | 0 | 0 | 0 | 0 | 0 | 0 | 0 | 0 | 0 | 0 | 0 | 0 | 0 | 0 | 0 | 0 | 0 | 0 | 0 | 0 | 0 | 0 | 0 | 0 | 0
Commercial_Retail_New_Space Heating_Natural Gas_Unit Heater_E1_Codes & Standards Forecast | Commercial | Retail | New | Space Heating | Natural Gas | Unit Heater | E1 | Standard | Codes & Standards Forecast | 0 | 136879.7117 | 138134.937 | 146445.8734 | 80377.6004 | 0 | 0 | 0 | 0 | 0 | 0 | 0 | 0 | 0 | 0 | 0 | 0 | 0 | 0 | 0 | 0 | 0 | 0 | 0 | 0 | 0 | 0 | 0 | 0 | 0 | 0
Commercial_Retail_New_Space Heating_Natural Gas_Unit Heater_E2_Codes & Standards Forecast | Commercial | Retail | New | Space Heating | Natural Gas | Unit Heater | E2 | Condensing | Codes & Standards Forecast | 0 | 0 | 0 | 0 | 0 | 65483.9153 | 64526.4058 | 63589.7947 | 62673.6731 | 61777.6405 | 60901.304 | 79598.5234 | 95700.5317 | 110588.3675 | 113812.1728 | 114351.1388 | 114581.8985 | 114553.6263 | 154189.2547 | 148431.4116 | 145340.6253 | 123607.4607 | 122107.3259 | 126928.5783 | 131449.4412 | 135331.0077 | 138622.272 | 141372.2217 | 155023.3596 | 165076.2726 | 172830.054
Commercial_Retail_New_Space Heating_Natural Gas_Unit Heater_E3_Codes & Standards Forecast | Commercial | Retail | New | Space Heating | Natural Gas | Unit Heater | E3 | Infrared Radiant | Codes & Standards Forecast | 0 | 0 | 0 | 0 | 0 | 0 | 0 | 0 | 0 | 0 | 0 | 0 | 0 | 0 | 0 | 0 | 0 | 0 | 0 | 0 | 0 | 0 | 0 | 0 | 0 | 0 | 0 | 0 | 0 | 0 | 0
Commercial_Retail_New_Space Heating_Natural Gas_Unit Heater_E4_Codes & Standards Forecast | Commercial | Retail | New | Space Heating | Natural Gas | Unit Heater | E4 |  | Codes & Standards Forecast | 0 | 0 | 0 | 0 | 0 | 0 | 0 | 0 | 0 | 0 | 0 | 0 | 0 | 0 | 0 | 0 | 0 | 0 | 0 | 0 | 0 | 0 | 0 | 0 | 0 | 0 | 0 | 0 | 0 | 0 | 0
Commercial_Retail_New_Space Heating_Natural Gas_Unit Heater_E5_Codes & Standards Forecast | Commercial | Retail | New | Space Heating | Natural Gas | Unit Heater | E5 |  | Codes & Standards Forecast | 0 | 0 | 0 | 0 | 0 | 0 | 0 | 0 | 0 | 0 | 0 | 0 | 0 | 0 | 0 | 0 | 0 | 0 | 0 | 0 | 0 | 0 | 0 | 0 | 0 | 0 | 0 | 0 | 0 | 0 | 0
Commercial_Retail_New_Space Heating_Natural Gas_Unit Heater_E6_Codes & Standards Forecast | Commercial | Retail | New | Space Heating | Natural Gas | Unit Heater | E6 |  | Codes & Standards Forecast | 0 | 0 | 0 | 0 | 0 | 0 | 0 | 0 | 0 | 0 | 0 | 0 | 0 | 0 | 0 | 0 | 0 | 0 | 0 | 0 | 0 | 0 | 0 | 0 | 0 | 0 | 0 | 0 | 0 | 0 | 0
Commercial_Retail_New_Space Heating_Natural Gas_Unit Heater_E7_Codes & Standards Forecast | Commercial | Retail | New | Space Heating | Natural Gas | Unit Heater | E7 |  | Codes & Standards Forecast | 0 | 0 | 0 | 0 | 0 | 0 | 0 | 0 | 0 | 0 | 0 | 0 | 0 | 0 | 0 | 0 | 0 | 0 | 0 | 0 | 0 | 0 | 0 | 0 | 0 | 0 | 0 | 0 | 0 | 0 | 0
Commercial_Retail_New_Space Heating_Natural Gas_Unit Heater_E8_Codes & Standards Forecast | Commercial | Retail | New | Space Heating | Natural Gas | Unit Heater | E8 |  | Codes & Standards Forecast | 0 | 0 | 0 | 0 | 0 | 0 | 0 | 0 | 0 | 0 | 0 | 0 | 0 | 0 | 0 | 0 | 0 | 0 | 0 | 0 | 0 | 0 | 0 | 0 | 0 | 0 | 0 | 0 | 0 | 0 | 0
Commercial_Retail_New_Space Heating_Natural Gas_Unit Heater_E9_Codes & Standards Forecast | Commercial | Retail | New | Space Heating | Natural Gas | Unit Heater | E9 |  | Codes & Standards Forecast | 0 | 0 | 0 | 0 | 0 | 0 | 0 | 0 | 0 | 0 | 0 | 0 | 0 | 0 | 0 | 0 | 0 | 0 | 0 | 0 | 0 | 0 | 0 | 0 | 0 | 0 | 0 | 0 | 0 | 0 | 0
Commercial_Retail_New_Space Heating_Natural Gas_Unit Heater_E10_Codes & Standards Forecast | Commercial | Retail | New | Space Heating | Natural Gas | Unit Heater | E10 |  | Codes & Standards Forecast | 0 | 0 | 0 | 0 | 0 | 0 | 0 | 0 | 0 | 0 | 0 | 0 | 0 | 0 | 0 | 0 | 0 | 0 | 0 | 0 | 0 | 0 | 0 | 0 | 0 | 0 | 0 | 0 | 0 | 0 | 0
Commercial_Retail_New_Water Heating_Natural Gas_Water Heater_E1_Codes & Standards Forecast | Commercial | Retail | New | Water Heating | Natural Gas | Water Heater | E1 | TE 0.80 | Codes & Standards Forecast | 0 | 0 | 0 | 0 | 0 | 0 | 0 | 0 | 0 | 0 | 0 | 0 | 0 | 0 | 0 | 0 | 0 | 0 | 0 | 0 | 0 | 0 | 0 | 0 | 0 | 0 | 0 | 0 | 0 | 0 | 0
Commercial_Retail_New_Water Heating_Natural Gas_Water Heater_E2_Codes & Standards Forecast | Commercial | Retail | New | Water Heating | Natural Gas | Water Heater | E2 | TE 0.90 | Codes & Standards Forecast | 0 | 0 | 0 | 0 | 0 | 0 | 0 | 0 | 0 | 0 | 0 | 0 | 0 | 0 | 0 | 0 | 0 | 0 | 0 | 0 | 0 | 0 | 0 | 0 | 0 | 0 | 0 | 0 | 0 | 0 | 0
Commercial_Retail_New_Water Heating_Natural Gas_Water Heater_E3_Codes & Standards Forecast | Commercial | Retail | New | Water Heating | Natural Gas | Water Heater | E3 | TE 0.94 | Codes & Standards Forecast | 0 | 0 | 0 | 0 | 0 | 0 | 0 | 0 | 0 | 0 | 0 | 0 | 0 | 0 | 0 | 0 | 0 | 0 | 0 | 0 | 0 | 0 | 0 | 0 | 0 | 0 | 0 | 0 | 0 | 0 | 0
Commercial_Retail_New_Water Heating_Natural Gas_Water Heater_E4_Codes & Standards Forecast | Commercial | Retail | New | Water Heating | Natural Gas | Water Heater | E4 | Instantaneous TE 0.94 | Codes & Standards Forecast | 0 | 0 | 0 | 0 | 0 | 0 | 0 | 0 | 0 | 0 | 0 | 0 | 0 | 0 | 0 | 0 | 0 | 0 | 0 | 0 | 0 | 0 | 0 | 0 | 0 | 0 | 0 | 0 | 0 | 0 | 0
Commercial_Retail_New_Water Heating_Natural Gas_Water Heater_E5_Codes & Standards Forecast | Commercial | Retail | New | Water Heating | Natural Gas | Water Heater | E5 | Gas-Fired Absorption HPWH | Codes & Standards Forecast | 0 | 0 | 0 | 0 | 0 | 0 | 0 | 0 | 0 | 0 | 0 | 0 | 0 | 0 | 0 | 0 | 0 | 0 | 0 | 0 | 0 | 0 | 0 | 0 | 0 | 0 | 0 | 0 | 0 | 0 | 0
Commercial_Retail_New_Water Heating_Natural Gas_Water Heater_E6_Codes & Standards Forecast | Commercial | Retail | New | Water Heating | Natural Gas | Water Heater | E6 |  | Codes & Standards Forecast | 0 | 0 | 0 | 0 | 0 | 0 | 0 | 0 | 0 | 0 | 0 | 0 | 0 | 0 | 0 | 0 | 0 | 0 | 0 | 0 | 0 | 0 | 0 | 0 | 0 | 0 | 0 | 0 | 0 | 0 | 0
Commercial_Retail_New_Water Heating_Natural Gas_Water Heater_E7_Codes & Standards Forecast | Commercial | Retail | New | Water Heating | Natural Gas | Water Heater | E7 |  | Codes & Standards Forecast | 0 | 0 | 0 | 0 | 0 | 0 | 0 | 0 | 0 | 0 | 0 | 0 | 0 | 0 | 0 | 0 | 0 | 0 | 0 | 0 | 0 | 0 | 0 | 0 | 0 | 0 | 0 | 0 | 0 | 0 | 0
Commercial_Retail_New_Water Heating_Natural Gas_Water Heater_E8_Codes & Standards Forecast | Commercial | Retail | New | Water Heating | Natural Gas | Water Heater | E8 |  | Codes & Standards Forecast | 0 | 0 | 0 | 0 | 0 | 0 | 0 | 0 | 0 | 0 | 0 | 0 | 0 | 0 | 0 | 0 | 0 | 0 | 0 | 0 | 0 | 0 | 0 | 0 | 0 | 0 | 0 | 0 | 0 | 0 | 0
Commercial_Retail_New_Water Heating_Natural Gas_Water Heater_E9_Codes & Standards Forecast | Commercial | Retail | New | Water Heating | Natural Gas | Water Heater | E9 |  | Codes & Standards Forecast | 0 | 0 | 0 | 0 | 0 | 0 | 0 | 0 | 0 | 0 | 0 | 0 | 0 | 0 | 0 | 0 | 0 | 0 | 0 | 0 | 0 | 0 | 0 | 0 | 0 | 0 | 0 | 0 | 0 | 0 | 0
Commercial_Retail_New_Water Heating_Natural Gas_Water Heater_E10_Codes & Standards Forecast | Commercial | Retail | New | Water Heating | Natural Gas | Water Heater | E10 |  | Codes & Standards Forecast | 0 | 0 | 0 | 0 | 0 | 0 | 0 | 0 | 0 | 0 | 0 | 0 | 0 | 0 | 0 | 0 | 0 | 0 | 0 | 0 | 0 | 0 | 0 | 0 | 0 | 0 | 0 | 0 | 0 | 0 | 0
Commercial_Retail_New_Food Preparation_Natural Gas_Oven_E1_Codes & Standards Forecast | Commercial | Retail | New | Food Preparation | Natural Gas | Oven | E1 | Standard | Codes & Standards Forecast | 0 | 37141.7454 | 37482.3456 | 39737.484 | 21810.1305 | 17768.7904 | 17508.9742 | 17254.8286 | 17006.2428 | 16763.108 | 22715.6086 | 27698.4009 | 32192.9635 | 32917.6756 | 32815.9225 | 32656.4294 | 42816.057 | 40940.4739 | 39841.9791 | 34257.4607 | 34281.525 | 36078.7055 | 37672.0371 | 38958.3413 | 39979.7454 | 44228.4179 | 47161.4829 | 49262.6703 | 49007.6798 | 48545.9697 | 48422.5928
Commercial_Retail_New_Food Preparation_Natural Gas_Oven_E2_Codes & Standards Forecast | Commercial | Retail | New | Food Preparation | Natural Gas | Oven | E2 | ENERGY STAR (EF ≥ 44%) Convection Oven utilizing ASTM Std F1496 | Codes & Standards Forecast | 0 | 0 | 0 | 0 | 0 | 0 | 0 | 0 | 0 | 0 | 0 | 0 | 0 | 0 | 0 | 0 | 0 | 0 | 0 | 0 | 0 | 0 | 0 | 0 | 0 | 0 | 0 | 0 | 0 | 0 | 0
Commercial_Retail_New_Food Preparation_Natural Gas_Oven_E3_Codes & Standards Forecast | Commercial | Retail | New | Food Preparation | Natural Gas | Oven | E3 |  | Codes & Standards Forecast | 0 | 0 | 0 | 0 | 0 | 0 | 0 | 0 | 0 | 0 | 0 | 0 | 0 | 0 | 0 | 0 | 0 | 0 | 0 | 0 | 0 | 0 | 0 | 0 | 0 | 0 | 0 | 0 | 0 | 0 | 0
Commercial_Retail_New_Food Preparation_Natural Gas_Oven_E4_Codes & Standards Forecast | Commercial | Retail | New | Food Preparation | Natural Gas | Oven | E4 |  | Codes & Standards Forecast | 0 | 0 | 0 | 0 | 0 | 0 | 0 | 0 | 0 | 0 | 0 | 0 | 0 | 0 | 0 | 0 | 0 | 0 | 0 | 0 | 0 | 0 | 0 | 0 | 0 | 0 | 0 | 0 | 0 | 0 | 0
Commercial_Retail_New_Food Preparation_Natural Gas_Oven_E5_Codes & Standards Forecast | Commercial | Retail | New | Food Preparation | Natural Gas | Oven | E5 |  | Codes & Standards Forecast | 0 | 0 | 0 | 0 | 0 | 0 | 0 | 0 | 0 | 0 | 0 | 0 | 0 | 0 | 0 | 0 | 0 | 0 | 0 | 0 | 0 | 0 | 0 | 0 | 0 | 0 | 0 | 0 | 0 | 0 | 0
Commercial_Retail_New_Food Preparation_Natural Gas_Oven_E6_Codes & Standards Forecast | Commercial | Retail | New | Food Preparation | Natural Gas | Oven | E6 |  | Codes & Standards Forecast | 0 | 0 | 0 | 0 | 0 | 0 | 0 | 0 | 0 | 0 | 0 | 0 | 0 | 0 | 0 | 0 | 0 | 0 | 0 | 0 | 0 | 0 | 0 | 0 | 0 | 0 | 0 | 0 | 0 | 0 | 0
Commercial_Retail_New_Food Preparation_Natural Gas_Oven_E7_Codes & Standards Forecast | Commercial | Retail | New | Food Preparation | Natural Gas | Oven | E7 |  | Codes & Standards Forecast | 0 | 0 | 0 | 0 | 0 | 0 | 0 | 0 | 0 | 0 | 0 | 0 | 0 | 0 | 0 | 0 | 0 | 0 | 0 | 0 | 0 | 0 | 0 | 0 | 0 | 0 | 0 | 0 | 0 | 0 | 0
Commercial_Retail_New_Food Preparation_Natural Gas_Oven_E8_Codes & Standards Forecast | Commercial | Retail | New | Food Preparation | Natural Gas | Oven | E8 |  | Codes & Standards Forecast | 0 | 0 | 0 | 0 | 0 | 0 | 0 | 0 | 0 | 0 | 0 | 0 | 0 | 0 | 0 | 0 | 0 | 0 | 0 | 0 | 0 | 0 | 0 | 0 | 0 | 0 | 0 | 0 | 0 | 0 | 0
Commercial_Retail_New_Food Preparation_Natural Gas_Oven_E9_Codes & Standards Forecast | Commercial | Retail | New | Food Preparation | Natural Gas | Oven | E9 |  | Codes & Standards Forecast | 0 | 0 | 0 | 0 | 0 | 0 | 0 | 0 | 0 | 0 | 0 | 0 | 0 | 0 | 0 | 0 | 0 | 0 | 0 | 0 | 0 | 0 | 0 | 0 | 0 | 0 | 0 | 0 | 0 | 0 | 0
Commercial_Retail_New_Food Preparation_Natural Gas_Oven_E10_Codes & Standards Forecast | Commercial | Retail | New | Food Preparation | Natural Gas | Oven | E10 |  | Codes & Standards Forecast | 0 | 0 | 0 | 0 | 0 | 0 | 0 | 0 | 0 | 0 | 0 | 0 | 0 | 0 | 0 | 0 | 0 | 0 | 0 | 0 | 0 | 0 | 0 | 0 | 0 | 0 | 0 | 0 | 0 | 0 | 0
Commercial_Retail_New_Food Preparation_Natural Gas_Conveyor Oven_E1_Codes & Standards Forecast | Commercial | Retail | New | Food Preparation | Natural Gas | Conveyor Oven | E1 | Standard | Codes & Standards Forecast | 0 | 18570.8727 | 18741.1728 | 19868.742 | 10905.0652 | 8884.3952 | 8754.4871 | 8627.4143 | 8503.1214 | 8381.554 | 8262.6589 | 8146.3838 | 8032.6775 | 7921.4901 | 7812.7723 | 7706.476 | 7602.5541 | 11215.135 | 14121.2238 | 16653.9851 | 16870.2394 | 16622.2859 | 21249.7502 | 20086.6544 | 19366.5825 | 16105.5396 | 15278.0412 | 15073.8393 | 14874.2259 | 14679.1117 | 14488.4094
Commercial_Retail_New_Food Preparation_Natural Gas_Conveyor Oven_E2_Codes & Standards Forecast | Commercial | Retail | New | Food Preparation | Natural Gas | Conveyor Oven | E2 | ENERGY STAR (EF ≥ 44%) Convection Oven utilizing ASTM Std F1496 | Codes & Standards Forecast | 0 | 0 | 0 | 0 | 0 | 0 | 0 | 0 | 0 | 0 | 0 | 0 | 0 | 0 | 0 | 0 | 0 | 0 | 0 | 0 | 0 | 0 | 0 | 0 | 0 | 0 | 0 | 0 | 0 | 0 | 0
Commercial_Retail_New_Food Preparation_Natural Gas_Conveyor Oven_E3_Codes & Standards Forecast | Commercial | Retail | New | Food Preparation | Natural Gas | Conveyor Oven | E3 |  | Codes & Standards Forecast | 0 | 0 | 0 | 0 | 0 | 0 | 0 | 0 | 0 | 0 | 0 | 0 | 0 | 0 | 0 | 0 | 0 | 0 | 0 | 0 | 0 | 0 | 0 | 0 | 0 | 0 | 0 | 0 | 0 | 0 | 0
Commercial_Retail_New_Food Preparation_Natural Gas_Conveyor Oven_E4_Codes & Standards Forecast | Commercial | Retail | New | Food Preparation | Natural Gas | Conveyor Oven | E4 |  | Codes & Standards Forecast | 0 | 0 | 0 | 0 | 0 | 0 | 0 | 0 | 0 | 0 | 0 | 0 | 0 | 0 | 0 | 0 | 0 | 0 | 0 | 0 | 0 | 0 | 0 | 0 | 0 | 0 | 0 | 0 | 0 | 0 | 0
Commercial_Retail_New_Food Preparation_Natural Gas_Conveyor Oven_E5_Codes & Standards Forecast | Commercial | Retail | New | Food Preparation | Natural Gas | Conveyor Oven | E5 |  | Codes & Standards Forecast | 0 | 0 | 0 | 0 | 0 | 0 | 0 | 0 | 0 | 0 | 0 | 0 | 0 | 0 | 0 | 0 | 0 | 0 | 0 | 0 | 0 | 0 | 0 | 0 | 0 | 0 | 0 | 0 | 0 | 0 | 0
Commercial_Retail_New_Food Preparation_Natural Gas_Conveyor Oven_E6_Codes & Standards Forecast | Commercial | Retail | New | Food Preparation | Natural Gas | Conveyor Oven | E6 |  | Codes & Standards Forecast | 0 | 0 | 0 | 0 | 0 | 0 | 0 | 0 | 0 | 0 | 0 | 0 | 0 | 0 | 0 | 0 | 0 | 0 | 0 | 0 | 0 | 0 | 0 | 0 | 0 | 0 | 0 | 0 | 0 | 0 | 0
Commercial_Retail_New_Food Preparation_Natural Gas_Conveyor Oven_E7_Codes & Standards Forecast | Commercial | Retail | New | Food Preparation | Natural Gas | Conveyor Oven | E7 |  | Codes & Standards Forecast | 0 | 0 | 0 | 0 | 0 | 0 | 0 | 0 | 0 | 0 | 0 | 0 | 0 | 0 | 0 | 0 | 0 | 0 | 0 | 0 | 0 | 0 | 0 | 0 | 0 | 0 | 0 | 0 | 0 | 0 | 0
Commercial_Retail_New_Food Preparation_Natural Gas_Conveyor Oven_E8_Codes & Standards Forecast | Commercial | Retail | New | Food Preparation | Natural Gas | Conveyor Oven | E8 |  | Codes & Standards Forecast | 0 | 0 | 0 | 0 | 0 | 0 | 0 | 0 | 0 | 0 | 0 | 0 | 0 | 0 | 0 | 0 | 0 | 0 | 0 | 0 | 0 | 0 | 0 | 0 | 0 | 0 | 0 | 0 | 0 | 0 | 0
Commercial_Retail_New_Food Preparation_Natural Gas_Conveyor Oven_E9_Codes & Standards Forecast | Commercial | Retail | New | Food Preparation | Natural Gas | Conveyor Oven | E9 |  | Codes & Standards Forecast | 0 | 0 | 0 | 0 | 0 | 0 | 0 | 0 | 0 | 0 | 0 | 0 | 0 | 0 | 0 | 0 | 0 | 0 | 0 | 0 | 0 | 0 | 0 | 0 | 0 | 0 | 0 | 0 | 0 | 0 | 0
Commercial_Retail_New_Food Preparation_Natural Gas_Conveyor Oven_E10_Codes & Standards Forecast | Commercial | Retail | New | Food Preparation | Natural Gas | Conveyor Oven | E10 |  | Codes & Standards Forecast | 0 | 0 | 0 | 0 | 0 | 0 | 0 | 0 | 0 | 0 | 0 | 0 | 0 | 0 | 0 | 0 | 0 | 0 | 0 | 0 | 0 | 0 | 0 | 0 | 0 | 0 | 0 | 0 | 0 | 0 | 0
Commercial_Retail_New_Food Preparation_Natural Gas_Double Rack Oven_E1_Codes & Standards Forecast | Commercial | Retail | New | Food Preparation | Natural Gas | Double Rack Oven | E1 | Standard | Codes & Standards Forecast | 0 | 18570.8727 | 18741.1728 | 19868.742 | 10905.0652 | 8884.3952 | 8754.4871 | 8627.4143 | 8503.1214 | 8381.554 | 8262.6589 | 8146.3838 | 11746.8521 | 14641.0643 | 17162.18 | 17367.0153 | 17107.8646 | 21724.3491 | 20550.4865 | 19819.8567 | 16548.4604 | 15710.8089 | 15496.6504 | 16030.1076 | 17020.7655 | 18302.9171 | 19355.3533 | 20131.559 | 22635.8885 | 24205.5241 | 25203.7197
Commercial_Retail_New_Food Preparation_Natural Gas_Double Rack Oven_E2_Codes & Standards Forecast | Commercial | Retail | New | Food Preparation | Natural Gas | Double Rack Oven | E2 | FTSC Qualified (>50% Cooking Efficiency) | Codes & Standards Forecast | 0 | 0 | 0 | 0 | 0 | 0 | 0 | 0 | 0 | 0 | 0 | 0 | 0 | 0 | 0 | 0 | 0 | 0 | 0 | 0 | 0 | 0 | 0 | 0 | 0 | 0 | 0 | 0 | 0 | 0 | 0
Commercial_Retail_New_Food Preparation_Natural Gas_Double Rack Oven_E3_Codes & Standards Forecast | Commercial | Retail | New | Food Preparation | Natural Gas | Double Rack Oven | E3 |  | Codes & Standards Forecast | 0 | 0 | 0 | 0 | 0 | 0 | 0 | 0 | 0 | 0 | 0 | 0 | 0 | 0 | 0 | 0 | 0 | 0 | 0 | 0 | 0 | 0 | 0 | 0 | 0 | 0 | 0 | 0 | 0 | 0 | 0
Commercial_Retail_New_Food Preparation_Natural Gas_Double Rack Oven_E4_Codes & Standards Forecast | Commercial | Retail | New | Food Preparation | Natural Gas | Double Rack Oven | E4 |  | Codes & Standards Forecast | 0 | 0 | 0 | 0 | 0 | 0 | 0 | 0 | 0 | 0 | 0 | 0 | 0 | 0 | 0 | 0 | 0 | 0 | 0 | 0 | 0 | 0 | 0 | 0 | 0 | 0 | 0 | 0 | 0 | 0 | 0
Commercial_Retail_New_Food Preparation_Natural Gas_Double Rack Oven_E5_Codes & Standards Forecast | Commercial | Retail | New | Food Preparation | Natural Gas | Double Rack Oven | E5 |  | Codes & Standards Forecast | 0 | 0 | 0 | 0 | 0 | 0 | 0 | 0 | 0 | 0 | 0 | 0 | 0 | 0 | 0 | 0 | 0 | 0 | 0 | 0 | 0 | 0 | 0 | 0 | 0 | 0 | 0 | 0 | 0 | 0 | 0
Commercial_Retail_New_Food Preparation_Natural Gas_Double Rack Oven_E6_Codes & Standards Forecast | Commercial | Retail | New | Food Preparation | Natural Gas | Double Rack Oven | E6 |  | Codes & Standards Forecast | 0 | 0 | 0 | 0 | 0 | 0 | 0 | 0 | 0 | 0 | 0 | 0 | 0 | 0 | 0 | 0 | 0 | 0 | 0 | 0 | 0 | 0 | 0 | 0 | 0 | 0 | 0 | 0 | 0 | 0 | 0
Commercial_Retail_New_Food Preparation_Natural Gas_Double Rack Oven_E7_Codes & Standards Forecast | Commercial | Retail | New | Food Preparation | Natural Gas | Double Rack Oven | E7 |  | Codes & Standards Forecast | 0 | 0 | 0 | 0 | 0 | 0 | 0 | 0 | 0 | 0 | 0 | 0 | 0 | 0 | 0 | 0 | 0 | 0 | 0 | 0 | 0 | 0 | 0 | 0 | 0 | 0 | 0 | 0 | 0 | 0 | 0
Commercial_Retail_New_Food Preparation_Natural Gas_Double Rack Oven_E8_Codes & Standards Forecast | Commercial | Retail | New | Food Preparation | Natural Gas | Double Rack Oven | E8 |  | Codes & Standards Forecast | 0 | 0 | 0 | 0 | 0 | 0 | 0 | 0 | 0 | 0 | 0 | 0 | 0 | 0 | 0 | 0 | 0 | 0 | 0 | 0 | 0 | 0 | 0 | 0 | 0 | 0 | 0 | 0 | 0 | 0 | 0
Commercial_Retail_New_Food Preparation_Natural Gas_Double Rack Oven_E9_Codes & Standards Forecast | Commercial | Retail | New | Food Preparation | Natural Gas | Double Rack Oven | E9 |  | Codes & Standards Forecast | 0 | 0 | 0 | 0 | 0 | 0 | 0 | 0 | 0 | 0 | 0 | 0 | 0 | 0 | 0 | 0 | 0 | 0 | 0 | 0 | 0 | 0 | 0 | 0 | 0 | 0 | 0 | 0 | 0 | 0 | 0
Commercial_Retail_New_Food Preparation_Natural Gas_Double Rack Oven_E10_Codes & Standards Forecast | Commercial | Retail | New | Food Preparation | Natural Gas | Double Rack Oven | E10 |  | Codes & Standards Forecast | 0 | 0 | 0 | 0 | 0 | 0 | 0 | 0 | 0 | 0 | 0 | 0 | 0 | 0 | 0 | 0 | 0 | 0 | 0 | 0 | 0 | 0 | 0 | 0 | 0 | 0 | 0 | 0 | 0 | 0 | 0
Commercial_Retail_New_Food Preparation_Natural Gas_Fryer_E1_Codes & Standards Forecast | Commercial | Retail | New | Food Preparation | Natural Gas | Fryer | E1 | Standard | Codes & Standards Forecast | 0 | 65216.3122 | 65814.364 | 0 | 0 | 0 | 0 | 0 | 0 | 0 | 0 | 0 | 0 | 0 | 0 | 0 | 0 | 0 | 0 | 0 | 0 | 0 | 0 | 0 | 0 | 0 | 0 | 0 | 0 | 0 | 0
Commercial_Retail_New_Food Preparation_Natural Gas_Fryer_E2_Codes & Standards Forecast | Commercial | Retail | New | Food Preparation | Natural Gas | Fryer | E2 | ENERGY STAR | Codes & Standards Forecast | 0 | 0 | 0 | 69774.1081 | 38295.8922 | 31199.7988 | 30743.5935 | 30297.3454 | 29860.8594 | 42477.2073 | 52613.8973 | 61440.8929 | 62134.2016 | 61198.6136 | 77385.5474 | 73238.7013 | 70648.8557 | 61745.5866 | 62978.599 | 67409.1252 | 71034.3478 | 73690.8894 | 82417.5187 | 87863.0515 | 91303.1194 | 90088.5496 | 88883.9806 | 93243.7256 | 92076.1313 | 92032.6576 | 92040.4822
Commercial_Retail_New_Food Preparation_Natural Gas_Fryer_E3_Codes & Standards Forecast | Commercial | Retail | New | Food Preparation | Natural Gas | Fryer | E3 |  | Codes & Standards Forecast | 0 | 0 | 0 | 0 | 0 | 0 | 0 | 0 | 0 | 0 | 0 | 0 | 0 | 0 | 0 | 0 | 0 | 0 | 0 | 0 | 0 | 0 | 0 | 0 | 0 | 0 | 0 | 0 | 0 | 0 | 0
Commercial_Retail_New_Food Preparation_Natural Gas_Fryer_E4_Codes & Standards Forecast | Commercial | Retail | New | Food Preparation | Natural Gas | Fryer | E4 |  | Codes & Standards Forecast | 0 | 0 | 0 | 0 | 0 | 0 | 0 | 0 | 0 | 0 | 0 | 0 | 0 | 0 | 0 | 0 | 0 | 0 | 0 | 0 | 0 | 0 | 0 | 0 | 0 | 0 | 0 | 0 | 0 | 0 | 0
Commercial_Retail_New_Food Preparation_Natural Gas_Fryer_E5_Codes & Standards Forecast | Commercial | Retail | New | Food Preparation | Natural Gas | Fryer | E5 |  | Codes & Standards Forecast | 0 | 0 | 0 | 0 | 0 | 0 | 0 | 0 | 0 | 0 | 0 | 0 | 0 | 0 | 0 | 0 | 0 | 0 | 0 | 0 | 0 | 0 | 0 | 0 | 0 | 0 | 0 | 0 | 0 | 0 | 0
Commercial_Retail_New_Food Preparation_Natural Gas_Fryer_E6_Codes & Standards Forecast | Commercial | Retail | New | Food Preparation | Natural Gas | Fryer | E6 |  | Codes & Standards Forecast | 0 | 0 | 0 | 0 | 0 | 0 | 0 | 0 | 0 | 0 | 0 | 0 | 0 | 0 | 0 | 0 | 0 | 0 | 0 | 0 | 0 | 0 | 0 | 0 | 0 | 0 | 0 | 0 | 0 | 0 | 0
Commercial_Retail_New_Food Preparation_Natural Gas_Fryer_E7_Codes & Standards Forecast | Commercial | Retail | New | Food Preparation | Natural Gas | Fryer | E7 |  | Codes & Standards Forecast | 0 | 0 | 0 | 0 | 0 | 0 | 0 | 0 | 0 | 0 | 0 | 0 | 0 | 0 | 0 | 0 | 0 | 0 | 0 | 0 | 0 | 0 | 0 | 0 | 0 | 0 | 0 | 0 | 0 | 0 | 0
Commercial_Retail_New_Food Preparation_Natural Gas_Fryer_E8_Codes & Standards Forecast | Commercial | Retail | New | Food Preparation | Natural Gas | Fryer | E8 |  | Codes & Standards Forecast | 0 | 0 | 0 | 0 | 0 | 0 | 0 | 0 | 0 | 0 | 0 | 0 | 0 | 0 | 0 | 0 | 0 | 0 | 0 | 0 | 0 | 0 | 0 | 0 | 0 | 0 | 0 | 0 | 0 | 0 | 0
Commercial_Retail_New_Food Preparation_Natural Gas_Fryer_E9_Codes & Standards Forecast | Commercial | Retail | New | Food Preparation | Natural Gas | Fryer | E9 |  | Codes & Standards Forecast | 0 | 0 | 0 | 0 | 0 | 0 | 0 | 0 | 0 | 0 | 0 | 0 | 0 | 0 | 0 | 0 | 0 | 0 | 0 | 0 | 0 | 0 | 0 | 0 | 0 | 0 | 0 | 0 | 0 | 0 | 0
Commercial_Retail_New_Food Preparation_Natural Gas_Fryer_E10_Codes & Standards Forecast | Commercial | Retail | New | Food Preparation | Natural Gas | Fryer | E10 |  | Codes & Standards Forecast | 0 | 0 | 0 | 0 | 0 | 0 | 0 | 0 | 0 | 0 | 0 | 0 | 0 | 0 | 0 | 0 | 0 | 0 | 0 | 0 | 0 | 0 | 0 | 0 | 0 | 0 | 0 | 0 | 0 | 0 | 0
Commercial_Retail_New_Food Preparation_Natural Gas_Broiler_E1_Codes & Standards Forecast | Commercial | Retail | New | Food Preparation | Natural Gas | Broiler | E1 | Standard | Codes & Standards Forecast | 0 | 12063.4098 | 12174.0346 | 12906.4896 | 7083.7958 | 5771.1935 | 5686.8068 | 5604.2619 | 5523.5227 | 5444.5541 | 5367.3213 | 5291.7904 | 7630.6102 | 9510.6547 | 11148.3404 | 11281.3988 | 11113.0578 | 14111.8691 | 13349.3425 | 12874.7343 | 10749.6757 | 10205.5476 | 10066.4329 | 10412.9601 | 11056.4792 | 11889.3491 | 12572.9987 | 13077.2124 | 14703.9939 | 15723.6098 | 16372.0254
Commercial_Retail_New_Food Preparation_Natural Gas_Broiler_E2_Codes & Standards Forecast | Commercial | Retail | New | Food Preparation | Natural Gas | Broiler | E2 | Infrared Burners | Codes & Standards Forecast | 0 | 0 | 0 | 0 | 0 | 0 | 0 | 0 | 0 | 0 | 0 | 0 | 0 | 0 | 0 | 0 | 0 | 0 | 0 | 0 | 0 | 0 | 0 | 0 | 0 | 0 | 0 | 0 | 0 | 0 | 0
Commercial_Retail_New_Food Preparation_Natural Gas_Broiler_E3_Codes & Standards Forecast | Commercial | Retail | New | Food Preparation | Natural Gas | Broiler | E3 |  | Codes & Standards Forecast | 0 | 0 | 0 | 0 | 0 | 0 | 0 | 0 | 0 | 0 | 0 | 0 | 0 | 0 | 0 | 0 | 0 | 0 | 0 | 0 | 0 | 0 | 0 | 0 | 0 | 0 | 0 | 0 | 0 | 0 | 0
Commercial_Retail_New_Food Preparation_Natural Gas_Broiler_E4_Codes & Standards Forecast | Commercial | Retail | New | Food Preparation | Natural Gas | Broiler | E4 |  | Codes & Standards Forecast | 0 | 0 | 0 | 0 | 0 | 0 | 0 | 0 | 0 | 0 | 0 | 0 | 0 | 0 | 0 | 0 | 0 | 0 | 0 | 0 | 0 | 0 | 0 | 0 | 0 | 0 | 0 | 0 | 0 | 0 | 0
Commercial_Retail_New_Food Preparation_Natural Gas_Broiler_E5_Codes & Standards Forecast | Commercial | Retail | New | Food Preparation | Natural Gas | Broiler | E5 |  | Codes & Standards Forecast | 0 | 0 | 0 | 0 | 0 | 0 | 0 | 0 | 0 | 0 | 0 | 0 | 0 | 0 | 0 | 0 | 0 | 0 | 0 | 0 | 0 | 0 | 0 | 0 | 0 | 0 | 0 | 0 | 0 | 0 | 0
Commercial_Retail_New_Food Preparation_Natural Gas_Broiler_E6_Codes & Standards Forecast | Commercial | Retail | New | Food Preparation | Natural Gas | Broiler | E6 |  | Codes & Standards Forecast | 0 | 0 | 0 | 0 | 0 | 0 | 0 | 0 | 0 | 0 | 0 | 0 | 0 | 0 | 0 | 0 | 0 | 0 | 0 | 0 | 0 | 0 | 0 | 0 | 0 | 0 | 0 | 0 | 0 | 0 | 0
Commercial_Retail_New_Food Preparation_Natural Gas_Broiler_E7_Codes & Standards Forecast | Commercial | Retail | New | Food Preparation | Natural Gas | Broiler | E7 |  | Codes & Standards Forecast | 0 | 0 | 0 | 0 | 0 | 0 | 0 | 0 | 0 | 0 | 0 | 0 | 0 | 0 | 0 | 0 | 0 | 0 | 0 | 0 | 0 | 0 | 0 | 0 | 0 | 0 | 0 | 0 | 0 | 0 | 0
Commercial_Retail_New_Food Preparation_Natural Gas_Broiler_E8_Codes & Standards Forecast | Commercial | Retail | New | Food Preparation | Natural Gas | Broiler | E8 |  | Codes & Standards Forecast | 0 | 0 | 0 | 0 | 0 | 0 | 0 | 0 | 0 | 0 | 0 | 0 | 0 | 0 | 0 | 0 | 0 | 0 | 0 | 0 | 0 | 0 | 0 | 0 | 0 | 0 | 0 | 0 | 0 | 0 | 0
Commercial_Retail_New_Food Preparation_Natural Gas_Broiler_E9_Codes & Standards Forecast | Commercial | Retail | New | Food Preparation | Natural Gas | Broiler | E9 |  | Codes & Standards Forecast | 0 | 0 | 0 | 0 | 0 | 0 | 0 | 0 | 0 | 0 | 0 | 0 | 0 | 0 | 0 | 0 | 0 | 0 | 0 | 0 | 0 | 0 | 0 | 0 | 0 | 0 | 0 | 0 | 0 | 0 | 0
Commercial_Retail_New_Food Preparation_Natural Gas_Broiler_E10_Codes & Standards Forecast | Commercial | Retail | New | Food Preparation | Natural Gas | Broiler | E10 |  | Codes & Standards Forecast | 0 | 0 | 0 | 0 | 0 | 0 | 0 | 0 | 0 | 0 | 0 | 0 | 0 | 0 | 0 | 0 | 0 | 0 | 0 | 0 | 0 | 0 | 0 | 0 | 0 | 0 | 0 | 0 | 0 | 0 | 0
Commercial_Retail_New_Food Preparation_Natural Gas_Griddle_E1_Codes & Standards Forecast | Commercial | Retail | New | Food Preparation | Natural Gas | Griddle | E1 | Standard | Codes & Standards Forecast | 0 | 42172.0038 | 42558.7329 | 45119.2938 | 24763.9656 | 20175.2903 | 19880.2861 | 19591.7206 | 19309.4678 | 19033.4043 | 18763.409 | 18499.3636 | 26675.5525 | 33247.9269 | 38973.0484 | 39438.2023 | 38849.7052 | 49333.1329 | 46667.4458 | 45008.2817 | 37579.3719 | 35677.1758 | 35190.8501 | 36402.2611 | 38651.9146 | 41563.512 | 43953.4559 | 45716.1167 | 51403.1188 | 54967.5543 | 57234.325
Commercial_Retail_New_Food Preparation_Natural Gas_Griddle_E2_Codes & Standards Forecast | Commercial | Retail | New | Food Preparation | Natural Gas | Griddle | E2 | ENERGY STAR | Codes & Standards Forecast | 0 | 0 | 0 | 0 | 0 | 0 | 0 | 0 | 0 | 0 | 0 | 0 | 0 | 0 | 0 | 0 | 0 | 0 | 0 | 0 | 0 | 0 | 0 | 0 | 0 | 0 | 0 | 0 | 0 | 0 | 0
Commercial_Retail_New_Food Preparation_Natural Gas_Griddle_E3_Codes & Standards Forecast | Commercial | Retail | New | Food Preparation | Natural Gas | Griddle | E3 |  | Codes & Standards Forecast | 0 | 0 | 0 | 0 | 0 | 0 | 0 | 0 | 0 | 0 | 0 | 0 | 0 | 0 | 0 | 0 | 0 | 0 | 0 | 0 | 0 | 0 | 0 | 0 | 0 | 0 | 0 | 0 | 0 | 0 | 0
Commercial_Retail_New_Food Preparation_Natural Gas_Griddle_E4_Codes & Standards Forecast | Commercial | Retail | New | Food Preparation | Natural Gas | Griddle | E4 |  | Codes & Standards Forecast | 0 | 0 | 0 | 0 | 0 | 0 | 0 | 0 | 0 | 0 | 0 | 0 | 0 | 0 | 0 | 0 | 0 | 0 | 0 | 0 | 0 | 0 | 0 | 0 | 0 | 0 | 0 | 0 | 0 | 0 | 0
Commercial_Retail_New_Food Preparation_Natural Gas_Griddle_E5_Codes & Standards Forecast | Commercial | Retail | New | Food Preparation | Natural Gas | Griddle | E5 |  | Codes & Standards Forecast | 0 | 0 | 0 | 0 | 0 | 0 | 0 | 0 | 0 | 0 | 0 | 0 | 0 | 0 | 0 | 0 | 0 | 0 | 0 | 0 | 0 | 0 | 0 | 0 | 0 | 0 | 0 | 0 | 0 | 0 | 0
Commercial_Retail_New_Food Preparation_Natural Gas_Griddle_E6_Codes & Standards Forecast | Commercial | Retail | New | Food Preparation | Natural Gas | Griddle | E6 |  | Codes & Standards Forecast | 0 | 0 | 0 | 0 | 0 | 0 | 0 | 0 | 0 | 0 | 0 | 0 | 0 | 0 | 0 | 0 | 0 | 0 | 0 | 0 | 0 | 0 | 0 | 0 | 0 | 0 | 0 | 0 | 0 | 0 | 0
Commercial_Retail_New_Food Preparation_Natural Gas_Griddle_E7_Codes & Standards Forecast | Commercial | Retail | New | Food Preparation | Natural Gas | Griddle | E7 |  | Codes & Standards Forecast | 0 | 0 | 0 | 0 | 0 | 0 | 0 | 0 | 0 | 0 | 0 | 0 | 0 | 0 | 0 | 0 | 0 | 0 | 0 | 0 | 0 | 0 | 0 | 0 | 0 | 0 | 0 | 0 | 0 | 0 | 0
Commercial_Retail_New_Food Preparation_Natural Gas_Griddle_E8_Codes & Standards Forecast | Commercial | Retail | New | Food Preparation | Natural Gas | Griddle | E8 |  | Codes & Standards Forecast | 0 | 0 | 0 | 0 | 0 | 0 | 0 | 0 | 0 | 0 | 0 | 0 | 0 | 0 | 0 | 0 | 0 | 0 | 0 | 0 | 0 | 0 | 0 | 0 | 0 | 0 | 0 | 0 | 0 | 0 | 0
Commercial_Retail_New_Food Preparation_Natural Gas_Griddle_E9_Codes & Standards Forecast | Commercial | Retail | New | Food Preparation | Natural Gas | Griddle | E9 |  | Codes & Standards Forecast | 0 | 0 | 0 | 0 | 0 | 0 | 0 | 0 | 0 | 0 | 0 | 0 | 0 | 0 | 0 | 0 | 0 | 0 | 0 | 0 | 0 | 0 | 0 | 0 | 0 | 0 | 0 | 0 | 0 | 0 | 0
Commercial_Retail_New_Food Preparation_Natural Gas_Griddle_E10_Codes & Standards Forecast | Commercial | Retail | New | Food Preparation | Natural Gas | Griddle | E10 |  | Codes & Standards Forecast | 0 | 0 | 0 | 0 | 0 | 0 | 0 | 0 | 0 | 0 | 0 | 0 | 0 | 0 | 0 | 0 | 0 | 0 | 0 | 0 | 0 | 0 | 0 | 0 | 0 | 0 | 0 | 0 | 0 | 0 | 0
Commercial_Retail_New_Food Preparation_Natural Gas_Range_E1_Codes & Standards Forecast | Commercial | Retail | New | Food Preparation | Natural Gas | Range | E1 | Standard | Codes & Standards Forecast | 0 | 57915.1419 | 58446.24 | 61962.6783 | 34008.5472 | 27706.8837 | 27301.752 | 26905.4627 | 26517.8428 | 26138.7226 | 37350.9645 | 46360.9911 | 54207.7883 | 54831.334 | 54008.1899 | 68390.4975 | 64715.3086 | 62422.665 | 52206.6585 | 51897.4051 | 54944.0478 | 58900.5754 | 62141.5275 | 64521.8258 | 72292.2354 | 77148.4748 | 80223.3726 | 78701.0261 | 76997.6046 | 80186.8196 | 78753.4763
Commercial_Retail_New_Food Preparation_Natural Gas_Range_E2_Codes & Standards Forecast | Commercial | Retail | New | Food Preparation | Natural Gas | Range | E2 | High Efficiency | Codes & Standards Forecast | 0 | 0 | 0 | 0 | 0 | 0 | 0 | 0 | 0 | 0 | 0 | 0 | 0 | 0 | 0 | 0 | 0 | 0 | 0 | 0 | 0 | 0 | 0 | 0 | 0 | 0 | 0 | 0 | 0 | 0 | 0
Commercial_Retail_New_Food Preparation_Natural Gas_Range_E3_Codes & Standards Forecast | Commercial | Retail | New | Food Preparation | Natural Gas | Range | E3 |  | Codes & Standards Forecast | 0 | 0 | 0 | 0 | 0 | 0 | 0 | 0 | 0 | 0 | 0 | 0 | 0 | 0 | 0 | 0 | 0 | 0 | 0 | 0 | 0 | 0 | 0 | 0 | 0 | 0 | 0 | 0 | 0 | 0 | 0
Commercial_Retail_New_Food Preparation_Natural Gas_Range_E4_Codes & Standards Forecast | Commercial | Retail | New | Food Preparation | Natural Gas | Range | E4 |  | Codes & Standards Forecast | 0 | 0 | 0 | 0 | 0 | 0 | 0 | 0 | 0 | 0 | 0 | 0 | 0 | 0 | 0 | 0 | 0 | 0 | 0 | 0 | 0 | 0 | 0 | 0 | 0 | 0 | 0 | 0 | 0 | 0 | 0
Commercial_Retail_New_Food Preparation_Natural Gas_Range_E5_Codes & Standards Forecast | Commercial | Retail | New | Food Preparation | Natural Gas | Range | E5 |  | Codes & Standards Forecast | 0 | 0 | 0 | 0 | 0 | 0 | 0 | 0 | 0 | 0 | 0 | 0 | 0 | 0 | 0 | 0 | 0 | 0 | 0 | 0 | 0 | 0 | 0 | 0 | 0 | 0 | 0 | 0 | 0 | 0 | 0
Commercial_Retail_New_Food Preparation_Natural Gas_Range_E6_Codes & Standards Forecast | Commercial | Retail | New | Food Preparation | Natural Gas | Range | E6 |  | Codes & Standards Forecast | 0 | 0 | 0 | 0 | 0 | 0 | 0 | 0 | 0 | 0 | 0 | 0 | 0 | 0 | 0 | 0 | 0 | 0 | 0 | 0 | 0 | 0 | 0 | 0 | 0 | 0 | 0 | 0 | 0 | 0 | 0
Commercial_Retail_New_Food Preparation_Natural Gas_Range_E7_Codes & Standards Forecast | Commercial | Retail | New | Food Preparation | Natural Gas | Range | E7 |  | Codes & Standards Forecast | 0 | 0 | 0 | 0 | 0 | 0 | 0 | 0 | 0 | 0 | 0 | 0 | 0 | 0 | 0 | 0 | 0 | 0 | 0 | 0 | 0 | 0 | 0 | 0 | 0 | 0 | 0 | 0 | 0 | 0 | 0
Commercial_Retail_New_Food Preparation_Natural Gas_Range_E8_Codes & Standards Forecast | Commercial | Retail | New | Food Preparation | Natural Gas | Range | E8 |  | Codes & Standards Forecast | 0 | 0 | 0 | 0 | 0 | 0 | 0 | 0 | 0 | 0 | 0 | 0 | 0 | 0 | 0 | 0 | 0 | 0 | 0 | 0 | 0 | 0 | 0 | 0 | 0 | 0 | 0 | 0 | 0 | 0 | 0
Commercial_Retail_New_Food Preparation_Natural Gas_Range_E9_Codes & Standards Forecast | Commercial | Retail | New | Food Preparation | Natural Gas | Range | E9 |  | Codes & Standards Forecast | 0 | 0 | 0 | 0 | 0 | 0 | 0 | 0 | 0 | 0 | 0 | 0 | 0 | 0 | 0 | 0 | 0 | 0 | 0 | 0 | 0 | 0 | 0 | 0 | 0 | 0 | 0 | 0 | 0 | 0 | 0
Commercial_Retail_New_Food Preparation_Natural Gas_Range_E10_Codes & Standards Forecast | Commercial | Retail | New | Food Preparation | Natural Gas | Range | E10 |  | Codes & Standards Forecast | 0 | 0 | 0 | 0 | 0 | 0 | 0 | 0 | 0 | 0 | 0 | 0 | 0 | 0 | 0 | 0 | 0 | 0 | 0 | 0 | 0 | 0 | 0 | 0 | 0 | 0 | 0 | 0 | 0 | 0 | 0
Commercial_Retail_New_Food Preparation_Natural Gas_Steamer_E1_Codes & Standards Forecast | Commercial | Retail | New | Food Preparation | Natural Gas | Steamer | E1 | Standard | Codes & Standards Forecast | 0 | 11031.109 | 11132.2673 | 0 | 0 | 0 | 0 | 0 | 0 | 0 | 0 | 0 | 0 | 0 | 0 | 0 | 0 | 0 | 0 | 0 | 0 | 0 | 0 | 0 | 0 | 0 | 0 | 0 | 0 | 0 | 0
Commercial_Retail_New_Food Preparation_Natural Gas_Steamer_E2_Codes & Standards Forecast | Commercial | Retail | New | Food Preparation | Natural Gas | Steamer | E2 | ENERGY STAR | Codes & Standards Forecast | 0 | 0 | 0 | 11802.044 | 6477.615 | 5277.3358 | 5200.1703 | 5124.689 | 5050.859 | 4978.6479 | 6133.7028 | 7165.3674 | 8150.674 | 8428.8904 | 8536.9581 | 8618.7073 | 8677.3813 | 8715.8567 | 8736.6844 | 12275.3001 | 12164.4266 | 12345.4714 | 10686.5544 | 10489.2341 | 10664.1418 | 10822.1258 | 10962.9205 | 11086.5714 | 11963.3866 | 12688.3553 | 13334.6069
Commercial_Retail_New_Food Preparation_Natural Gas_Steamer_E3_Codes & Standards Forecast | Commercial | Retail | New | Food Preparation | Natural Gas | Steamer | E3 |  | Codes & Standards Forecast | 0 | 0 | 0 | 0 | 0 | 0 | 0 | 0 | 0 | 0 | 0 | 0 | 0 | 0 | 0 | 0 | 0 | 0 | 0 | 0 | 0 | 0 | 0 | 0 | 0 | 0 | 0 | 0 | 0 | 0 | 0
Commercial_Retail_New_Food Preparation_Natural Gas_Steamer_E4_Codes & Standards Forecast | Commercial | Retail | New | Food Preparation | Natural Gas | Steamer | E4 |  | Codes & Standards Forecast | 0 | 0 | 0 | 0 | 0 | 0 | 0 | 0 | 0 | 0 | 0 | 0 | 0 | 0 | 0 | 0 | 0 | 0 | 0 | 0 | 0 | 0 | 0 | 0 | 0 | 0 | 0 | 0 | 0 | 0 | 0
Commercial_Retail_New_Food Preparation_Natural Gas_Steamer_E5_Codes & Standards Forecast | Commercial | Retail | New | Food Preparation | Natural Gas | Steamer | E5 |  | Codes & Standards Forecast | 0 | 0 | 0 | 0 | 0 | 0 | 0 | 0 | 0 | 0 | 0 | 0 | 0 | 0 | 0 | 0 | 0 | 0 | 0 | 0 | 0 | 0 | 0 | 0 | 0 | 0 | 0 | 0 | 0 | 0 | 0
Commercial_Retail_New_Food Preparation_Natural Gas_Steamer_E6_Codes & Standards Forecast | Commercial | Retail | New | Food Preparation | Natural Gas | Steamer | E6 |  | Codes & Standards Forecast | 0 | 0 | 0 | 0 | 0 | 0 | 0 | 0 | 0 | 0 | 0 | 0 | 0 | 0 | 0 | 0 | 0 | 0 | 0 | 0 | 0 | 0 | 0 | 0 | 0 | 0 | 0 | 0 | 0 | 0 | 0
Commercial_Retail_New_Food Preparation_Natural Gas_Steamer_E7_Codes & Standards Forecast | Commercial | Retail | New | Food Preparation | Natural Gas | Steamer | E7 |  | Codes & Standards Forecast | 0 | 0 | 0 | 0 | 0 | 0 | 0 | 0 | 0 | 0 | 0 | 0 | 0 | 0 | 0 | 0 | 0 | 0 | 0 | 0 | 0 | 0 | 0 | 0 | 0 | 0 | 0 | 0 | 0 | 0 | 0
Commercial_Retail_New_Food Preparation_Natural Gas_Steamer_E8_Codes & Standards Forecast | Commercial | Retail | New | Food Preparation | Natural Gas | Steamer | E8 |  | Codes & Standards Forecast | 0 | 0 | 0 | 0 | 0 | 0 | 0 | 0 | 0 | 0 | 0 | 0 | 0 | 0 | 0 | 0 | 0 | 0 | 0 | 0 | 0 | 0 | 0 | 0 | 0 | 0 | 0 | 0 | 0 | 0 | 0
Commercial_Retail_New_Food Preparation_Natural Gas_Steamer_E9_Codes & Standards Forecast | Commercial | Retail | New | Food Preparation | Natural Gas | Steamer | E9 |  | Codes & Standards Forecast | 0 | 0 | 0 | 0 | 0 | 0 | 0 | 0 | 0 | 0 | 0 | 0 | 0 | 0 | 0 | 0 | 0 | 0 | 0 | 0 | 0 | 0 | 0 | 0 | 0 | 0 | 0 | 0 | 0 | 0 | 0
Commercial_Retail_New_Food Preparation_Natural Gas_Steamer_E10_Codes & Standards Forecast | Commercial | Retail | New | Food Preparation | Natural Gas | Steamer | E10 |  | Codes & Standards Forecast | 0 | 0 | 0 | 0 | 0 | 0 | 0 | 0 | 0 | 0 | 0 | 0 | 0 | 0 | 0 | 0 | 0 | 0 | 0 | 0 | 0 | 0 | 0 | 0 | 0 | 0 | 0 | 0 | 0 | 0 | 0
Commercial_Retail_New_Food Preparation_Natural Gas_Food Prep Other_E1_Codes & Standards Forecast | Commercial | Retail | New | Food Preparation | Natural Gas | Food Prep Other | E1 | Standard | Codes & Standards Forecast | 0 | 11031.109 | 11132.2673 | 11802.044 | 6477.615 | 5277.3358 | 5200.1703 | 5124.689 | 5050.859 | 4978.6479 | 7114.2459 | 8830.3875 | 10324.9686 | 10443.7354 | 10286.951 | 13026.3521 | 12326.3381 | 11889.6578 | 9943.813 | 9884.9094 | 10465.2041 | 11218.8047 | 11836.1095 | 12289.4854 | 13769.5169 | 14694.4858 | 15280.1622 | 14990.2006 | 14665.7495 | 15273.2 | 15000.1908
Commercial_Retail_New_Food Preparation_Natural Gas_Food Prep Other_E2_Codes & Standards Forecast | Commercial | Retail | New | Food Preparation | Natural Gas | Food Prep Other | E2 | ENERGY STAR | Codes & Standards Forecast | 0 | 0 | 0 | 0 | 0 | 0 | 0 | 0 | 0 | 0 | 0 | 0 | 0 | 0 | 0 | 0 | 0 | 0 | 0 | 0 | 0 | 0 | 0 | 0 | 0 | 0 | 0 | 0 | 0 | 0 | 0
Commercial_Retail_New_Food Preparation_Natural Gas_Food Prep Other_E3_Codes & Standards Forecast | Commercial | Retail | New | Food Preparation | Natural Gas | Food Prep Other | E3 |  | Codes & Standards Forecast | 0 | 0 | 0 | 0 | 0 | 0 | 0 | 0 | 0 | 0 | 0 | 0 | 0 | 0 | 0 | 0 | 0 | 0 | 0 | 0 | 0 | 0 | 0 | 0 | 0 | 0 | 0 | 0 | 0 | 0 | 0
Commercial_Retail_New_Food Preparation_Natural Gas_Food Prep Other_E4_Codes & Standards Forecast | Commercial | Retail | New | Food Preparation | Natural Gas | Food Prep Other | E4 |  | Codes & Standards Forecast | 0 | 0 | 0 | 0 | 0 | 0 | 0 | 0 | 0 | 0 | 0 | 0 | 0 | 0 | 0 | 0 | 0 | 0 | 0 | 0 | 0 | 0 | 0 | 0 | 0 | 0 | 0 | 0 | 0 | 0 | 0
Commercial_Retail_New_Food Preparation_Natural Gas_Food Prep Other_E5_Codes & Standards Forecast | Commercial | Retail | New | Food Preparation | Natural Gas | Food Prep Other | E5 |  | Codes & Standards Forecast | 0 | 0 | 0 | 0 | 0 | 0 | 0 | 0 | 0 | 0 | 0 | 0 | 0 | 0 | 0 | 0 | 0 | 0 | 0 | 0 | 0 | 0 | 0 | 0 | 0 | 0 | 0 | 0 | 0 | 0 | 0
Commercial_Retail_New_Food Preparation_Natural Gas_Food Prep Other_E6_Codes & Standards Forecast | Commercial | Retail | New | Food Preparation | Natural Gas | Food Prep Other | E6 |  | Codes & Standards Forecast | 0 | 0 | 0 | 0 | 0 | 0 | 0 | 0 | 0 | 0 | 0 | 0 | 0 | 0 | 0 | 0 | 0 | 0 | 0 | 0 | 0 | 0 | 0 | 0 | 0 | 0 | 0 | 0 | 0 | 0 | 0
Commercial_Retail_New_Food Preparation_Natural Gas_Food Prep Other_E7_Codes & Standards Forecast | Commercial | Retail | New | Food Preparation | Natural Gas | Food Prep Other | E7 |  | Codes & Standards Forecast | 0 | 0 | 0 | 0 | 0 | 0 | 0 | 0 | 0 | 0 | 0 | 0 | 0 | 0 | 0 | 0 | 0 | 0 | 0 | 0 | 0 | 0 | 0 | 0 | 0 | 0 | 0 | 0 | 0 | 0 | 0
Commercial_Retail_New_Food Preparation_Natural Gas_Food Prep Other_E8_Codes & Standards Forecast | Commercial | Retail | New | Food Preparation | Natural Gas | Food Prep Other | E8 |  | Codes & Standards Forecast | 0 | 0 | 0 | 0 | 0 | 0 | 0 | 0 | 0 | 0 | 0 | 0 | 0 | 0 | 0 | 0 | 0 | 0 | 0 | 0 | 0 | 0 | 0 | 0 | 0 | 0 | 0 | 0 | 0 | 0 | 0
Commercial_Retail_New_Food Preparation_Natural Gas_Food Prep Other_E9_Codes & Standards Forecast | Commercial | Retail | New | Food Preparation | Natural Gas | Food Prep Other | E9 |  | Codes & Standards Forecast | 0 | 0 | 0 | 0 | 0 | 0 | 0 | 0 | 0 | 0 | 0 | 0 | 0 | 0 | 0 | 0 | 0 | 0 | 0 | 0 | 0 | 0 | 0 | 0 | 0 | 0 | 0 | 0 | 0 | 0 | 0
Commercial_Retail_New_Food Preparation_Natural Gas_Food Prep Other_E10_Codes & Standards Forecast | Commercial | Retail | New | Food Preparation | Natural Gas | Food Prep Other | E10 |  | Codes & Standards Forecast | 0 | 0 | 0 | 0 | 0 | 0 | 0 | 0 | 0 | 0 | 0 | 0 | 0 | 0 | 0 | 0 | 0 | 0 | 0 | 0 | 0 | 0 | 0 | 0 | 0 | 0 | 0 | 0 | 0 | 0 | 0
Commercial_Retail_New_Miscellaneous_Natural Gas_Pool Heater_E1_Codes & Standards Forecast | Commercial | Retail | New | Miscellaneous | Natural Gas | Pool Heater | E1 | Standard (EF .82) | Codes & Standards Forecast | 0 | 2544.9701 | 2568.3082 | 2722.8313 | 1494.4405 | 1217.526 | 1708.7173 | 2103.1659 | 2446.5276 | 2472.5057 | 2434.9394 | 3167.3737 | 3168.3453 | 3269.413 | 2990.2312 | 3006.1484 | 3364.1353 | 3622.8294 | 3834.1344 | 3861.7267 | 3867.9665 | 4144.1013 | 4222.7472 | 4351.9646 | 4359.0282 | 4441.1871 | 4649.7635 | 4804.3241 | 4939.4398 | 4998.8791 | 5055.4036
Commercial_Retail_New_Miscellaneous_Natural Gas_Pool Heater_E2_Codes & Standards Forecast | Commercial | Retail | New | Miscellaneous | Natural Gas | Pool Heater | E2 | Condensing (EF .90) | Codes & Standards Forecast | 0 | 0 | 0 | 0 | 0 | 0 | 0 | 0 | 0 | 0 | 0 | 0 | 0 | 0 | 0 | 0 | 0 | 0 | 0 | 0 | 0 | 0 | 0 | 0 | 0 | 0 | 0 | 0 | 0 | 0 | 0
Commercial_Retail_New_Miscellaneous_Natural Gas_Pool Heater_E3_Codes & Standards Forecast | Commercial | Retail | New | Miscellaneous | Natural Gas | Pool Heater | E3 |  | Codes & Standards Forecast | 0 | 0 | 0 | 0 | 0 | 0 | 0 | 0 | 0 | 0 | 0 | 0 | 0 | 0 | 0 | 0 | 0 | 0 | 0 | 0 | 0 | 0 | 0 | 0 | 0 | 0 | 0 | 0 | 0 | 0 | 0
Commercial_Retail_New_Miscellaneous_Natural Gas_Pool Heater_E4_Codes & Standards Forecast | Commercial | Retail | New | Miscellaneous | Natural Gas | Pool Heater | E4 |  | Codes & Standards Forecast | 0 | 0 | 0 | 0 | 0 | 0 | 0 | 0 | 0 | 0 | 0 | 0 | 0 | 0 | 0 | 0 | 0 | 0 | 0 | 0 | 0 | 0 | 0 | 0 | 0 | 0 | 0 | 0 | 0 | 0 | 0
Commercial_Retail_New_Miscellaneous_Natural Gas_Pool Heater_E5_Codes & Standards Forecast | Commercial | Retail | New | Miscellaneous | Natural Gas | Pool Heater | E5 |  | Codes & Standards Forecast | 0 | 0 | 0 | 0 | 0 | 0 | 0 | 0 | 0 | 0 | 0 | 0 | 0 | 0 | 0 | 0 | 0 | 0 | 0 | 0 | 0 | 0 | 0 | 0 | 0 | 0 | 0 | 0 | 0 | 0 | 0
Commercial_Retail_New_Miscellaneous_Natural Gas_Pool Heater_E6_Codes & Standards Forecast | Commercial | Retail | New | Miscellaneous | Natural Gas | Pool Heater | E6 |  | Codes & Standards Forecast | 0 | 0 | 0 | 0 | 0 | 0 | 0 | 0 | 0 | 0 | 0 | 0 | 0 | 0 | 0 | 0 | 0 | 0 | 0 | 0 | 0 | 0 | 0 | 0 | 0 | 0 | 0 | 0 | 0 | 0 | 0
Commercial_Retail_New_Miscellaneous_Natural Gas_Pool Heater_E7_Codes & Standards Forecast | Commercial | Retail | New | Miscellaneous | Natural Gas | Pool Heater | E7 |  | Codes & Standards Forecast | 0 | 0 | 0 | 0 | 0 | 0 | 0 | 0 | 0 | 0 | 0 | 0 | 0 | 0 | 0 | 0 | 0 | 0 | 0 | 0 | 0 | 0 | 0 | 0 | 0 | 0 | 0 | 0 | 0 | 0 | 0
Commercial_Retail_New_Miscellaneous_Natural Gas_Pool Heater_E8_Codes & Standards Forecast | Commercial | Retail | New | Miscellaneous | Natural Gas | Pool Heater | E8 |  | Codes & Standards Forecast | 0 | 0 | 0 | 0 | 0 | 0 | 0 | 0 | 0 | 0 | 0 | 0 | 0 | 0 | 0 | 0 | 0 | 0 | 0 | 0 | 0 | 0 | 0 | 0 | 0 | 0 | 0 | 0 | 0 | 0 | 0
Commercial_Retail_New_Miscellaneous_Natural Gas_Pool Heater_E9_Codes & Standards Forecast | Commercial | Retail | New | Miscellaneous | Natural Gas | Pool Heater | E9 |  | Codes & Standards Forecast | 0 | 0 | 0 | 0 | 0 | 0 | 0 | 0 | 0 | 0 | 0 | 0 | 0 | 0 | 0 | 0 | 0 | 0 | 0 | 0 | 0 | 0 | 0 | 0 | 0 | 0 | 0 | 0 | 0 | 0 | 0
Commercial_Retail_New_Miscellaneous_Natural Gas_Pool Heater_E10_Codes & Standards Forecast | Commercial | Retail | New | Miscellaneous | Natural Gas | Pool Heater | E10 |  | Codes & Standards Forecast | 0 | 0 | 0 | 0 | 0 | 0 | 0 | 0 | 0 | 0 | 0 | 0 | 0 | 0 | 0 | 0 | 0 | 0 | 0 | 0 | 0 | 0 | 0 | 0 | 0 | 0 | 0 | 0 | 0 | 0 | 0
Commercial_Retail_New_Miscellaneous_Natural Gas_Miscellaneous_E1_Codes & Standards Forecast | Commercial | Retail | New | Miscellaneous | Natural Gas | Miscellaneous | E1 | Standard | Codes & Standards Forecast | 0 | 1980261.5706 | 1998421.1243 | 2118656.8239 | 1445730.6328 | 1475336.4428 | 1688725.0039 | 1773820.5926 | 1849349.7662 | 1942970.3834 | 2033806.2226 | 2697886.9899 | 2707303.6761 | 2756628.754 | 2661252.285 | 2784136.0802 | 2948691.8563 | 3037400.5724 | 3126900.0302 | 3231118.7674 | 3331065.7642 | 3595323.5037 | 3644790.0445 | 3711936.0458 | 3763948.6662 | 3878083.6141 | 3996567.8703 | 4082403.8979 | 4171484.5443 | 4268050.5429 | 4360859.6243
Commercial_Retail_New_Miscellaneous_Natural Gas_Miscellaneous_E2_Codes & Standards Forecast | Commercial | Retail | New | Miscellaneous | Natural Gas | Miscellaneous | E2 |  | Codes & Standards Forecast | 0 | 0 | 0 | 0 | 0 | 0 | 0 | 0 | 0 | 0 | 0 | 0 | 0 | 0 | 0 | 0 | 0 | 0 | 0 | 0 | 0 | 0 | 0 | 0 | 0 | 0 | 0 | 0 | 0 | 0 | 0
Commercial_Retail_New_Miscellaneous_Natural Gas_Miscellaneous_E3_Codes & Standards Forecast | Commercial | Retail | New | Miscellaneous | Natural Gas | Miscellaneous | E3 |  | Codes & Standards Forecast | 0 | 0 | 0 | 0 | 0 | 0 | 0 | 0 | 0 | 0 | 0 | 0 | 0 | 0 | 0 | 0 | 0 | 0 | 0 | 0 | 0 | 0 | 0 | 0 | 0 | 0 | 0 | 0 | 0 | 0 | 0
Commercial_Retail_New_Miscellaneous_Natural Gas_Miscellaneous_E4_Codes & Standards Forecast | Commercial | Retail | New | Miscellaneous | Natural Gas | Miscellaneous | E4 |  | Codes & Standards Forecast | 0 | 0 | 0 | 0 | 0 | 0 | 0 | 0 | 0 | 0 | 0 | 0 | 0 | 0 | 0 | 0 | 0 | 0 | 0 | 0 | 0 | 0 | 0 | 0 | 0 | 0 | 0 | 0 | 0 | 0 | 0
Commercial_Retail_New_Miscellaneous_Natural Gas_Miscellaneous_E5_Codes & Standards Forecast | Commercial | Retail | New | Miscellaneous | Natural Gas | Miscellaneous | E5 |  | Codes & Standards Forecast | 0 | 0 | 0 | 0 | 0 | 0 | 0 | 0 | 0 | 0 | 0 | 0 | 0 | 0 | 0 | 0 | 0 | 0 | 0 | 0 | 0 | 0 | 0 | 0 | 0 | 0 | 0 | 0 | 0 | 0 | 0
Commercial_Retail_New_Miscellaneous_Natural Gas_Miscellaneous_E6_Codes & Standards Forecast | Commercial | Retail | New | Miscellaneous | Natural Gas | Miscellaneous | E6 |  | Codes & Standards Forecast | 0 | 0 | 0 | 0 | 0 | 0 | 0 | 0 | 0 | 0 | 0 | 0 | 0 | 0 | 0 | 0 | 0 | 0 | 0 | 0 | 0 | 0 | 0 | 0 | 0 | 0 | 0 | 0 | 0 | 0 | 0
Commercial_Retail_New_Miscellaneous_Natural Gas_Miscellaneous_E7_Codes & Standards Forecast | Commercial | Retail | New | Miscellaneous | Natural Gas | Miscellaneous | E7 |  | Codes & Standards Forecast | 0 | 0 | 0 | 0 | 0 | 0 | 0 | 0 | 0 | 0 | 0 | 0 | 0 | 0 | 0 | 0 | 0 | 0 | 0 | 0 | 0 | 0 | 0 | 0 | 0 | 0 | 0 | 0 | 0 | 0 | 0
Commercial_Retail_New_Miscellaneous_Natural Gas_Miscellaneous_E8_Codes & Standards Forecast | Commercial | Retail | New | Miscellaneous | Natural Gas | Miscellaneous | E8 |  | Codes & Standards Forecast | 0 | 0 | 0 | 0 | 0 | 0 | 0 | 0 | 0 | 0 | 0 | 0 | 0 | 0 | 0 | 0 | 0 | 0 | 0 | 0 | 0 | 0 | 0 | 0 | 0 | 0 | 0 | 0 | 0 | 0 | 0
Commercial_Retail_New_Miscellaneous_Natural Gas_Miscellaneous_E9_Codes & Standards Forecast | Commercial | Retail | New | Miscellaneous | Natural Gas | Miscellaneous | E9 |  | Codes & Standards Forecast | 0 | 0 | 0 | 0 | 0 | 0 | 0 | 0 | 0 | 0 | 0 | 0 | 0 | 0 | 0 | 0 | 0 | 0 | 0 | 0 | 0 | 0 | 0 | 0 | 0 | 0 | 0 | 0 | 0 | 0 | 0
Commercial_Retail_New_Miscellaneous_Natural Gas_Miscellaneous_E10_Codes & Standards Forecast | Commercial | Retail | New | Miscellaneous | Natural Gas | Miscellaneous | E10 |  | Codes & Standards Forecast | 0 | 0 | 0 | 0 | 0 | 0 | 0 | 0 | 0 | 0 | 0 | 0 | 0 | 0 | 0 | 0 | 0 | 0 | 0 | 0 | 0 | 0 | 0 | 0 | 0 | 0 | 0 | 0 | 0 | 0 | 0
Commercial_Restaurant_Existing_Space Heating_Natural Gas_Furnace_E1_Codes & Standards Forecast | Commercial | Restaurant | Existing | Space Heating | Natural Gas | Furnace | E1 | AFUE 80% (Standard) | Codes & Standards Forecast | 0 | 106998.1809 | 111797.3641 | 115961.7592 | 119545.8986 | 0 | 0 | 0 | 0 | 0 | 0 | 0 | 0 | 0 | 0 | 0 | 0 | 0 | 0 | 0 | 0 | 0 | 0 | 0 | 0 | 0 | 0 | 0 | 0 | 0 | 0
Commercial_Restaurant_Existing_Space Heating_Natural Gas_Furnace_E2_Codes & Standards Forecast | Commercial | Restaurant | Existing | Space Heating | Natural Gas | Furnace | E2 | AFUE 90% | Codes & Standards Forecast | 0 | 0 | 0 | 0 | 0 | 0 | 0 | 0 | 0 | 0 | 0 | 0 | 0 | 0 | 0 | 0 | 0 | 0 | 0 | 0 | 0 | 0 | 0 | 0 | 0 | 0 | 0 | 0 | 0 | 0 | 0
Commercial_Restaurant_Existing_Space Heating_Natural Gas_Furnace_E3_Codes & Standards Forecast | Commercial | Restaurant | Existing | Space Heating | Natural Gas | Furnace | E3 | AFUE 95% | Codes & Standards Forecast | 0 | 0 | 0 | 0 | 0 | 122599.9756 | 125170.1832 | 127299.0271 | 129025.6136 | 130385.9162 | 131413.02 | 132137.3485 | 121877.2721 | 112413.8603 | 103685.2547 | 95634.3996 | 88208.6698 | 81359.526 | 75042.1981 | 74936.7934 | 74994.711 | 75174.4543 | 75440.7774 | 75763.9059 | 76118.8449 | 76484.7678 | 76844.4747 | 77183.9136 | 77491.7586 | 77759.037 | 77406.1378
Commercial_Restaurant_Existing_Space Heating_Natural Gas_Furnace_E4_Codes & Standards Forecast | Commercial | Restaurant | Existing | Space Heating | Natural Gas | Furnace | E4 |  | Codes & Standards Forecast | 0 | 0 | 0 | 0 | 0 | 0 | 0 | 0 | 0 | 0 | 0 | 0 | 0 | 0 | 0 | 0 | 0 | 0 | 0 | 0 | 0 | 0 | 0 | 0 | 0 | 0 | 0 | 0 | 0 | 0 | 0
Commercial_Restaurant_Existing_Space Heating_Natural Gas_Furnace_E5_Codes & Standards Forecast | Commercial | Restaurant | Existing | Space Heating | Natural Gas | Furnace | E5 |  | Codes & Standards Forecast | 0 | 0 | 0 | 0 | 0 | 0 | 0 | 0 | 0 | 0 | 0 | 0 | 0 | 0 | 0 | 0 | 0 | 0 | 0 | 0 | 0 | 0 | 0 | 0 | 0 | 0 | 0 | 0 | 0 | 0 | 0
Commercial_Restaurant_Existing_Space Heating_Natural Gas_Furnace_E6_Codes & Standards Forecast | Commercial | Restaurant | Existing | Space Heating | Natural Gas | Furnace | E6 |  | Codes & Standards Forecast | 0 | 0 | 0 | 0 | 0 | 0 | 0 | 0 | 0 | 0 | 0 | 0 | 0 | 0 | 0 | 0 | 0 | 0 | 0 | 0 | 0 | 0 | 0 | 0 | 0 | 0 | 0 | 0 | 0 | 0 | 0
Commercial_Restaurant_Existing_Space Heating_Natural Gas_Furnace_E7_Codes & Standards Forecast | Commercial | Restaurant | Existing | Space Heating | Natural Gas | Furnace | E7 |  | Codes & Standards Forecast | 0 | 0 | 0 | 0 | 0 | 0 | 0 | 0 | 0 | 0 | 0 | 0 | 0 | 0 | 0 | 0 | 0 | 0 | 0 | 0 | 0 | 0 | 0 | 0 | 0 | 0 | 0 | 0 | 0 | 0 | 0
Commercial_Restaurant_Existing_Space Heating_Natural Gas_Furnace_E8_Codes & Standards Forecast | Commercial | Restaurant | Existing | Space Heating | Natural Gas | Furnace | E8 |  | Codes & Standards Forecast | 0 | 0 | 0 | 0 | 0 | 0 | 0 | 0 | 0 | 0 | 0 | 0 | 0 | 0 | 0 | 0 | 0 | 0 | 0 | 0 | 0 | 0 | 0 | 0 | 0 | 0 | 0 | 0 | 0 | 0 | 0
Commercial_Restaurant_Existing_Space Heating_Natural Gas_Furnace_E9_Codes & Standards Forecast | Commercial | Restaurant | Existing | Space Heating | Natural Gas | Furnace | E9 |  | Codes & Standards Forecast | 0 | 0 | 0 | 0 | 0 | 0 | 0 | 0 | 0 | 0 | 0 | 0 | 0 | 0 | 0 | 0 | 0 | 0 | 0 | 0 | 0 | 0 | 0 | 0 | 0 | 0 | 0 | 0 | 0 | 0 | 0
Commercial_Restaurant_Existing_Space Heating_Natural Gas_Furnace_E10_Codes & Standards Forecast | Commercial | Restaurant | Existing | Space Heating | Natural Gas | Furnace | E10 |  | Codes & Standards Forecast | 0 | 0 | 0 | 0 | 0 | 0 | 0 | 0 | 0 | 0 | 0 | 0 | 0 | 0 | 0 | 0 | 0 | 0 | 0 | 0 | 0 | 0 | 0 | 0 | 0 | 0 | 0 | 0 | 0 | 0 | 0
Commercial_Restaurant_Existing_Space Heating_Natural Gas_Boiler_E1_Codes & Standards Forecast | Commercial | Restaurant | Existing | Space Heating | Natural Gas | Boiler | E1 | AFUE 80% (Standard) | Codes & Standards Forecast | 0 | 5273.0958 | 5214.6124 | 5152.1737 | 5086.4179 | 0 | 0 | 0 | 0 | 0 | 0 | 0 | 0 | 0 | 0 | 0 | 0 | 0 | 0 | 0 | 0 | 0 | 0 | 0 | 0 | 0 | 0 | 0 | 0 | 0 | 0
Commercial_Restaurant_Existing_Space Heating_Natural Gas_Boiler_E2_Codes & Standards Forecast | Commercial | Restaurant | Existing | Space Heating | Natural Gas | Boiler | E2 | AFUE 85% | Codes & Standards Forecast | 0 | 0 | 0 | 0 | 0 | 0 | 0 | 0 | 0 | 0 | 0 | 0 | 0 | 0 | 0 | 0 | 0 | 0 | 0 | 0 | 0 | 0 | 0 | 0 | 0 | 0 | 0 | 0 | 0 | 0 | 0
Commercial_Restaurant_Existing_Space Heating_Natural Gas_Boiler_E3_Codes & Standards Forecast | Commercial | Restaurant | Existing | Space Heating | Natural Gas | Boiler | E3 | AFUE 98% | Codes & Standards Forecast | 0 | 0 | 0 | 0 | 0 | 5017.9095 | 4947.1473 | 4874.5717 | 4800.5711 | 4725.488 | 4649.6234 | 4573.242 | 4496.5762 | 4419.8293 | 4343.1789 | 4266.7802 | 4190.7679 | 4115.2586 | 4040.3535 | 3966.1392 | 3892.6899 | 4090.8659 | 3916.0949 | 3760.4996 | 3621.4578 | 3496.6937 | 3384.2354 | 3282.3752 | 3189.6365 | 3104.744 | 3026.5974
Commercial_Restaurant_Existing_Space Heating_Natural Gas_Boiler_E4_Codes & Standards Forecast | Commercial | Restaurant | Existing | Space Heating | Natural Gas | Boiler | E4 | Convert to NG Air Source Heat Pump | Codes & Standards Forecast | 0 | 0 | 0 | 0 | 0 | 0 | 0 | 0 | 0 | 0 | 0 | 0 | 0 | 0 | 0 | 0 | 0 | 0 | 0 | 0 | 0 | 0 | 0 | 0 | 0 | 0 | 0 | 0 | 0 | 0 | 0
Commercial_Restaurant_Existing_Space Heating_Natural Gas_Boiler_E5_Codes & Standards Forecast | Commercial | Restaurant | Existing | Space Heating | Natural Gas | Boiler | E5 |  | Codes & Standards Forecast | 0 | 0 | 0 | 0 | 0 | 0 | 0 | 0 | 0 | 0 | 0 | 0 | 0 | 0 | 0 | 0 | 0 | 0 | 0 | 0 | 0 | 0 | 0 | 0 | 0 | 0 | 0 | 0 | 0 | 0 | 0
Commercial_Restaurant_Existing_Space Heating_Natural Gas_Boiler_E6_Codes & Standards Forecast | Commercial | Restaurant | Existing | Space Heating | Natural Gas | Boiler | E6 |  | Codes & Standards Forecast | 0 | 0 | 0 | 0 | 0 | 0 | 0 | 0 | 0 | 0 | 0 | 0 | 0 | 0 | 0 | 0 | 0 | 0 | 0 | 0 | 0 | 0 | 0 | 0 | 0 | 0 | 0 | 0 | 0 | 0 | 0
Commercial_Restaurant_Existing_Space Heating_Natural Gas_Boiler_E7_Codes & Standards Forecast | Commercial | Restaurant | Existing | Space Heating | Natural Gas | Boiler | E7 |  | Codes & Standards Forecast | 0 | 0 | 0 | 0 | 0 | 0 | 0 | 0 | 0 | 0 | 0 | 0 | 0 | 0 | 0 | 0 | 0 | 0 | 0 | 0 | 0 | 0 | 0 | 0 | 0 | 0 | 0 | 0 | 0 | 0 | 0
Commercial_Restaurant_Existing_Space Heating_Natural Gas_Boiler_E8_Codes & Standards Forecast | Commercial | Restaurant | Existing | Space Heating | Natural Gas | Boiler | E8 |  | Codes & Standards Forecast | 0 | 0 | 0 | 0 | 0 | 0 | 0 | 0 | 0 | 0 | 0 | 0 | 0 | 0 | 0 | 0 | 0 | 0 | 0 | 0 | 0 | 0 | 0 | 0 | 0 | 0 | 0 | 0 | 0 | 0 | 0
Commercial_Restaurant_Existing_Space Heating_Natural Gas_Boiler_E9_Codes & Standards Forecast | Commercial | Restaurant | Existing | Space Heating | Natural Gas | Boiler | E9 |  | Codes & Standards Forecast | 0 | 0 | 0 | 0 | 0 | 0 | 0 | 0 | 0 | 0 | 0 | 0 | 0 | 0 | 0 | 0 | 0 | 0 | 0 | 0 | 0 | 0 | 0 | 0 | 0 | 0 | 0 | 0 | 0 | 0 | 0
Commercial_Restaurant_Existing_Space Heating_Natural Gas_Boiler_E10_Codes & Standards Forecast | Commercial | Restaurant | Existing | Space Heating | Natural Gas | Boiler | E10 |  | Codes & Standards Forecast | 0 | 0 | 0 | 0 | 0 | 0 | 0 | 0 | 0 | 0 | 0 | 0 | 0 | 0 | 0 | 0 | 0 | 0 | 0 | 0 | 0 | 0 | 0 | 0 | 0 | 0 | 0 | 0 | 0 | 0 | 0
Commercial_Restaurant_Existing_Space Heating_Natural Gas_Unit Heater_E1_Codes & Standards Forecast | Commercial | Restaurant | Existing | Space Heating | Natural Gas | Unit Heater | E1 | Standard | Codes & Standards Forecast | 0 | 552.7419 | 1575.8169 | 2996.4696 | 4750.5271 | 0 | 0 | 0 | 0 | 0 | 0 | 0 | 0 | 0 | 0 | 0 | 0 | 0 | 0 | 0 | 0 | 0 | 0 | 0 | 0 | 0 | 0 | 0 | 0 | 0 | 0
Commercial_Restaurant_Existing_Space Heating_Natural Gas_Unit Heater_E2_Codes & Standards Forecast | Commercial | Restaurant | Existing | Space Heating | Natural Gas | Unit Heater | E2 | Condensing | Codes & Standards Forecast | 0 | 0 | 0 | 0 | 0 | 6781.4455 | 9039.4609 | 11480.8333 | 14067.1737 | 16764.8444 | 19083.5782 | 21130.9254 | 22989.7657 | 24723.1425 | 26378.2249 | 27989.5474 | 29581.6537 | 27570.5871 | 26146.661 | 25230.6273 | 24698.5515 | 24458.7571 | 24443.7974 | 24604.2746 | 24904.1096 | 25316.9447 | 25823.4307 | 25893.6701 | 25692.4719 | 25343.7369 | 24932.7539
Commercial_Restaurant_Existing_Space Heating_Natural Gas_Unit Heater_E3_Codes & Standards Forecast | Commercial | Restaurant | Existing | Space Heating | Natural Gas | Unit Heater | E3 | Infrared Radiant | Codes & Standards Forecast | 0 | 0 | 0 | 0 | 0 | 0 | 0 | 0 | 0 | 0 | 0 | 0 | 0 | 0 | 0 | 0 | 0 | 0 | 0 | 0 | 0 | 0 | 0 | 0 | 0 | 0 | 0 | 0 | 0 | 0 | 0
Commercial_Restaurant_Existing_Space Heating_Natural Gas_Unit Heater_E4_Codes & Standards Forecast | Commercial | Restaurant | Existing | Space Heating | Natural Gas | Unit Heater | E4 |  | Codes & Standards Forecast | 0 | 0 | 0 | 0 | 0 | 0 | 0 | 0 | 0 | 0 | 0 | 0 | 0 | 0 | 0 | 0 | 0 | 0 | 0 | 0 | 0 | 0 | 0 | 0 | 0 | 0 | 0 | 0 | 0 | 0 | 0
Commercial_Restaurant_Existing_Space Heating_Natural Gas_Unit Heater_E5_Codes & Standards Forecast | Commercial | Restaurant | Existing | Space Heating | Natural Gas | Unit Heater | E5 |  | Codes & Standards Forecast | 0 | 0 | 0 | 0 | 0 | 0 | 0 | 0 | 0 | 0 | 0 | 0 | 0 | 0 | 0 | 0 | 0 | 0 | 0 | 0 | 0 | 0 | 0 | 0 | 0 | 0 | 0 | 0 | 0 | 0 | 0
Commercial_Restaurant_Existing_Space Heating_Natural Gas_Unit Heater_E6_Codes & Standards Forecast | Commercial | Restaurant | Existing | Space Heating | Natural Gas | Unit Heater | E6 |  | Codes & Standards Forecast | 0 | 0 | 0 | 0 | 0 | 0 | 0 | 0 | 0 | 0 | 0 | 0 | 0 | 0 | 0 | 0 | 0 | 0 | 0 | 0 | 0 | 0 | 0 | 0 | 0 | 0 | 0 | 0 | 0 | 0 | 0
Commercial_Restaurant_Existing_Space Heating_Natural Gas_Unit Heater_E7_Codes & Standards Forecast | Commercial | Restaurant | Existing | Space Heating | Natural Gas | Unit Heater | E7 |  | Codes & Standards Forecast | 0 | 0 | 0 | 0 | 0 | 0 | 0 | 0 | 0 | 0 | 0 | 0 | 0 | 0 | 0 | 0 | 0 | 0 | 0 | 0 | 0 | 0 | 0 | 0 | 0 | 0 | 0 | 0 | 0 | 0 | 0
Commercial_Restaurant_Existing_Space Heating_Natural Gas_Unit Heater_E8_Codes & Standards Forecast | Commercial | Restaurant | Existing | Space Heating | Natural Gas | Unit Heater | E8 |  | Codes & Standards Forecast | 0 | 0 | 0 | 0 | 0 | 0 | 0 | 0 | 0 | 0 | 0 | 0 | 0 | 0 | 0 | 0 | 0 | 0 | 0 | 0 | 0 | 0 | 0 | 0 | 0 | 0 | 0 | 0 | 0 | 0 | 0
Commercial_Restaurant_Existing_Space Heating_Natural Gas_Unit Heater_E9_Codes & Standards Forecast | Commercial | Restaurant | Existing | Space Heating | Natural Gas | Unit Heater | E9 |  | Codes & Standards Forecast | 0 | 0 | 0 | 0 | 0 | 0 | 0 | 0 | 0 | 0 | 0 | 0 | 0 | 0 | 0 | 0 | 0 | 0 | 0 | 0 | 0 | 0 | 0 | 0 | 0 | 0 | 0 | 0 | 0 | 0 | 0
Commercial_Restaurant_Existing_Space Heating_Natural Gas_Unit Heater_E10_Codes & Standards Forecast | Commercial | Restaurant | Existing | Space Heating | Natural Gas | Unit Heater | E10 |  | Codes & Standards Forecast | 0 | 0 | 0 | 0 | 0 | 0 | 0 | 0 | 0 | 0 | 0 | 0 | 0 | 0 | 0 | 0 | 0 | 0 | 0 | 0 | 0 | 0 | 0 | 0 | 0 | 0 | 0 | 0 | 0 | 0 | 0
Commercial_Restaurant_Existing_Water Heating_Natural Gas_Water Heater_E1_Codes & Standards Forecast | Commercial | Restaurant | Existing | Water Heating | Natural Gas | Water Heater | E1 | TE 0.80 | Codes & Standards Forecast | 0 | 112729.3361 | 122526.5402 | 130813.0595 | 137762.5337 | 143529.4838 | 148251.4002 | 152050.6048 | 155035.9091 | 157304.091 | 177738.7774 | 195192.3226 | 191951.7974 | 188703.7204 | 185456.1367 | 204487.1828 | 198831.171 | 193459.1451 | 188346.7855 | 186606.7781 | 187137.8882 | 186109.5651 | 183956.0443 | 181008.3453 | 184944.9664 | 186113.2733 | 181698.2897 | 176999.7762 | 172683.2789 | 173482.3191 | 168873.3366
Commercial_Restaurant_Existing_Water Heating_Natural Gas_Water Heater_E2_Codes & Standards Forecast | Commercial | Restaurant | Existing | Water Heating | Natural Gas | Water Heater | E2 | TE 0.90 | Codes & Standards Forecast | 0 | 0 | 0 | 0 | 0 | 0 | 0 | 0 | 0 | 0 | 0 | 0 | 0 | 0 | 0 | 0 | 0 | 0 | 0 | 0 | 0 | 0 | 0 | 0 | 0 | 0 | 0 | 0 | 0 | 0 | 0
Commercial_Restaurant_Existing_Water Heating_Natural Gas_Water Heater_E3_Codes & Standards Forecast | Commercial | Restaurant | Existing | Water Heating | Natural Gas | Water Heater | E3 | TE 0.94 | Codes & Standards Forecast | 0 | 0 | 0 | 0 | 0 | 0 | 0 | 0 | 0 | 0 | 0 | 0 | 0 | 0 | 0 | 0 | 0 | 0 | 0 | 0 | 0 | 0 | 0 | 0 | 0 | 0 | 0 | 0 | 0 | 0 | 0
Commercial_Restaurant_Existing_Water Heating_Natural Gas_Water Heater_E4_Codes & Standards Forecast | Commercial | Restaurant | Existing | Water Heating | Natural Gas | Water Heater | E4 | Instantaneous TE 0.94 | Codes & Standards Forecast | 0 | 0 | 0 | 0 | 0 | 0 | 0 | 0 | 0 | 0 | 0 | 0 | 0 | 0 | 0 | 0 | 0 | 0 | 0 | 0 | 0 | 0 | 0 | 0 | 0 | 0 | 0 | 0 | 0 | 0 | 0
Commercial_Restaurant_Existing_Water Heating_Natural Gas_Water Heater_E5_Codes & Standards Forecast | Commercial | Restaurant | Existing | Water Heating | Natural Gas | Water Heater | E5 | Gas-Fired Absorption HPWH | Codes & Standards Forecast | 0 | 0 | 0 | 0 | 0 | 0 | 0 | 0 | 0 | 0 | 0 | 0 | 0 | 0 | 0 | 0 | 0 | 0 | 0 | 0 | 0 | 0 | 0 | 0 | 0 | 0 | 0 | 0 | 0 | 0 | 0
Commercial_Restaurant_Existing_Water Heating_Natural Gas_Water Heater_E6_Codes & Standards Forecast | Commercial | Restaurant | Existing | Water Heating | Natural Gas | Water Heater | E6 |  | Codes & Standards Forecast | 0 | 0 | 0 | 0 | 0 | 0 | 0 | 0 | 0 | 0 | 0 | 0 | 0 | 0 | 0 | 0 | 0 | 0 | 0 | 0 | 0 | 0 | 0 | 0 | 0 | 0 | 0 | 0 | 0 | 0 | 0
Commercial_Restaurant_Existing_Water Heating_Natural Gas_Water Heater_E7_Codes & Standards Forecast | Commercial | Restaurant | Existing | Water Heating | Natural Gas | Water Heater | E7 |  | Codes & Standards Forecast | 0 | 0 | 0 | 0 | 0 | 0 | 0 | 0 | 0 | 0 | 0 | 0 | 0 | 0 | 0 | 0 | 0 | 0 | 0 | 0 | 0 | 0 | 0 | 0 | 0 | 0 | 0 | 0 | 0 | 0 | 0
Commercial_Restaurant_Existing_Water Heating_Natural Gas_Water Heater_E8_Codes & Standards Forecast | Commercial | Restaurant | Existing | Water Heating | Natural Gas | Water Heater | E8 |  | Codes & Standards Forecast | 0 | 0 | 0 | 0 | 0 | 0 | 0 | 0 | 0 | 0 | 0 | 0 | 0 | 0 | 0 | 0 | 0 | 0 | 0 | 0 | 0 | 0 | 0 | 0 | 0 | 0 | 0 | 0 | 0 | 0 | 0
Commercial_Restaurant_Existing_Water Heating_Natural Gas_Water Heater_E9_Codes & Standards Forecast | Commercial | Restaurant | Existing | Water Heating | Natural Gas | Water Heater | E9 |  | Codes & Standards Forecast | 0 | 0 | 0 | 0 | 0 | 0 | 0 | 0 | 0 | 0 | 0 | 0 | 0 | 0 | 0 | 0 | 0 | 0 | 0 | 0 | 0 | 0 | 0 | 0 | 0 | 0 | 0 | 0 | 0 | 0 | 0
Commercial_Restaurant_Existing_Water Heating_Natural Gas_Water Heater_E10_Codes & Standards Forecast | Commercial | Restaurant | Existing | Water Heating | Natural Gas | Water Heater | E10 |  | Codes & Standards Forecast | 0 | 0 | 0 | 0 | 0 | 0 | 0 | 0 | 0 | 0 | 0 | 0 | 0 | 0 | 0 | 0 | 0 | 0 | 0 | 0 | 0 | 0 | 0 | 0 | 0 | 0 | 0 | 0 | 0 | 0 | 0
Commercial_Restaurant_Existing_Food Preparation_Natural Gas_Oven_E1_Codes & Standards Forecast | Commercial | Restaurant | Existing | Food Preparation | Natural Gas | Oven | E1 | Standard | Codes & Standards Forecast | 0 | 30505.2198 | 38863.65 | 45117.7082 | 49727.9176 | 53055.2091 | 55382.4352 | 56931.2375 | 57875.2703 | 58350.5684 | 49985.7888 | 44727.7441 | 41625.5151 | 39985.7206 | 39307.3134 | 39232.2167 | 45795.8257 | 46943.7316 | 47622.8938 | 46760.9069 | 45126.9459 | 43205.1682 | 41285.3174 | 39527.1004 | 38005.4701 | 35868.3508 | 34899.1267 | 34633.04 | 34591.1821 | 34526.5042 | 34332.238
Commercial_Restaurant_Existing_Food Preparation_Natural Gas_Oven_E2_Codes & Standards Forecast | Commercial | Restaurant | Existing | Food Preparation | Natural Gas | Oven | E2 | ENERGY STAR (EF ≥ 44%) Convection Oven utilizing ASTM Std F1496 | Codes & Standards Forecast | 0 | 0 | 0 | 0 | 0 | 0 | 0 | 0 | 0 | 0 | 0 | 0 | 0 | 0 | 0 | 0 | 0 | 0 | 0 | 0 | 0 | 0 | 0 | 0 | 0 | 0 | 0 | 0 | 0 | 0 | 0
Commercial_Restaurant_Existing_Food Preparation_Natural Gas_Oven_E3_Codes & Standards Forecast | Commercial | Restaurant | Existing | Food Preparation | Natural Gas | Oven | E3 |  | Codes & Standards Forecast | 0 | 0 | 0 | 0 | 0 | 0 | 0 | 0 | 0 | 0 | 0 | 0 | 0 | 0 | 0 | 0 | 0 | 0 | 0 | 0 | 0 | 0 | 0 | 0 | 0 | 0 | 0 | 0 | 0 | 0 | 0
Commercial_Restaurant_Existing_Food Preparation_Natural Gas_Oven_E4_Codes & Standards Forecast | Commercial | Restaurant | Existing | Food Preparation | Natural Gas | Oven | E4 |  | Codes & Standards Forecast | 0 | 0 | 0 | 0 | 0 | 0 | 0 | 0 | 0 | 0 | 0 | 0 | 0 | 0 | 0 | 0 | 0 | 0 | 0 | 0 | 0 | 0 | 0 | 0 | 0 | 0 | 0 | 0 | 0 | 0 | 0
Commercial_Restaurant_Existing_Food Preparation_Natural Gas_Oven_E5_Codes & Standards Forecast | Commercial | Restaurant | Existing | Food Preparation | Natural Gas | Oven | E5 |  | Codes & Standards Forecast | 0 | 0 | 0 | 0 | 0 | 0 | 0 | 0 | 0 | 0 | 0 | 0 | 0 | 0 | 0 | 0 | 0 | 0 | 0 | 0 | 0 | 0 | 0 | 0 | 0 | 0 | 0 | 0 | 0 | 0 | 0
Commercial_Restaurant_Existing_Food Preparation_Natural Gas_Oven_E6_Codes & Standards Forecast | Commercial | Restaurant | Existing | Food Preparation | Natural Gas | Oven | E6 |  | Codes & Standards Forecast | 0 | 0 | 0 | 0 | 0 | 0 | 0 | 0 | 0 | 0 | 0 | 0 | 0 | 0 | 0 | 0 | 0 | 0 | 0 | 0 | 0 | 0 | 0 | 0 | 0 | 0 | 0 | 0 | 0 | 0 | 0
Commercial_Restaurant_Existing_Food Preparation_Natural Gas_Oven_E7_Codes & Standards Forecast | Commercial | Restaurant | Existing | Food Preparation | Natural Gas | Oven | E7 |  | Codes & Standards Forecast | 0 | 0 | 0 | 0 | 0 | 0 | 0 | 0 | 0 | 0 | 0 | 0 | 0 | 0 | 0 | 0 | 0 | 0 | 0 | 0 | 0 | 0 | 0 | 0 | 0 | 0 | 0 | 0 | 0 | 0 | 0
Commercial_Restaurant_Existing_Food Preparation_Natural Gas_Oven_E8_Codes & Standards Forecast | Commercial | Restaurant | Existing | Food Preparation | Natural Gas | Oven | E8 |  | Codes & Standards Forecast | 0 | 0 | 0 | 0 | 0 | 0 | 0 | 0 | 0 | 0 | 0 | 0 | 0 | 0 | 0 | 0 | 0 | 0 | 0 | 0 | 0 | 0 | 0 | 0 | 0 | 0 | 0 | 0 | 0 | 0 | 0
Commercial_Restaurant_Existing_Food Preparation_Natural Gas_Oven_E9_Codes & Standards Forecast | Commercial | Restaurant | Existing | Food Preparation | Natural Gas | Oven | E9 |  | Codes & Standards Forecast | 0 | 0 | 0 | 0 | 0 | 0 | 0 | 0 | 0 | 0 | 0 | 0 | 0 | 0 | 0 | 0 | 0 | 0 | 0 | 0 | 0 | 0 | 0 | 0 | 0 | 0 | 0 | 0 | 0 | 0 | 0
Commercial_Restaurant_Existing_Food Preparation_Natural Gas_Oven_E10_Codes & Standards Forecast | Commercial | Restaurant | Existing | Food Preparation | Natural Gas | Oven | E10 |  | Codes & Standards Forecast | 0 | 0 | 0 | 0 | 0 | 0 | 0 | 0 | 0 | 0 | 0 | 0 | 0 | 0 | 0 | 0 | 0 | 0 | 0 | 0 | 0 | 0 | 0 | 0 | 0 | 0 | 0 | 0 | 0 | 0 | 0
Commercial_Restaurant_Existing_Food Preparation_Natural Gas_Conveyor Oven_E1_Codes & Standards Forecast | Commercial | Restaurant | Existing | Food Preparation | Natural Gas | Conveyor Oven | E1 | Standard | Codes & Standards Forecast | 0 | 0 | 0 | 0 | 0 | 1406.8522 | 3860.4024 | 7079.9779 | 10847.1747 | 14992.3632 | 18112.4275 | 20431.3895 | 22124.8308 | 23330.3564 | 24155.7987 | 24685.6494 | 24986.1024 | 19589.1042 | 15357.8577 | 12040.5605 | 9439.7994 | 7604.458 | 6520.7252 | 6137.1429 | 6381.7521 | 7173.5813 | 8487.3226 | 10037.3319 | 11637.4774 | 13171.4688 | 14571.3598
Commercial_Restaurant_Existing_Food Preparation_Natural Gas_Conveyor Oven_E2_Codes & Standards Forecast | Commercial | Restaurant | Existing | Food Preparation | Natural Gas | Conveyor Oven | E2 | ENERGY STAR (EF ≥ 44%) Convection Oven utilizing ASTM Std F1496 | Codes & Standards Forecast | 0 | 0 | 0 | 0 | 0 | 0 | 0 | 0 | 0 | 0 | 0 | 0 | 0 | 0 | 0 | 0 | 0 | 0 | 0 | 0 | 0 | 0 | 0 | 0 | 0 | 0 | 0 | 0 | 0 | 0 | 0
Commercial_Restaurant_Existing_Food Preparation_Natural Gas_Conveyor Oven_E3_Codes & Standards Forecast | Commercial | Restaurant | Existing | Food Preparation | Natural Gas | Conveyor Oven | E3 |  | Codes & Standards Forecast | 0 | 0 | 0 | 0 | 0 | 0 | 0 | 0 | 0 | 0 | 0 | 0 | 0 | 0 | 0 | 0 | 0 | 0 | 0 | 0 | 0 | 0 | 0 | 0 | 0 | 0 | 0 | 0 | 0 | 0 | 0
Commercial_Restaurant_Existing_Food Preparation_Natural Gas_Conveyor Oven_E4_Codes & Standards Forecast | Commercial | Restaurant | Existing | Food Preparation | Natural Gas | Conveyor Oven | E4 |  | Codes & Standards Forecast | 0 | 0 | 0 | 0 | 0 | 0 | 0 | 0 | 0 | 0 | 0 | 0 | 0 | 0 | 0 | 0 | 0 | 0 | 0 | 0 | 0 | 0 | 0 | 0 | 0 | 0 | 0 | 0 | 0 | 0 | 0
Commercial_Restaurant_Existing_Food Preparation_Natural Gas_Conveyor Oven_E5_Codes & Standards Forecast | Commercial | Restaurant | Existing | Food Preparation | Natural Gas | Conveyor Oven | E5 |  | Codes & Standards Forecast | 0 | 0 | 0 | 0 | 0 | 0 | 0 | 0 | 0 | 0 | 0 | 0 | 0 | 0 | 0 | 0 | 0 | 0 | 0 | 0 | 0 | 0 | 0 | 0 | 0 | 0 | 0 | 0 | 0 | 0 | 0
Commercial_Restaurant_Existing_Food Preparation_Natural Gas_Conveyor Oven_E6_Codes & Standards Forecast | Commercial | Restaurant | Existing | Food Preparation | Natural Gas | Conveyor Oven | E6 |  | Codes & Standards Forecast | 0 | 0 | 0 | 0 | 0 | 0 | 0 | 0 | 0 | 0 | 0 | 0 | 0 | 0 | 0 | 0 | 0 | 0 | 0 | 0 | 0 | 0 | 0 | 0 | 0 | 0 | 0 | 0 | 0 | 0 | 0
Commercial_Restaurant_Existing_Food Preparation_Natural Gas_Conveyor Oven_E7_Codes & Standards Forecast | Commercial | Restaurant | Existing | Food Preparation | Natural Gas | Conveyor Oven | E7 |  | Codes & Standards Forecast | 0 | 0 | 0 | 0 | 0 | 0 | 0 | 0 | 0 | 0 | 0 | 0 | 0 | 0 | 0 | 0 | 0 | 0 | 0 | 0 | 0 | 0 | 0 | 0 | 0 | 0 | 0 | 0 | 0 | 0 | 0
Commercial_Restaurant_Existing_Food Preparation_Natural Gas_Conveyor Oven_E8_Codes & Standards Forecast | Commercial | Restaurant | Existing | Food Preparation | Natural Gas | Conveyor Oven | E8 |  | Codes & Standards Forecast | 0 | 0 | 0 | 0 | 0 | 0 | 0 | 0 | 0 | 0 | 0 | 0 | 0 | 0 | 0 | 0 | 0 | 0 | 0 | 0 | 0 | 0 | 0 | 0 | 0 | 0 | 0 | 0 | 0 | 0 | 0
Commercial_Restaurant_Existing_Food Preparation_Natural Gas_Conveyor Oven_E9_Codes & Standards Forecast | Commercial | Restaurant | Existing | Food Preparation | Natural Gas | Conveyor Oven | E9 |  | Codes & Standards Forecast | 0 | 0 | 0 | 0 | 0 | 0 | 0 | 0 | 0 | 0 | 0 | 0 | 0 | 0 | 0 | 0 | 0 | 0 | 0 | 0 | 0 | 0 | 0 | 0 | 0 | 0 | 0 | 0 | 0 | 0 | 0
Commercial_Restaurant_Existing_Food Preparation_Natural Gas_Conveyor Oven_E10_Codes & Standards Forecast | Commercial | Restaurant | Existing | Food Preparation | Natural Gas | Conveyor Oven | E10 |  | Codes & Standards Forecast | 0 | 0 | 0 | 0 | 0 | 0 | 0 | 0 | 0 | 0 | 0 | 0 | 0 | 0 | 0 | 0 | 0 | 0 | 0 | 0 | 0 | 0 | 0 | 0 | 0 | 0 | 0 | 0 | 0 | 0 | 0
Commercial_Restaurant_Existing_Food Preparation_Natural Gas_Double Rack Oven_E1_Codes & Standards Forecast | Commercial | Restaurant | Existing | Food Preparation | Natural Gas | Double Rack Oven | E1 | Standard | Codes & Standards Forecast | 0 | 8473.6722 | 11533.6093 | 14116.1126 | 16284.3788 | 18093.426 | 19591.1487 | 20819.2362 | 21813.9736 | 22606.9382 | 19693.1551 | 17154.9262 | 16300.8738 | 15928.7247 | 15882.7537 | 16047.7934 | 16339.5761 | 18305.0661 | 18951.0265 | 19453.6242 | 19832.5392 | 19539.1817 | 18794.862 | 17980.6019 | 17200.7914 | 16510.7728 | 15263.8867 | 14365.3495 | 14261.2747 | 14350.1467 | 14542.341
Commercial_Restaurant_Existing_Food Preparation_Natural Gas_Double Rack Oven_E2_Codes & Standards Forecast | Commercial | Restaurant | Existing | Food Preparation | Natural Gas | Double Rack Oven | E2 | FTSC Qualified (>50% Cooking Efficiency) | Codes & Standards Forecast | 0 | 0 | 0 | 0 | 0 | 0 | 0 | 0 | 0 | 0 | 0 | 0 | 0 | 0 | 0 | 0 | 0 | 0 | 0 | 0 | 0 | 0 | 0 | 0 | 0 | 0 | 0 | 0 | 0 | 0 | 0
Commercial_Restaurant_Existing_Food Preparation_Natural Gas_Double Rack Oven_E3_Codes & Standards Forecast | Commercial | Restaurant | Existing | Food Preparation | Natural Gas | Double Rack Oven | E3 |  | Codes & Standards Forecast | 0 | 0 | 0 | 0 | 0 | 0 | 0 | 0 | 0 | 0 | 0 | 0 | 0 | 0 | 0 | 0 | 0 | 0 | 0 | 0 | 0 | 0 | 0 | 0 | 0 | 0 | 0 | 0 | 0 | 0 | 0
Commercial_Restaurant_Existing_Food Preparation_Natural Gas_Double Rack Oven_E4_Codes & Standards Forecast | Commercial | Restaurant | Existing | Food Preparation | Natural Gas | Double Rack Oven | E4 |  | Codes & Standards Forecast | 0 | 0 | 0 | 0 | 0 | 0 | 0 | 0 | 0 | 0 | 0 | 0 | 0 | 0 | 0 | 0 | 0 | 0 | 0 | 0 | 0 | 0 | 0 | 0 | 0 | 0 | 0 | 0 | 0 | 0 | 0
Commercial_Restaurant_Existing_Food Preparation_Natural Gas_Double Rack Oven_E5_Codes & Standards Forecast | Commercial | Restaurant | Existing | Food Preparation | Natural Gas | Double Rack Oven | E5 |  | Codes & Standards Forecast | 0 | 0 | 0 | 0 | 0 | 0 | 0 | 0 | 0 | 0 | 0 | 0 | 0 | 0 | 0 | 0 | 0 | 0 | 0 | 0 | 0 | 0 | 0 | 0 | 0 | 0 | 0 | 0 | 0 | 0 | 0
Commercial_Restaurant_Existing_Food Preparation_Natural Gas_Double Rack Oven_E6_Codes & Standards Forecast | Commercial | Restaurant | Existing | Food Preparation | Natural Gas | Double Rack Oven | E6 |  | Codes & Standards Forecast | 0 | 0 | 0 | 0 | 0 | 0 | 0 | 0 | 0 | 0 | 0 | 0 | 0 | 0 | 0 | 0 | 0 | 0 | 0 | 0 | 0 | 0 | 0 | 0 | 0 | 0 | 0 | 0 | 0 | 0 | 0
Commercial_Restaurant_Existing_Food Preparation_Natural Gas_Double Rack Oven_E7_Codes & Standards Forecast | Commercial | Restaurant | Existing | Food Preparation | Natural Gas | Double Rack Oven | E7 |  | Codes & Standards Forecast | 0 | 0 | 0 | 0 | 0 | 0 | 0 | 0 | 0 | 0 | 0 | 0 | 0 | 0 | 0 | 0 | 0 | 0 | 0 | 0 | 0 | 0 | 0 | 0 | 0 | 0 | 0 | 0 | 0 | 0 | 0
Commercial_Restaurant_Existing_Food Preparation_Natural Gas_Double Rack Oven_E8_Codes & Standards Forecast | Commercial | Restaurant | Existing | Food Preparation | Natural Gas | Double Rack Oven | E8 |  | Codes & Standards Forecast | 0 | 0 | 0 | 0 | 0 | 0 | 0 | 0 | 0 | 0 | 0 | 0 | 0 | 0 | 0 | 0 | 0 | 0 | 0 | 0 | 0 | 0 | 0 | 0 | 0 | 0 | 0 | 0 | 0 | 0 | 0
Commercial_Restaurant_Existing_Food Preparation_Natural Gas_Double Rack Oven_E9_Codes & Standards Forecast | Commercial | Restaurant | Existing | Food Preparation | Natural Gas | Double Rack Oven | E9 |  | Codes & Standards Forecast | 0 | 0 | 0 | 0 | 0 | 0 | 0 | 0 | 0 | 0 | 0 | 0 | 0 | 0 | 0 | 0 | 0 | 0 | 0 | 0 | 0 | 0 | 0 | 0 | 0 | 0 | 0 | 0 | 0 | 0 | 0
Commercial_Restaurant_Existing_Food Preparation_Natural Gas_Double Rack Oven_E10_Codes & Standards Forecast | Commercial | Restaurant | Existing | Food Preparation | Natural Gas | Double Rack Oven | E10 |  | Codes & Standards Forecast | 0 | 0 | 0 | 0 | 0 | 0 | 0 | 0 | 0 | 0 | 0 | 0 | 0 | 0 | 0 | 0 | 0 | 0 | 0 | 0 | 0 | 0 | 0 | 0 | 0 | 0 | 0 | 0 | 0 | 0 | 0
Commercial_Restaurant_Existing_Food Preparation_Natural Gas_Fryer_E1_Codes & Standards Forecast | Commercial | Restaurant | Existing | Food Preparation | Natural Gas | Fryer | E1 | Standard | Codes & Standards Forecast | 0 | 92639.0769 | 100690.2548 | 0 | 0 | 0 | 0 | 0 | 0 | 0 | 0 | 0 | 0 | 0 | 0 | 0 | 0 | 0 | 0 | 0 | 0 | 0 | 0 | 0 | 0 | 0 | 0 | 0 | 0 | 0 | 0
Commercial_Restaurant_Existing_Food Preparation_Natural Gas_Fryer_E2_Codes & Standards Forecast | Commercial | Restaurant | Existing | Food Preparation | Natural Gas | Fryer | E2 | ENERGY STAR | Codes & Standards Forecast | 0 | 0 | 0 | 107499.9773 | 113210.9386 | 117950.1214 | 121830.5131 | 124952.6357 | 127405.9087 | 145032.6427 | 160105.9491 | 172916.9938 | 168889.1244 | 165003.9428 | 179927.3557 | 174262.2556 | 168935.8997 | 166598.9975 | 166297.9299 | 167320.7941 | 166616.9009 | 164673.0142 | 168214.7363 | 169100.6802 | 168063.2414 | 163125.7953 | 158874.4871 | 159187.1736 | 154951.0144 | 151102.9659 | 149054.6767
Commercial_Restaurant_Existing_Food Preparation_Natural Gas_Fryer_E3_Codes & Standards Forecast | Commercial | Restaurant | Existing | Food Preparation | Natural Gas | Fryer | E3 |  | Codes & Standards Forecast | 0 | 0 | 0 | 0 | 0 | 0 | 0 | 0 | 0 | 0 | 0 | 0 | 0 | 0 | 0 | 0 | 0 | 0 | 0 | 0 | 0 | 0 | 0 | 0 | 0 | 0 | 0 | 0 | 0 | 0 | 0
Commercial_Restaurant_Existing_Food Preparation_Natural Gas_Fryer_E4_Codes & Standards Forecast | Commercial | Restaurant | Existing | Food Preparation | Natural Gas | Fryer | E4 |  | Codes & Standards Forecast | 0 | 0 | 0 | 0 | 0 | 0 | 0 | 0 | 0 | 0 | 0 | 0 | 0 | 0 | 0 | 0 | 0 | 0 | 0 | 0 | 0 | 0 | 0 | 0 | 0 | 0 | 0 | 0 | 0 | 0 | 0
Commercial_Restaurant_Existing_Food Preparation_Natural Gas_Fryer_E5_Codes & Standards Forecast | Commercial | Restaurant | Existing | Food Preparation | Natural Gas | Fryer | E5 |  | Codes & Standards Forecast | 0 | 0 | 0 | 0 | 0 | 0 | 0 | 0 | 0 | 0 | 0 | 0 | 0 | 0 | 0 | 0 | 0 | 0 | 0 | 0 | 0 | 0 | 0 | 0 | 0 | 0 | 0 | 0 | 0 | 0 | 0
Commercial_Restaurant_Existing_Food Preparation_Natural Gas_Fryer_E6_Codes & Standards Forecast | Commercial | Restaurant | Existing | Food Preparation | Natural Gas | Fryer | E6 |  | Codes & Standards Forecast | 0 | 0 | 0 | 0 | 0 | 0 | 0 | 0 | 0 | 0 | 0 | 0 | 0 | 0 | 0 | 0 | 0 | 0 | 0 | 0 | 0 | 0 | 0 | 0 | 0 | 0 | 0 | 0 | 0 | 0 | 0
Commercial_Restaurant_Existing_Food Preparation_Natural Gas_Fryer_E7_Codes & Standards Forecast | Commercial | Restaurant | Existing | Food Preparation | Natural Gas | Fryer | E7 |  | Codes & Standards Forecast | 0 | 0 | 0 | 0 | 0 | 0 | 0 | 0 | 0 | 0 | 0 | 0 | 0 | 0 | 0 | 0 | 0 | 0 | 0 | 0 | 0 | 0 | 0 | 0 | 0 | 0 | 0 | 0 | 0 | 0 | 0
Commercial_Restaurant_Existing_Food Preparation_Natural Gas_Fryer_E8_Codes & Standards Forecast | Commercial | Restaurant | Existing | Food Preparation | Natural Gas | Fryer | E8 |  | Codes & Standards Forecast | 0 | 0 | 0 | 0 | 0 | 0 | 0 | 0 | 0 | 0 | 0 | 0 | 0 | 0 | 0 | 0 | 0 | 0 | 0 | 0 | 0 | 0 | 0 | 0 | 0 | 0 | 0 | 0 | 0 | 0 | 0
Commercial_Restaurant_Existing_Food Preparation_Natural Gas_Fryer_E9_Codes & Standards Forecast | Commercial | Restaurant | Existing | Food Preparation | Natural Gas | Fryer | E9 |  | Codes & Standards Forecast | 0 | 0 | 0 | 0 | 0 | 0 | 0 | 0 | 0 | 0 | 0 | 0 | 0 | 0 | 0 | 0 | 0 | 0 | 0 | 0 | 0 | 0 | 0 | 0 | 0 | 0 | 0 | 0 | 0 | 0 | 0
Commercial_Restaurant_Existing_Food Preparation_Natural Gas_Fryer_E10_Codes & Standards Forecast | Commercial | Restaurant | Existing | Food Preparation | Natural Gas | Fryer | E10 |  | Codes & Standards Forecast | 0 | 0 | 0 | 0 | 0 | 0 | 0 | 0 | 0 | 0 | 0 | 0 | 0 | 0 | 0 | 0 | 0 | 0 | 0 | 0 | 0 | 0 | 0 | 0 | 0 | 0 | 0 | 0 | 0 | 0 | 0
Commercial_Restaurant_Existing_Food Preparation_Natural Gas_Broiler_E1_Codes & Standards Forecast | Commercial | Restaurant | Existing | Food Preparation | Natural Gas | Broiler | E1 | Standard | Codes & Standards Forecast | 0 | 44826.2403 | 50031.0648 | 54345.3968 | 57888.4037 | 60763.8058 | 63061.8691 | 64861.1407 | 66229.9613 | 67227.7821 | 58562.868 | 51014.765 | 51618.2838 | 52352.1996 | 53119.5622 | 53853.9314 | 54511.54 | 63570.6061 | 63326.1183 | 62954.1611 | 62474.3436 | 60407.3659 | 57313.9802 | 54755.3786 | 52666.5798 | 50977.2907 | 47845.6144 | 45591.7273 | 46721.2029 | 47531.6155 | 48061.6852
Commercial_Restaurant_Existing_Food Preparation_Natural Gas_Broiler_E2_Codes & Standards Forecast | Commercial | Restaurant | Existing | Food Preparation | Natural Gas | Broiler | E2 | Infrared Burners | Codes & Standards Forecast | 0 | 0 | 0 | 0 | 0 | 0 | 0 | 0 | 0 | 0 | 0 | 0 | 0 | 0 | 0 | 0 | 0 | 0 | 0 | 0 | 0 | 0 | 0 | 0 | 0 | 0 | 0 | 0 | 0 | 0 | 0
Commercial_Restaurant_Existing_Food Preparation_Natural Gas_Broiler_E3_Codes & Standards Forecast | Commercial | Restaurant | Existing | Food Preparation | Natural Gas | Broiler | E3 |  | Codes & Standards Forecast | 0 | 0 | 0 | 0 | 0 | 0 | 0 | 0 | 0 | 0 | 0 | 0 | 0 | 0 | 0 | 0 | 0 | 0 | 0 | 0 | 0 | 0 | 0 | 0 | 0 | 0 | 0 | 0 | 0 | 0 | 0
Commercial_Restaurant_Existing_Food Preparation_Natural Gas_Broiler_E4_Codes & Standards Forecast | Commercial | Restaurant | Existing | Food Preparation | Natural Gas | Broiler | E4 |  | Codes & Standards Forecast | 0 | 0 | 0 | 0 | 0 | 0 | 0 | 0 | 0 | 0 | 0 | 0 | 0 | 0 | 0 | 0 | 0 | 0 | 0 | 0 | 0 | 0 | 0 | 0 | 0 | 0 | 0 | 0 | 0 | 0 | 0
Commercial_Restaurant_Existing_Food Preparation_Natural Gas_Broiler_E5_Codes & Standards Forecast | Commercial | Restaurant | Existing | Food Preparation | Natural Gas | Broiler | E5 |  | Codes & Standards Forecast | 0 | 0 | 0 | 0 | 0 | 0 | 0 | 0 | 0 | 0 | 0 | 0 | 0 | 0 | 0 | 0 | 0 | 0 | 0 | 0 | 0 | 0 | 0 | 0 | 0 | 0 | 0 | 0 | 0 | 0 | 0
Commercial_Restaurant_Existing_Food Preparation_Natural Gas_Broiler_E6_Codes & Standards Forecast | Commercial | Restaurant | Existing | Food Preparation | Natural Gas | Broiler | E6 |  | Codes & Standards Forecast | 0 | 0 | 0 | 0 | 0 | 0 | 0 | 0 | 0 | 0 | 0 | 0 | 0 | 0 | 0 | 0 | 0 | 0 | 0 | 0 | 0 | 0 | 0 | 0 | 0 | 0 | 0 | 0 | 0 | 0 | 0
Commercial_Restaurant_Existing_Food Preparation_Natural Gas_Broiler_E7_Codes & Standards Forecast | Commercial | Restaurant | Existing | Food Preparation | Natural Gas | Broiler | E7 |  | Codes & Standards Forecast | 0 | 0 | 0 | 0 | 0 | 0 | 0 | 0 | 0 | 0 | 0 | 0 | 0 | 0 | 0 | 0 | 0 | 0 | 0 | 0 | 0 | 0 | 0 | 0 | 0 | 0 | 0 | 0 | 0 | 0 | 0
Commercial_Restaurant_Existing_Food Preparation_Natural Gas_Broiler_E8_Codes & Standards Forecast | Commercial | Restaurant | Existing | Food Preparation | Natural Gas | Broiler | E8 |  | Codes & Standards Forecast | 0 | 0 | 0 | 0 | 0 | 0 | 0 | 0 | 0 | 0 | 0 | 0 | 0 | 0 | 0 | 0 | 0 | 0 | 0 | 0 | 0 | 0 | 0 | 0 | 0 | 0 | 0 | 0 | 0 | 0 | 0
Commercial_Restaurant_Existing_Food Preparation_Natural Gas_Broiler_E9_Codes & Standards Forecast | Commercial | Restaurant | Existing | Food Preparation | Natural Gas | Broiler | E9 |  | Codes & Standards Forecast | 0 | 0 | 0 | 0 | 0 | 0 | 0 | 0 | 0 | 0 | 0 | 0 | 0 | 0 | 0 | 0 | 0 | 0 | 0 | 0 | 0 | 0 | 0 | 0 | 0 | 0 | 0 | 0 | 0 | 0 | 0
Commercial_Restaurant_Existing_Food Preparation_Natural Gas_Broiler_E10_Codes & Standards Forecast | Commercial | Restaurant | Existing | Food Preparation | Natural Gas | Broiler | E10 |  | Codes & Standards Forecast | 0 | 0 | 0 | 0 | 0 | 0 | 0 | 0 | 0 | 0 | 0 | 0 | 0 | 0 | 0 | 0 | 0 | 0 | 0 | 0 | 0 | 0 | 0 | 0 | 0 | 0 | 0 | 0 | 0 | 0 | 0
Commercial_Restaurant_Existing_Food Preparation_Natural Gas_Griddle_E1_Codes & Standards Forecast | Commercial | Restaurant | Existing | Food Preparation | Natural Gas | Griddle | E1 | Standard | Codes & Standards Forecast | 0 | 65272.439 | 72851.2944 | 79133.4846 | 84292.532 | 88479.4661 | 91825.7248 | 94445.6823 | 96438.851 | 97891.799 | 85274.6338 | 74283.681 | 75162.4776 | 76231.148 | 77348.5208 | 78417.8514 | 79375.4093 | 92566.5075 | 92210.5036 | 91668.8889 | 90970.2164 | 87960.4464 | 83456.1018 | 79730.4678 | 76688.9236 | 74229.1139 | 69669.0137 | 66387.0809 | 68031.7342 | 69211.7931 | 69983.6389
Commercial_Restaurant_Existing_Food Preparation_Natural Gas_Griddle_E2_Codes & Standards Forecast | Commercial | Restaurant | Existing | Food Preparation | Natural Gas | Griddle | E2 | ENERGY STAR | Codes & Standards Forecast | 0 | 0 | 0 | 0 | 0 | 0 | 0 | 0 | 0 | 0 | 0 | 0 | 0 | 0 | 0 | 0 | 0 | 0 | 0 | 0 | 0 | 0 | 0 | 0 | 0 | 0 | 0 | 0 | 0 | 0 | 0
Commercial_Restaurant_Existing_Food Preparation_Natural Gas_Griddle_E3_Codes & Standards Forecast | Commercial | Restaurant | Existing | Food Preparation | Natural Gas | Griddle | E3 |  | Codes & Standards Forecast | 0 | 0 | 0 | 0 | 0 | 0 | 0 | 0 | 0 | 0 | 0 | 0 | 0 | 0 | 0 | 0 | 0 | 0 | 0 | 0 | 0 | 0 | 0 | 0 | 0 | 0 | 0 | 0 | 0 | 0 | 0
Commercial_Restaurant_Existing_Food Preparation_Natural Gas_Griddle_E4_Codes & Standards Forecast | Commercial | Restaurant | Existing | Food Preparation | Natural Gas | Griddle | E4 |  | Codes & Standards Forecast | 0 | 0 | 0 | 0 | 0 | 0 | 0 | 0 | 0 | 0 | 0 | 0 | 0 | 0 | 0 | 0 | 0 | 0 | 0 | 0 | 0 | 0 | 0 | 0 | 0 | 0 | 0 | 0 | 0 | 0 | 0
Commercial_Restaurant_Existing_Food Preparation_Natural Gas_Griddle_E5_Codes & Standards Forecast | Commercial | Restaurant | Existing | Food Preparation | Natural Gas | Griddle | E5 |  | Codes & Standards Forecast | 0 | 0 | 0 | 0 | 0 | 0 | 0 | 0 | 0 | 0 | 0 | 0 | 0 | 0 | 0 | 0 | 0 | 0 | 0 | 0 | 0 | 0 | 0 | 0 | 0 | 0 | 0 | 0 | 0 | 0 | 0
Commercial_Restaurant_Existing_Food Preparation_Natural Gas_Griddle_E6_Codes & Standards Forecast | Commercial | Restaurant | Existing | Food Preparation | Natural Gas | Griddle | E6 |  | Codes & Standards Forecast | 0 | 0 | 0 | 0 | 0 | 0 | 0 | 0 | 0 | 0 | 0 | 0 | 0 | 0 | 0 | 0 | 0 | 0 | 0 | 0 | 0 | 0 | 0 | 0 | 0 | 0 | 0 | 0 | 0 | 0 | 0
Commercial_Restaurant_Existing_Food Preparation_Natural Gas_Griddle_E7_Codes & Standards Forecast | Commercial | Restaurant | Existing | Food Preparation | Natural Gas | Griddle | E7 |  | Codes & Standards Forecast | 0 | 0 | 0 | 0 | 0 | 0 | 0 | 0 | 0 | 0 | 0 | 0 | 0 | 0 | 0 | 0 | 0 | 0 | 0 | 0 | 0 | 0 | 0 | 0 | 0 | 0 | 0 | 0 | 0 | 0 | 0
Commercial_Restaurant_Existing_Food Preparation_Natural Gas_Griddle_E8_Codes & Standards Forecast | Commercial | Restaurant | Existing | Food Preparation | Natural Gas | Griddle | E8 |  | Codes & Standards Forecast | 0 | 0 | 0 | 0 | 0 | 0 | 0 | 0 | 0 | 0 | 0 | 0 | 0 | 0 | 0 | 0 | 0 | 0 | 0 | 0 | 0 | 0 | 0 | 0 | 0 | 0 | 0 | 0 | 0 | 0 | 0
Commercial_Restaurant_Existing_Food Preparation_Natural Gas_Griddle_E9_Codes & Standards Forecast | Commercial | Restaurant | Existing | Food Preparation | Natural Gas | Griddle | E9 |  | Codes & Standards Forecast | 0 | 0 | 0 | 0 | 0 | 0 | 0 | 0 | 0 | 0 | 0 | 0 | 0 | 0 | 0 | 0 | 0 | 0 | 0 | 0 | 0 | 0 | 0 | 0 | 0 | 0 | 0 | 0 | 0 | 0 | 0
Commercial_Restaurant_Existing_Food Preparation_Natural Gas_Griddle_E10_Codes & Standards Forecast | Commercial | Restaurant | Existing | Food Preparation | Natural Gas | Griddle | E10 |  | Codes & Standards Forecast | 0 | 0 | 0 | 0 | 0 | 0 | 0 | 0 | 0 | 0 | 0 | 0 | 0 | 0 | 0 | 0 | 0 | 0 | 0 | 0 | 0 | 0 | 0 | 0 | 0 | 0 | 0 | 0 | 0 | 0 | 0
Commercial_Restaurant_Existing_Food Preparation_Natural Gas_Range_E1_Codes & Standards Forecast | Commercial | Restaurant | Existing | Food Preparation | Natural Gas | Range | E1 | Standard | Codes & Standards Forecast | 0 | 107965.4988 | 137548.0454 | 159682.7001 | 175999.3688 | 187775.4743 | 196012.1017 | 201493.695 | 204834.86 | 206517.0572 | 179912.5715 | 163987.531 | 155193.2431 | 151019.3186 | 149710.6221 | 171388.0148 | 174238.1944 | 175675.3353 | 176020.602 | 171022.4304 | 163795.6319 | 156151.6313 | 149061.5252 | 142970.109 | 136227.3873 | 133421.0987 | 132806.4579 | 133260.2157 | 133332.089 | 136719.3953 | 134466.5074
Commercial_Restaurant_Existing_Food Preparation_Natural Gas_Range_E2_Codes & Standards Forecast | Commercial | Restaurant | Existing | Food Preparation | Natural Gas | Range | E2 | High Efficiency | Codes & Standards Forecast | 0 | 0 | 0 | 0 | 0 | 0 | 0 | 0 | 0 | 0 | 0 | 0 | 0 | 0 | 0 | 0 | 0 | 0 | 0 | 0 | 0 | 0 | 0 | 0 | 0 | 0 | 0 | 0 | 0 | 0 | 0
Commercial_Restaurant_Existing_Food Preparation_Natural Gas_Range_E3_Codes & Standards Forecast | Commercial | Restaurant | Existing | Food Preparation | Natural Gas | Range | E3 |  | Codes & Standards Forecast | 0 | 0 | 0 | 0 | 0 | 0 | 0 | 0 | 0 | 0 | 0 | 0 | 0 | 0 | 0 | 0 | 0 | 0 | 0 | 0 | 0 | 0 | 0 | 0 | 0 | 0 | 0 | 0 | 0 | 0 | 0
Commercial_Restaurant_Existing_Food Preparation_Natural Gas_Range_E4_Codes & Standards Forecast | Commercial | Restaurant | Existing | Food Preparation | Natural Gas | Range | E4 |  | Codes & Standards Forecast | 0 | 0 | 0 | 0 | 0 | 0 | 0 | 0 | 0 | 0 | 0 | 0 | 0 | 0 | 0 | 0 | 0 | 0 | 0 | 0 | 0 | 0 | 0 | 0 | 0 | 0 | 0 | 0 | 0 | 0 | 0
Commercial_Restaurant_Existing_Food Preparation_Natural Gas_Range_E5_Codes & Standards Forecast | Commercial | Restaurant | Existing | Food Preparation | Natural Gas | Range | E5 |  | Codes & Standards Forecast | 0 | 0 | 0 | 0 | 0 | 0 | 0 | 0 | 0 | 0 | 0 | 0 | 0 | 0 | 0 | 0 | 0 | 0 | 0 | 0 | 0 | 0 | 0 | 0 | 0 | 0 | 0 | 0 | 0 | 0 | 0
Commercial_Restaurant_Existing_Food Preparation_Natural Gas_Range_E6_Codes & Standards Forecast | Commercial | Restaurant | Existing | Food Preparation | Natural Gas | Range | E6 |  | Codes & Standards Forecast | 0 | 0 | 0 | 0 | 0 | 0 | 0 | 0 | 0 | 0 | 0 | 0 | 0 | 0 | 0 | 0 | 0 | 0 | 0 | 0 | 0 | 0 | 0 | 0 | 0 | 0 | 0 | 0 | 0 | 0 | 0
Commercial_Restaurant_Existing_Food Preparation_Natural Gas_Range_E7_Codes & Standards Forecast | Commercial | Restaurant | Existing | Food Preparation | Natural Gas | Range | E7 |  | Codes & Standards Forecast | 0 | 0 | 0 | 0 | 0 | 0 | 0 | 0 | 0 | 0 | 0 | 0 | 0 | 0 | 0 | 0 | 0 | 0 | 0 | 0 | 0 | 0 | 0 | 0 | 0 | 0 | 0 | 0 | 0 | 0 | 0
Commercial_Restaurant_Existing_Food Preparation_Natural Gas_Range_E8_Codes & Standards Forecast | Commercial | Restaurant | Existing | Food Preparation | Natural Gas | Range | E8 |  | Codes & Standards Forecast | 0 | 0 | 0 | 0 | 0 | 0 | 0 | 0 | 0 | 0 | 0 | 0 | 0 | 0 | 0 | 0 | 0 | 0 | 0 | 0 | 0 | 0 | 0 | 0 | 0 | 0 | 0 | 0 | 0 | 0 | 0
Commercial_Restaurant_Existing_Food Preparation_Natural Gas_Range_E9_Codes & Standards Forecast | Commercial | Restaurant | Existing | Food Preparation | Natural Gas | Range | E9 |  | Codes & Standards Forecast | 0 | 0 | 0 | 0 | 0 | 0 | 0 | 0 | 0 | 0 | 0 | 0 | 0 | 0 | 0 | 0 | 0 | 0 | 0 | 0 | 0 | 0 | 0 | 0 | 0 | 0 | 0 | 0 | 0 | 0 | 0
Commercial_Restaurant_Existing_Food Preparation_Natural Gas_Range_E10_Codes & Standards Forecast | Commercial | Restaurant | Existing | Food Preparation | Natural Gas | Range | E10 |  | Codes & Standards Forecast | 0 | 0 | 0 | 0 | 0 | 0 | 0 | 0 | 0 | 0 | 0 | 0 | 0 | 0 | 0 | 0 | 0 | 0 | 0 | 0 | 0 | 0 | 0 | 0 | 0 | 0 | 0 | 0 | 0 | 0 | 0
Commercial_Restaurant_Existing_Food Preparation_Natural Gas_Steamer_E1_Codes & Standards Forecast | Commercial | Restaurant | Existing | Food Preparation | Natural Gas | Steamer | E1 | Standard | Codes & Standards Forecast | 0 | 12993.5477 | 14502.243 | 0 | 0 | 0 | 0 | 0 | 0 | 0 | 0 | 0 | 0 | 0 | 0 | 0 | 0 | 0 | 0 | 0 | 0 | 0 | 0 | 0 | 0 | 0 | 0 | 0 | 0 | 0 | 0
Commercial_Restaurant_Existing_Food Preparation_Natural Gas_Steamer_E2_Codes & Standards Forecast | Commercial | Restaurant | Existing | Food Preparation | Natural Gas | Steamer | E2 | ENERGY STAR | Codes & Standards Forecast | 0 | 0 | 0 | 15752.8158 | 16779.8087 | 17613.2865 | 18279.4141 | 18800.9595 | 19197.7324 | 19486.9655 | 18179.0167 | 17179.4115 | 16424.4957 | 15862.0194 | 15449.2522 | 15151.3953 | 14940.2442 | 14793.0645 | 14691.6488 | 17263.592 | 17008.5709 | 16667.6892 | 16276.1299 | 15859.7723 | 15437.2301 | 15021.4902 | 14621.2235 | 14241.8301 | 13808.9363 | 13468.6185 | 13188.6848
Commercial_Restaurant_Existing_Food Preparation_Natural Gas_Steamer_E3_Codes & Standards Forecast | Commercial | Restaurant | Existing | Food Preparation | Natural Gas | Steamer | E3 |  | Codes & Standards Forecast | 0 | 0 | 0 | 0 | 0 | 0 | 0 | 0 | 0 | 0 | 0 | 0 | 0 | 0 | 0 | 0 | 0 | 0 | 0 | 0 | 0 | 0 | 0 | 0 | 0 | 0 | 0 | 0 | 0 | 0 | 0
Commercial_Restaurant_Existing_Food Preparation_Natural Gas_Steamer_E4_Codes & Standards Forecast | Commercial | Restaurant | Existing | Food Preparation | Natural Gas | Steamer | E4 |  | Codes & Standards Forecast | 0 | 0 | 0 | 0 | 0 | 0 | 0 | 0 | 0 | 0 | 0 | 0 | 0 | 0 | 0 | 0 | 0 | 0 | 0 | 0 | 0 | 0 | 0 | 0 | 0 | 0 | 0 | 0 | 0 | 0 | 0
Commercial_Restaurant_Existing_Food Preparation_Natural Gas_Steamer_E5_Codes & Standards Forecast | Commercial | Restaurant | Existing | Food Preparation | Natural Gas | Steamer | E5 |  | Codes & Standards Forecast | 0 | 0 | 0 | 0 | 0 | 0 | 0 | 0 | 0 | 0 | 0 | 0 | 0 | 0 | 0 | 0 | 0 | 0 | 0 | 0 | 0 | 0 | 0 | 0 | 0 | 0 | 0 | 0 | 0 | 0 | 0
Commercial_Restaurant_Existing_Food Preparation_Natural Gas_Steamer_E6_Codes & Standards Forecast | Commercial | Restaurant | Existing | Food Preparation | Natural Gas | Steamer | E6 |  | Codes & Standards Forecast | 0 | 0 | 0 | 0 | 0 | 0 | 0 | 0 | 0 | 0 | 0 | 0 | 0 | 0 | 0 | 0 | 0 | 0 | 0 | 0 | 0 | 0 | 0 | 0 | 0 | 0 | 0 | 0 | 0 | 0 | 0
Commercial_Restaurant_Existing_Food Preparation_Natural Gas_Steamer_E7_Codes & Standards Forecast | Commercial | Restaurant | Existing | Food Preparation | Natural Gas | Steamer | E7 |  | Codes & Standards Forecast | 0 | 0 | 0 | 0 | 0 | 0 | 0 | 0 | 0 | 0 | 0 | 0 | 0 | 0 | 0 | 0 | 0 | 0 | 0 | 0 | 0 | 0 | 0 | 0 | 0 | 0 | 0 | 0 | 0 | 0 | 0
Commercial_Restaurant_Existing_Food Preparation_Natural Gas_Steamer_E8_Codes & Standards Forecast | Commercial | Restaurant | Existing | Food Preparation | Natural Gas | Steamer | E8 |  | Codes & Standards Forecast | 0 | 0 | 0 | 0 | 0 | 0 | 0 | 0 | 0 | 0 | 0 | 0 | 0 | 0 | 0 | 0 | 0 | 0 | 0 | 0 | 0 | 0 | 0 | 0 | 0 | 0 | 0 | 0 | 0 | 0 | 0
Commercial_Restaurant_Existing_Food Preparation_Natural Gas_Steamer_E9_Codes & Standards Forecast | Commercial | Restaurant | Existing | Food Preparation | Natural Gas | Steamer | E9 |  | Codes & Standards Forecast | 0 | 0 | 0 | 0 | 0 | 0 | 0 | 0 | 0 | 0 | 0 | 0 | 0 | 0 | 0 | 0 | 0 | 0 | 0 | 0 | 0 | 0 | 0 | 0 | 0 | 0 | 0 | 0 | 0 | 0 | 0
Commercial_Restaurant_Existing_Food Preparation_Natural Gas_Steamer_E10_Codes & Standards Forecast | Commercial | Restaurant | Existing | Food Preparation | Natural Gas | Steamer | E10 |  | Codes & Standards Forecast | 0 | 0 | 0 | 0 | 0 | 0 | 0 | 0 | 0 | 0 | 0 | 0 | 0 | 0 | 0 | 0 | 0 | 0 | 0 | 0 | 0 | 0 | 0 | 0 | 0 | 0 | 0 | 0 | 0 | 0 | 0
Commercial_Restaurant_Existing_Food Preparation_Natural Gas_Food Prep Other_E1_Codes & Standards Forecast | Commercial | Restaurant | Existing | Food Preparation | Natural Gas | Food Prep Other | E1 | Standard | Codes & Standards Forecast | 0 | 14033.0316 | 17878.0822 | 20755.0782 | 22875.8698 | 24406.4927 | 25477.0648 | 26189.5459 | 26623.8205 | 26842.4674 | 23384.4962 | 21314.6072 | 20171.5521 | 19629.0379 | 19458.9374 | 22276.4999 | 22646.9577 | 22833.7529 | 22878.6297 | 22228.9823 | 21289.6647 | 20296.1205 | 19374.5698 | 18582.8258 | 17706.427 | 17341.6741 | 17261.7849 | 17320.763 | 17330.1048 | 17770.3768 | 17477.5531
Commercial_Restaurant_Existing_Food Preparation_Natural Gas_Food Prep Other_E2_Codes & Standards Forecast | Commercial | Restaurant | Existing | Food Preparation | Natural Gas | Food Prep Other | E2 | ENERGY STAR | Codes & Standards Forecast | 0 | 0 | 0 | 0 | 0 | 0 | 0 | 0 | 0 | 0 | 0 | 0 | 0 | 0 | 0 | 0 | 0 | 0 | 0 | 0 | 0 | 0 | 0 | 0 | 0 | 0 | 0 | 0 | 0 | 0 | 0
Commercial_Restaurant_Existing_Food Preparation_Natural Gas_Food Prep Other_E3_Codes & Standards Forecast | Commercial | Restaurant | Existing | Food Preparation | Natural Gas | Food Prep Other | E3 |  | Codes & Standards Forecast | 0 | 0 | 0 | 0 | 0 | 0 | 0 | 0 | 0 | 0 | 0 | 0 | 0 | 0 | 0 | 0 | 0 | 0 | 0 | 0 | 0 | 0 | 0 | 0 | 0 | 0 | 0 | 0 | 0 | 0 | 0
Commercial_Restaurant_Existing_Food Preparation_Natural Gas_Food Prep Other_E4_Codes & Standards Forecast | Commercial | Restaurant | Existing | Food Preparation | Natural Gas | Food Prep Other | E4 |  | Codes & Standards Forecast | 0 | 0 | 0 | 0 | 0 | 0 | 0 | 0 | 0 | 0 | 0 | 0 | 0 | 0 | 0 | 0 | 0 | 0 | 0 | 0 | 0 | 0 | 0 | 0 | 0 | 0 | 0 | 0 | 0 | 0 | 0
Commercial_Restaurant_Existing_Food Preparation_Natural Gas_Food Prep Other_E5_Codes & Standards Forecast | Commercial | Restaurant | Existing | Food Preparation | Natural Gas | Food Prep Other | E5 |  | Codes & Standards Forecast | 0 | 0 | 0 | 0 | 0 | 0 | 0 | 0 | 0 | 0 | 0 | 0 | 0 | 0 | 0 | 0 | 0 | 0 | 0 | 0 | 0 | 0 | 0 | 0 | 0 | 0 | 0 | 0 | 0 | 0 | 0
Commercial_Restaurant_Existing_Food Preparation_Natural Gas_Food Prep Other_E6_Codes & Standards Forecast | Commercial | Restaurant | Existing | Food Preparation | Natural Gas | Food Prep Other | E6 |  | Codes & Standards Forecast | 0 | 0 | 0 | 0 | 0 | 0 | 0 | 0 | 0 | 0 | 0 | 0 | 0 | 0 | 0 | 0 | 0 | 0 | 0 | 0 | 0 | 0 | 0 | 0 | 0 | 0 | 0 | 0 | 0 | 0 | 0
Commercial_Restaurant_Existing_Food Preparation_Natural Gas_Food Prep Other_E7_Codes & Standards Forecast | Commercial | Restaurant | Existing | Food Preparation | Natural Gas | Food Prep Other | E7 |  | Codes & Standards Forecast | 0 | 0 | 0 | 0 | 0 | 0 | 0 | 0 | 0 | 0 | 0 | 0 | 0 | 0 | 0 | 0 | 0 | 0 | 0 | 0 | 0 | 0 | 0 | 0 | 0 | 0 | 0 | 0 | 0 | 0 | 0
Commercial_Restaurant_Existing_Food Preparation_Natural Gas_Food Prep Other_E8_Codes & Standards Forecast | Commercial | Restaurant | Existing | Food Preparation | Natural Gas | Food Prep Other | E8 |  | Codes & Standards Forecast | 0 | 0 | 0 | 0 | 0 | 0 | 0 | 0 | 0 | 0 | 0 | 0 | 0 | 0 | 0 | 0 | 0 | 0 | 0 | 0 | 0 | 0 | 0 | 0 | 0 | 0 | 0 | 0 | 0 | 0 | 0
Commercial_Restaurant_Existing_Food Preparation_Natural Gas_Food Prep Other_E9_Codes & Standards Forecast | Commercial | Restaurant | Existing | Food Preparation | Natural Gas | Food Prep Other | E9 |  | Codes & Standards Forecast | 0 | 0 | 0 | 0 | 0 | 0 | 0 | 0 | 0 | 0 | 0 | 0 | 0 | 0 | 0 | 0 | 0 | 0 | 0 | 0 | 0 | 0 | 0 | 0 | 0 | 0 | 0 | 0 | 0 | 0 | 0
Commercial_Restaurant_Existing_Food Preparation_Natural Gas_Food Prep Other_E10_Codes & Standards Forecast | Commercial | Restaurant | Existing | Food Preparation | Natural Gas | Food Prep Other | E10 |  | Codes & Standards Forecast | 0 | 0 | 0 | 0 | 0 | 0 | 0 | 0 | 0 | 0 | 0 | 0 | 0 | 0 | 0 | 0 | 0 | 0 | 0 | 0 | 0 | 0 | 0 | 0 | 0 | 0 | 0 | 0 | 0 | 0 | 0
Commercial_Restaurant_Existing_Miscellaneous_Natural Gas_Pool Heater_E1_Codes & Standards Forecast | Commercial | Restaurant | Existing | Miscellaneous | Natural Gas | Pool Heater | E1 | Standard (EF .82) | Codes & Standards Forecast | 0 | 3852.3724 | 3649.4808 | 3477.8293 | 3330.9219 | 3203.6604 | 3208.1176 | 3174.9325 | 3117.8836 | 3046.5986 | 2967.7044 | 3731.7995 | 3472.7537 | 3265.1704 | 3094.1025 | 2949.3011 | 3001.5809 | 2987.6933 | 2934.0241 | 2857.7275 | 2769.7979 | 2890.5351 | 2766.8082 | 2670.017 | 2587.2714 | 2511.3958 | 2515.3294 | 2482.097 | 2429.9641 | 2369.0563 | 2304.769
Commercial_Restaurant_Existing_Miscellaneous_Natural Gas_Pool Heater_E2_Codes & Standards Forecast | Commercial | Restaurant | Existing | Miscellaneous | Natural Gas | Pool Heater | E2 | Condensing (EF .90) | Codes & Standards Forecast | 0 | 0 | 0 | 0 | 0 | 0 | 0 | 0 | 0 | 0 | 0 | 0 | 0 | 0 | 0 | 0 | 0 | 0 | 0 | 0 | 0 | 0 | 0 | 0 | 0 | 0 | 0 | 0 | 0 | 0 | 0
Commercial_Restaurant_Existing_Miscellaneous_Natural Gas_Pool Heater_E3_Codes & Standards Forecast | Commercial | Restaurant | Existing | Miscellaneous | Natural Gas | Pool Heater | E3 |  | Codes & Standards Forecast | 0 | 0 | 0 | 0 | 0 | 0 | 0 | 0 | 0 | 0 | 0 | 0 | 0 | 0 | 0 | 0 | 0 | 0 | 0 | 0 | 0 | 0 | 0 | 0 | 0 | 0 | 0 | 0 | 0 | 0 | 0
Commercial_Restaurant_Existing_Miscellaneous_Natural Gas_Pool Heater_E4_Codes & Standards Forecast | Commercial | Restaurant | Existing | Miscellaneous | Natural Gas | Pool Heater | E4 |  | Codes & Standards Forecast | 0 | 0 | 0 | 0 | 0 | 0 | 0 | 0 | 0 | 0 | 0 | 0 | 0 | 0 | 0 | 0 | 0 | 0 | 0 | 0 | 0 | 0 | 0 | 0 | 0 | 0 | 0 | 0 | 0 | 0 | 0
Commercial_Restaurant_Existing_Miscellaneous_Natural Gas_Pool Heater_E5_Codes & Standards Forecast | Commercial | Restaurant | Existing | Miscellaneous | Natural Gas | Pool Heater | E5 |  | Codes & Standards Forecast | 0 | 0 | 0 | 0 | 0 | 0 | 0 | 0 | 0 | 0 | 0 | 0 | 0 | 0 | 0 | 0 | 0 | 0 | 0 | 0 | 0 | 0 | 0 | 0 | 0 | 0 | 0 | 0 | 0 | 0 | 0
Commercial_Restaurant_Existing_Miscellaneous_Natural Gas_Pool Heater_E6_Codes & Standards Forecast | Commercial | Restaurant | Existing | Miscellaneous | Natural Gas | Pool Heater | E6 |  | Codes & Standards Forecast | 0 | 0 | 0 | 0 | 0 | 0 | 0 | 0 | 0 | 0 | 0 | 0 | 0 | 0 | 0 | 0 | 0 | 0 | 0 | 0 | 0 | 0 | 0 | 0 | 0 | 0 | 0 | 0 | 0 | 0 | 0
Commercial_Restaurant_Existing_Miscellaneous_Natural Gas_Pool Heater_E7_Codes & Standards Forecast | Commercial | Restaurant | Existing | Miscellaneous | Natural Gas | Pool Heater | E7 |  | Codes & Standards Forecast | 0 | 0 | 0 | 0 | 0 | 0 | 0 | 0 | 0 | 0 | 0 | 0 | 0 | 0 | 0 | 0 | 0 | 0 | 0 | 0 | 0 | 0 | 0 | 0 | 0 | 0 | 0 | 0 | 0 | 0 | 0
Commercial_Restaurant_Existing_Miscellaneous_Natural Gas_Pool Heater_E8_Codes & Standards Forecast | Commercial | Restaurant | Existing | Miscellaneous | Natural Gas | Pool Heater | E8 |  | Codes & Standards Forecast | 0 | 0 | 0 | 0 | 0 | 0 | 0 | 0 | 0 | 0 | 0 | 0 | 0 | 0 | 0 | 0 | 0 | 0 | 0 | 0 | 0 | 0 | 0 | 0 | 0 | 0 | 0 | 0 | 0 | 0 | 0
Commercial_Restaurant_Existing_Miscellaneous_Natural Gas_Pool Heater_E9_Codes & Standards Forecast | Commercial | Restaurant | Existing | Miscellaneous | Natural Gas | Pool Heater | E9 |  | Codes & Standards Forecast | 0 | 0 | 0 | 0 | 0 | 0 | 0 | 0 | 0 | 0 | 0 | 0 | 0 | 0 | 0 | 0 | 0 | 0 | 0 | 0 | 0 | 0 | 0 | 0 | 0 | 0 | 0 | 0 | 0 | 0 | 0
Commercial_Restaurant_Existing_Miscellaneous_Natural Gas_Pool Heater_E10_Codes & Standards Forecast | Commercial | Restaurant | Existing | Miscellaneous | Natural Gas | Pool Heater | E10 |  | Codes & Standards Forecast | 0 | 0 | 0 | 0 | 0 | 0 | 0 | 0 | 0 | 0 | 0 | 0 | 0 | 0 | 0 | 0 | 0 | 0 | 0 | 0 | 0 | 0 | 0 | 0 | 0 | 0 | 0 | 0 | 0 | 0 | 0
Commercial_Restaurant_Existing_Miscellaneous_Natural Gas_Miscellaneous_E1_Codes & Standards Forecast | Commercial | Restaurant | Existing | Miscellaneous | Natural Gas | Miscellaneous | E1 | Standard | Codes & Standards Forecast | 0 | 448823.5241 | 523627.4448 | 583530.4245 | 550512.5724 | 532835.4125 | 526040.9133 | 515894.0856 | 504993.9501 | 494924.2751 | 485101.4463 | 582231.6122 | 575564.853 | 565452.8753 | 548183.024 | 536274.7637 | 527418.7708 | 516827.2964 | 506101.6773 | 496047.2175 | 486188.2045 | 501878.9718 | 489459.8935 | 476850.3537 | 466615.9096 | 457543.3121 | 448896.827 | 439802.3833 | 430860.8228 | 422296.0495 | 413877.4942
Commercial_Restaurant_Existing_Miscellaneous_Natural Gas_Miscellaneous_E2_Codes & Standards Forecast | Commercial | Restaurant | Existing | Miscellaneous | Natural Gas | Miscellaneous | E2 |  | Codes & Standards Forecast | 0 | 0 | 0 | 0 | 0 | 0 | 0 | 0 | 0 | 0 | 0 | 0 | 0 | 0 | 0 | 0 | 0 | 0 | 0 | 0 | 0 | 0 | 0 | 0 | 0 | 0 | 0 | 0 | 0 | 0 | 0
Commercial_Restaurant_Existing_Miscellaneous_Natural Gas_Miscellaneous_E3_Codes & Standards Forecast | Commercial | Restaurant | Existing | Miscellaneous | Natural Gas | Miscellaneous | E3 |  | Codes & Standards Forecast | 0 | 0 | 0 | 0 | 0 | 0 | 0 | 0 | 0 | 0 | 0 | 0 | 0 | 0 | 0 | 0 | 0 | 0 | 0 | 0 | 0 | 0 | 0 | 0 | 0 | 0 | 0 | 0 | 0 | 0 | 0
Commercial_Restaurant_Existing_Miscellaneous_Natural Gas_Miscellaneous_E4_Codes & Standards Forecast | Commercial | Restaurant | Existing | Miscellaneous | Natural Gas | Miscellaneous | E4 |  | Codes & Standards Forecast | 0 | 0 | 0 | 0 | 0 | 0 | 0 | 0 | 0 | 0 | 0 | 0 | 0 | 0 | 0 | 0 | 0 | 0 | 0 | 0 | 0 | 0 | 0 | 0 | 0 | 0 | 0 | 0 | 0 | 0 | 0
Commercial_Restaurant_Existing_Miscellaneous_Natural Gas_Miscellaneous_E5_Codes & Standards Forecast | Commercial | Restaurant | Existing | Miscellaneous | Natural Gas | Miscellaneous | E5 |  | Codes & Standards Forecast | 0 | 0 | 0 | 0 | 0 | 0 | 0 | 0 | 0 | 0 | 0 | 0 | 0 | 0 | 0 | 0 | 0 | 0 | 0 | 0 | 0 | 0 | 0 | 0 | 0 | 0 | 0 | 0 | 0 | 0 | 0
Commercial_Restaurant_Existing_Miscellaneous_Natural Gas_Miscellaneous_E6_Codes & Standards Forecast | Commercial | Restaurant | Existing | Miscellaneous | Natural Gas | Miscellaneous | E6 |  | Codes & Standards Forecast | 0 | 0 | 0 | 0 | 0 | 0 | 0 | 0 | 0 | 0 | 0 | 0 | 0 | 0 | 0 | 0 | 0 | 0 | 0 | 0 | 0 | 0 | 0 | 0 | 0 | 0 | 0 | 0 | 0 | 0 | 0
Commercial_Restaurant_Existing_Miscellaneous_Natural Gas_Miscellaneous_E7_Codes & Standards Forecast | Commercial | Restaurant | Existing | Miscellaneous | Natural Gas | Miscellaneous | E7 |  | Codes & Standards Forecast | 0 | 0 | 0 | 0 | 0 | 0 | 0 | 0 | 0 | 0 | 0 | 0 | 0 | 0 | 0 | 0 | 0 | 0 | 0 | 0 | 0 | 0 | 0 | 0 | 0 | 0 | 0 | 0 | 0 | 0 | 0
Commercial_Restaurant_Existing_Miscellaneous_Natural Gas_Miscellaneous_E8_Codes & Standards Forecast | Commercial | Restaurant | Existing | Miscellaneous | Natural Gas | Miscellaneous | E8 |  | Codes & Standards Forecast | 0 | 0 | 0 | 0 | 0 | 0 | 0 | 0 | 0 | 0 | 0 | 0 | 0 | 0 | 0 | 0 | 0 | 0 | 0 | 0 | 0 | 0 | 0 | 0 | 0 | 0 | 0 | 0 | 0 | 0 | 0
Commercial_Restaurant_Existing_Miscellaneous_Natural Gas_Miscellaneous_E9_Codes & Standards Forecast | Commercial | Restaurant | Existing | Miscellaneous | Natural Gas | Miscellaneous | E9 |  | Codes & Standards Forecast | 0 | 0 | 0 | 0 | 0 | 0 | 0 | 0 | 0 | 0 | 0 | 0 | 0 | 0 | 0 | 0 | 0 | 0 | 0 | 0 | 0 | 0 | 0 | 0 | 0 | 0 | 0 | 0 | 0 | 0 | 0
Commercial_Restaurant_Existing_Miscellaneous_Natural Gas_Miscellaneous_E10_Codes & Standards Forecast | Commercial | Restaurant | Existing | Miscellaneous | Natural Gas | Miscellaneous | E10 |  | Codes & Standards Forecast | 0 | 0 | 0 | 0 | 0 | 0 | 0 | 0 | 0 | 0 | 0 | 0 | 0 | 0 | 0 | 0 | 0 | 0 | 0 | 0 | 0 | 0 | 0 | 0 | 0 | 0 | 0 | 0 | 0 | 0 | 0
Commercial_Restaurant_New_Space Heating_Natural Gas_Furnace_E1_Codes & Standards Forecast | Commercial | Restaurant | New | Space Heating | Natural Gas | Furnace | E1 | AFUE 80% (Standard) | Codes & Standards Forecast | 0 | 0 | 0 | 0 | 0 | 0 | 0 | 0 | 0 | 0 | 0 | 0 | 0 | 0 | 0 | 0 | 0 | 0 | 0 | 0 | 0 | 0 | 0 | 0 | 0 | 0 | 0 | 0 | 0 | 0 | 0
Commercial_Restaurant_New_Space Heating_Natural Gas_Furnace_E2_Codes & Standards Forecast | Commercial | Restaurant | New | Space Heating | Natural Gas | Furnace | E2 | AFUE 90% | Codes & Standards Forecast | 0 | 0 | 0 | 0 | 0 | 0 | 0 | 0 | 0 | 0 | 0 | 0 | 0 | 0 | 0 | 0 | 0 | 0 | 0 | 0 | 0 | 0 | 0 | 0 | 0 | 0 | 0 | 0 | 0 | 0 | 0
Commercial_Restaurant_New_Space Heating_Natural Gas_Furnace_E3_Codes & Standards Forecast | Commercial | Restaurant | New | Space Heating | Natural Gas | Furnace | E3 | AFUE 95% | Codes & Standards Forecast | 0 | 0 | 0 | 0 | 0 | 0 | 0 | 0 | 0 | 0 | 0 | 0 | 0 | 0 | 0 | 0 | 0 | 0 | 0 | 0 | 0 | 0 | 0 | 0 | 0 | 0 | 0 | 0 | 0 | 0 | 0
Commercial_Restaurant_New_Space Heating_Natural Gas_Furnace_E4_Codes & Standards Forecast | Commercial | Restaurant | New | Space Heating | Natural Gas | Furnace | E4 |  | Codes & Standards Forecast | 0 | 0 | 0 | 0 | 0 | 0 | 0 | 0 | 0 | 0 | 0 | 0 | 0 | 0 | 0 | 0 | 0 | 0 | 0 | 0 | 0 | 0 | 0 | 0 | 0 | 0 | 0 | 0 | 0 | 0 | 0
Commercial_Restaurant_New_Space Heating_Natural Gas_Furnace_E5_Codes & Standards Forecast | Commercial | Restaurant | New | Space Heating | Natural Gas | Furnace | E5 |  | Codes & Standards Forecast | 0 | 0 | 0 | 0 | 0 | 0 | 0 | 0 | 0 | 0 | 0 | 0 | 0 | 0 | 0 | 0 | 0 | 0 | 0 | 0 | 0 | 0 | 0 | 0 | 0 | 0 | 0 | 0 | 0 | 0 | 0
Commercial_Restaurant_New_Space Heating_Natural Gas_Furnace_E6_Codes & Standards Forecast | Commercial | Restaurant | New | Space Heating | Natural Gas | Furnace | E6 |  | Codes & Standards Forecast | 0 | 0 | 0 | 0 | 0 | 0 | 0 | 0 | 0 | 0 | 0 | 0 | 0 | 0 | 0 | 0 | 0 | 0 | 0 | 0 | 0 | 0 | 0 | 0 | 0 | 0 | 0 | 0 | 0 | 0 | 0
Commercial_Restaurant_New_Space Heating_Natural Gas_Furnace_E7_Codes & Standards Forecast | Commercial | Restaurant | New | Space Heating | Natural Gas | Furnace | E7 |  | Codes & Standards Forecast | 0 | 0 | 0 | 0 | 0 | 0 | 0 | 0 | 0 | 0 | 0 | 0 | 0 | 0 | 0 | 0 | 0 | 0 | 0 | 0 | 0 | 0 | 0 | 0 | 0 | 0 | 0 | 0 | 0 | 0 | 0
Commercial_Restaurant_New_Space Heating_Natural Gas_Furnace_E8_Codes & Standards Forecast | Commercial | Restaurant | New | Space Heating | Natural Gas | Furnace | E8 |  | Codes & Standards Forecast | 0 | 0 | 0 | 0 | 0 | 0 | 0 | 0 | 0 | 0 | 0 | 0 | 0 | 0 | 0 | 0 | 0 | 0 | 0 | 0 | 0 | 0 | 0 | 0 | 0 | 0 | 0 | 0 | 0 | 0 | 0
Commercial_Restaurant_New_Space Heating_Natural Gas_Furnace_E9_Codes & Standards Forecast | Commercial | Restaurant | New | Space Heating | Natural Gas | Furnace | E9 |  | Codes & Standards Forecast | 0 | 0 | 0 | 0 | 0 | 0 | 0 | 0 | 0 | 0 | 0 | 0 | 0 | 0 | 0 | 0 | 0 | 0 | 0 | 0 | 0 | 0 | 0 | 0 | 0 | 0 | 0 | 0 | 0 | 0 | 0
Commercial_Restaurant_New_Space Heating_Natural Gas_Furnace_E10_Codes & Standards Forecast | Commercial | Restaurant | New | Space Heating | Natural Gas | Furnace | E10 |  | Codes & Standards Forecast | 0 | 0 | 0 | 0 | 0 | 0 | 0 | 0 | 0 | 0 | 0 | 0 | 0 | 0 | 0 | 0 | 0 | 0 | 0 | 0 | 0 | 0 | 0 | 0 | 0 | 0 | 0 | 0 | 0 | 0 | 0
Commercial_Restaurant_New_Space Heating_Natural Gas_Boiler_E1_Codes & Standards Forecast | Commercial | Restaurant | New | Space Heating | Natural Gas | Boiler | E1 | AFUE 80% (Standard) | Codes & Standards Forecast | 0 | 0 | 0 | 0 | 0 | 0 | 0 | 0 | 0 | 0 | 0 | 0 | 0 | 0 | 0 | 0 | 0 | 0 | 0 | 0 | 0 | 0 | 0 | 0 | 0 | 0 | 0 | 0 | 0 | 0 | 0
Commercial_Restaurant_New_Space Heating_Natural Gas_Boiler_E2_Codes & Standards Forecast | Commercial | Restaurant | New | Space Heating | Natural Gas | Boiler | E2 | AFUE 85% | Codes & Standards Forecast | 0 | 0 | 0 | 0 | 0 | 0 | 0 | 0 | 0 | 0 | 0 | 0 | 0 | 0 | 0 | 0 | 0 | 0 | 0 | 0 | 0 | 0 | 0 | 0 | 0 | 0 | 0 | 0 | 0 | 0 | 0
Commercial_Restaurant_New_Space Heating_Natural Gas_Boiler_E3_Codes & Standards Forecast | Commercial | Restaurant | New | Space Heating | Natural Gas | Boiler | E3 | AFUE 98% | Codes & Standards Forecast | 0 | 0 | 0 | 0 | 0 | 0 | 0 | 0 | 0 | 0 | 0 | 0 | 0 | 0 | 0 | 0 | 0 | 0 | 0 | 0 | 0 | 0 | 0 | 0 | 0 | 0 | 0 | 0 | 0 | 0 | 0
Commercial_Restaurant_New_Space Heating_Natural Gas_Boiler_E4_Codes & Standards Forecast | Commercial | Restaurant | New | Space Heating | Natural Gas | Boiler | E4 | Convert to NG Air Source Heat Pump | Codes & Standards Forecast | 0 | 0 | 0 | 0 | 0 | 0 | 0 | 0 | 0 | 0 | 0 | 0 | 0 | 0 | 0 | 0 | 0 | 0 | 0 | 0 | 0 | 0 | 0 | 0 | 0 | 0 | 0 | 0 | 0 | 0 | 0
Commercial_Restaurant_New_Space Heating_Natural Gas_Boiler_E5_Codes & Standards Forecast | Commercial | Restaurant | New | Space Heating | Natural Gas | Boiler | E5 |  | Codes & Standards Forecast | 0 | 0 | 0 | 0 | 0 | 0 | 0 | 0 | 0 | 0 | 0 | 0 | 0 | 0 | 0 | 0 | 0 | 0 | 0 | 0 | 0 | 0 | 0 | 0 | 0 | 0 | 0 | 0 | 0 | 0 | 0
Commercial_Restaurant_New_Space Heating_Natural Gas_Boiler_E6_Codes & Standards Forecast | Commercial | Restaurant | New | Space Heating | Natural Gas | Boiler | E6 |  | Codes & Standards Forecast | 0 | 0 | 0 | 0 | 0 | 0 | 0 | 0 | 0 | 0 | 0 | 0 | 0 | 0 | 0 | 0 | 0 | 0 | 0 | 0 | 0 | 0 | 0 | 0 | 0 | 0 | 0 | 0 | 0 | 0 | 0
Commercial_Restaurant_New_Space Heating_Natural Gas_Boiler_E7_Codes & Standards Forecast | Commercial | Restaurant | New | Space Heating | Natural Gas | Boiler | E7 |  | Codes & Standards Forecast | 0 | 0 | 0 | 0 | 0 | 0 | 0 | 0 | 0 | 0 | 0 | 0 | 0 | 0 | 0 | 0 | 0 | 0 | 0 | 0 | 0 | 0 | 0 | 0 | 0 | 0 | 0 | 0 | 0 | 0 | 0
Commercial_Restaurant_New_Space Heating_Natural Gas_Boiler_E8_Codes & Standards Forecast | Commercial | Restaurant | New | Space Heating | Natural Gas | Boiler | E8 |  | Codes & Standards Forecast | 0 | 0 | 0 | 0 | 0 | 0 | 0 | 0 | 0 | 0 | 0 | 0 | 0 | 0 | 0 | 0 | 0 | 0 | 0 | 0 | 0 | 0 | 0 | 0 | 0 | 0 | 0 | 0 | 0 | 0 | 0
Commercial_Restaurant_New_Space Heating_Natural Gas_Boiler_E9_Codes & Standards Forecast | Commercial | Restaurant | New | Space Heating | Natural Gas | Boiler | E9 |  | Codes & Standards Forecast | 0 | 0 | 0 | 0 | 0 | 0 | 0 | 0 | 0 | 0 | 0 | 0 | 0 | 0 | 0 | 0 | 0 | 0 | 0 | 0 | 0 | 0 | 0 | 0 | 0 | 0 | 0 | 0 | 0 | 0 | 0
Commercial_Restaurant_New_Space Heating_Natural Gas_Boiler_E10_Codes & Standards Forecast | Commercial | Restaurant | New | Space Heating | Natural Gas | Boiler | E10 |  | Codes & Standards Forecast | 0 | 0 | 0 | 0 | 0 | 0 | 0 | 0 | 0 | 0 | 0 | 0 | 0 | 0 | 0 | 0 | 0 | 0 | 0 | 0 | 0 | 0 | 0 | 0 | 0 | 0 | 0 | 0 | 0 | 0 | 0
Commercial_Restaurant_New_Space Heating_Natural Gas_Unit Heater_E1_Codes & Standards Forecast | Commercial | Restaurant | New | Space Heating | Natural Gas | Unit Heater | E1 | Standard | Codes & Standards Forecast | 0 | 6589.3935 | 6649.82 | 7049.9088 | 3869.3801 | 0 | 0 | 0 | 0 | 0 | 0 | 0 | 0 | 0 | 0 | 0 | 0 | 0 | 0 | 0 | 0 | 0 | 0 | 0 | 0 | 0 | 0 | 0 | 0 | 0 | 0
Commercial_Restaurant_New_Space Heating_Natural Gas_Unit Heater_E2_Codes & Standards Forecast | Commercial | Restaurant | New | Space Heating | Natural Gas | Unit Heater | E2 | Condensing | Codes & Standards Forecast | 0 | 0 | 0 | 0 | 0 | 3152.3977 | 3106.3031 | 3061.2146 | 3017.1125 | 2973.9775 | 2931.7906 | 3831.8753 | 4607.0265 | 5323.7274 | 5478.9214 | 5504.8673 | 5515.9761 | 5514.615 | 7422.6754 | 7145.4926 | 6996.7021 | 5950.4669 | 5878.2504 | 6110.3456 | 6327.9801 | 6514.8388 | 6673.2804 | 6805.663 | 7462.8292 | 7946.7768 | 8320.044
Commercial_Restaurant_New_Space Heating_Natural Gas_Unit Heater_E3_Codes & Standards Forecast | Commercial | Restaurant | New | Space Heating | Natural Gas | Unit Heater | E3 | Infrared Radiant | Codes & Standards Forecast | 0 | 0 | 0 | 0 | 0 | 0 | 0 | 0 | 0 | 0 | 0 | 0 | 0 | 0 | 0 | 0 | 0 | 0 | 0 | 0 | 0 | 0 | 0 | 0 | 0 | 0 | 0 | 0 | 0 | 0 | 0
Commercial_Restaurant_New_Space Heating_Natural Gas_Unit Heater_E4_Codes & Standards Forecast | Commercial | Restaurant | New | Space Heating | Natural Gas | Unit Heater | E4 |  | Codes & Standards Forecast | 0 | 0 | 0 | 0 | 0 | 0 | 0 | 0 | 0 | 0 | 0 | 0 | 0 | 0 | 0 | 0 | 0 | 0 | 0 | 0 | 0 | 0 | 0 | 0 | 0 | 0 | 0 | 0 | 0 | 0 | 0
Commercial_Restaurant_New_Space Heating_Natural Gas_Unit Heater_E5_Codes & Standards Forecast | Commercial | Restaurant | New | Space Heating | Natural Gas | Unit Heater | E5 |  | Codes & Standards Forecast | 0 | 0 | 0 | 0 | 0 | 0 | 0 | 0 | 0 | 0 | 0 | 0 | 0 | 0 | 0 | 0 | 0 | 0 | 0 | 0 | 0 | 0 | 0 | 0 | 0 | 0 | 0 | 0 | 0 | 0 | 0
Commercial_Restaurant_New_Space Heating_Natural Gas_Unit Heater_E6_Codes & Standards Forecast | Commercial | Restaurant | New | Space Heating | Natural Gas | Unit Heater | E6 |  | Codes & Standards Forecast | 0 | 0 | 0 | 0 | 0 | 0 | 0 | 0 | 0 | 0 | 0 | 0 | 0 | 0 | 0 | 0 | 0 | 0 | 0 | 0 | 0 | 0 | 0 | 0 | 0 | 0 | 0 | 0 | 0 | 0 | 0
Commercial_Restaurant_New_Space Heating_Natural Gas_Unit Heater_E7_Codes & Standards Forecast | Commercial | Restaurant | New | Space Heating | Natural Gas | Unit Heater | E7 |  | Codes & Standards Forecast | 0 | 0 | 0 | 0 | 0 | 0 | 0 | 0 | 0 | 0 | 0 | 0 | 0 | 0 | 0 | 0 | 0 | 0 | 0 | 0 | 0 | 0 | 0 | 0 | 0 | 0 | 0 | 0 | 0 | 0 | 0
Commercial_Restaurant_New_Space Heating_Natural Gas_Unit Heater_E8_Codes & Standards Forecast | Commercial | Restaurant | New | Space Heating | Natural Gas | Unit Heater | E8 |  | Codes & Standards Forecast | 0 | 0 | 0 | 0 | 0 | 0 | 0 | 0 | 0 | 0 | 0 | 0 | 0 | 0 | 0 | 0 | 0 | 0 | 0 | 0 | 0 | 0 | 0 | 0 | 0 | 0 | 0 | 0 | 0 | 0 | 0
Commercial_Restaurant_New_Space Heating_Natural Gas_Unit Heater_E9_Codes & Standards Forecast | Commercial | Restaurant | New | Space Heating | Natural Gas | Unit Heater | E9 |  | Codes & Standards Forecast | 0 | 0 | 0 | 0 | 0 | 0 | 0 | 0 | 0 | 0 | 0 | 0 | 0 | 0 | 0 | 0 | 0 | 0 | 0 | 0 | 0 | 0 | 0 | 0 | 0 | 0 | 0 | 0 | 0 | 0 | 0
Commercial_Restaurant_New_Space Heating_Natural Gas_Unit Heater_E10_Codes & Standards Forecast | Commercial | Restaurant | New | Space Heating | Natural Gas | Unit Heater | E10 |  | Codes & Standards Forecast | 0 | 0 | 0 | 0 | 0 | 0 | 0 | 0 | 0 | 0 | 0 | 0 | 0 | 0 | 0 | 0 | 0 | 0 | 0 | 0 | 0 | 0 | 0 | 0 | 0 | 0 | 0 | 0 | 0 | 0 | 0
Commercial_Restaurant_New_Water Heating_Natural Gas_Water Heater_E1_Codes & Standards Forecast | Commercial | Restaurant | New | Water Heating | Natural Gas | Water Heater | E1 | TE 0.80 | Codes & Standards Forecast | 0 | 37329.9573 | 37672.2835 | 39938.8495 | 21920.651 | 17858.8319 | 17597.699 | 17342.2656 | 17092.4202 | 16848.0533 | 24075.0495 | 29882.5793 | 34940.3344 | 35342.2489 | 34811.6806 | 44081.9839 | 41713.0931 | 40235.3399 | 33650.4801 | 33451.1469 | 35414.9 | 37965.1312 | 40054.129 | 41588.3813 | 46596.8998 | 49727.052 | 51709.0173 | 50727.7691 | 49629.8066 | 51685.4566 | 50761.5765
Commercial_Restaurant_New_Water Heating_Natural Gas_Water Heater_E2_Codes & Standards Forecast | Commercial | Restaurant | New | Water Heating | Natural Gas | Water Heater | E2 | TE 0.90 | Codes & Standards Forecast | 0 | 0 | 0 | 0 | 0 | 0 | 0 | 0 | 0 | 0 | 0 | 0 | 0 | 0 | 0 | 0 | 0 | 0 | 0 | 0 | 0 | 0 | 0 | 0 | 0 | 0 | 0 | 0 | 0 | 0 | 0
Commercial_Restaurant_New_Water Heating_Natural Gas_Water Heater_E3_Codes & Standards Forecast | Commercial | Restaurant | New | Water Heating | Natural Gas | Water Heater | E3 | TE 0.94 | Codes & Standards Forecast | 0 | 0 | 0 | 0 | 0 | 0 | 0 | 0 | 0 | 0 | 0 | 0 | 0 | 0 | 0 | 0 | 0 | 0 | 0 | 0 | 0 | 0 | 0 | 0 | 0 | 0 | 0 | 0 | 0 | 0 | 0
Commercial_Restaurant_New_Water Heating_Natural Gas_Water Heater_E4_Codes & Standards Forecast | Commercial | Restaurant | New | Water Heating | Natural Gas | Water Heater | E4 | Instantaneous TE 0.94 | Codes & Standards Forecast | 0 | 0 | 0 | 0 | 0 | 0 | 0 | 0 | 0 | 0 | 0 | 0 | 0 | 0 | 0 | 0 | 0 | 0 | 0 | 0 | 0 | 0 | 0 | 0 | 0 | 0 | 0 | 0 | 0 | 0 | 0
Commercial_Restaurant_New_Water Heating_Natural Gas_Water Heater_E5_Codes & Standards Forecast | Commercial | Restaurant | New | Water Heating | Natural Gas | Water Heater | E5 | Gas-Fired Absorption HPWH | Codes & Standards Forecast | 0 | 0 | 0 | 0 | 0 | 0 | 0 | 0 | 0 | 0 | 0 | 0 | 0 | 0 | 0 | 0 | 0 | 0 | 0 | 0 | 0 | 0 | 0 | 0 | 0 | 0 | 0 | 0 | 0 | 0 | 0
Commercial_Restaurant_New_Water Heating_Natural Gas_Water Heater_E6_Codes & Standards Forecast | Commercial | Restaurant | New | Water Heating | Natural Gas | Water Heater | E6 |  | Codes & Standards Forecast | 0 | 0 | 0 | 0 | 0 | 0 | 0 | 0 | 0 | 0 | 0 | 0 | 0 | 0 | 0 | 0 | 0 | 0 | 0 | 0 | 0 | 0 | 0 | 0 | 0 | 0 | 0 | 0 | 0 | 0 | 0
Commercial_Restaurant_New_Water Heating_Natural Gas_Water Heater_E7_Codes & Standards Forecast | Commercial | Restaurant | New | Water Heating | Natural Gas | Water Heater | E7 |  | Codes & Standards Forecast | 0 | 0 | 0 | 0 | 0 | 0 | 0 | 0 | 0 | 0 | 0 | 0 | 0 | 0 | 0 | 0 | 0 | 0 | 0 | 0 | 0 | 0 | 0 | 0 | 0 | 0 | 0 | 0 | 0 | 0 | 0
Commercial_Restaurant_New_Water Heating_Natural Gas_Water Heater_E8_Codes & Standards Forecast | Commercial | Restaurant | New | Water Heating | Natural Gas | Water Heater | E8 |  | Codes & Standards Forecast | 0 | 0 | 0 | 0 | 0 | 0 | 0 | 0 | 0 | 0 | 0 | 0 | 0 | 0 | 0 | 0 | 0 | 0 | 0 | 0 | 0 | 0 | 0 | 0 | 0 | 0 | 0 | 0 | 0 | 0 | 0
Commercial_Restaurant_New_Water Heating_Natural Gas_Water Heater_E9_Codes & Standards Forecast | Commercial | Restaurant | New | Water Heating | Natural Gas | Water Heater | E9 |  | Codes & Standards Forecast | 0 | 0 | 0 | 0 | 0 | 0 | 0 | 0 | 0 | 0 | 0 | 0 | 0 | 0 | 0 | 0 | 0 | 0 | 0 | 0 | 0 | 0 | 0 | 0 | 0 | 0 | 0 | 0 | 0 | 0 | 0
Commercial_Restaurant_New_Water Heating_Natural Gas_Water Heater_E10_Codes & Standards Forecast | Commercial | Restaurant | New | Water Heating | Natural Gas | Water Heater | E10 |  | Codes & Standards Forecast | 0 | 0 | 0 | 0 | 0 | 0 | 0 | 0 | 0 | 0 | 0 | 0 | 0 | 0 | 0 | 0 | 0 | 0 | 0 | 0 | 0 | 0 | 0 | 0 | 0 | 0 | 0 | 0 | 0 | 0 | 0
Commercial_Restaurant_New_Food Preparation_Natural Gas_Oven_E1_Codes & Standards Forecast | Commercial | Restaurant | New | Food Preparation | Natural Gas | Oven | E1 | Standard | Codes & Standards Forecast | 0 | 19132.018 | 19307.4639 | 20469.1042 | 11234.5772 | 9152.8498 | 9019.0163 | 8888.1039 | 8760.0553 | 8634.8146 | 11700.9965 | 14267.6737 | 16582.8598 | 16956.1649 | 16903.7511 | 16821.5948 | 22054.9024 | 21088.7742 | 20522.9305 | 17646.2992 | 17658.6949 | 18584.4374 | 19405.1755 | 20067.7614 | 20593.8951 | 22782.4211 | 24293.267 | 25375.6059 | 25244.2582 | 25006.4275 | 24942.875
Commercial_Restaurant_New_Food Preparation_Natural Gas_Oven_E2_Codes & Standards Forecast | Commercial | Restaurant | New | Food Preparation | Natural Gas | Oven | E2 | ENERGY STAR (EF ≥ 44%) Convection Oven utilizing ASTM Std F1496 | Codes & Standards Forecast | 0 | 0 | 0 | 0 | 0 | 0 | 0 | 0 | 0 | 0 | 0 | 0 | 0 | 0 | 0 | 0 | 0 | 0 | 0 | 0 | 0 | 0 | 0 | 0 | 0 | 0 | 0 | 0 | 0 | 0 | 0
Commercial_Restaurant_New_Food Preparation_Natural Gas_Oven_E3_Codes & Standards Forecast | Commercial | Restaurant | New | Food Preparation | Natural Gas | Oven | E3 |  | Codes & Standards Forecast | 0 | 0 | 0 | 0 | 0 | 0 | 0 | 0 | 0 | 0 | 0 | 0 | 0 | 0 | 0 | 0 | 0 | 0 | 0 | 0 | 0 | 0 | 0 | 0 | 0 | 0 | 0 | 0 | 0 | 0 | 0
Commercial_Restaurant_New_Food Preparation_Natural Gas_Oven_E4_Codes & Standards Forecast | Commercial | Restaurant | New | Food Preparation | Natural Gas | Oven | E4 |  | Codes & Standards Forecast | 0 | 0 | 0 | 0 | 0 | 0 | 0 | 0 | 0 | 0 | 0 | 0 | 0 | 0 | 0 | 0 | 0 | 0 | 0 | 0 | 0 | 0 | 0 | 0 | 0 | 0 | 0 | 0 | 0 | 0 | 0
Commercial_Restaurant_New_Food Preparation_Natural Gas_Oven_E5_Codes & Standards Forecast | Commercial | Restaurant | New | Food Preparation | Natural Gas | Oven | E5 |  | Codes & Standards Forecast | 0 | 0 | 0 | 0 | 0 | 0 | 0 | 0 | 0 | 0 | 0 | 0 | 0 | 0 | 0 | 0 | 0 | 0 | 0 | 0 | 0 | 0 | 0 | 0 | 0 | 0 | 0 | 0 | 0 | 0 | 0
Commercial_Restaurant_New_Food Preparation_Natural Gas_Oven_E6_Codes & Standards Forecast | Commercial | Restaurant | New | Food Preparation | Natural Gas | Oven | E6 |  | Codes & Standards Forecast | 0 | 0 | 0 | 0 | 0 | 0 | 0 | 0 | 0 | 0 | 0 | 0 | 0 | 0 | 0 | 0 | 0 | 0 | 0 | 0 | 0 | 0 | 0 | 0 | 0 | 0 | 0 | 0 | 0 | 0 | 0
Commercial_Restaurant_New_Food Preparation_Natural Gas_Oven_E7_Codes & Standards Forecast | Commercial | Restaurant | New | Food Preparation | Natural Gas | Oven | E7 |  | Codes & Standards Forecast | 0 | 0 | 0 | 0 | 0 | 0 | 0 | 0 | 0 | 0 | 0 | 0 | 0 | 0 | 0 | 0 | 0 | 0 | 0 | 0 | 0 | 0 | 0 | 0 | 0 | 0 | 0 | 0 | 0 | 0 | 0
Commercial_Restaurant_New_Food Preparation_Natural Gas_Oven_E8_Codes & Standards Forecast | Commercial | Restaurant | New | Food Preparation | Natural Gas | Oven | E8 |  | Codes & Standards Forecast | 0 | 0 | 0 | 0 | 0 | 0 | 0 | 0 | 0 | 0 | 0 | 0 | 0 | 0 | 0 | 0 | 0 | 0 | 0 | 0 | 0 | 0 | 0 | 0 | 0 | 0 | 0 | 0 | 0 | 0 | 0
Commercial_Restaurant_New_Food Preparation_Natural Gas_Oven_E9_Codes & Standards Forecast | Commercial | Restaurant | New | Food Preparation | Natural Gas | Oven | E9 |  | Codes & Standards Forecast | 0 | 0 | 0 | 0 | 0 | 0 | 0 | 0 | 0 | 0 | 0 | 0 | 0 | 0 | 0 | 0 | 0 | 0 | 0 | 0 | 0 | 0 | 0 | 0 | 0 | 0 | 0 | 0 | 0 | 0 | 0
Commercial_Restaurant_New_Food Preparation_Natural Gas_Oven_E10_Codes & Standards Forecast | Commercial | Restaurant | New | Food Preparation | Natural Gas | Oven | E10 |  | Codes & Standards Forecast | 0 | 0 | 0 | 0 | 0 | 0 | 0 | 0 | 0 | 0 | 0 | 0 | 0 | 0 | 0 | 0 | 0 | 0 | 0 | 0 | 0 | 0 | 0 | 0 | 0 | 0 | 0 | 0 | 0 | 0 | 0
Commercial_Restaurant_New_Food Preparation_Natural Gas_Conveyor Oven_E1_Codes & Standards Forecast | Commercial | Restaurant | New | Food Preparation | Natural Gas | Conveyor Oven | E1 | Standard | Codes & Standards Forecast | 0 | 9566.009 | 9653.732 | 10234.5521 | 5617.2886 | 4576.4249 | 4509.5082 | 4444.0519 | 4380.0276 | 4317.4073 | 4256.1634 | 4196.2691 | 4137.6981 | 4080.4246 | 4024.4231 | 3969.6691 | 3916.138 | 5777.0081 | 7273.9583 | 8578.6044 | 8689.9988 | 8562.2759 | 10945.9207 | 10346.8006 | 9975.8856 | 8296.0957 | 7869.8444 | 7764.6584 | 7661.8359 | 7561.3309 | 7463.0986
Commercial_Restaurant_New_Food Preparation_Natural Gas_Conveyor Oven_E2_Codes & Standards Forecast | Commercial | Restaurant | New | Food Preparation | Natural Gas | Conveyor Oven | E2 | ENERGY STAR (EF ≥ 44%) Convection Oven utilizing ASTM Std F1496 | Codes & Standards Forecast | 0 | 0 | 0 | 0 | 0 | 0 | 0 | 0 | 0 | 0 | 0 | 0 | 0 | 0 | 0 | 0 | 0 | 0 | 0 | 0 | 0 | 0 | 0 | 0 | 0 | 0 | 0 | 0 | 0 | 0 | 0
Commercial_Restaurant_New_Food Preparation_Natural Gas_Conveyor Oven_E3_Codes & Standards Forecast | Commercial | Restaurant | New | Food Preparation | Natural Gas | Conveyor Oven | E3 |  | Codes & Standards Forecast | 0 | 0 | 0 | 0 | 0 | 0 | 0 | 0 | 0 | 0 | 0 | 0 | 0 | 0 | 0 | 0 | 0 | 0 | 0 | 0 | 0 | 0 | 0 | 0 | 0 | 0 | 0 | 0 | 0 | 0 | 0
Commercial_Restaurant_New_Food Preparation_Natural Gas_Conveyor Oven_E4_Codes & Standards Forecast | Commercial | Restaurant | New | Food Preparation | Natural Gas | Conveyor Oven | E4 |  | Codes & Standards Forecast | 0 | 0 | 0 | 0 | 0 | 0 | 0 | 0 | 0 | 0 | 0 | 0 | 0 | 0 | 0 | 0 | 0 | 0 | 0 | 0 | 0 | 0 | 0 | 0 | 0 | 0 | 0 | 0 | 0 | 0 | 0
Commercial_Restaurant_New_Food Preparation_Natural Gas_Conveyor Oven_E5_Codes & Standards Forecast | Commercial | Restaurant | New | Food Preparation | Natural Gas | Conveyor Oven | E5 |  | Codes & Standards Forecast | 0 | 0 | 0 | 0 | 0 | 0 | 0 | 0 | 0 | 0 | 0 | 0 | 0 | 0 | 0 | 0 | 0 | 0 | 0 | 0 | 0 | 0 | 0 | 0 | 0 | 0 | 0 | 0 | 0 | 0 | 0
Commercial_Restaurant_New_Food Preparation_Natural Gas_Conveyor Oven_E6_Codes & Standards Forecast | Commercial | Restaurant | New | Food Preparation | Natural Gas | Conveyor Oven | E6 |  | Codes & Standards Forecast | 0 | 0 | 0 | 0 | 0 | 0 | 0 | 0 | 0 | 0 | 0 | 0 | 0 | 0 | 0 | 0 | 0 | 0 | 0 | 0 | 0 | 0 | 0 | 0 | 0 | 0 | 0 | 0 | 0 | 0 | 0
Commercial_Restaurant_New_Food Preparation_Natural Gas_Conveyor Oven_E7_Codes & Standards Forecast | Commercial | Restaurant | New | Food Preparation | Natural Gas | Conveyor Oven | E7 |  | Codes & Standards Forecast | 0 | 0 | 0 | 0 | 0 | 0 | 0 | 0 | 0 | 0 | 0 | 0 | 0 | 0 | 0 | 0 | 0 | 0 | 0 | 0 | 0 | 0 | 0 | 0 | 0 | 0 | 0 | 0 | 0 | 0 | 0
Commercial_Restaurant_New_Food Preparation_Natural Gas_Conveyor Oven_E8_Codes & Standards Forecast | Commercial | Restaurant | New | Food Preparation | Natural Gas | Conveyor Oven | E8 |  | Codes & Standards Forecast | 0 | 0 | 0 | 0 | 0 | 0 | 0 | 0 | 0 | 0 | 0 | 0 | 0 | 0 | 0 | 0 | 0 | 0 | 0 | 0 | 0 | 0 | 0 | 0 | 0 | 0 | 0 | 0 | 0 | 0 | 0
Commercial_Restaurant_New_Food Preparation_Natural Gas_Conveyor Oven_E9_Codes & Standards Forecast | Commercial | Restaurant | New | Food Preparation | Natural Gas | Conveyor Oven | E9 |  | Codes & Standards Forecast | 0 | 0 | 0 | 0 | 0 | 0 | 0 | 0 | 0 | 0 | 0 | 0 | 0 | 0 | 0 | 0 | 0 | 0 | 0 | 0 | 0 | 0 | 0 | 0 | 0 | 0 | 0 | 0 | 0 | 0 | 0
Commercial_Restaurant_New_Food Preparation_Natural Gas_Conveyor Oven_E10_Codes & Standards Forecast | Commercial | Restaurant | New | Food Preparation | Natural Gas | Conveyor Oven | E10 |  | Codes & Standards Forecast | 0 | 0 | 0 | 0 | 0 | 0 | 0 | 0 | 0 | 0 | 0 | 0 | 0 | 0 | 0 | 0 | 0 | 0 | 0 | 0 | 0 | 0 | 0 | 0 | 0 | 0 | 0 | 0 | 0 | 0 | 0
Commercial_Restaurant_New_Food Preparation_Natural Gas_Double Rack Oven_E1_Codes & Standards Forecast | Commercial | Restaurant | New | Food Preparation | Natural Gas | Double Rack Oven | E1 | Standard | Codes & Standards Forecast | 0 | 9566.009 | 9653.732 | 10234.5521 | 5617.2886 | 4576.4249 | 4509.5082 | 4444.0519 | 4380.0276 | 4317.4073 | 4256.1634 | 4196.2691 | 6050.8999 | 7541.7324 | 8840.3798 | 8945.8921 | 8812.4015 | 11190.3905 | 10585.7243 | 10209.3709 | 8524.2478 | 8092.7666 | 7982.4518 | 8257.24 | 8767.536 | 9427.9829 | 9970.1014 | 10369.9313 | 11659.932 | 12468.4642 | 12982.6429
Commercial_Restaurant_New_Food Preparation_Natural Gas_Double Rack Oven_E2_Codes & Standards Forecast | Commercial | Restaurant | New | Food Preparation | Natural Gas | Double Rack Oven | E2 | FTSC Qualified (>50% Cooking Efficiency) | Codes & Standards Forecast | 0 | 0 | 0 | 0 | 0 | 0 | 0 | 0 | 0 | 0 | 0 | 0 | 0 | 0 | 0 | 0 | 0 | 0 | 0 | 0 | 0 | 0 | 0 | 0 | 0 | 0 | 0 | 0 | 0 | 0 | 0
Commercial_Restaurant_New_Food Preparation_Natural Gas_Double Rack Oven_E3_Codes & Standards Forecast | Commercial | Restaurant | New | Food Preparation | Natural Gas | Double Rack Oven | E3 |  | Codes & Standards Forecast | 0 | 0 | 0 | 0 | 0 | 0 | 0 | 0 | 0 | 0 | 0 | 0 | 0 | 0 | 0 | 0 | 0 | 0 | 0 | 0 | 0 | 0 | 0 | 0 | 0 | 0 | 0 | 0 | 0 | 0 | 0
Commercial_Restaurant_New_Food Preparation_Natural Gas_Double Rack Oven_E4_Codes & Standards Forecast | Commercial | Restaurant | New | Food Preparation | Natural Gas | Double Rack Oven | E4 |  | Codes & Standards Forecast | 0 | 0 | 0 | 0 | 0 | 0 | 0 | 0 | 0 | 0 | 0 | 0 | 0 | 0 | 0 | 0 | 0 | 0 | 0 | 0 | 0 | 0 | 0 | 0 | 0 | 0 | 0 | 0 | 0 | 0 | 0
Commercial_Restaurant_New_Food Preparation_Natural Gas_Double Rack Oven_E5_Codes & Standards Forecast | Commercial | Restaurant | New | Food Preparation | Natural Gas | Double Rack Oven | E5 |  | Codes & Standards Forecast | 0 | 0 | 0 | 0 | 0 | 0 | 0 | 0 | 0 | 0 | 0 | 0 | 0 | 0 | 0 | 0 | 0 | 0 | 0 | 0 | 0 | 0 | 0 | 0 | 0 | 0 | 0 | 0 | 0 | 0 | 0
Commercial_Restaurant_New_Food Preparation_Natural Gas_Double Rack Oven_E6_Codes & Standards Forecast | Commercial | Restaurant | New | Food Preparation | Natural Gas | Double Rack Oven | E6 |  | Codes & Standards Forecast | 0 | 0 | 0 | 0 | 0 | 0 | 0 | 0 | 0 | 0 | 0 | 0 | 0 | 0 | 0 | 0 | 0 | 0 | 0 | 0 | 0 | 0 | 0 | 0 | 0 | 0 | 0 | 0 | 0 | 0 | 0
Commercial_Restaurant_New_Food Preparation_Natural Gas_Double Rack Oven_E7_Codes & Standards Forecast | Commercial | Restaurant | New | Food Preparation | Natural Gas | Double Rack Oven | E7 |  | Codes & Standards Forecast | 0 | 0 | 0 | 0 | 0 | 0 | 0 | 0 | 0 | 0 | 0 | 0 | 0 | 0 | 0 | 0 | 0 | 0 | 0 | 0 | 0 | 0 | 0 | 0 | 0 | 0 | 0 | 0 | 0 | 0 | 0
Commercial_Restaurant_New_Food Preparation_Natural Gas_Double Rack Oven_E8_Codes & Standards Forecast | Commercial | Restaurant | New | Food Preparation | Natural Gas | Double Rack Oven | E8 |  | Codes & Standards Forecast | 0 | 0 | 0 | 0 | 0 | 0 | 0 | 0 | 0 | 0 | 0 | 0 | 0 | 0 | 0 | 0 | 0 | 0 | 0 | 0 | 0 | 0 | 0 | 0 | 0 | 0 | 0 | 0 | 0 | 0 | 0
Commercial_Restaurant_New_Food Preparation_Natural Gas_Double Rack Oven_E9_Codes & Standards Forecast | Commercial | Restaurant | New | Food Preparation | Natural Gas | Double Rack Oven | E9 |  | Codes & Standards Forecast | 0 | 0 | 0 | 0 | 0 | 0 | 0 | 0 | 0 | 0 | 0 | 0 | 0 | 0 | 0 | 0 | 0 | 0 | 0 | 0 | 0 | 0 | 0 | 0 | 0 | 0 | 0 | 0 | 0 | 0 | 0
Commercial_Restaurant_New_Food Preparation_Natural Gas_Double Rack Oven_E10_Codes & Standards Forecast | Commercial | Restaurant | New | Food Preparation | Natural Gas | Double Rack Oven | E10 |  | Codes & Standards Forecast | 0 | 0 | 0 | 0 | 0 | 0 | 0 | 0 | 0 | 0 | 0 | 0 | 0 | 0 | 0 | 0 | 0 | 0 | 0 | 0 | 0 | 0 | 0 | 0 | 0 | 0 | 0 | 0 | 0 | 0 | 0
Commercial_Restaurant_New_Food Preparation_Natural Gas_Fryer_E1_Codes & Standards Forecast | Commercial | Restaurant | New | Food Preparation | Natural Gas | Fryer | E1 | Standard | Codes & Standards Forecast | 0 | 76692.8314 | 77396.1261 | 0 | 0 | 0 | 0 | 0 | 0 | 0 | 0 | 0 | 0 | 0 | 0 | 0 | 0 | 0 | 0 | 0 | 0 | 0 | 0 | 0 | 0 | 0 | 0 | 0 | 0 | 0 | 0
Commercial_Restaurant_New_Food Preparation_Natural Gas_Fryer_E2_Codes & Standards Forecast | Commercial | Restaurant | New | Food Preparation | Natural Gas | Fryer | E2 | ENERGY STAR | Codes & Standards Forecast | 0 | 0 | 0 | 82052.6909 | 45035.058 | 36690.221 | 36153.7345 | 35628.9573 | 35115.6602 | 49952.1851 | 61872.6913 | 72253.0281 | 73068.3427 | 71968.1135 | 91003.5624 | 86126.9701 | 83081.3733 | 72611.3407 | 74061.334 | 79271.5273 | 83534.7028 | 86658.7325 | 96921.0409 | 103324.858 | 107370.2959 | 105941.9907 | 104525.4463 | 109652.4027 | 108279.3395 | 108228.2155 | 108237.417
Commercial_Restaurant_New_Food Preparation_Natural Gas_Fryer_E3_Codes & Standards Forecast | Commercial | Restaurant | New | Food Preparation | Natural Gas | Fryer | E3 |  | Codes & Standards Forecast | 0 | 0 | 0 | 0 | 0 | 0 | 0 | 0 | 0 | 0 | 0 | 0 | 0 | 0 | 0 | 0 | 0 | 0 | 0 | 0 | 0 | 0 | 0 | 0 | 0 | 0 | 0 | 0 | 0 | 0 | 0
Commercial_Restaurant_New_Food Preparation_Natural Gas_Fryer_E4_Codes & Standards Forecast | Commercial | Restaurant | New | Food Preparation | Natural Gas | Fryer | E4 |  | Codes & Standards Forecast | 0 | 0 | 0 | 0 | 0 | 0 | 0 | 0 | 0 | 0 | 0 | 0 | 0 | 0 | 0 | 0 | 0 | 0 | 0 | 0 | 0 | 0 | 0 | 0 | 0 | 0 | 0 | 0 | 0 | 0 | 0
Commercial_Restaurant_New_Food Preparation_Natural Gas_Fryer_E5_Codes & Standards Forecast | Commercial | Restaurant | New | Food Preparation | Natural Gas | Fryer | E5 |  | Codes & Standards Forecast | 0 | 0 | 0 | 0 | 0 | 0 | 0 | 0 | 0 | 0 | 0 | 0 | 0 | 0 | 0 | 0 | 0 | 0 | 0 | 0 | 0 | 0 | 0 | 0 | 0 | 0 | 0 | 0 | 0 | 0 | 0
Commercial_Restaurant_New_Food Preparation_Natural Gas_Fryer_E6_Codes & Standards Forecast | Commercial | Restaurant | New | Food Preparation | Natural Gas | Fryer | E6 |  | Codes & Standards Forecast | 0 | 0 | 0 | 0 | 0 | 0 | 0 | 0 | 0 | 0 | 0 | 0 | 0 | 0 | 0 | 0 | 0 | 0 | 0 | 0 | 0 | 0 | 0 | 0 | 0 | 0 | 0 | 0 | 0 | 0 | 0
Commercial_Restaurant_New_Food Preparation_Natural Gas_Fryer_E7_Codes & Standards Forecast | Commercial | Restaurant | New | Food Preparation | Natural Gas | Fryer | E7 |  | Codes & Standards Forecast | 0 | 0 | 0 | 0 | 0 | 0 | 0 | 0 | 0 | 0 | 0 | 0 | 0 | 0 | 0 | 0 | 0 | 0 | 0 | 0 | 0 | 0 | 0 | 0 | 0 | 0 | 0 | 0 | 0 | 0 | 0
Commercial_Restaurant_New_Food Preparation_Natural Gas_Fryer_E8_Codes & Standards Forecast | Commercial | Restaurant | New | Food Preparation | Natural Gas | Fryer | E8 |  | Codes & Standards Forecast | 0 | 0 | 0 | 0 | 0 | 0 | 0 | 0 | 0 | 0 | 0 | 0 | 0 | 0 | 0 | 0 | 0 | 0 | 0 | 0 | 0 | 0 | 0 | 0 | 0 | 0 | 0 | 0 | 0 | 0 | 0
Commercial_Restaurant_New_Food Preparation_Natural Gas_Fryer_E9_Codes & Standards Forecast | Commercial | Restaurant | New | Food Preparation | Natural Gas | Fryer | E9 |  | Codes & Standards Forecast | 0 | 0 | 0 | 0 | 0 | 0 | 0 | 0 | 0 | 0 | 0 | 0 | 0 | 0 | 0 | 0 | 0 | 0 | 0 | 0 | 0 | 0 | 0 | 0 | 0 | 0 | 0 | 0 | 0 | 0 | 0
Commercial_Restaurant_New_Food Preparation_Natural Gas_Fryer_E10_Codes & Standards Forecast | Commercial | Restaurant | New | Food Preparation | Natural Gas | Fryer | E10 |  | Codes & Standards Forecast | 0 | 0 | 0 | 0 | 0 | 0 | 0 | 0 | 0 | 0 | 0 | 0 | 0 | 0 | 0 | 0 | 0 | 0 | 0 | 0 | 0 | 0 | 0 | 0 | 0 | 0 | 0 | 0 | 0 | 0 | 0
Commercial_Restaurant_New_Food Preparation_Natural Gas_Broiler_E1_Codes & Standards Forecast | Commercial | Restaurant | New | Food Preparation | Natural Gas | Broiler | E1 | Standard | Codes & Standards Forecast | 0 | 30362.861 | 30641.297 | 32484.8412 | 17829.4787 | 14525.7394 | 14313.3432 | 14105.5827 | 13902.3673 | 13703.608 | 13509.2177 | 13319.1112 | 19205.7769 | 23937.7334 | 28059.6876 | 28394.5876 | 27970.8834 | 35518.7073 | 33599.4747 | 32404.9151 | 27056.273 | 25686.7361 | 25336.5929 | 26208.7806 | 27828.4788 | 29924.7611 | 31645.4651 | 32914.5398 | 37009.0489 | 39575.3595 | 41207.3816
Commercial_Restaurant_New_Food Preparation_Natural Gas_Broiler_E2_Codes & Standards Forecast | Commercial | Restaurant | New | Food Preparation | Natural Gas | Broiler | E2 | Infrared Burners | Codes & Standards Forecast | 0 | 0 | 0 | 0 | 0 | 0 | 0 | 0 | 0 | 0 | 0 | 0 | 0 | 0 | 0 | 0 | 0 | 0 | 0 | 0 | 0 | 0 | 0 | 0 | 0 | 0 | 0 | 0 | 0 | 0 | 0
Commercial_Restaurant_New_Food Preparation_Natural Gas_Broiler_E3_Codes & Standards Forecast | Commercial | Restaurant | New | Food Preparation | Natural Gas | Broiler | E3 |  | Codes & Standards Forecast | 0 | 0 | 0 | 0 | 0 | 0 | 0 | 0 | 0 | 0 | 0 | 0 | 0 | 0 | 0 | 0 | 0 | 0 | 0 | 0 | 0 | 0 | 0 | 0 | 0 | 0 | 0 | 0 | 0 | 0 | 0
Commercial_Restaurant_New_Food Preparation_Natural Gas_Broiler_E4_Codes & Standards Forecast | Commercial | Restaurant | New | Food Preparation | Natural Gas | Broiler | E4 |  | Codes & Standards Forecast | 0 | 0 | 0 | 0 | 0 | 0 | 0 | 0 | 0 | 0 | 0 | 0 | 0 | 0 | 0 | 0 | 0 | 0 | 0 | 0 | 0 | 0 | 0 | 0 | 0 | 0 | 0 | 0 | 0 | 0 | 0
Commercial_Restaurant_New_Food Preparation_Natural Gas_Broiler_E5_Codes & Standards Forecast | Commercial | Restaurant | New | Food Preparation | Natural Gas | Broiler | E5 |  | Codes & Standards Forecast | 0 | 0 | 0 | 0 | 0 | 0 | 0 | 0 | 0 | 0 | 0 | 0 | 0 | 0 | 0 | 0 | 0 | 0 | 0 | 0 | 0 | 0 | 0 | 0 | 0 | 0 | 0 | 0 | 0 | 0 | 0
Commercial_Restaurant_New_Food Preparation_Natural Gas_Broiler_E6_Codes & Standards Forecast | Commercial | Restaurant | New | Food Preparation | Natural Gas | Broiler | E6 |  | Codes & Standards Forecast | 0 | 0 | 0 | 0 | 0 | 0 | 0 | 0 | 0 | 0 | 0 | 0 | 0 | 0 | 0 | 0 | 0 | 0 | 0 | 0 | 0 | 0 | 0 | 0 | 0 | 0 | 0 | 0 | 0 | 0 | 0
Commercial_Restaurant_New_Food Preparation_Natural Gas_Broiler_E7_Codes & Standards Forecast | Commercial | Restaurant | New | Food Preparation | Natural Gas | Broiler | E7 |  | Codes & Standards Forecast | 0 | 0 | 0 | 0 | 0 | 0 | 0 | 0 | 0 | 0 | 0 | 0 | 0 | 0 | 0 | 0 | 0 | 0 | 0 | 0 | 0 | 0 | 0 | 0 | 0 | 0 | 0 | 0 | 0 | 0 | 0
Commercial_Restaurant_New_Food Preparation_Natural Gas_Broiler_E8_Codes & Standards Forecast | Commercial | Restaurant | New | Food Preparation | Natural Gas | Broiler | E8 |  | Codes & Standards Forecast | 0 | 0 | 0 | 0 | 0 | 0 | 0 | 0 | 0 | 0 | 0 | 0 | 0 | 0 | 0 | 0 | 0 | 0 | 0 | 0 | 0 | 0 | 0 | 0 | 0 | 0 | 0 | 0 | 0 | 0 | 0
Commercial_Restaurant_New_Food Preparation_Natural Gas_Broiler_E9_Codes & Standards Forecast | Commercial | Restaurant | New | Food Preparation | Natural Gas | Broiler | E9 |  | Codes & Standards Forecast | 0 | 0 | 0 | 0 | 0 | 0 | 0 | 0 | 0 | 0 | 0 | 0 | 0 | 0 | 0 | 0 | 0 | 0 | 0 | 0 | 0 | 0 | 0 | 0 | 0 | 0 | 0 | 0 | 0 | 0 | 0
Commercial_Restaurant_New_Food Preparation_Natural Gas_Broiler_E10_Codes & Standards Forecast | Commercial | Restaurant | New | Food Preparation | Natural Gas | Broiler | E10 |  | Codes & Standards Forecast | 0 | 0 | 0 | 0 | 0 | 0 | 0 | 0 | 0 | 0 | 0 | 0 | 0 | 0 | 0 | 0 | 0 | 0 | 0 | 0 | 0 | 0 | 0 | 0 | 0 | 0 | 0 | 0 | 0 | 0 | 0
Commercial_Restaurant_New_Food Preparation_Natural Gas_Griddle_E1_Codes & Standards Forecast | Commercial | Restaurant | New | Food Preparation | Natural Gas | Griddle | E1 | Standard | Codes & Standards Forecast | 0 | 44212.0058 | 44617.4422 | 47301.8661 | 25961.8821 | 21151.2371 | 20841.9625 | 20539.4381 | 20243.5318 | 19954.1142 | 19671.0584 | 19394.2402 | 27965.9389 | 34856.2412 | 40858.3062 | 41345.961 | 40728.9964 | 51719.5428 | 48924.9075 | 47185.484 | 39397.2128 | 37403.0011 | 36893.1501 | 38163.1611 | 40521.638 | 43574.0791 | 46079.6327 | 47927.5594 | 53889.6609 | 57626.5202 | 60002.9422
Commercial_Restaurant_New_Food Preparation_Natural Gas_Griddle_E2_Codes & Standards Forecast | Commercial | Restaurant | New | Food Preparation | Natural Gas | Griddle | E2 | ENERGY STAR | Codes & Standards Forecast | 0 | 0 | 0 | 0 | 0 | 0 | 0 | 0 | 0 | 0 | 0 | 0 | 0 | 0 | 0 | 0 | 0 | 0 | 0 | 0 | 0 | 0 | 0 | 0 | 0 | 0 | 0 | 0 | 0 | 0 | 0
Commercial_Restaurant_New_Food Preparation_Natural Gas_Griddle_E3_Codes & Standards Forecast | Commercial | Restaurant | New | Food Preparation | Natural Gas | Griddle | E3 |  | Codes & Standards Forecast | 0 | 0 | 0 | 0 | 0 | 0 | 0 | 0 | 0 | 0 | 0 | 0 | 0 | 0 | 0 | 0 | 0 | 0 | 0 | 0 | 0 | 0 | 0 | 0 | 0 | 0 | 0 | 0 | 0 | 0 | 0
Commercial_Restaurant_New_Food Preparation_Natural Gas_Griddle_E4_Codes & Standards Forecast | Commercial | Restaurant | New | Food Preparation | Natural Gas | Griddle | E4 |  | Codes & Standards Forecast | 0 | 0 | 0 | 0 | 0 | 0 | 0 | 0 | 0 | 0 | 0 | 0 | 0 | 0 | 0 | 0 | 0 | 0 | 0 | 0 | 0 | 0 | 0 | 0 | 0 | 0 | 0 | 0 | 0 | 0 | 0
Commercial_Restaurant_New_Food Preparation_Natural Gas_Griddle_E5_Codes & Standards Forecast | Commercial | Restaurant | New | Food Preparation | Natural Gas | Griddle | E5 |  | Codes & Standards Forecast | 0 | 0 | 0 | 0 | 0 | 0 | 0 | 0 | 0 | 0 | 0 | 0 | 0 | 0 | 0 | 0 | 0 | 0 | 0 | 0 | 0 | 0 | 0 | 0 | 0 | 0 | 0 | 0 | 0 | 0 | 0
Commercial_Restaurant_New_Food Preparation_Natural Gas_Griddle_E6_Codes & Standards Forecast | Commercial | Restaurant | New | Food Preparation | Natural Gas | Griddle | E6 |  | Codes & Standards Forecast | 0 | 0 | 0 | 0 | 0 | 0 | 0 | 0 | 0 | 0 | 0 | 0 | 0 | 0 | 0 | 0 | 0 | 0 | 0 | 0 | 0 | 0 | 0 | 0 | 0 | 0 | 0 | 0 | 0 | 0 | 0
Commercial_Restaurant_New_Food Preparation_Natural Gas_Griddle_E7_Codes & Standards Forecast | Commercial | Restaurant | New | Food Preparation | Natural Gas | Griddle | E7 |  | Codes & Standards Forecast | 0 | 0 | 0 | 0 | 0 | 0 | 0 | 0 | 0 | 0 | 0 | 0 | 0 | 0 | 0 | 0 | 0 | 0 | 0 | 0 | 0 | 0 | 0 | 0 | 0 | 0 | 0 | 0 | 0 | 0 | 0
Commercial_Restaurant_New_Food Preparation_Natural Gas_Griddle_E8_Codes & Standards Forecast | Commercial | Restaurant | New | Food Preparation | Natural Gas | Griddle | E8 |  | Codes & Standards Forecast | 0 | 0 | 0 | 0 | 0 | 0 | 0 | 0 | 0 | 0 | 0 | 0 | 0 | 0 | 0 | 0 | 0 | 0 | 0 | 0 | 0 | 0 | 0 | 0 | 0 | 0 | 0 | 0 | 0 | 0 | 0
Commercial_Restaurant_New_Food Preparation_Natural Gas_Griddle_E9_Codes & Standards Forecast | Commercial | Restaurant | New | Food Preparation | Natural Gas | Griddle | E9 |  | Codes & Standards Forecast | 0 | 0 | 0 | 0 | 0 | 0 | 0 | 0 | 0 | 0 | 0 | 0 | 0 | 0 | 0 | 0 | 0 | 0 | 0 | 0 | 0 | 0 | 0 | 0 | 0 | 0 | 0 | 0 | 0 | 0 | 0
Commercial_Restaurant_New_Food Preparation_Natural Gas_Griddle_E10_Codes & Standards Forecast | Commercial | Restaurant | New | Food Preparation | Natural Gas | Griddle | E10 |  | Codes & Standards Forecast | 0 | 0 | 0 | 0 | 0 | 0 | 0 | 0 | 0 | 0 | 0 | 0 | 0 | 0 | 0 | 0 | 0 | 0 | 0 | 0 | 0 | 0 | 0 | 0 | 0 | 0 | 0 | 0 | 0 | 0 | 0
Commercial_Restaurant_New_Food Preparation_Natural Gas_Range_E1_Codes & Standards Forecast | Commercial | Restaurant | New | Food Preparation | Natural Gas | Range | E1 | Standard | Codes & Standards Forecast | 0 | 67712.9316 | 68333.8782 | 72445.2096 | 39761.9406 | 32394.1936 | 31920.5238 | 31457.1923 | 31003.9968 | 30560.739 | 43669.811 | 54204.1082 | 63378.3867 | 64107.4207 | 63145.0212 | 79960.4547 | 75663.5159 | 72983.0145 | 61038.7159 | 60677.1446 | 64239.2029 | 68865.0757 | 72654.3156 | 75437.3007 | 84522.2688 | 90200.0621 | 93795.1555 | 92015.2661 | 90023.6685 | 93752.4187 | 92076.5896
Commercial_Restaurant_New_Food Preparation_Natural Gas_Range_E2_Codes & Standards Forecast | Commercial | Restaurant | New | Food Preparation | Natural Gas | Range | E2 | High Efficiency | Codes & Standards Forecast | 0 | 0 | 0 | 0 | 0 | 0 | 0 | 0 | 0 | 0 | 0 | 0 | 0 | 0 | 0 | 0 | 0 | 0 | 0 | 0 | 0 | 0 | 0 | 0 | 0 | 0 | 0 | 0 | 0 | 0 | 0
Commercial_Restaurant_New_Food Preparation_Natural Gas_Range_E3_Codes & Standards Forecast | Commercial | Restaurant | New | Food Preparation | Natural Gas | Range | E3 |  | Codes & Standards Forecast | 0 | 0 | 0 | 0 | 0 | 0 | 0 | 0 | 0 | 0 | 0 | 0 | 0 | 0 | 0 | 0 | 0 | 0 | 0 | 0 | 0 | 0 | 0 | 0 | 0 | 0 | 0 | 0 | 0 | 0 | 0
Commercial_Restaurant_New_Food Preparation_Natural Gas_Range_E4_Codes & Standards Forecast | Commercial | Restaurant | New | Food Preparation | Natural Gas | Range | E4 |  | Codes & Standards Forecast | 0 | 0 | 0 | 0 | 0 | 0 | 0 | 0 | 0 | 0 | 0 | 0 | 0 | 0 | 0 | 0 | 0 | 0 | 0 | 0 | 0 | 0 | 0 | 0 | 0 | 0 | 0 | 0 | 0 | 0 | 0
Commercial_Restaurant_New_Food Preparation_Natural Gas_Range_E5_Codes & Standards Forecast | Commercial | Restaurant | New | Food Preparation | Natural Gas | Range | E5 |  | Codes & Standards Forecast | 0 | 0 | 0 | 0 | 0 | 0 | 0 | 0 | 0 | 0 | 0 | 0 | 0 | 0 | 0 | 0 | 0 | 0 | 0 | 0 | 0 | 0 | 0 | 0 | 0 | 0 | 0 | 0 | 0 | 0 | 0
Commercial_Restaurant_New_Food Preparation_Natural Gas_Range_E6_Codes & Standards Forecast | Commercial | Restaurant | New | Food Preparation | Natural Gas | Range | E6 |  | Codes & Standards Forecast | 0 | 0 | 0 | 0 | 0 | 0 | 0 | 0 | 0 | 0 | 0 | 0 | 0 | 0 | 0 | 0 | 0 | 0 | 0 | 0 | 0 | 0 | 0 | 0 | 0 | 0 | 0 | 0 | 0 | 0 | 0
Commercial_Restaurant_New_Food Preparation_Natural Gas_Range_E7_Codes & Standards Forecast | Commercial | Restaurant | New | Food Preparation | Natural Gas | Range | E7 |  | Codes & Standards Forecast | 0 | 0 | 0 | 0 | 0 | 0 | 0 | 0 | 0 | 0 | 0 | 0 | 0 | 0 | 0 | 0 | 0 | 0 | 0 | 0 | 0 | 0 | 0 | 0 | 0 | 0 | 0 | 0 | 0 | 0 | 0
Commercial_Restaurant_New_Food Preparation_Natural Gas_Range_E8_Codes & Standards Forecast | Commercial | Restaurant | New | Food Preparation | Natural Gas | Range | E8 |  | Codes & Standards Forecast | 0 | 0 | 0 | 0 | 0 | 0 | 0 | 0 | 0 | 0 | 0 | 0 | 0 | 0 | 0 | 0 | 0 | 0 | 0 | 0 | 0 | 0 | 0 | 0 | 0 | 0 | 0 | 0 | 0 | 0 | 0
Commercial_Restaurant_New_Food Preparation_Natural Gas_Range_E9_Codes & Standards Forecast | Commercial | Restaurant | New | Food Preparation | Natural Gas | Range | E9 |  | Codes & Standards Forecast | 0 | 0 | 0 | 0 | 0 | 0 | 0 | 0 | 0 | 0 | 0 | 0 | 0 | 0 | 0 | 0 | 0 | 0 | 0 | 0 | 0 | 0 | 0 | 0 | 0 | 0 | 0 | 0 | 0 | 0 | 0
Commercial_Restaurant_New_Food Preparation_Natural Gas_Range_E10_Codes & Standards Forecast | Commercial | Restaurant | New | Food Preparation | Natural Gas | Range | E10 |  | Codes & Standards Forecast | 0 | 0 | 0 | 0 | 0 | 0 | 0 | 0 | 0 | 0 | 0 | 0 | 0 | 0 | 0 | 0 | 0 | 0 | 0 | 0 | 0 | 0 | 0 | 0 | 0 | 0 | 0 | 0 | 0 | 0 | 0
Commercial_Restaurant_New_Food Preparation_Natural Gas_Steamer_E1_Codes & Standards Forecast | Commercial | Restaurant | New | Food Preparation | Natural Gas | Steamer | E1 | Standard | Codes & Standards Forecast | 0 | 8801.1237 | 8881.8324 | 0 | 0 | 0 | 0 | 0 | 0 | 0 | 0 | 0 | 0 | 0 | 0 | 0 | 0 | 0 | 0 | 0 | 0 | 0 | 0 | 0 | 0 | 0 | 0 | 0 | 0 | 0 | 0
Commercial_Restaurant_New_Food Preparation_Natural Gas_Steamer_E2_Codes & Standards Forecast | Commercial | Restaurant | New | Food Preparation | Natural Gas | Steamer | E2 | ENERGY STAR | Codes & Standards Forecast | 0 | 0 | 0 | 9416.211 | 5168.1377 | 4210.5001 | 4148.9339 | 4088.7115 | 4029.8065 | 3972.1932 | 4893.7489 | 5716.8581 | 6502.9808 | 6724.9546 | 6811.1759 | 6876.3992 | 6923.212 | 6953.9094 | 6970.5268 | 9793.7963 | 9705.3364 | 9849.7822 | 8526.2223 | 8368.7911 | 8508.3405 | 8634.3873 | 8746.7198 | 8845.3742 | 9544.9375 | 10123.3507 | 10638.9598
Commercial_Restaurant_New_Food Preparation_Natural Gas_Steamer_E3_Codes & Standards Forecast | Commercial | Restaurant | New | Food Preparation | Natural Gas | Steamer | E3 |  | Codes & Standards Forecast | 0 | 0 | 0 | 0 | 0 | 0 | 0 | 0 | 0 | 0 | 0 | 0 | 0 | 0 | 0 | 0 | 0 | 0 | 0 | 0 | 0 | 0 | 0 | 0 | 0 | 0 | 0 | 0 | 0 | 0 | 0
Commercial_Restaurant_New_Food Preparation_Natural Gas_Steamer_E4_Codes & Standards Forecast | Commercial | Restaurant | New | Food Preparation | Natural Gas | Steamer | E4 |  | Codes & Standards Forecast | 0 | 0 | 0 | 0 | 0 | 0 | 0 | 0 | 0 | 0 | 0 | 0 | 0 | 0 | 0 | 0 | 0 | 0 | 0 | 0 | 0 | 0 | 0 | 0 | 0 | 0 | 0 | 0 | 0 | 0 | 0
Commercial_Restaurant_New_Food Preparation_Natural Gas_Steamer_E5_Codes & Standards Forecast | Commercial | Restaurant | New | Food Preparation | Natural Gas | Steamer | E5 |  | Codes & Standards Forecast | 0 | 0 | 0 | 0 | 0 | 0 | 0 | 0 | 0 | 0 | 0 | 0 | 0 | 0 | 0 | 0 | 0 | 0 | 0 | 0 | 0 | 0 | 0 | 0 | 0 | 0 | 0 | 0 | 0 | 0 | 0
Commercial_Restaurant_New_Food Preparation_Natural Gas_Steamer_E6_Codes & Standards Forecast | Commercial | Restaurant | New | Food Preparation | Natural Gas | Steamer | E6 |  | Codes & Standards Forecast | 0 | 0 | 0 | 0 | 0 | 0 | 0 | 0 | 0 | 0 | 0 | 0 | 0 | 0 | 0 | 0 | 0 | 0 | 0 | 0 | 0 | 0 | 0 | 0 | 0 | 0 | 0 | 0 | 0 | 0 | 0
Commercial_Restaurant_New_Food Preparation_Natural Gas_Steamer_E7_Codes & Standards Forecast | Commercial | Restaurant | New | Food Preparation | Natural Gas | Steamer | E7 |  | Codes & Standards Forecast | 0 | 0 | 0 | 0 | 0 | 0 | 0 | 0 | 0 | 0 | 0 | 0 | 0 | 0 | 0 | 0 | 0 | 0 | 0 | 0 | 0 | 0 | 0 | 0 | 0 | 0 | 0 | 0 | 0 | 0 | 0
Commercial_Restaurant_New_Food Preparation_Natural Gas_Steamer_E8_Codes & Standards Forecast | Commercial | Restaurant | New | Food Preparation | Natural Gas | Steamer | E8 |  | Codes & Standards Forecast | 0 | 0 | 0 | 0 | 0 | 0 | 0 | 0 | 0 | 0 | 0 | 0 | 0 | 0 | 0 | 0 | 0 | 0 | 0 | 0 | 0 | 0 | 0 | 0 | 0 | 0 | 0 | 0 | 0 | 0 | 0
Commercial_Restaurant_New_Food Preparation_Natural Gas_Steamer_E9_Codes & Standards Forecast | Commercial | Restaurant | New | Food Preparation | Natural Gas | Steamer | E9 |  | Codes & Standards Forecast | 0 | 0 | 0 | 0 | 0 | 0 | 0 | 0 | 0 | 0 | 0 | 0 | 0 | 0 | 0 | 0 | 0 | 0 | 0 | 0 | 0 | 0 | 0 | 0 | 0 | 0 | 0 | 0 | 0 | 0 | 0
Commercial_Restaurant_New_Food Preparation_Natural Gas_Steamer_E10_Codes & Standards Forecast | Commercial | Restaurant | New | Food Preparation | Natural Gas | Steamer | E10 |  | Codes & Standards Forecast | 0 | 0 | 0 | 0 | 0 | 0 | 0 | 0 | 0 | 0 | 0 | 0 | 0 | 0 | 0 | 0 | 0 | 0 | 0 | 0 | 0 | 0 | 0 | 0 | 0 | 0 | 0 | 0 | 0 | 0 | 0
Commercial_Restaurant_New_Food Preparation_Natural Gas_Food Prep Other_E1_Codes & Standards Forecast | Commercial | Restaurant | New | Food Preparation | Natural Gas | Food Prep Other | E1 | Standard | Codes & Standards Forecast | 0 | 8801.1237 | 8881.8324 | 9416.211 | 5168.1377 | 4210.5001 | 4148.9339 | 4088.7115 | 4029.8065 | 3972.1932 | 5676.071 | 7045.2873 | 8237.7325 | 8332.4902 | 8207.4004 | 10393.02 | 9834.5168 | 9486.1132 | 7933.6291 | 7886.6332 | 8349.6188 | 8950.8759 | 9443.3899 | 9805.114 | 10985.9509 | 11723.9334 | 12191.2129 | 11959.8682 | 11701.0063 | 12185.6581 | 11967.8388
Commercial_Restaurant_New_Food Preparation_Natural Gas_Food Prep Other_E2_Codes & Standards Forecast | Commercial | Restaurant | New | Food Preparation | Natural Gas | Food Prep Other | E2 | ENERGY STAR | Codes & Standards Forecast | 0 | 0 | 0 | 0 | 0 | 0 | 0 | 0 | 0 | 0 | 0 | 0 | 0 | 0 | 0 | 0 | 0 | 0 | 0 | 0 | 0 | 0 | 0 | 0 | 0 | 0 | 0 | 0 | 0 | 0 | 0
Commercial_Restaurant_New_Food Preparation_Natural Gas_Food Prep Other_E3_Codes & Standards Forecast | Commercial | Restaurant | New | Food Preparation | Natural Gas | Food Prep Other | E3 |  | Codes & Standards Forecast | 0 | 0 | 0 | 0 | 0 | 0 | 0 | 0 | 0 | 0 | 0 | 0 | 0 | 0 | 0 | 0 | 0 | 0 | 0 | 0 | 0 | 0 | 0 | 0 | 0 | 0 | 0 | 0 | 0 | 0 | 0
Commercial_Restaurant_New_Food Preparation_Natural Gas_Food Prep Other_E4_Codes & Standards Forecast | Commercial | Restaurant | New | Food Preparation | Natural Gas | Food Prep Other | E4 |  | Codes & Standards Forecast | 0 | 0 | 0 | 0 | 0 | 0 | 0 | 0 | 0 | 0 | 0 | 0 | 0 | 0 | 0 | 0 | 0 | 0 | 0 | 0 | 0 | 0 | 0 | 0 | 0 | 0 | 0 | 0 | 0 | 0 | 0
Commercial_Restaurant_New_Food Preparation_Natural Gas_Food Prep Other_E5_Codes & Standards Forecast | Commercial | Restaurant | New | Food Preparation | Natural Gas | Food Prep Other | E5 |  | Codes & Standards Forecast | 0 | 0 | 0 | 0 | 0 | 0 | 0 | 0 | 0 | 0 | 0 | 0 | 0 | 0 | 0 | 0 | 0 | 0 | 0 | 0 | 0 | 0 | 0 | 0 | 0 | 0 | 0 | 0 | 0 | 0 | 0
Commercial_Restaurant_New_Food Preparation_Natural Gas_Food Prep Other_E6_Codes & Standards Forecast | Commercial | Restaurant | New | Food Preparation | Natural Gas | Food Prep Other | E6 |  | Codes & Standards Forecast | 0 | 0 | 0 | 0 | 0 | 0 | 0 | 0 | 0 | 0 | 0 | 0 | 0 | 0 | 0 | 0 | 0 | 0 | 0 | 0 | 0 | 0 | 0 | 0 | 0 | 0 | 0 | 0 | 0 | 0 | 0
Commercial_Restaurant_New_Food Preparation_Natural Gas_Food Prep Other_E7_Codes & Standards Forecast | Commercial | Restaurant | New | Food Preparation | Natural Gas | Food Prep Other | E7 |  | Codes & Standards Forecast | 0 | 0 | 0 | 0 | 0 | 0 | 0 | 0 | 0 | 0 | 0 | 0 | 0 | 0 | 0 | 0 | 0 | 0 | 0 | 0 | 0 | 0 | 0 | 0 | 0 | 0 | 0 | 0 | 0 | 0 | 0
Commercial_Restaurant_New_Food Preparation_Natural Gas_Food Prep Other_E8_Codes & Standards Forecast | Commercial | Restaurant | New | Food Preparation | Natural Gas | Food Prep Other | E8 |  | Codes & Standards Forecast | 0 | 0 | 0 | 0 | 0 | 0 | 0 | 0 | 0 | 0 | 0 | 0 | 0 | 0 | 0 | 0 | 0 | 0 | 0 | 0 | 0 | 0 | 0 | 0 | 0 | 0 | 0 | 0 | 0 | 0 | 0
Commercial_Restaurant_New_Food Preparation_Natural Gas_Food Prep Other_E9_Codes & Standards Forecast | Commercial | Restaurant | New | Food Preparation | Natural Gas | Food Prep Other | E9 |  | Codes & Standards Forecast | 0 | 0 | 0 | 0 | 0 | 0 | 0 | 0 | 0 | 0 | 0 | 0 | 0 | 0 | 0 | 0 | 0 | 0 | 0 | 0 | 0 | 0 | 0 | 0 | 0 | 0 | 0 | 0 | 0 | 0 | 0
Commercial_Restaurant_New_Food Preparation_Natural Gas_Food Prep Other_E10_Codes & Standards Forecast | Commercial | Restaurant | New | Food Preparation | Natural Gas | Food Prep Other | E10 |  | Codes & Standards Forecast | 0 | 0 | 0 | 0 | 0 | 0 | 0 | 0 | 0 | 0 | 0 | 0 | 0 | 0 | 0 | 0 | 0 | 0 | 0 | 0 | 0 | 0 | 0 | 0 | 0 | 0 | 0 | 0 | 0 | 0 | 0
Commercial_Restaurant_New_Miscellaneous_Natural Gas_Pool Heater_E1_Codes & Standards Forecast | Commercial | Restaurant | New | Miscellaneous | Natural Gas | Pool Heater | E1 | Standard (EF .82) | Codes & Standards Forecast | 0 | 805.3666 | 812.7521 | 861.6516 | 472.9221 | 385.2913 | 540.7309 | 665.5558 | 774.2141 | 782.4349 | 770.547 | 1002.3289 | 1002.6364 | 1034.6197 | 946.2714 | 951.3085 | 1064.5949 | 1146.4598 | 1213.3282 | 1222.0599 | 1224.0345 | 1311.4185 | 1336.3063 | 1377.1977 | 1379.433 | 1405.4326 | 1471.4375 | 1520.3488 | 1563.1068 | 1581.9166 | 1599.804
Commercial_Restaurant_New_Miscellaneous_Natural Gas_Pool Heater_E2_Codes & Standards Forecast | Commercial | Restaurant | New | Miscellaneous | Natural Gas | Pool Heater | E2 | Condensing (EF .90) | Codes & Standards Forecast | 0 | 0 | 0 | 0 | 0 | 0 | 0 | 0 | 0 | 0 | 0 | 0 | 0 | 0 | 0 | 0 | 0 | 0 | 0 | 0 | 0 | 0 | 0 | 0 | 0 | 0 | 0 | 0 | 0 | 0 | 0
Commercial_Restaurant_New_Miscellaneous_Natural Gas_Pool Heater_E3_Codes & Standards Forecast | Commercial | Restaurant | New | Miscellaneous | Natural Gas | Pool Heater | E3 |  | Codes & Standards Forecast | 0 | 0 | 0 | 0 | 0 | 0 | 0 | 0 | 0 | 0 | 0 | 0 | 0 | 0 | 0 | 0 | 0 | 0 | 0 | 0 | 0 | 0 | 0 | 0 | 0 | 0 | 0 | 0 | 0 | 0 | 0
Commercial_Restaurant_New_Miscellaneous_Natural Gas_Pool Heater_E4_Codes & Standards Forecast | Commercial | Restaurant | New | Miscellaneous | Natural Gas | Pool Heater | E4 |  | Codes & Standards Forecast | 0 | 0 | 0 | 0 | 0 | 0 | 0 | 0 | 0 | 0 | 0 | 0 | 0 | 0 | 0 | 0 | 0 | 0 | 0 | 0 | 0 | 0 | 0 | 0 | 0 | 0 | 0 | 0 | 0 | 0 | 0
Commercial_Restaurant_New_Miscellaneous_Natural Gas_Pool Heater_E5_Codes & Standards Forecast | Commercial | Restaurant | New | Miscellaneous | Natural Gas | Pool Heater | E5 |  | Codes & Standards Forecast | 0 | 0 | 0 | 0 | 0 | 0 | 0 | 0 | 0 | 0 | 0 | 0 | 0 | 0 | 0 | 0 | 0 | 0 | 0 | 0 | 0 | 0 | 0 | 0 | 0 | 0 | 0 | 0 | 0 | 0 | 0
Commercial_Restaurant_New_Miscellaneous_Natural Gas_Pool Heater_E6_Codes & Standards Forecast | Commercial | Restaurant | New | Miscellaneous | Natural Gas | Pool Heater | E6 |  | Codes & Standards Forecast | 0 | 0 | 0 | 0 | 0 | 0 | 0 | 0 | 0 | 0 | 0 | 0 | 0 | 0 | 0 | 0 | 0 | 0 | 0 | 0 | 0 | 0 | 0 | 0 | 0 | 0 | 0 | 0 | 0 | 0 | 0
Commercial_Restaurant_New_Miscellaneous_Natural Gas_Pool Heater_E7_Codes & Standards Forecast | Commercial | Restaurant | New | Miscellaneous | Natural Gas | Pool Heater | E7 |  | Codes & Standards Forecast | 0 | 0 | 0 | 0 | 0 | 0 | 0 | 0 | 0 | 0 | 0 | 0 | 0 | 0 | 0 | 0 | 0 | 0 | 0 | 0 | 0 | 0 | 0 | 0 | 0 | 0 | 0 | 0 | 0 | 0 | 0
Commercial_Restaurant_New_Miscellaneous_Natural Gas_Pool Heater_E8_Codes & Standards Forecast | Commercial | Restaurant | New | Miscellaneous | Natural Gas | Pool Heater | E8 |  | Codes & Standards Forecast | 0 | 0 | 0 | 0 | 0 | 0 | 0 | 0 | 0 | 0 | 0 | 0 | 0 | 0 | 0 | 0 | 0 | 0 | 0 | 0 | 0 | 0 | 0 | 0 | 0 | 0 | 0 | 0 | 0 | 0 | 0
Commercial_Restaurant_New_Miscellaneous_Natural Gas_Pool Heater_E9_Codes & Standards Forecast | Commercial | Restaurant | New | Miscellaneous | Natural Gas | Pool Heater | E9 |  | Codes & Standards Forecast | 0 | 0 | 0 | 0 | 0 | 0 | 0 | 0 | 0 | 0 | 0 | 0 | 0 | 0 | 0 | 0 | 0 | 0 | 0 | 0 | 0 | 0 | 0 | 0 | 0 | 0 | 0 | 0 | 0 | 0 | 0
Commercial_Restaurant_New_Miscellaneous_Natural Gas_Pool Heater_E10_Codes & Standards Forecast | Commercial | Restaurant | New | Miscellaneous | Natural Gas | Pool Heater | E10 |  | Codes & Standards Forecast | 0 | 0 | 0 | 0 | 0 | 0 | 0 | 0 | 0 | 0 | 0 | 0 | 0 | 0 | 0 | 0 | 0 | 0 | 0 | 0 | 0 | 0 | 0 | 0 | 0 | 0 | 0 | 0 | 0 | 0 | 0
Commercial_Restaurant_New_Miscellaneous_Natural Gas_Miscellaneous_E1_Codes & Standards Forecast | Commercial | Restaurant | New | Miscellaneous | Natural Gas | Miscellaneous | E1 | Standard | Codes & Standards Forecast | 0 | 262723.5535 | 265132.8021 | 281084.609 | 191806.7264 | 195734.5628 | 224045.0658 | 235334.7943 | 245355.3356 | 257776.0893 | 269827.3833 | 357931.7336 | 359181.056 | 365725.0702 | 353071.3656 | 369374.4984 | 391206.3003 | 402975.3865 | 414849.3813 | 428676.1996 | 441936.2813 | 476995.6559 | 483558.4381 | 492466.7745 | 499367.3479 | 514509.7612 | 530229.2021 | 541617.1655 | 553435.5961 | 566247.1169 | 578560.2032
Commercial_Restaurant_New_Miscellaneous_Natural Gas_Miscellaneous_E2_Codes & Standards Forecast | Commercial | Restaurant | New | Miscellaneous | Natural Gas | Miscellaneous | E2 |  | Codes & Standards Forecast | 0 | 0 | 0 | 0 | 0 | 0 | 0 | 0 | 0 | 0 | 0 | 0 | 0 | 0 | 0 | 0 | 0 | 0 | 0 | 0 | 0 | 0 | 0 | 0 | 0 | 0 | 0 | 0 | 0 | 0 | 0
Commercial_Restaurant_New_Miscellaneous_Natural Gas_Miscellaneous_E3_Codes & Standards Forecast | Commercial | Restaurant | New | Miscellaneous | Natural Gas | Miscellaneous | E3 |  | Codes & Standards Forecast | 0 | 0 | 0 | 0 | 0 | 0 | 0 | 0 | 0 | 0 | 0 | 0 | 0 | 0 | 0 | 0 | 0 | 0 | 0 | 0 | 0 | 0 | 0 | 0 | 0 | 0 | 0 | 0 | 0 | 0 | 0
Commercial_Restaurant_New_Miscellaneous_Natural Gas_Miscellaneous_E4_Codes & Standards Forecast | Commercial | Restaurant | New | Miscellaneous | Natural Gas | Miscellaneous | E4 |  | Codes & Standards Forecast | 0 | 0 | 0 | 0 | 0 | 0 | 0 | 0 | 0 | 0 | 0 | 0 | 0 | 0 | 0 | 0 | 0 | 0 | 0 | 0 | 0 | 0 | 0 | 0 | 0 | 0 | 0 | 0 | 0 | 0 | 0
Commercial_Restaurant_New_Miscellaneous_Natural Gas_Miscellaneous_E5_Codes & Standards Forecast | Commercial | Restaurant | New | Miscellaneous | Natural Gas | Miscellaneous | E5 |  | Codes & Standards Forecast | 0 | 0 | 0 | 0 | 0 | 0 | 0 | 0 | 0 | 0 | 0 | 0 | 0 | 0 | 0 | 0 | 0 | 0 | 0 | 0 | 0 | 0 | 0 | 0 | 0 | 0 | 0 | 0 | 0 | 0 | 0
Commercial_Restaurant_New_Miscellaneous_Natural Gas_Miscellaneous_E6_Codes & Standards Forecast | Commercial | Restaurant | New | Miscellaneous | Natural Gas | Miscellaneous | E6 |  | Codes & Standards Forecast | 0 | 0 | 0 | 0 | 0 | 0 | 0 | 0 | 0 | 0 | 0 | 0 | 0 | 0 | 0 | 0 | 0 | 0 | 0 | 0 | 0 | 0 | 0 | 0 | 0 | 0 | 0 | 0 | 0 | 0 | 0
Commercial_Restaurant_New_Miscellaneous_Natural Gas_Miscellaneous_E7_Codes & Standards Forecast | Commercial | Restaurant | New | Miscellaneous | Natural Gas | Miscellaneous | E7 |  | Codes & Standards Forecast | 0 | 0 | 0 | 0 | 0 | 0 | 0 | 0 | 0 | 0 | 0 | 0 | 0 | 0 | 0 | 0 | 0 | 0 | 0 | 0 | 0 | 0 | 0 | 0 | 0 | 0 | 0 | 0 | 0 | 0 | 0
Commercial_Restaurant_New_Miscellaneous_Natural Gas_Miscellaneous_E8_Codes & Standards Forecast | Commercial | Restaurant | New | Miscellaneous | Natural Gas | Miscellaneous | E8 |  | Codes & Standards Forecast | 0 | 0 | 0 | 0 | 0 | 0 | 0 | 0 | 0 | 0 | 0 | 0 | 0 | 0 | 0 | 0 | 0 | 0 | 0 | 0 | 0 | 0 | 0 | 0 | 0 | 0 | 0 | 0 | 0 | 0 | 0
Commercial_Restaurant_New_Miscellaneous_Natural Gas_Miscellaneous_E9_Codes & Standards Forecast | Commercial | Restaurant | New | Miscellaneous | Natural Gas | Miscellaneous | E9 |  | Codes & Standards Forecast | 0 | 0 | 0 | 0 | 0 | 0 | 0 | 0 | 0 | 0 | 0 | 0 | 0 | 0 | 0 | 0 | 0 | 0 | 0 | 0 | 0 | 0 | 0 | 0 | 0 | 0 | 0 | 0 | 0 | 0 | 0
Commercial_Restaurant_New_Miscellaneous_Natural Gas_Miscellaneous_E10_Codes & Standards Forecast | Commercial | Restaurant | New | Miscellaneous | Natural Gas | Miscellaneous | E10 |  | Codes & Standards Forecast | 0 | 0 | 0 | 0 | 0 | 0 | 0 | 0 | 0 | 0 | 0 | 0 | 0 | 0 | 0 | 0 | 0 | 0 | 0 | 0 | 0 | 0 | 0 | 0 | 0 | 0 | 0 | 0 | 0 | 0 | 0
Commercial_Grocery_Existing_Space Heating_Natural Gas_Furnace_E1_Codes & Standards Forecast | Commercial | Grocery | Existing | Space Heating | Natural Gas | Furnace | E1 | AFUE 80% (Standard) | Codes & Standards Forecast | 0 | 62840.2877 | 65658.8594 | 68104.6186 | 70209.5923 | 0 | 0 | 0 | 0 | 0 | 0 | 0 | 0 | 0 | 0 | 0 | 0 | 0 | 0 | 0 | 0 | 0 | 0 | 0 | 0 | 0 | 0 | 0 | 0 | 0 | 0
Commercial_Grocery_Existing_Space Heating_Natural Gas_Furnace_E2_Codes & Standards Forecast | Commercial | Grocery | Existing | Space Heating | Natural Gas | Furnace | E2 | AFUE 90% | Codes & Standards Forecast | 0 | 0 | 0 | 0 | 0 | 0 | 0 | 0 | 0 | 0 | 0 | 0 | 0 | 0 | 0 | 0 | 0 | 0 | 0 | 0 | 0 | 0 | 0 | 0 | 0 | 0 | 0 | 0 | 0 | 0 | 0
Commercial_Grocery_Existing_Space Heating_Natural Gas_Furnace_E3_Codes & Standards Forecast | Commercial | Grocery | Existing | Space Heating | Natural Gas | Furnace | E3 | AFUE 95% | Codes & Standards Forecast | 0 | 0 | 0 | 0 | 0 | 72003.259 | 73512.7481 | 74763.0232 | 75777.0516 | 76575.9606 | 77179.1811 | 77604.581 | 71578.8135 | 66020.9292 | 60894.5982 | 56166.3117 | 51805.1628 | 47782.6443 | 44072.4625 | 44010.558 | 44044.5732 | 44150.1369 | 44306.5491 | 44496.3232 | 44704.7797 | 44919.6872 | 45130.9438 | 45330.2971 | 45511.0953 | 45668.0685 | 45460.8099
Commercial_Grocery_Existing_Space Heating_Natural Gas_Furnace_E4_Codes & Standards Forecast | Commercial | Grocery | Existing | Space Heating | Natural Gas | Furnace | E4 |  | Codes & Standards Forecast | 0 | 0 | 0 | 0 | 0 | 0 | 0 | 0 | 0 | 0 | 0 | 0 | 0 | 0 | 0 | 0 | 0 | 0 | 0 | 0 | 0 | 0 | 0 | 0 | 0 | 0 | 0 | 0 | 0 | 0 | 0
Commercial_Grocery_Existing_Space Heating_Natural Gas_Furnace_E5_Codes & Standards Forecast | Commercial | Grocery | Existing | Space Heating | Natural Gas | Furnace | E5 |  | Codes & Standards Forecast | 0 | 0 | 0 | 0 | 0 | 0 | 0 | 0 | 0 | 0 | 0 | 0 | 0 | 0 | 0 | 0 | 0 | 0 | 0 | 0 | 0 | 0 | 0 | 0 | 0 | 0 | 0 | 0 | 0 | 0 | 0
Commercial_Grocery_Existing_Space Heating_Natural Gas_Furnace_E6_Codes & Standards Forecast | Commercial | Grocery | Existing | Space Heating | Natural Gas | Furnace | E6 |  | Codes & Standards Forecast | 0 | 0 | 0 | 0 | 0 | 0 | 0 | 0 | 0 | 0 | 0 | 0 | 0 | 0 | 0 | 0 | 0 | 0 | 0 | 0 | 0 | 0 | 0 | 0 | 0 | 0 | 0 | 0 | 0 | 0 | 0
Commercial_Grocery_Existing_Space Heating_Natural Gas_Furnace_E7_Codes & Standards Forecast | Commercial | Grocery | Existing | Space Heating | Natural Gas | Furnace | E7 |  | Codes & Standards Forecast | 0 | 0 | 0 | 0 | 0 | 0 | 0 | 0 | 0 | 0 | 0 | 0 | 0 | 0 | 0 | 0 | 0 | 0 | 0 | 0 | 0 | 0 | 0 | 0 | 0 | 0 | 0 | 0 | 0 | 0 | 0
Commercial_Grocery_Existing_Space Heating_Natural Gas_Furnace_E8_Codes & Standards Forecast | Commercial | Grocery | Existing | Space Heating | Natural Gas | Furnace | E8 |  | Codes & Standards Forecast | 0 | 0 | 0 | 0 | 0 | 0 | 0 | 0 | 0 | 0 | 0 | 0 | 0 | 0 | 0 | 0 | 0 | 0 | 0 | 0 | 0 | 0 | 0 | 0 | 0 | 0 | 0 | 0 | 0 | 0 | 0
Commercial_Grocery_Existing_Space Heating_Natural Gas_Furnace_E9_Codes & Standards Forecast | Commercial | Grocery | Existing | Space Heating | Natural Gas | Furnace | E9 |  | Codes & Standards Forecast | 0 | 0 | 0 | 0 | 0 | 0 | 0 | 0 | 0 | 0 | 0 | 0 | 0 | 0 | 0 | 0 | 0 | 0 | 0 | 0 | 0 | 0 | 0 | 0 | 0 | 0 | 0 | 0 | 0 | 0 | 0
Commercial_Grocery_Existing_Space Heating_Natural Gas_Furnace_E10_Codes & Standards Forecast | Commercial | Grocery | Existing | Space Heating | Natural Gas | Furnace | E10 |  | Codes & Standards Forecast | 0 | 0 | 0 | 0 | 0 | 0 | 0 | 0 | 0 | 0 | 0 | 0 | 0 | 0 | 0 | 0 | 0 | 0 | 0 | 0 | 0 | 0 | 0 | 0 | 0 | 0 | 0 | 0 | 0 | 0 | 0
Commercial_Grocery_Existing_Space Heating_Natural Gas_Boiler_E1_Codes & Standards Forecast | Commercial | Grocery | Existing | Space Heating | Natural Gas | Boiler | E1 | AFUE 80% (Standard) | Codes & Standards Forecast | 0 | 7473.7648 | 7390.874 | 7302.3772 | 7209.179 | 0 | 0 | 0 | 0 | 0 | 0 | 0 | 0 | 0 | 0 | 0 | 0 | 0 | 0 | 0 | 0 | 0 | 0 | 0 | 0 | 0 | 0 | 0 | 0 | 0 | 0
Commercial_Grocery_Existing_Space Heating_Natural Gas_Boiler_E2_Codes & Standards Forecast | Commercial | Grocery | Existing | Space Heating | Natural Gas | Boiler | E2 | AFUE 85% | Codes & Standards Forecast | 0 | 0 | 0 | 0 | 0 | 0 | 0 | 0 | 0 | 0 | 0 | 0 | 0 | 0 | 0 | 0 | 0 | 0 | 0 | 0 | 0 | 0 | 0 | 0 | 0 | 0 | 0 | 0 | 0 | 0 | 0
Commercial_Grocery_Existing_Space Heating_Natural Gas_Boiler_E3_Codes & Standards Forecast | Commercial | Grocery | Existing | Space Heating | Natural Gas | Boiler | E3 | AFUE 98% | Codes & Standards Forecast | 0 | 0 | 0 | 0 | 0 | 7112.0794 | 7011.7853 | 6908.9211 | 6804.0372 | 6697.6189 | 6590.093 | 6481.8348 | 6373.1733 | 6264.3969 | 6155.7574 | 6047.4745 | 5939.7391 | 5832.717 | 5726.551 | 5621.3642 | 5517.2617 | 5798.1442 | 5550.4344 | 5329.9032 | 5132.8337 | 4956.0008 | 4796.6092 | 4652.2387 | 4520.7966 | 4400.475 | 4289.7149
Commercial_Grocery_Existing_Space Heating_Natural Gas_Boiler_E4_Codes & Standards Forecast | Commercial | Grocery | Existing | Space Heating | Natural Gas | Boiler | E4 | Convert to NG Air Source Heat Pump | Codes & Standards Forecast | 0 | 0 | 0 | 0 | 0 | 0 | 0 | 0 | 0 | 0 | 0 | 0 | 0 | 0 | 0 | 0 | 0 | 0 | 0 | 0 | 0 | 0 | 0 | 0 | 0 | 0 | 0 | 0 | 0 | 0 | 0
Commercial_Grocery_Existing_Space Heating_Natural Gas_Boiler_E5_Codes & Standards Forecast | Commercial | Grocery | Existing | Space Heating | Natural Gas | Boiler | E5 |  | Codes & Standards Forecast | 0 | 0 | 0 | 0 | 0 | 0 | 0 | 0 | 0 | 0 | 0 | 0 | 0 | 0 | 0 | 0 | 0 | 0 | 0 | 0 | 0 | 0 | 0 | 0 | 0 | 0 | 0 | 0 | 0 | 0 | 0
Commercial_Grocery_Existing_Space Heating_Natural Gas_Boiler_E6_Codes & Standards Forecast | Commercial | Grocery | Existing | Space Heating | Natural Gas | Boiler | E6 |  | Codes & Standards Forecast | 0 | 0 | 0 | 0 | 0 | 0 | 0 | 0 | 0 | 0 | 0 | 0 | 0 | 0 | 0 | 0 | 0 | 0 | 0 | 0 | 0 | 0 | 0 | 0 | 0 | 0 | 0 | 0 | 0 | 0 | 0
Commercial_Grocery_Existing_Space Heating_Natural Gas_Boiler_E7_Codes & Standards Forecast | Commercial | Grocery | Existing | Space Heating | Natural Gas | Boiler | E7 |  | Codes & Standards Forecast | 0 | 0 | 0 | 0 | 0 | 0 | 0 | 0 | 0 | 0 | 0 | 0 | 0 | 0 | 0 | 0 | 0 | 0 | 0 | 0 | 0 | 0 | 0 | 0 | 0 | 0 | 0 | 0 | 0 | 0 | 0
Commercial_Grocery_Existing_Space Heating_Natural Gas_Boiler_E8_Codes & Standards Forecast | Commercial | Grocery | Existing | Space Heating | Natural Gas | Boiler | E8 |  | Codes & Standards Forecast | 0 | 0 | 0 | 0 | 0 | 0 | 0 | 0 | 0 | 0 | 0 | 0 | 0 | 0 | 0 | 0 | 0 | 0 | 0 | 0 | 0 | 0 | 0 | 0 | 0 | 0 | 0 | 0 | 0 | 0 | 0
Commercial_Grocery_Existing_Space Heating_Natural Gas_Boiler_E9_Codes & Standards Forecast | Commercial | Grocery | Existing | Space Heating | Natural Gas | Boiler | E9 |  | Codes & Standards Forecast | 0 | 0 | 0 | 0 | 0 | 0 | 0 | 0 | 0 | 0 | 0 | 0 | 0 | 0 | 0 | 0 | 0 | 0 | 0 | 0 | 0 | 0 | 0 | 0 | 0 | 0 | 0 | 0 | 0 | 0 | 0
Commercial_Grocery_Existing_Space Heating_Natural Gas_Boiler_E10_Codes & Standards Forecast | Commercial | Grocery | Existing | Space Heating | Natural Gas | Boiler | E10 |  | Codes & Standards Forecast | 0 | 0 | 0 | 0 | 0 | 0 | 0 | 0 | 0 | 0 | 0 | 0 | 0 | 0 | 0 | 0 | 0 | 0 | 0 | 0 | 0 | 0 | 0 | 0 | 0 | 0 | 0 | 0 | 0 | 0 | 0
Commercial_Grocery_Existing_Space Heating_Natural Gas_Unit Heater_E1_Codes & Standards Forecast | Commercial | Grocery | Existing | Space Heating | Natural Gas | Unit Heater | E1 | Standard | Codes & Standards Forecast | 0 | 1060.339 | 3022.93 | 5748.2044 | 9113.0577 | 0 | 0 | 0 | 0 | 0 | 0 | 0 | 0 | 0 | 0 | 0 | 0 | 0 | 0 | 0 | 0 | 0 | 0 | 0 | 0 | 0 | 0 | 0 | 0 | 0 | 0
Commercial_Grocery_Existing_Space Heating_Natural Gas_Unit Heater_E2_Codes & Standards Forecast | Commercial | Grocery | Existing | Space Heating | Natural Gas | Unit Heater | E2 | Condensing | Codes & Standards Forecast | 0 | 0 | 0 | 0 | 0 | 13009.0205 | 17340.6292 | 22023.9765 | 26985.4195 | 32160.4302 | 36608.5167 | 40535.9952 | 44101.8561 | 47427.0373 | 50602.0242 | 53693.0654 | 56747.2436 | 52889.3631 | 50157.8093 | 48400.5583 | 47379.8636 | 46919.8599 | 46891.1623 | 47199.0099 | 47774.191 | 48566.1431 | 49537.7483 | 49672.4903 | 49286.5265 | 48617.5394 | 47829.1401
Commercial_Grocery_Existing_Space Heating_Natural Gas_Unit Heater_E3_Codes & Standards Forecast | Commercial | Grocery | Existing | Space Heating | Natural Gas | Unit Heater | E3 | Infrared Radiant | Codes & Standards Forecast | 0 | 0 | 0 | 0 | 0 | 0 | 0 | 0 | 0 | 0 | 0 | 0 | 0 | 0 | 0 | 0 | 0 | 0 | 0 | 0 | 0 | 0 | 0 | 0 | 0 | 0 | 0 | 0 | 0 | 0 | 0
Commercial_Grocery_Existing_Space Heating_Natural Gas_Unit Heater_E4_Codes & Standards Forecast | Commercial | Grocery | Existing | Space Heating | Natural Gas | Unit Heater | E4 |  | Codes & Standards Forecast | 0 | 0 | 0 | 0 | 0 | 0 | 0 | 0 | 0 | 0 | 0 | 0 | 0 | 0 | 0 | 0 | 0 | 0 | 0 | 0 | 0 | 0 | 0 | 0 | 0 | 0 | 0 | 0 | 0 | 0 | 0
Commercial_Grocery_Existing_Space Heating_Natural Gas_Unit Heater_E5_Codes & Standards Forecast | Commercial | Grocery | Existing | Space Heating | Natural Gas | Unit Heater | E5 |  | Codes & Standards Forecast | 0 | 0 | 0 | 0 | 0 | 0 | 0 | 0 | 0 | 0 | 0 | 0 | 0 | 0 | 0 | 0 | 0 | 0 | 0 | 0 | 0 | 0 | 0 | 0 | 0 | 0 | 0 | 0 | 0 | 0 | 0
Commercial_Grocery_Existing_Space Heating_Natural Gas_Unit Heater_E6_Codes & Standards Forecast | Commercial | Grocery | Existing | Space Heating | Natural Gas | Unit Heater | E6 |  | Codes & Standards Forecast | 0 | 0 | 0 | 0 | 0 | 0 | 0 | 0 | 0 | 0 | 0 | 0 | 0 | 0 | 0 | 0 | 0 | 0 | 0 | 0 | 0 | 0 | 0 | 0 | 0 | 0 | 0 | 0 | 0 | 0 | 0
Commercial_Grocery_Existing_Space Heating_Natural Gas_Unit Heater_E7_Codes & Standards Forecast | Commercial | Grocery | Existing | Space Heating | Natural Gas | Unit Heater | E7 |  | Codes & Standards Forecast | 0 | 0 | 0 | 0 | 0 | 0 | 0 | 0 | 0 | 0 | 0 | 0 | 0 | 0 | 0 | 0 | 0 | 0 | 0 | 0 | 0 | 0 | 0 | 0 | 0 | 0 | 0 | 0 | 0 | 0 | 0
Commercial_Grocery_Existing_Space Heating_Natural Gas_Unit Heater_E8_Codes & Standards Forecast | Commercial | Grocery | Existing | Space Heating | Natural Gas | Unit Heater | E8 |  | Codes & Standards Forecast | 0 | 0 | 0 | 0 | 0 | 0 | 0 | 0 | 0 | 0 | 0 | 0 | 0 | 0 | 0 | 0 | 0 | 0 | 0 | 0 | 0 | 0 | 0 | 0 | 0 | 0 | 0 | 0 | 0 | 0 | 0
Commercial_Grocery_Existing_Space Heating_Natural Gas_Unit Heater_E9_Codes & Standards Forecast | Commercial | Grocery | Existing | Space Heating | Natural Gas | Unit Heater | E9 |  | Codes & Standards Forecast | 0 | 0 | 0 | 0 | 0 | 0 | 0 | 0 | 0 | 0 | 0 | 0 | 0 | 0 | 0 | 0 | 0 | 0 | 0 | 0 | 0 | 0 | 0 | 0 | 0 | 0 | 0 | 0 | 0 | 0 | 0
Commercial_Grocery_Existing_Space Heating_Natural Gas_Unit Heater_E10_Codes & Standards Forecast | Commercial | Grocery | Existing | Space Heating | Natural Gas | Unit Heater | E10 |  | Codes & Standards Forecast | 0 | 0 | 0 | 0 | 0 | 0 | 0 | 0 | 0 | 0 | 0 | 0 | 0 | 0 | 0 | 0 | 0 | 0 | 0 | 0 | 0 | 0 | 0 | 0 | 0 | 0 | 0 | 0 | 0 | 0 | 0
Commercial_Grocery_Existing_Water Heating_Natural Gas_Water Heater_E1_Codes & Standards Forecast | Commercial | Grocery | Existing | Water Heating | Natural Gas | Water Heater | E1 | TE 0.80 | Codes & Standards Forecast | 0 | 61590.7423 | 66943.5377 | 71470.9561 | 75267.8673 | 78418.6952 | 80998.559 | 83074.2905 | 84705.3399 | 85944.5825 | 97109.2673 | 106645.1774 | 104874.6857 | 103100.068 | 101325.7198 | 111723.5124 | 108633.2967 | 105698.2394 | 102905.0532 | 101954.3836 | 102244.5607 | 101682.7266 | 100506.1301 | 98895.6268 | 101046.4371 | 101684.7526 | 99272.5844 | 96705.507 | 94347.1478 | 94783.711 | 92265.5496
Commercial_Grocery_Existing_Water Heating_Natural Gas_Water Heater_E2_Codes & Standards Forecast | Commercial | Grocery | Existing | Water Heating | Natural Gas | Water Heater | E2 | TE 0.90 | Codes & Standards Forecast | 0 | 0 | 0 | 0 | 0 | 0 | 0 | 0 | 0 | 0 | 0 | 0 | 0 | 0 | 0 | 0 | 0 | 0 | 0 | 0 | 0 | 0 | 0 | 0 | 0 | 0 | 0 | 0 | 0 | 0 | 0
Commercial_Grocery_Existing_Water Heating_Natural Gas_Water Heater_E3_Codes & Standards Forecast | Commercial | Grocery | Existing | Water Heating | Natural Gas | Water Heater | E3 | TE 0.94 | Codes & Standards Forecast | 0 | 0 | 0 | 0 | 0 | 0 | 0 | 0 | 0 | 0 | 0 | 0 | 0 | 0 | 0 | 0 | 0 | 0 | 0 | 0 | 0 | 0 | 0 | 0 | 0 | 0 | 0 | 0 | 0 | 0 | 0
Commercial_Grocery_Existing_Water Heating_Natural Gas_Water Heater_E4_Codes & Standards Forecast | Commercial | Grocery | Existing | Water Heating | Natural Gas | Water Heater | E4 | Instantaneous TE 0.94 | Codes & Standards Forecast | 0 | 0 | 0 | 0 | 0 | 0 | 0 | 0 | 0 | 0 | 0 | 0 | 0 | 0 | 0 | 0 | 0 | 0 | 0 | 0 | 0 | 0 | 0 | 0 | 0 | 0 | 0 | 0 | 0 | 0 | 0
Commercial_Grocery_Existing_Water Heating_Natural Gas_Water Heater_E5_Codes & Standards Forecast | Commercial | Grocery | Existing | Water Heating | Natural Gas | Water Heater | E5 | Gas-Fired Absorption HPWH | Codes & Standards Forecast | 0 | 0 | 0 | 0 | 0 | 0 | 0 | 0 | 0 | 0 | 0 | 0 | 0 | 0 | 0 | 0 | 0 | 0 | 0 | 0 | 0 | 0 | 0 | 0 | 0 | 0 | 0 | 0 | 0 | 0 | 0
Commercial_Grocery_Existing_Water Heating_Natural Gas_Water Heater_E6_Codes & Standards Forecast | Commercial | Grocery | Existing | Water Heating | Natural Gas | Water Heater | E6 |  | Codes & Standards Forecast | 0 | 0 | 0 | 0 | 0 | 0 | 0 | 0 | 0 | 0 | 0 | 0 | 0 | 0 | 0 | 0 | 0 | 0 | 0 | 0 | 0 | 0 | 0 | 0 | 0 | 0 | 0 | 0 | 0 | 0 | 0
Commercial_Grocery_Existing_Water Heating_Natural Gas_Water Heater_E7_Codes & Standards Forecast | Commercial | Grocery | Existing | Water Heating | Natural Gas | Water Heater | E7 |  | Codes & Standards Forecast | 0 | 0 | 0 | 0 | 0 | 0 | 0 | 0 | 0 | 0 | 0 | 0 | 0 | 0 | 0 | 0 | 0 | 0 | 0 | 0 | 0 | 0 | 0 | 0 | 0 | 0 | 0 | 0 | 0 | 0 | 0
Commercial_Grocery_Existing_Water Heating_Natural Gas_Water Heater_E8_Codes & Standards Forecast | Commercial | Grocery | Existing | Water Heating | Natural Gas | Water Heater | E8 |  | Codes & Standards Forecast | 0 | 0 | 0 | 0 | 0 | 0 | 0 | 0 | 0 | 0 | 0 | 0 | 0 | 0 | 0 | 0 | 0 | 0 | 0 | 0 | 0 | 0 | 0 | 0 | 0 | 0 | 0 | 0 | 0 | 0 | 0
Commercial_Grocery_Existing_Water Heating_Natural Gas_Water Heater_E9_Codes & Standards Forecast | Commercial | Grocery | Existing | Water Heating | Natural Gas | Water Heater | E9 |  | Codes & Standards Forecast | 0 | 0 | 0 | 0 | 0 | 0 | 0 | 0 | 0 | 0 | 0 | 0 | 0 | 0 | 0 | 0 | 0 | 0 | 0 | 0 | 0 | 0 | 0 | 0 | 0 | 0 | 0 | 0 | 0 | 0 | 0
Commercial_Grocery_Existing_Water Heating_Natural Gas_Water Heater_E10_Codes & Standards Forecast | Commercial | Grocery | Existing | Water Heating | Natural Gas | Water Heater | E10 |  | Codes & Standards Forecast | 0 | 0 | 0 | 0 | 0 | 0 | 0 | 0 | 0 | 0 | 0 | 0 | 0 | 0 | 0 | 0 | 0 | 0 | 0 | 0 | 0 | 0 | 0 | 0 | 0 | 0 | 0 | 0 | 0 | 0 | 0
Commercial_Grocery_Existing_Food Preparation_Natural Gas_Oven_E1_Codes & Standards Forecast | Commercial | Grocery | Existing | Food Preparation | Natural Gas | Oven | E1 | Standard | Codes & Standards Forecast | 0 | 27942.0261 | 35598.1413 | 41326.7037 | 45549.5414 | 48597.2581 | 50728.9396 | 52147.6041 | 53012.3148 | 53447.6761 | 45785.745 | 40969.5063 | 38127.9414 | 36625.9302 | 36004.526 | 35935.7393 | 41947.8426 | 42999.296 | 43621.3917 | 42831.8331 | 41335.1652 | 39574.8645 | 37816.3287 | 36205.8454 | 34812.0697 | 32854.5213 | 31966.7361 | 31723.0073 | 31684.6664 | 31625.4231 | 31447.4801
Commercial_Grocery_Existing_Food Preparation_Natural Gas_Oven_E2_Codes & Standards Forecast | Commercial | Grocery | Existing | Food Preparation | Natural Gas | Oven | E2 | ENERGY STAR (EF ≥ 44%) Convection Oven utilizing ASTM Std F1496 | Codes & Standards Forecast | 0 | 0 | 0 | 0 | 0 | 0 | 0 | 0 | 0 | 0 | 0 | 0 | 0 | 0 | 0 | 0 | 0 | 0 | 0 | 0 | 0 | 0 | 0 | 0 | 0 | 0 | 0 | 0 | 0 | 0 | 0
Commercial_Grocery_Existing_Food Preparation_Natural Gas_Oven_E3_Codes & Standards Forecast | Commercial | Grocery | Existing | Food Preparation | Natural Gas | Oven | E3 |  | Codes & Standards Forecast | 0 | 0 | 0 | 0 | 0 | 0 | 0 | 0 | 0 | 0 | 0 | 0 | 0 | 0 | 0 | 0 | 0 | 0 | 0 | 0 | 0 | 0 | 0 | 0 | 0 | 0 | 0 | 0 | 0 | 0 | 0
Commercial_Grocery_Existing_Food Preparation_Natural Gas_Oven_E4_Codes & Standards Forecast | Commercial | Grocery | Existing | Food Preparation | Natural Gas | Oven | E4 |  | Codes & Standards Forecast | 0 | 0 | 0 | 0 | 0 | 0 | 0 | 0 | 0 | 0 | 0 | 0 | 0 | 0 | 0 | 0 | 0 | 0 | 0 | 0 | 0 | 0 | 0 | 0 | 0 | 0 | 0 | 0 | 0 | 0 | 0
Commercial_Grocery_Existing_Food Preparation_Natural Gas_Oven_E5_Codes & Standards Forecast | Commercial | Grocery | Existing | Food Preparation | Natural Gas | Oven | E5 |  | Codes & Standards Forecast | 0 | 0 | 0 | 0 | 0 | 0 | 0 | 0 | 0 | 0 | 0 | 0 | 0 | 0 | 0 | 0 | 0 | 0 | 0 | 0 | 0 | 0 | 0 | 0 | 0 | 0 | 0 | 0 | 0 | 0 | 0
Commercial_Grocery_Existing_Food Preparation_Natural Gas_Oven_E6_Codes & Standards Forecast | Commercial | Grocery | Existing | Food Preparation | Natural Gas | Oven | E6 |  | Codes & Standards Forecast | 0 | 0 | 0 | 0 | 0 | 0 | 0 | 0 | 0 | 0 | 0 | 0 | 0 | 0 | 0 | 0 | 0 | 0 | 0 | 0 | 0 | 0 | 0 | 0 | 0 | 0 | 0 | 0 | 0 | 0 | 0
Commercial_Grocery_Existing_Food Preparation_Natural Gas_Oven_E7_Codes & Standards Forecast | Commercial | Grocery | Existing | Food Preparation | Natural Gas | Oven | E7 |  | Codes & Standards Forecast | 0 | 0 | 0 | 0 | 0 | 0 | 0 | 0 | 0 | 0 | 0 | 0 | 0 | 0 | 0 | 0 | 0 | 0 | 0 | 0 | 0 | 0 | 0 | 0 | 0 | 0 | 0 | 0 | 0 | 0 | 0
Commercial_Grocery_Existing_Food Preparation_Natural Gas_Oven_E8_Codes & Standards Forecast | Commercial | Grocery | Existing | Food Preparation | Natural Gas | Oven | E8 |  | Codes & Standards Forecast | 0 | 0 | 0 | 0 | 0 | 0 | 0 | 0 | 0 | 0 | 0 | 0 | 0 | 0 | 0 | 0 | 0 | 0 | 0 | 0 | 0 | 0 | 0 | 0 | 0 | 0 | 0 | 0 | 0 | 0 | 0
Commercial_Grocery_Existing_Food Preparation_Natural Gas_Oven_E9_Codes & Standards Forecast | Commercial | Grocery | Existing | Food Preparation | Natural Gas | Oven | E9 |  | Codes & Standards Forecast | 0 | 0 | 0 | 0 | 0 | 0 | 0 | 0 | 0 | 0 | 0 | 0 | 0 | 0 | 0 | 0 | 0 | 0 | 0 | 0 | 0 | 0 | 0 | 0 | 0 | 0 | 0 | 0 | 0 | 0 | 0
Commercial_Grocery_Existing_Food Preparation_Natural Gas_Oven_E10_Codes & Standards Forecast | Commercial | Grocery | Existing | Food Preparation | Natural Gas | Oven | E10 |  | Codes & Standards Forecast | 0 | 0 | 0 | 0 | 0 | 0 | 0 | 0 | 0 | 0 | 0 | 0 | 0 | 0 | 0 | 0 | 0 | 0 | 0 | 0 | 0 | 0 | 0 | 0 | 0 | 0 | 0 | 0 | 0 | 0 | 0
Commercial_Grocery_Existing_Food Preparation_Natural Gas_Conveyor Oven_E1_Codes & Standards Forecast | Commercial | Grocery | Existing | Food Preparation | Natural Gas | Conveyor Oven | E1 | Standard | Codes & Standards Forecast | 0 | 0 | 0 | 0 | 0 | 1288.6418 | 3536.033 | 6485.0845 | 9935.7435 | 13732.6336 | 16590.5352 | 18714.647 | 20265.7973 | 21370.0289 | 22126.1136 | 22611.4438 | 22886.6512 | 17943.1345 | 14067.4175 | 11028.8553 | 8646.6226 | 6965.4953 | 5972.8228 | 5621.471 | 5845.5269 | 6570.8229 | 7774.1774 | 9193.9475 | 10659.6412 | 12064.7393 | 13347.0049
Commercial_Grocery_Existing_Food Preparation_Natural Gas_Conveyor Oven_E2_Codes & Standards Forecast | Commercial | Grocery | Existing | Food Preparation | Natural Gas | Conveyor Oven | E2 | ENERGY STAR (EF ≥ 44%) Convection Oven utilizing ASTM Std F1496 | Codes & Standards Forecast | 0 | 0 | 0 | 0 | 0 | 0 | 0 | 0 | 0 | 0 | 0 | 0 | 0 | 0 | 0 | 0 | 0 | 0 | 0 | 0 | 0 | 0 | 0 | 0 | 0 | 0 | 0 | 0 | 0 | 0 | 0
Commercial_Grocery_Existing_Food Preparation_Natural Gas_Conveyor Oven_E3_Codes & Standards Forecast | Commercial | Grocery | Existing | Food Preparation | Natural Gas | Conveyor Oven | E3 |  | Codes & Standards Forecast | 0 | 0 | 0 | 0 | 0 | 0 | 0 | 0 | 0 | 0 | 0 | 0 | 0 | 0 | 0 | 0 | 0 | 0 | 0 | 0 | 0 | 0 | 0 | 0 | 0 | 0 | 0 | 0 | 0 | 0 | 0
Commercial_Grocery_Existing_Food Preparation_Natural Gas_Conveyor Oven_E4_Codes & Standards Forecast | Commercial | Grocery | Existing | Food Preparation | Natural Gas | Conveyor Oven | E4 |  | Codes & Standards Forecast | 0 | 0 | 0 | 0 | 0 | 0 | 0 | 0 | 0 | 0 | 0 | 0 | 0 | 0 | 0 | 0 | 0 | 0 | 0 | 0 | 0 | 0 | 0 | 0 | 0 | 0 | 0 | 0 | 0 | 0 | 0
Commercial_Grocery_Existing_Food Preparation_Natural Gas_Conveyor Oven_E5_Codes & Standards Forecast | Commercial | Grocery | Existing | Food Preparation | Natural Gas | Conveyor Oven | E5 |  | Codes & Standards Forecast | 0 | 0 | 0 | 0 | 0 | 0 | 0 | 0 | 0 | 0 | 0 | 0 | 0 | 0 | 0 | 0 | 0 | 0 | 0 | 0 | 0 | 0 | 0 | 0 | 0 | 0 | 0 | 0 | 0 | 0 | 0
Commercial_Grocery_Existing_Food Preparation_Natural Gas_Conveyor Oven_E6_Codes & Standards Forecast | Commercial | Grocery | Existing | Food Preparation | Natural Gas | Conveyor Oven | E6 |  | Codes & Standards Forecast | 0 | 0 | 0 | 0 | 0 | 0 | 0 | 0 | 0 | 0 | 0 | 0 | 0 | 0 | 0 | 0 | 0 | 0 | 0 | 0 | 0 | 0 | 0 | 0 | 0 | 0 | 0 | 0 | 0 | 0 | 0
Commercial_Grocery_Existing_Food Preparation_Natural Gas_Conveyor Oven_E7_Codes & Standards Forecast | Commercial | Grocery | Existing | Food Preparation | Natural Gas | Conveyor Oven | E7 |  | Codes & Standards Forecast | 0 | 0 | 0 | 0 | 0 | 0 | 0 | 0 | 0 | 0 | 0 | 0 | 0 | 0 | 0 | 0 | 0 | 0 | 0 | 0 | 0 | 0 | 0 | 0 | 0 | 0 | 0 | 0 | 0 | 0 | 0
Commercial_Grocery_Existing_Food Preparation_Natural Gas_Conveyor Oven_E8_Codes & Standards Forecast | Commercial | Grocery | Existing | Food Preparation | Natural Gas | Conveyor Oven | E8 |  | Codes & Standards Forecast | 0 | 0 | 0 | 0 | 0 | 0 | 0 | 0 | 0 | 0 | 0 | 0 | 0 | 0 | 0 | 0 | 0 | 0 | 0 | 0 | 0 | 0 | 0 | 0 | 0 | 0 | 0 | 0 | 0 | 0 | 0
Commercial_Grocery_Existing_Food Preparation_Natural Gas_Conveyor Oven_E9_Codes & Standards Forecast | Commercial | Grocery | Existing | Food Preparation | Natural Gas | Conveyor Oven | E9 |  | Codes & Standards Forecast | 0 | 0 | 0 | 0 | 0 | 0 | 0 | 0 | 0 | 0 | 0 | 0 | 0 | 0 | 0 | 0 | 0 | 0 | 0 | 0 | 0 | 0 | 0 | 0 | 0 | 0 | 0 | 0 | 0 | 0 | 0
Commercial_Grocery_Existing_Food Preparation_Natural Gas_Conveyor Oven_E10_Codes & Standards Forecast | Commercial | Grocery | Existing | Food Preparation | Natural Gas | Conveyor Oven | E10 |  | Codes & Standards Forecast | 0 | 0 | 0 | 0 | 0 | 0 | 0 | 0 | 0 | 0 | 0 | 0 | 0 | 0 | 0 | 0 | 0 | 0 | 0 | 0 | 0 | 0 | 0 | 0 | 0 | 0 | 0 | 0 | 0 | 0 | 0
Commercial_Grocery_Existing_Food Preparation_Natural Gas_Double Rack Oven_E1_Codes & Standards Forecast | Commercial | Grocery | Existing | Food Preparation | Natural Gas | Double Rack Oven | E1 | Standard | Codes & Standards Forecast | 0 | 7761.6739 | 10564.5006 | 12930.0097 | 14916.0878 | 16573.1303 | 17945.0072 | 19069.905 | 19981.0598 | 20707.3958 | 18038.4425 | 15713.4877 | 14931.1969 | 14590.3175 | 14548.2092 | 14699.3814 | 14966.6472 | 16766.9874 | 17358.6711 | 17819.0382 | 18166.1149 | 17897.4067 | 17215.6283 | 16469.7862 | 15755.4991 | 15123.4592 | 13981.3424 | 13158.3045 | 13062.9746 | 13144.3791 | 13320.4243
Commercial_Grocery_Existing_Food Preparation_Natural Gas_Double Rack Oven_E2_Codes & Standards Forecast | Commercial | Grocery | Existing | Food Preparation | Natural Gas | Double Rack Oven | E2 | FTSC Qualified (>50% Cooking Efficiency) | Codes & Standards Forecast | 0 | 0 | 0 | 0 | 0 | 0 | 0 | 0 | 0 | 0 | 0 | 0 | 0 | 0 | 0 | 0 | 0 | 0 | 0 | 0 | 0 | 0 | 0 | 0 | 0 | 0 | 0 | 0 | 0 | 0 | 0
Commercial_Grocery_Existing_Food Preparation_Natural Gas_Double Rack Oven_E3_Codes & Standards Forecast | Commercial | Grocery | Existing | Food Preparation | Natural Gas | Double Rack Oven | E3 |  | Codes & Standards Forecast | 0 | 0 | 0 | 0 | 0 | 0 | 0 | 0 | 0 | 0 | 0 | 0 | 0 | 0 | 0 | 0 | 0 | 0 | 0 | 0 | 0 | 0 | 0 | 0 | 0 | 0 | 0 | 0 | 0 | 0 | 0
Commercial_Grocery_Existing_Food Preparation_Natural Gas_Double Rack Oven_E4_Codes & Standards Forecast | Commercial | Grocery | Existing | Food Preparation | Natural Gas | Double Rack Oven | E4 |  | Codes & Standards Forecast | 0 | 0 | 0 | 0 | 0 | 0 | 0 | 0 | 0 | 0 | 0 | 0 | 0 | 0 | 0 | 0 | 0 | 0 | 0 | 0 | 0 | 0 | 0 | 0 | 0 | 0 | 0 | 0 | 0 | 0 | 0
Commercial_Grocery_Existing_Food Preparation_Natural Gas_Double Rack Oven_E5_Codes & Standards Forecast | Commercial | Grocery | Existing | Food Preparation | Natural Gas | Double Rack Oven | E5 |  | Codes & Standards Forecast | 0 | 0 | 0 | 0 | 0 | 0 | 0 | 0 | 0 | 0 | 0 | 0 | 0 | 0 | 0 | 0 | 0 | 0 | 0 | 0 | 0 | 0 | 0 | 0 | 0 | 0 | 0 | 0 | 0 | 0 | 0
Commercial_Grocery_Existing_Food Preparation_Natural Gas_Double Rack Oven_E6_Codes & Standards Forecast | Commercial | Grocery | Existing | Food Preparation | Natural Gas | Double Rack Oven | E6 |  | Codes & Standards Forecast | 0 | 0 | 0 | 0 | 0 | 0 | 0 | 0 | 0 | 0 | 0 | 0 | 0 | 0 | 0 | 0 | 0 | 0 | 0 | 0 | 0 | 0 | 0 | 0 | 0 | 0 | 0 | 0 | 0 | 0 | 0
Commercial_Grocery_Existing_Food Preparation_Natural Gas_Double Rack Oven_E7_Codes & Standards Forecast | Commercial | Grocery | Existing | Food Preparation | Natural Gas | Double Rack Oven | E7 |  | Codes & Standards Forecast | 0 | 0 | 0 | 0 | 0 | 0 | 0 | 0 | 0 | 0 | 0 | 0 | 0 | 0 | 0 | 0 | 0 | 0 | 0 | 0 | 0 | 0 | 0 | 0 | 0 | 0 | 0 | 0 | 0 | 0 | 0
Commercial_Grocery_Existing_Food Preparation_Natural Gas_Double Rack Oven_E8_Codes & Standards Forecast | Commercial | Grocery | Existing | Food Preparation | Natural Gas | Double Rack Oven | E8 |  | Codes & Standards Forecast | 0 | 0 | 0 | 0 | 0 | 0 | 0 | 0 | 0 | 0 | 0 | 0 | 0 | 0 | 0 | 0 | 0 | 0 | 0 | 0 | 0 | 0 | 0 | 0 | 0 | 0 | 0 | 0 | 0 | 0 | 0
Commercial_Grocery_Existing_Food Preparation_Natural Gas_Double Rack Oven_E9_Codes & Standards Forecast | Commercial | Grocery | Existing | Food Preparation | Natural Gas | Double Rack Oven | E9 |  | Codes & Standards Forecast | 0 | 0 | 0 | 0 | 0 | 0 | 0 | 0 | 0 | 0 | 0 | 0 | 0 | 0 | 0 | 0 | 0 | 0 | 0 | 0 | 0 | 0 | 0 | 0 | 0 | 0 | 0 | 0 | 0 | 0 | 0
Commercial_Grocery_Existing_Food Preparation_Natural Gas_Double Rack Oven_E10_Codes & Standards Forecast | Commercial | Grocery | Existing | Food Preparation | Natural Gas | Double Rack Oven | E10 |  | Codes & Standards Forecast | 0 | 0 | 0 | 0 | 0 | 0 | 0 | 0 | 0 | 0 | 0 | 0 | 0 | 0 | 0 | 0 | 0 | 0 | 0 | 0 | 0 | 0 | 0 | 0 | 0 | 0 | 0 | 0 | 0 | 0 | 0
Commercial_Grocery_Existing_Food Preparation_Natural Gas_Fryer_E1_Codes & Standards Forecast | Commercial | Grocery | Existing | Food Preparation | Natural Gas | Fryer | E1 | Standard | Codes & Standards Forecast | 0 | 45062.5476 | 48978.8926 | 0 | 0 | 0 | 0 | 0 | 0 | 0 | 0 | 0 | 0 | 0 | 0 | 0 | 0 | 0 | 0 | 0 | 0 | 0 | 0 | 0 | 0 | 0 | 0 | 0 | 0 | 0 | 0
Commercial_Grocery_Existing_Food Preparation_Natural Gas_Fryer_E2_Codes & Standards Forecast | Commercial | Grocery | Existing | Food Preparation | Natural Gas | Fryer | E2 | ENERGY STAR | Codes & Standards Forecast | 0 | 0 | 0 | 52291.3548 | 55069.3453 | 57374.6321 | 59262.1761 | 60780.8744 | 61974.2231 | 70548.4185 | 77880.5466 | 84112.2399 | 82152.9581 | 80263.0842 | 87522.2994 | 84766.6174 | 82175.7111 | 81038.9687 | 80892.52 | 81390.0731 | 81047.6775 | 80102.1101 | 81824.9146 | 82255.8655 | 81751.2228 | 79349.4944 | 77281.525 | 77433.6255 | 75373.025 | 73501.2137 | 72504.8617
Commercial_Grocery_Existing_Food Preparation_Natural Gas_Fryer_E3_Codes & Standards Forecast | Commercial | Grocery | Existing | Food Preparation | Natural Gas | Fryer | E3 |  | Codes & Standards Forecast | 0 | 0 | 0 | 0 | 0 | 0 | 0 | 0 | 0 | 0 | 0 | 0 | 0 | 0 | 0 | 0 | 0 | 0 | 0 | 0 | 0 | 0 | 0 | 0 | 0 | 0 | 0 | 0 | 0 | 0 | 0
Commercial_Grocery_Existing_Food Preparation_Natural Gas_Fryer_E4_Codes & Standards Forecast | Commercial | Grocery | Existing | Food Preparation | Natural Gas | Fryer | E4 |  | Codes & Standards Forecast | 0 | 0 | 0 | 0 | 0 | 0 | 0 | 0 | 0 | 0 | 0 | 0 | 0 | 0 | 0 | 0 | 0 | 0 | 0 | 0 | 0 | 0 | 0 | 0 | 0 | 0 | 0 | 0 | 0 | 0 | 0
Commercial_Grocery_Existing_Food Preparation_Natural Gas_Fryer_E5_Codes & Standards Forecast | Commercial | Grocery | Existing | Food Preparation | Natural Gas | Fryer | E5 |  | Codes & Standards Forecast | 0 | 0 | 0 | 0 | 0 | 0 | 0 | 0 | 0 | 0 | 0 | 0 | 0 | 0 | 0 | 0 | 0 | 0 | 0 | 0 | 0 | 0 | 0 | 0 | 0 | 0 | 0 | 0 | 0 | 0 | 0
Commercial_Grocery_Existing_Food Preparation_Natural Gas_Fryer_E6_Codes & Standards Forecast | Commercial | Grocery | Existing | Food Preparation | Natural Gas | Fryer | E6 |  | Codes & Standards Forecast | 0 | 0 | 0 | 0 | 0 | 0 | 0 | 0 | 0 | 0 | 0 | 0 | 0 | 0 | 0 | 0 | 0 | 0 | 0 | 0 | 0 | 0 | 0 | 0 | 0 | 0 | 0 | 0 | 0 | 0 | 0
Commercial_Grocery_Existing_Food Preparation_Natural Gas_Fryer_E7_Codes & Standards Forecast | Commercial | Grocery | Existing | Food Preparation | Natural Gas | Fryer | E7 |  | Codes & Standards Forecast | 0 | 0 | 0 | 0 | 0 | 0 | 0 | 0 | 0 | 0 | 0 | 0 | 0 | 0 | 0 | 0 | 0 | 0 | 0 | 0 | 0 | 0 | 0 | 0 | 0 | 0 | 0 | 0 | 0 | 0 | 0
Commercial_Grocery_Existing_Food Preparation_Natural Gas_Fryer_E8_Codes & Standards Forecast | Commercial | Grocery | Existing | Food Preparation | Natural Gas | Fryer | E8 |  | Codes & Standards Forecast | 0 | 0 | 0 | 0 | 0 | 0 | 0 | 0 | 0 | 0 | 0 | 0 | 0 | 0 | 0 | 0 | 0 | 0 | 0 | 0 | 0 | 0 | 0 | 0 | 0 | 0 | 0 | 0 | 0 | 0 | 0
Commercial_Grocery_Existing_Food Preparation_Natural Gas_Fryer_E9_Codes & Standards Forecast | Commercial | Grocery | Existing | Food Preparation | Natural Gas | Fryer | E9 |  | Codes & Standards Forecast | 0 | 0 | 0 | 0 | 0 | 0 | 0 | 0 | 0 | 0 | 0 | 0 | 0 | 0 | 0 | 0 | 0 | 0 | 0 | 0 | 0 | 0 | 0 | 0 | 0 | 0 | 0 | 0 | 0 | 0 | 0
Commercial_Grocery_Existing_Food Preparation_Natural Gas_Fryer_E10_Codes & Standards Forecast | Commercial | Grocery | Existing | Food Preparation | Natural Gas | Fryer | E10 |  | Codes & Standards Forecast | 0 | 0 | 0 | 0 | 0 | 0 | 0 | 0 | 0 | 0 | 0 | 0 | 0 | 0 | 0 | 0 | 0 | 0 | 0 | 0 | 0 | 0 | 0 | 0 | 0 | 0 | 0 | 0 | 0 | 0 | 0
Commercial_Grocery_Existing_Food Preparation_Natural Gas_Broiler_E1_Codes & Standards Forecast | Commercial | Grocery | Existing | Food Preparation | Natural Gas | Broiler | E1 | Standard | Codes & Standards Forecast | 0 | 3062.8043 | 3418.4299 | 3713.2115 | 3955.2915 | 4151.7567 | 4308.7745 | 4431.7118 | 4525.238 | 4593.4153 | 4001.3751 | 3485.6423 | 3526.8784 | 3577.0241 | 3629.455 | 3679.6316 | 3724.5635 | 4343.5345 | 4326.8296 | 4301.4152 | 4268.6311 | 4127.4025 | 3916.0434 | 3741.224 | 3598.5044 | 3483.0818 | 3269.1065 | 3115.107 | 3192.2797 | 3247.6521 | 3283.8697
Commercial_Grocery_Existing_Food Preparation_Natural Gas_Broiler_E2_Codes & Standards Forecast | Commercial | Grocery | Existing | Food Preparation | Natural Gas | Broiler | E2 | Infrared Burners | Codes & Standards Forecast | 0 | 0 | 0 | 0 | 0 | 0 | 0 | 0 | 0 | 0 | 0 | 0 | 0 | 0 | 0 | 0 | 0 | 0 | 0 | 0 | 0 | 0 | 0 | 0 | 0 | 0 | 0 | 0 | 0 | 0 | 0
Commercial_Grocery_Existing_Food Preparation_Natural Gas_Broiler_E3_Codes & Standards Forecast | Commercial | Grocery | Existing | Food Preparation | Natural Gas | Broiler | E3 |  | Codes & Standards Forecast | 0 | 0 | 0 | 0 | 0 | 0 | 0 | 0 | 0 | 0 | 0 | 0 | 0 | 0 | 0 | 0 | 0 | 0 | 0 | 0 | 0 | 0 | 0 | 0 | 0 | 0 | 0 | 0 | 0 | 0 | 0
Commercial_Grocery_Existing_Food Preparation_Natural Gas_Broiler_E4_Codes & Standards Forecast | Commercial | Grocery | Existing | Food Preparation | Natural Gas | Broiler | E4 |  | Codes & Standards Forecast | 0 | 0 | 0 | 0 | 0 | 0 | 0 | 0 | 0 | 0 | 0 | 0 | 0 | 0 | 0 | 0 | 0 | 0 | 0 | 0 | 0 | 0 | 0 | 0 | 0 | 0 | 0 | 0 | 0 | 0 | 0
Commercial_Grocery_Existing_Food Preparation_Natural Gas_Broiler_E5_Codes & Standards Forecast | Commercial | Grocery | Existing | Food Preparation | Natural Gas | Broiler | E5 |  | Codes & Standards Forecast | 0 | 0 | 0 | 0 | 0 | 0 | 0 | 0 | 0 | 0 | 0 | 0 | 0 | 0 | 0 | 0 | 0 | 0 | 0 | 0 | 0 | 0 | 0 | 0 | 0 | 0 | 0 | 0 | 0 | 0 | 0
Commercial_Grocery_Existing_Food Preparation_Natural Gas_Broiler_E6_Codes & Standards Forecast | Commercial | Grocery | Existing | Food Preparation | Natural Gas | Broiler | E6 |  | Codes & Standards Forecast | 0 | 0 | 0 | 0 | 0 | 0 | 0 | 0 | 0 | 0 | 0 | 0 | 0 | 0 | 0 | 0 | 0 | 0 | 0 | 0 | 0 | 0 | 0 | 0 | 0 | 0 | 0 | 0 | 0 | 0 | 0
Commercial_Grocery_Existing_Food Preparation_Natural Gas_Broiler_E7_Codes & Standards Forecast | Commercial | Grocery | Existing | Food Preparation | Natural Gas | Broiler | E7 |  | Codes & Standards Forecast | 0 | 0 | 0 | 0 | 0 | 0 | 0 | 0 | 0 | 0 | 0 | 0 | 0 | 0 | 0 | 0 | 0 | 0 | 0 | 0 | 0 | 0 | 0 | 0 | 0 | 0 | 0 | 0 | 0 | 0 | 0
Commercial_Grocery_Existing_Food Preparation_Natural Gas_Broiler_E8_Codes & Standards Forecast | Commercial | Grocery | Existing | Food Preparation | Natural Gas | Broiler | E8 |  | Codes & Standards Forecast | 0 | 0 | 0 | 0 | 0 | 0 | 0 | 0 | 0 | 0 | 0 | 0 | 0 | 0 | 0 | 0 | 0 | 0 | 0 | 0 | 0 | 0 | 0 | 0 | 0 | 0 | 0 | 0 | 0 | 0 | 0
Commercial_Grocery_Existing_Food Preparation_Natural Gas_Broiler_E9_Codes & Standards Forecast | Commercial | Grocery | Existing | Food Preparation | Natural Gas | Broiler | E9 |  | Codes & Standards Forecast | 0 | 0 | 0 | 0 | 0 | 0 | 0 | 0 | 0 | 0 | 0 | 0 | 0 | 0 | 0 | 0 | 0 | 0 | 0 | 0 | 0 | 0 | 0 | 0 | 0 | 0 | 0 | 0 | 0 | 0 | 0
Commercial_Grocery_Existing_Food Preparation_Natural Gas_Broiler_E10_Codes & Standards Forecast | Commercial | Grocery | Existing | Food Preparation | Natural Gas | Broiler | E10 |  | Codes & Standards Forecast | 0 | 0 | 0 | 0 | 0 | 0 | 0 | 0 | 0 | 0 | 0 | 0 | 0 | 0 | 0 | 0 | 0 | 0 | 0 | 0 | 0 | 0 | 0 | 0 | 0 | 0 | 0 | 0 | 0 | 0 | 0
Commercial_Grocery_Existing_Food Preparation_Natural Gas_Griddle_E1_Codes & Standards Forecast | Commercial | Grocery | Existing | Food Preparation | Natural Gas | Griddle | E1 | Standard | Codes & Standards Forecast | 0 | 6826.7479 | 7619.4091 | 8276.4541 | 8816.0313 | 9253.9365 | 9603.9168 | 9877.9342 | 10086.3968 | 10238.3585 | 8918.7478 | 7769.2203 | 7861.1324 | 7972.903 | 8089.7674 | 8201.6071 | 8301.7567 | 9681.3941 | 9644.1602 | 9587.5135 | 9514.4404 | 9199.653 | 8728.5503 | 8338.8917 | 8020.7811 | 7763.5132 | 7286.5791 | 6943.3266 | 7115.3385 | 7238.7591 | 7319.4853
Commercial_Grocery_Existing_Food Preparation_Natural Gas_Griddle_E2_Codes & Standards Forecast | Commercial | Grocery | Existing | Food Preparation | Natural Gas | Griddle | E2 | ENERGY STAR | Codes & Standards Forecast | 0 | 0 | 0 | 0 | 0 | 0 | 0 | 0 | 0 | 0 | 0 | 0 | 0 | 0 | 0 | 0 | 0 | 0 | 0 | 0 | 0 | 0 | 0 | 0 | 0 | 0 | 0 | 0 | 0 | 0 | 0
Commercial_Grocery_Existing_Food Preparation_Natural Gas_Griddle_E3_Codes & Standards Forecast | Commercial | Grocery | Existing | Food Preparation | Natural Gas | Griddle | E3 |  | Codes & Standards Forecast | 0 | 0 | 0 | 0 | 0 | 0 | 0 | 0 | 0 | 0 | 0 | 0 | 0 | 0 | 0 | 0 | 0 | 0 | 0 | 0 | 0 | 0 | 0 | 0 | 0 | 0 | 0 | 0 | 0 | 0 | 0
Commercial_Grocery_Existing_Food Preparation_Natural Gas_Griddle_E4_Codes & Standards Forecast | Commercial | Grocery | Existing | Food Preparation | Natural Gas | Griddle | E4 |  | Codes & Standards Forecast | 0 | 0 | 0 | 0 | 0 | 0 | 0 | 0 | 0 | 0 | 0 | 0 | 0 | 0 | 0 | 0 | 0 | 0 | 0 | 0 | 0 | 0 | 0 | 0 | 0 | 0 | 0 | 0 | 0 | 0 | 0
Commercial_Grocery_Existing_Food Preparation_Natural Gas_Griddle_E5_Codes & Standards Forecast | Commercial | Grocery | Existing | Food Preparation | Natural Gas | Griddle | E5 |  | Codes & Standards Forecast | 0 | 0 | 0 | 0 | 0 | 0 | 0 | 0 | 0 | 0 | 0 | 0 | 0 | 0 | 0 | 0 | 0 | 0 | 0 | 0 | 0 | 0 | 0 | 0 | 0 | 0 | 0 | 0 | 0 | 0 | 0
Commercial_Grocery_Existing_Food Preparation_Natural Gas_Griddle_E6_Codes & Standards Forecast | Commercial | Grocery | Existing | Food Preparation | Natural Gas | Griddle | E6 |  | Codes & Standards Forecast | 0 | 0 | 0 | 0 | 0 | 0 | 0 | 0 | 0 | 0 | 0 | 0 | 0 | 0 | 0 | 0 | 0 | 0 | 0 | 0 | 0 | 0 | 0 | 0 | 0 | 0 | 0 | 0 | 0 | 0 | 0
Commercial_Grocery_Existing_Food Preparation_Natural Gas_Griddle_E7_Codes & Standards Forecast | Commercial | Grocery | Existing | Food Preparation | Natural Gas | Griddle | E7 |  | Codes & Standards Forecast | 0 | 0 | 0 | 0 | 0 | 0 | 0 | 0 | 0 | 0 | 0 | 0 | 0 | 0 | 0 | 0 | 0 | 0 | 0 | 0 | 0 | 0 | 0 | 0 | 0 | 0 | 0 | 0 | 0 | 0 | 0
Commercial_Grocery_Existing_Food Preparation_Natural Gas_Griddle_E8_Codes & Standards Forecast | Commercial | Grocery | Existing | Food Preparation | Natural Gas | Griddle | E8 |  | Codes & Standards Forecast | 0 | 0 | 0 | 0 | 0 | 0 | 0 | 0 | 0 | 0 | 0 | 0 | 0 | 0 | 0 | 0 | 0 | 0 | 0 | 0 | 0 | 0 | 0 | 0 | 0 | 0 | 0 | 0 | 0 | 0 | 0
Commercial_Grocery_Existing_Food Preparation_Natural Gas_Griddle_E9_Codes & Standards Forecast | Commercial | Grocery | Existing | Food Preparation | Natural Gas | Griddle | E9 |  | Codes & Standards Forecast | 0 | 0 | 0 | 0 | 0 | 0 | 0 | 0 | 0 | 0 | 0 | 0 | 0 | 0 | 0 | 0 | 0 | 0 | 0 | 0 | 0 | 0 | 0 | 0 | 0 | 0 | 0 | 0 | 0 | 0 | 0
Commercial_Grocery_Existing_Food Preparation_Natural Gas_Griddle_E10_Codes & Standards Forecast | Commercial | Grocery | Existing | Food Preparation | Natural Gas | Griddle | E10 |  | Codes & Standards Forecast | 0 | 0 | 0 | 0 | 0 | 0 | 0 | 0 | 0 | 0 | 0 | 0 | 0 | 0 | 0 | 0 | 0 | 0 | 0 | 0 | 0 | 0 | 0 | 0 | 0 | 0 | 0 | 0 | 0 | 0 | 0
Commercial_Grocery_Existing_Food Preparation_Natural Gas_Range_E1_Codes & Standards Forecast | Commercial | Grocery | Existing | Food Preparation | Natural Gas | Range | E1 | Standard | Codes & Standards Forecast | 0 | 30840.9674 | 39291.3924 | 45614.2842 | 50275.2347 | 53639.1471 | 55991.9872 | 57557.836 | 58512.259 | 58992.7884 | 51393.0636 | 46843.9839 | 44331.8449 | 43139.5393 | 42765.7026 | 48957.9748 | 49772.145 | 50182.6726 | 50281.3001 | 48853.5435 | 46789.1669 | 44605.614 | 42580.2843 | 40840.2361 | 38914.1388 | 38112.5063 | 37936.9306 | 38066.5491 | 38087.0801 | 39054.6837 | 38411.1333
Commercial_Grocery_Existing_Food Preparation_Natural Gas_Range_E2_Codes & Standards Forecast | Commercial | Grocery | Existing | Food Preparation | Natural Gas | Range | E2 | High Efficiency | Codes & Standards Forecast | 0 | 0 | 0 | 0 | 0 | 0 | 0 | 0 | 0 | 0 | 0 | 0 | 0 | 0 | 0 | 0 | 0 | 0 | 0 | 0 | 0 | 0 | 0 | 0 | 0 | 0 | 0 | 0 | 0 | 0 | 0
Commercial_Grocery_Existing_Food Preparation_Natural Gas_Range_E3_Codes & Standards Forecast | Commercial | Grocery | Existing | Food Preparation | Natural Gas | Range | E3 |  | Codes & Standards Forecast | 0 | 0 | 0 | 0 | 0 | 0 | 0 | 0 | 0 | 0 | 0 | 0 | 0 | 0 | 0 | 0 | 0 | 0 | 0 | 0 | 0 | 0 | 0 | 0 | 0 | 0 | 0 | 0 | 0 | 0 | 0
Commercial_Grocery_Existing_Food Preparation_Natural Gas_Range_E4_Codes & Standards Forecast | Commercial | Grocery | Existing | Food Preparation | Natural Gas | Range | E4 |  | Codes & Standards Forecast | 0 | 0 | 0 | 0 | 0 | 0 | 0 | 0 | 0 | 0 | 0 | 0 | 0 | 0 | 0 | 0 | 0 | 0 | 0 | 0 | 0 | 0 | 0 | 0 | 0 | 0 | 0 | 0 | 0 | 0 | 0
Commercial_Grocery_Existing_Food Preparation_Natural Gas_Range_E5_Codes & Standards Forecast | Commercial | Grocery | Existing | Food Preparation | Natural Gas | Range | E5 |  | Codes & Standards Forecast | 0 | 0 | 0 | 0 | 0 | 0 | 0 | 0 | 0 | 0 | 0 | 0 | 0 | 0 | 0 | 0 | 0 | 0 | 0 | 0 | 0 | 0 | 0 | 0 | 0 | 0 | 0 | 0 | 0 | 0 | 0
Commercial_Grocery_Existing_Food Preparation_Natural Gas_Range_E6_Codes & Standards Forecast | Commercial | Grocery | Existing | Food Preparation | Natural Gas | Range | E6 |  | Codes & Standards Forecast | 0 | 0 | 0 | 0 | 0 | 0 | 0 | 0 | 0 | 0 | 0 | 0 | 0 | 0 | 0 | 0 | 0 | 0 | 0 | 0 | 0 | 0 | 0 | 0 | 0 | 0 | 0 | 0 | 0 | 0 | 0
Commercial_Grocery_Existing_Food Preparation_Natural Gas_Range_E7_Codes & Standards Forecast | Commercial | Grocery | Existing | Food Preparation | Natural Gas | Range | E7 |  | Codes & Standards Forecast | 0 | 0 | 0 | 0 | 0 | 0 | 0 | 0 | 0 | 0 | 0 | 0 | 0 | 0 | 0 | 0 | 0 | 0 | 0 | 0 | 0 | 0 | 0 | 0 | 0 | 0 | 0 | 0 | 0 | 0 | 0
Commercial_Grocery_Existing_Food Preparation_Natural Gas_Range_E8_Codes & Standards Forecast | Commercial | Grocery | Existing | Food Preparation | Natural Gas | Range | E8 |  | Codes & Standards Forecast | 0 | 0 | 0 | 0 | 0 | 0 | 0 | 0 | 0 | 0 | 0 | 0 | 0 | 0 | 0 | 0 | 0 | 0 | 0 | 0 | 0 | 0 | 0 | 0 | 0 | 0 | 0 | 0 | 0 | 0 | 0
Commercial_Grocery_Existing_Food Preparation_Natural Gas_Range_E9_Codes & Standards Forecast | Commercial | Grocery | Existing | Food Preparation | Natural Gas | Range | E9 |  | Codes & Standards Forecast | 0 | 0 | 0 | 0 | 0 | 0 | 0 | 0 | 0 | 0 | 0 | 0 | 0 | 0 | 0 | 0 | 0 | 0 | 0 | 0 | 0 | 0 | 0 | 0 | 0 | 0 | 0 | 0 | 0 | 0 | 0
Commercial_Grocery_Existing_Food Preparation_Natural Gas_Range_E10_Codes & Standards Forecast | Commercial | Grocery | Existing | Food Preparation | Natural Gas | Range | E10 |  | Codes & Standards Forecast | 0 | 0 | 0 | 0 | 0 | 0 | 0 | 0 | 0 | 0 | 0 | 0 | 0 | 0 | 0 | 0 | 0 | 0 | 0 | 0 | 0 | 0 | 0 | 0 | 0 | 0 | 0 | 0 | 0 | 0 | 0
Commercial_Grocery_Existing_Food Preparation_Natural Gas_Steamer_E1_Codes & Standards Forecast | Commercial | Grocery | Existing | Food Preparation | Natural Gas | Steamer | E1 | Standard | Codes & Standards Forecast | 0 | 2094.3341 | 2337.5096 | 0 | 0 | 0 | 0 | 0 | 0 | 0 | 0 | 0 | 0 | 0 | 0 | 0 | 0 | 0 | 0 | 0 | 0 | 0 | 0 | 0 | 0 | 0 | 0 | 0 | 0 | 0 | 0
Commercial_Grocery_Existing_Food Preparation_Natural Gas_Steamer_E2_Codes & Standards Forecast | Commercial | Grocery | Existing | Food Preparation | Natural Gas | Steamer | E2 | ENERGY STAR | Codes & Standards Forecast | 0 | 0 | 0 | 2539.0802 | 2704.6136 | 2838.9558 | 2946.324 | 3030.388 | 3094.3409 | 3140.9603 | 2930.1417 | 2769.0227 | 2647.3434 | 2556.6819 | 2490.151 | 2442.1417 | 2408.1078 | 2384.385 | 2368.0385 | 2782.5911 | 2741.4861 | 2686.5419 | 2623.4294 | 2556.3197 | 2488.2133 | 2421.2032 | 2356.6872 | 2295.5356 | 2225.7606 | 2170.9073 | 2125.7869
Commercial_Grocery_Existing_Food Preparation_Natural Gas_Steamer_E3_Codes & Standards Forecast | Commercial | Grocery | Existing | Food Preparation | Natural Gas | Steamer | E3 |  | Codes & Standards Forecast | 0 | 0 | 0 | 0 | 0 | 0 | 0 | 0 | 0 | 0 | 0 | 0 | 0 | 0 | 0 | 0 | 0 | 0 | 0 | 0 | 0 | 0 | 0 | 0 | 0 | 0 | 0 | 0 | 0 | 0 | 0
Commercial_Grocery_Existing_Food Preparation_Natural Gas_Steamer_E4_Codes & Standards Forecast | Commercial | Grocery | Existing | Food Preparation | Natural Gas | Steamer | E4 |  | Codes & Standards Forecast | 0 | 0 | 0 | 0 | 0 | 0 | 0 | 0 | 0 | 0 | 0 | 0 | 0 | 0 | 0 | 0 | 0 | 0 | 0 | 0 | 0 | 0 | 0 | 0 | 0 | 0 | 0 | 0 | 0 | 0 | 0
Commercial_Grocery_Existing_Food Preparation_Natural Gas_Steamer_E5_Codes & Standards Forecast | Commercial | Grocery | Existing | Food Preparation | Natural Gas | Steamer | E5 |  | Codes & Standards Forecast | 0 | 0 | 0 | 0 | 0 | 0 | 0 | 0 | 0 | 0 | 0 | 0 | 0 | 0 | 0 | 0 | 0 | 0 | 0 | 0 | 0 | 0 | 0 | 0 | 0 | 0 | 0 | 0 | 0 | 0 | 0
Commercial_Grocery_Existing_Food Preparation_Natural Gas_Steamer_E6_Codes & Standards Forecast | Commercial | Grocery | Existing | Food Preparation | Natural Gas | Steamer | E6 |  | Codes & Standards Forecast | 0 | 0 | 0 | 0 | 0 | 0 | 0 | 0 | 0 | 0 | 0 | 0 | 0 | 0 | 0 | 0 | 0 | 0 | 0 | 0 | 0 | 0 | 0 | 0 | 0 | 0 | 0 | 0 | 0 | 0 | 0
Commercial_Grocery_Existing_Food Preparation_Natural Gas_Steamer_E7_Codes & Standards Forecast | Commercial | Grocery | Existing | Food Preparation | Natural Gas | Steamer | E7 |  | Codes & Standards Forecast | 0 | 0 | 0 | 0 | 0 | 0 | 0 | 0 | 0 | 0 | 0 | 0 | 0 | 0 | 0 | 0 | 0 | 0 | 0 | 0 | 0 | 0 | 0 | 0 | 0 | 0 | 0 | 0 | 0 | 0 | 0
Commercial_Grocery_Existing_Food Preparation_Natural Gas_Steamer_E8_Codes & Standards Forecast | Commercial | Grocery | Existing | Food Preparation | Natural Gas | Steamer | E8 |  | Codes & Standards Forecast | 0 | 0 | 0 | 0 | 0 | 0 | 0 | 0 | 0 | 0 | 0 | 0 | 0 | 0 | 0 | 0 | 0 | 0 | 0 | 0 | 0 | 0 | 0 | 0 | 0 | 0 | 0 | 0 | 0 | 0 | 0
Commercial_Grocery_Existing_Food Preparation_Natural Gas_Steamer_E9_Codes & Standards Forecast | Commercial | Grocery | Existing | Food Preparation | Natural Gas | Steamer | E9 |  | Codes & Standards Forecast | 0 | 0 | 0 | 0 | 0 | 0 | 0 | 0 | 0 | 0 | 0 | 0 | 0 | 0 | 0 | 0 | 0 | 0 | 0 | 0 | 0 | 0 | 0 | 0 | 0 | 0 | 0 | 0 | 0 | 0 | 0
Commercial_Grocery_Existing_Food Preparation_Natural Gas_Steamer_E10_Codes & Standards Forecast | Commercial | Grocery | Existing | Food Preparation | Natural Gas | Steamer | E10 |  | Codes & Standards Forecast | 0 | 0 | 0 | 0 | 0 | 0 | 0 | 0 | 0 | 0 | 0 | 0 | 0 | 0 | 0 | 0 | 0 | 0 | 0 | 0 | 0 | 0 | 0 | 0 | 0 | 0 | 0 | 0 | 0 | 0 | 0
Commercial_Grocery_Existing_Food Preparation_Natural Gas_Food Prep Other_E1_Codes & Standards Forecast | Commercial | Grocery | Existing | Food Preparation | Natural Gas | Food Prep Other | E1 | Standard | Codes & Standards Forecast | 0 | 2261.8809 | 2881.6362 | 3345.358 | 3687.1928 | 3933.9026 | 4106.4602 | 4221.2998 | 4291.2973 | 4326.5394 | 3769.1745 | 3435.5444 | 3251.3037 | 3163.8599 | 3136.4426 | 3590.5848 | 3650.2961 | 3680.4043 | 3687.6376 | 3582.9257 | 3431.5241 | 3271.382 | 3122.844 | 2995.2287 | 2853.9684 | 2795.1766 | 2782.2998 | 2791.8061 | 2793.3118 | 2864.276 | 2817.0779
Commercial_Grocery_Existing_Food Preparation_Natural Gas_Food Prep Other_E2_Codes & Standards Forecast | Commercial | Grocery | Existing | Food Preparation | Natural Gas | Food Prep Other | E2 | ENERGY STAR | Codes & Standards Forecast | 0 | 0 | 0 | 0 | 0 | 0 | 0 | 0 | 0 | 0 | 0 | 0 | 0 | 0 | 0 | 0 | 0 | 0 | 0 | 0 | 0 | 0 | 0 | 0 | 0 | 0 | 0 | 0 | 0 | 0 | 0
Commercial_Grocery_Existing_Food Preparation_Natural Gas_Food Prep Other_E3_Codes & Standards Forecast | Commercial | Grocery | Existing | Food Preparation | Natural Gas | Food Prep Other | E3 |  | Codes & Standards Forecast | 0 | 0 | 0 | 0 | 0 | 0 | 0 | 0 | 0 | 0 | 0 | 0 | 0 | 0 | 0 | 0 | 0 | 0 | 0 | 0 | 0 | 0 | 0 | 0 | 0 | 0 | 0 | 0 | 0 | 0 | 0
Commercial_Grocery_Existing_Food Preparation_Natural Gas_Food Prep Other_E4_Codes & Standards Forecast | Commercial | Grocery | Existing | Food Preparation | Natural Gas | Food Prep Other | E4 |  | Codes & Standards Forecast | 0 | 0 | 0 | 0 | 0 | 0 | 0 | 0 | 0 | 0 | 0 | 0 | 0 | 0 | 0 | 0 | 0 | 0 | 0 | 0 | 0 | 0 | 0 | 0 | 0 | 0 | 0 | 0 | 0 | 0 | 0
Commercial_Grocery_Existing_Food Preparation_Natural Gas_Food Prep Other_E5_Codes & Standards Forecast | Commercial | Grocery | Existing | Food Preparation | Natural Gas | Food Prep Other | E5 |  | Codes & Standards Forecast | 0 | 0 | 0 | 0 | 0 | 0 | 0 | 0 | 0 | 0 | 0 | 0 | 0 | 0 | 0 | 0 | 0 | 0 | 0 | 0 | 0 | 0 | 0 | 0 | 0 | 0 | 0 | 0 | 0 | 0 | 0
Commercial_Grocery_Existing_Food Preparation_Natural Gas_Food Prep Other_E6_Codes & Standards Forecast | Commercial | Grocery | Existing | Food Preparation | Natural Gas | Food Prep Other | E6 |  | Codes & Standards Forecast | 0 | 0 | 0 | 0 | 0 | 0 | 0 | 0 | 0 | 0 | 0 | 0 | 0 | 0 | 0 | 0 | 0 | 0 | 0 | 0 | 0 | 0 | 0 | 0 | 0 | 0 | 0 | 0 | 0 | 0 | 0
Commercial_Grocery_Existing_Food Preparation_Natural Gas_Food Prep Other_E7_Codes & Standards Forecast | Commercial | Grocery | Existing | Food Preparation | Natural Gas | Food Prep Other | E7 |  | Codes & Standards Forecast | 0 | 0 | 0 | 0 | 0 | 0 | 0 | 0 | 0 | 0 | 0 | 0 | 0 | 0 | 0 | 0 | 0 | 0 | 0 | 0 | 0 | 0 | 0 | 0 | 0 | 0 | 0 | 0 | 0 | 0 | 0
Commercial_Grocery_Existing_Food Preparation_Natural Gas_Food Prep Other_E8_Codes & Standards Forecast | Commercial | Grocery | Existing | Food Preparation | Natural Gas | Food Prep Other | E8 |  | Codes & Standards Forecast | 0 | 0 | 0 | 0 | 0 | 0 | 0 | 0 | 0 | 0 | 0 | 0 | 0 | 0 | 0 | 0 | 0 | 0 | 0 | 0 | 0 | 0 | 0 | 0 | 0 | 0 | 0 | 0 | 0 | 0 | 0
Commercial_Grocery_Existing_Food Preparation_Natural Gas_Food Prep Other_E9_Codes & Standards Forecast | Commercial | Grocery | Existing | Food Preparation | Natural Gas | Food Prep Other | E9 |  | Codes & Standards Forecast | 0 | 0 | 0 | 0 | 0 | 0 | 0 | 0 | 0 | 0 | 0 | 0 | 0 | 0 | 0 | 0 | 0 | 0 | 0 | 0 | 0 | 0 | 0 | 0 | 0 | 0 | 0 | 0 | 0 | 0 | 0
Commercial_Grocery_Existing_Food Preparation_Natural Gas_Food Prep Other_E10_Codes & Standards Forecast | Commercial | Grocery | Existing | Food Preparation | Natural Gas | Food Prep Other | E10 |  | Codes & Standards Forecast | 0 | 0 | 0 | 0 | 0 | 0 | 0 | 0 | 0 | 0 | 0 | 0 | 0 | 0 | 0 | 0 | 0 | 0 | 0 | 0 | 0 | 0 | 0 | 0 | 0 | 0 | 0 | 0 | 0 | 0 | 0
Commercial_Grocery_Existing_Miscellaneous_Natural Gas_Pool Heater_E1_Codes & Standards Forecast | Commercial | Grocery | Existing | Miscellaneous | Natural Gas | Pool Heater | E1 | Standard (EF .82) | Codes & Standards Forecast | 0 | 653.3821 | 618.9706 | 589.8576 | 564.9414 | 543.3572 | 544.1131 | 538.4848 | 528.809 | 516.7187 | 503.3378 | 632.9323 | 588.9968 | 553.7896 | 524.7756 | 500.2165 | 509.0835 | 506.7281 | 497.6255 | 484.6852 | 469.7719 | 490.2495 | 469.2648 | 452.8485 | 438.8145 | 425.9456 | 426.6127 | 420.9763 | 412.1343 | 401.8041 | 390.9006
Commercial_Grocery_Existing_Miscellaneous_Natural Gas_Pool Heater_E2_Codes & Standards Forecast | Commercial | Grocery | Existing | Miscellaneous | Natural Gas | Pool Heater | E2 | Condensing (EF .90) | Codes & Standards Forecast | 0 | 0 | 0 | 0 | 0 | 0 | 0 | 0 | 0 | 0 | 0 | 0 | 0 | 0 | 0 | 0 | 0 | 0 | 0 | 0 | 0 | 0 | 0 | 0 | 0 | 0 | 0 | 0 | 0 | 0 | 0
Commercial_Grocery_Existing_Miscellaneous_Natural Gas_Pool Heater_E3_Codes & Standards Forecast | Commercial | Grocery | Existing | Miscellaneous | Natural Gas | Pool Heater | E3 |  | Codes & Standards Forecast | 0 | 0 | 0 | 0 | 0 | 0 | 0 | 0 | 0 | 0 | 0 | 0 | 0 | 0 | 0 | 0 | 0 | 0 | 0 | 0 | 0 | 0 | 0 | 0 | 0 | 0 | 0 | 0 | 0 | 0 | 0
Commercial_Grocery_Existing_Miscellaneous_Natural Gas_Pool Heater_E4_Codes & Standards Forecast | Commercial | Grocery | Existing | Miscellaneous | Natural Gas | Pool Heater | E4 |  | Codes & Standards Forecast | 0 | 0 | 0 | 0 | 0 | 0 | 0 | 0 | 0 | 0 | 0 | 0 | 0 | 0 | 0 | 0 | 0 | 0 | 0 | 0 | 0 | 0 | 0 | 0 | 0 | 0 | 0 | 0 | 0 | 0 | 0
Commercial_Grocery_Existing_Miscellaneous_Natural Gas_Pool Heater_E5_Codes & Standards Forecast | Commercial | Grocery | Existing | Miscellaneous | Natural Gas | Pool Heater | E5 |  | Codes & Standards Forecast | 0 | 0 | 0 | 0 | 0 | 0 | 0 | 0 | 0 | 0 | 0 | 0 | 0 | 0 | 0 | 0 | 0 | 0 | 0 | 0 | 0 | 0 | 0 | 0 | 0 | 0 | 0 | 0 | 0 | 0 | 0
Commercial_Grocery_Existing_Miscellaneous_Natural Gas_Pool Heater_E6_Codes & Standards Forecast | Commercial | Grocery | Existing | Miscellaneous | Natural Gas | Pool Heater | E6 |  | Codes & Standards Forecast | 0 | 0 | 0 | 0 | 0 | 0 | 0 | 0 | 0 | 0 | 0 | 0 | 0 | 0 | 0 | 0 | 0 | 0 | 0 | 0 | 0 | 0 | 0 | 0 | 0 | 0 | 0 | 0 | 0 | 0 | 0
Commercial_Grocery_Existing_Miscellaneous_Natural Gas_Pool Heater_E7_Codes & Standards Forecast | Commercial | Grocery | Existing | Miscellaneous | Natural Gas | Pool Heater | E7 |  | Codes & Standards Forecast | 0 | 0 | 0 | 0 | 0 | 0 | 0 | 0 | 0 | 0 | 0 | 0 | 0 | 0 | 0 | 0 | 0 | 0 | 0 | 0 | 0 | 0 | 0 | 0 | 0 | 0 | 0 | 0 | 0 | 0 | 0
Commercial_Grocery_Existing_Miscellaneous_Natural Gas_Pool Heater_E8_Codes & Standards Forecast | Commercial | Grocery | Existing | Miscellaneous | Natural Gas | Pool Heater | E8 |  | Codes & Standards Forecast | 0 | 0 | 0 | 0 | 0 | 0 | 0 | 0 | 0 | 0 | 0 | 0 | 0 | 0 | 0 | 0 | 0 | 0 | 0 | 0 | 0 | 0 | 0 | 0 | 0 | 0 | 0 | 0 | 0 | 0 | 0
Commercial_Grocery_Existing_Miscellaneous_Natural Gas_Pool Heater_E9_Codes & Standards Forecast | Commercial | Grocery | Existing | Miscellaneous | Natural Gas | Pool Heater | E9 |  | Codes & Standards Forecast | 0 | 0 | 0 | 0 | 0 | 0 | 0 | 0 | 0 | 0 | 0 | 0 | 0 | 0 | 0 | 0 | 0 | 0 | 0 | 0 | 0 | 0 | 0 | 0 | 0 | 0 | 0 | 0 | 0 | 0 | 0
Commercial_Grocery_Existing_Miscellaneous_Natural Gas_Pool Heater_E10_Codes & Standards Forecast | Commercial | Grocery | Existing | Miscellaneous | Natural Gas | Pool Heater | E10 |  | Codes & Standards Forecast | 0 | 0 | 0 | 0 | 0 | 0 | 0 | 0 | 0 | 0 | 0 | 0 | 0 | 0 | 0 | 0 | 0 | 0 | 0 | 0 | 0 | 0 | 0 | 0 | 0 | 0 | 0 | 0 | 0 | 0 | 0
Commercial_Grocery_Existing_Miscellaneous_Natural Gas_Miscellaneous_E1_Codes & Standards Forecast | Commercial | Grocery | Existing | Miscellaneous | Natural Gas | Miscellaneous | E1 | Standard | Codes & Standards Forecast | 0 | 246529.6948 | 287617.9773 | 320521.4739 | 302385.4347 | 292675.7279 | 288943.6468 | 283370.1993 | 277382.9751 | 271851.906 | 266456.4246 | 319808.0625 | 316146.1464 | 310591.8413 | 301105.8609 | 294564.8941 | 289700.4761 | 283882.7931 | 277991.4272 | 272468.7156 | 267053.3589 | 275671.9804 | 268850.4316 | 261924.2662 | 256302.6927 | 251319.2982 | 246569.9586 | 241574.5644 | 236663.1458 | 231958.6889 | 227334.5466
Commercial_Grocery_Existing_Miscellaneous_Natural Gas_Miscellaneous_E2_Codes & Standards Forecast | Commercial | Grocery | Existing | Miscellaneous | Natural Gas | Miscellaneous | E2 |  | Codes & Standards Forecast | 0 | 0 | 0 | 0 | 0 | 0 | 0 | 0 | 0 | 0 | 0 | 0 | 0 | 0 | 0 | 0 | 0 | 0 | 0 | 0 | 0 | 0 | 0 | 0 | 0 | 0 | 0 | 0 | 0 | 0 | 0
Commercial_Grocery_Existing_Miscellaneous_Natural Gas_Miscellaneous_E3_Codes & Standards Forecast | Commercial | Grocery | Existing | Miscellaneous | Natural Gas | Miscellaneous | E3 |  | Codes & Standards Forecast | 0 | 0 | 0 | 0 | 0 | 0 | 0 | 0 | 0 | 0 | 0 | 0 | 0 | 0 | 0 | 0 | 0 | 0 | 0 | 0 | 0 | 0 | 0 | 0 | 0 | 0 | 0 | 0 | 0 | 0 | 0
Commercial_Grocery_Existing_Miscellaneous_Natural Gas_Miscellaneous_E4_Codes & Standards Forecast | Commercial | Grocery | Existing | Miscellaneous | Natural Gas | Miscellaneous | E4 |  | Codes & Standards Forecast | 0 | 0 | 0 | 0 | 0 | 0 | 0 | 0 | 0 | 0 | 0 | 0 | 0 | 0 | 0 | 0 | 0 | 0 | 0 | 0 | 0 | 0 | 0 | 0 | 0 | 0 | 0 | 0 | 0 | 0 | 0
Commercial_Grocery_Existing_Miscellaneous_Natural Gas_Miscellaneous_E5_Codes & Standards Forecast | Commercial | Grocery | Existing | Miscellaneous | Natural Gas | Miscellaneous | E5 |  | Codes & Standards Forecast | 0 | 0 | 0 | 0 | 0 | 0 | 0 | 0 | 0 | 0 | 0 | 0 | 0 | 0 | 0 | 0 | 0 | 0 | 0 | 0 | 0 | 0 | 0 | 0 | 0 | 0 | 0 | 0 | 0 | 0 | 0
Commercial_Grocery_Existing_Miscellaneous_Natural Gas_Miscellaneous_E6_Codes & Standards Forecast | Commercial | Grocery | Existing | Miscellaneous | Natural Gas | Miscellaneous | E6 |  | Codes & Standards Forecast | 0 | 0 | 0 | 0 | 0 | 0 | 0 | 0 | 0 | 0 | 0 | 0 | 0 | 0 | 0 | 0 | 0 | 0 | 0 | 0 | 0 | 0 | 0 | 0 | 0 | 0 | 0 | 0 | 0 | 0 | 0
Commercial_Grocery_Existing_Miscellaneous_Natural Gas_Miscellaneous_E7_Codes & Standards Forecast | Commercial | Grocery | Existing | Miscellaneous | Natural Gas | Miscellaneous | E7 |  | Codes & Standards Forecast | 0 | 0 | 0 | 0 | 0 | 0 | 0 | 0 | 0 | 0 | 0 | 0 | 0 | 0 | 0 | 0 | 0 | 0 | 0 | 0 | 0 | 0 | 0 | 0 | 0 | 0 | 0 | 0 | 0 | 0 | 0
Commercial_Grocery_Existing_Miscellaneous_Natural Gas_Miscellaneous_E8_Codes & Standards Forecast | Commercial | Grocery | Existing | Miscellaneous | Natural Gas | Miscellaneous | E8 |  | Codes & Standards Forecast | 0 | 0 | 0 | 0 | 0 | 0 | 0 | 0 | 0 | 0 | 0 | 0 | 0 | 0 | 0 | 0 | 0 | 0 | 0 | 0 | 0 | 0 | 0 | 0 | 0 | 0 | 0 | 0 | 0 | 0 | 0
Commercial_Grocery_Existing_Miscellaneous_Natural Gas_Miscellaneous_E9_Codes & Standards Forecast | Commercial | Grocery | Existing | Miscellaneous | Natural Gas | Miscellaneous | E9 |  | Codes & Standards Forecast | 0 | 0 | 0 | 0 | 0 | 0 | 0 | 0 | 0 | 0 | 0 | 0 | 0 | 0 | 0 | 0 | 0 | 0 | 0 | 0 | 0 | 0 | 0 | 0 | 0 | 0 | 0 | 0 | 0 | 0 | 0
Commercial_Grocery_Existing_Miscellaneous_Natural Gas_Miscellaneous_E10_Codes & Standards Forecast | Commercial | Grocery | Existing | Miscellaneous | Natural Gas | Miscellaneous | E10 |  | Codes & Standards Forecast | 0 | 0 | 0 | 0 | 0 | 0 | 0 | 0 | 0 | 0 | 0 | 0 | 0 | 0 | 0 | 0 | 0 | 0 | 0 | 0 | 0 | 0 | 0 | 0 | 0 | 0 | 0 | 0 | 0 | 0 | 0
Commercial_Grocery_New_Space Heating_Natural Gas_Furnace_E1_Codes & Standards Forecast | Commercial | Grocery | New | Space Heating | Natural Gas | Furnace | E1 | AFUE 80% (Standard) | Codes & Standards Forecast | 0 | 0 | 0 | 0 | 0 | 0 | 0 | 0 | 0 | 0 | 0 | 0 | 0 | 0 | 0 | 0 | 0 | 0 | 0 | 0 | 0 | 0 | 0 | 0 | 0 | 0 | 0 | 0 | 0 | 0 | 0
Commercial_Grocery_New_Space Heating_Natural Gas_Furnace_E2_Codes & Standards Forecast | Commercial | Grocery | New | Space Heating | Natural Gas | Furnace | E2 | AFUE 90% | Codes & Standards Forecast | 0 | 0 | 0 | 0 | 0 | 0 | 0 | 0 | 0 | 0 | 0 | 0 | 0 | 0 | 0 | 0 | 0 | 0 | 0 | 0 | 0 | 0 | 0 | 0 | 0 | 0 | 0 | 0 | 0 | 0 | 0
Commercial_Grocery_New_Space Heating_Natural Gas_Furnace_E3_Codes & Standards Forecast | Commercial | Grocery | New | Space Heating | Natural Gas | Furnace | E3 | AFUE 95% | Codes & Standards Forecast | 0 | 0 | 0 | 0 | 0 | 0 | 0 | 0 | 0 | 0 | 0 | 0 | 0 | 0 | 0 | 0 | 0 | 0 | 0 | 0 | 0 | 0 | 0 | 0 | 0 | 0 | 0 | 0 | 0 | 0 | 0
Commercial_Grocery_New_Space Heating_Natural Gas_Furnace_E4_Codes & Standards Forecast | Commercial | Grocery | New | Space Heating | Natural Gas | Furnace | E4 |  | Codes & Standards Forecast | 0 | 0 | 0 | 0 | 0 | 0 | 0 | 0 | 0 | 0 | 0 | 0 | 0 | 0 | 0 | 0 | 0 | 0 | 0 | 0 | 0 | 0 | 0 | 0 | 0 | 0 | 0 | 0 | 0 | 0 | 0
Commercial_Grocery_New_Space Heating_Natural Gas_Furnace_E5_Codes & Standards Forecast | Commercial | Grocery | New | Space Heating | Natural Gas | Furnace | E5 |  | Codes & Standards Forecast | 0 | 0 | 0 | 0 | 0 | 0 | 0 | 0 | 0 | 0 | 0 | 0 | 0 | 0 | 0 | 0 | 0 | 0 | 0 | 0 | 0 | 0 | 0 | 0 | 0 | 0 | 0 | 0 | 0 | 0 | 0
Commercial_Grocery_New_Space Heating_Natural Gas_Furnace_E6_Codes & Standards Forecast | Commercial | Grocery | New | Space Heating | Natural Gas | Furnace | E6 |  | Codes & Standards Forecast | 0 | 0 | 0 | 0 | 0 | 0 | 0 | 0 | 0 | 0 | 0 | 0 | 0 | 0 | 0 | 0 | 0 | 0 | 0 | 0 | 0 | 0 | 0 | 0 | 0 | 0 | 0 | 0 | 0 | 0 | 0
Commercial_Grocery_New_Space Heating_Natural Gas_Furnace_E7_Codes & Standards Forecast | Commercial | Grocery | New | Space Heating | Natural Gas | Furnace | E7 |  | Codes & Standards Forecast | 0 | 0 | 0 | 0 | 0 | 0 | 0 | 0 | 0 | 0 | 0 | 0 | 0 | 0 | 0 | 0 | 0 | 0 | 0 | 0 | 0 | 0 | 0 | 0 | 0 | 0 | 0 | 0 | 0 | 0 | 0
Commercial_Grocery_New_Space Heating_Natural Gas_Furnace_E8_Codes & Standards Forecast | Commercial | Grocery | New | Space Heating | Natural Gas | Furnace | E8 |  | Codes & Standards Forecast | 0 | 0 | 0 | 0 | 0 | 0 | 0 | 0 | 0 | 0 | 0 | 0 | 0 | 0 | 0 | 0 | 0 | 0 | 0 | 0 | 0 | 0 | 0 | 0 | 0 | 0 | 0 | 0 | 0 | 0 | 0
Commercial_Grocery_New_Space Heating_Natural Gas_Furnace_E9_Codes & Standards Forecast | Commercial | Grocery | New | Space Heating | Natural Gas | Furnace | E9 |  | Codes & Standards Forecast | 0 | 0 | 0 | 0 | 0 | 0 | 0 | 0 | 0 | 0 | 0 | 0 | 0 | 0 | 0 | 0 | 0 | 0 | 0 | 0 | 0 | 0 | 0 | 0 | 0 | 0 | 0 | 0 | 0 | 0 | 0
Commercial_Grocery_New_Space Heating_Natural Gas_Furnace_E10_Codes & Standards Forecast | Commercial | Grocery | New | Space Heating | Natural Gas | Furnace | E10 |  | Codes & Standards Forecast | 0 | 0 | 0 | 0 | 0 | 0 | 0 | 0 | 0 | 0 | 0 | 0 | 0 | 0 | 0 | 0 | 0 | 0 | 0 | 0 | 0 | 0 | 0 | 0 | 0 | 0 | 0 | 0 | 0 | 0 | 0
Commercial_Grocery_New_Space Heating_Natural Gas_Boiler_E1_Codes & Standards Forecast | Commercial | Grocery | New | Space Heating | Natural Gas | Boiler | E1 | AFUE 80% (Standard) | Codes & Standards Forecast | 0 | 0 | 0 | 0 | 0 | 0 | 0 | 0 | 0 | 0 | 0 | 0 | 0 | 0 | 0 | 0 | 0 | 0 | 0 | 0 | 0 | 0 | 0 | 0 | 0 | 0 | 0 | 0 | 0 | 0 | 0
Commercial_Grocery_New_Space Heating_Natural Gas_Boiler_E2_Codes & Standards Forecast | Commercial | Grocery | New | Space Heating | Natural Gas | Boiler | E2 | AFUE 85% | Codes & Standards Forecast | 0 | 0 | 0 | 0 | 0 | 0 | 0 | 0 | 0 | 0 | 0 | 0 | 0 | 0 | 0 | 0 | 0 | 0 | 0 | 0 | 0 | 0 | 0 | 0 | 0 | 0 | 0 | 0 | 0 | 0 | 0
Commercial_Grocery_New_Space Heating_Natural Gas_Boiler_E3_Codes & Standards Forecast | Commercial | Grocery | New | Space Heating | Natural Gas | Boiler | E3 | AFUE 98% | Codes & Standards Forecast | 0 | 0 | 0 | 0 | 0 | 0 | 0 | 0 | 0 | 0 | 0 | 0 | 0 | 0 | 0 | 0 | 0 | 0 | 0 | 0 | 0 | 0 | 0 | 0 | 0 | 0 | 0 | 0 | 0 | 0 | 0
Commercial_Grocery_New_Space Heating_Natural Gas_Boiler_E4_Codes & Standards Forecast | Commercial | Grocery | New | Space Heating | Natural Gas | Boiler | E4 | Convert to NG Air Source Heat Pump | Codes & Standards Forecast | 0 | 0 | 0 | 0 | 0 | 0 | 0 | 0 | 0 | 0 | 0 | 0 | 0 | 0 | 0 | 0 | 0 | 0 | 0 | 0 | 0 | 0 | 0 | 0 | 0 | 0 | 0 | 0 | 0 | 0 | 0
Commercial_Grocery_New_Space Heating_Natural Gas_Boiler_E5_Codes & Standards Forecast | Commercial | Grocery | New | Space Heating | Natural Gas | Boiler | E5 |  | Codes & Standards Forecast | 0 | 0 | 0 | 0 | 0 | 0 | 0 | 0 | 0 | 0 | 0 | 0 | 0 | 0 | 0 | 0 | 0 | 0 | 0 | 0 | 0 | 0 | 0 | 0 | 0 | 0 | 0 | 0 | 0 | 0 | 0
Commercial_Grocery_New_Space Heating_Natural Gas_Boiler_E6_Codes & Standards Forecast | Commercial | Grocery | New | Space Heating | Natural Gas | Boiler | E6 |  | Codes & Standards Forecast | 0 | 0 | 0 | 0 | 0 | 0 | 0 | 0 | 0 | 0 | 0 | 0 | 0 | 0 | 0 | 0 | 0 | 0 | 0 | 0 | 0 | 0 | 0 | 0 | 0 | 0 | 0 | 0 | 0 | 0 | 0
Commercial_Grocery_New_Space Heating_Natural Gas_Boiler_E7_Codes & Standards Forecast | Commercial | Grocery | New | Space Heating | Natural Gas | Boiler | E7 |  | Codes & Standards Forecast | 0 | 0 | 0 | 0 | 0 | 0 | 0 | 0 | 0 | 0 | 0 | 0 | 0 | 0 | 0 | 0 | 0 | 0 | 0 | 0 | 0 | 0 | 0 | 0 | 0 | 0 | 0 | 0 | 0 | 0 | 0
Commercial_Grocery_New_Space Heating_Natural Gas_Boiler_E8_Codes & Standards Forecast | Commercial | Grocery | New | Space Heating | Natural Gas | Boiler | E8 |  | Codes & Standards Forecast | 0 | 0 | 0 | 0 | 0 | 0 | 0 | 0 | 0 | 0 | 0 | 0 | 0 | 0 | 0 | 0 | 0 | 0 | 0 | 0 | 0 | 0 | 0 | 0 | 0 | 0 | 0 | 0 | 0 | 0 | 0
Commercial_Grocery_New_Space Heating_Natural Gas_Boiler_E9_Codes & Standards Forecast | Commercial | Grocery | New | Space Heating | Natural Gas | Boiler | E9 |  | Codes & Standards Forecast | 0 | 0 | 0 | 0 | 0 | 0 | 0 | 0 | 0 | 0 | 0 | 0 | 0 | 0 | 0 | 0 | 0 | 0 | 0 | 0 | 0 | 0 | 0 | 0 | 0 | 0 | 0 | 0 | 0 | 0 | 0
Commercial_Grocery_New_Space Heating_Natural Gas_Boiler_E10_Codes & Standards Forecast | Commercial | Grocery | New | Space Heating | Natural Gas | Boiler | E10 |  | Codes & Standards Forecast | 0 | 0 | 0 | 0 | 0 | 0 | 0 | 0 | 0 | 0 | 0 | 0 | 0 | 0 | 0 | 0 | 0 | 0 | 0 | 0 | 0 | 0 | 0 | 0 | 0 | 0 | 0 | 0 | 0 | 0 | 0
Commercial_Grocery_New_Space Heating_Natural Gas_Unit Heater_E1_Codes & Standards Forecast | Commercial | Grocery | New | Space Heating | Natural Gas | Unit Heater | E1 | Standard | Codes & Standards Forecast | 0 | 12640.6022 | 12756.52 | 13524.0205 | 7422.7309 | 0 | 0 | 0 | 0 | 0 | 0 | 0 | 0 | 0 | 0 | 0 | 0 | 0 | 0 | 0 | 0 | 0 | 0 | 0 | 0 | 0 | 0 | 0 | 0 | 0 | 0
Commercial_Grocery_New_Space Heating_Natural Gas_Unit Heater_E2_Codes & Standards Forecast | Commercial | Grocery | New | Space Heating | Natural Gas | Unit Heater | E2 | Condensing | Codes & Standards Forecast | 0 | 0 | 0 | 0 | 0 | 6047.3251 | 5958.9008 | 5872.4064 | 5787.8042 | 5705.0571 | 5624.129 | 7350.7845 | 8837.7769 | 10212.6425 | 10510.3553 | 10560.1278 | 10581.4381 | 10578.8272 | 14239.1082 | 13707.3815 | 13421.9528 | 11414.933 | 11276.3982 | 11721.6324 | 12139.1262 | 12497.5821 | 12801.5246 | 13055.4776 | 14316.1363 | 15244.5053 | 15960.5535
Commercial_Grocery_New_Space Heating_Natural Gas_Unit Heater_E3_Codes & Standards Forecast | Commercial | Grocery | New | Space Heating | Natural Gas | Unit Heater | E3 | Infrared Radiant | Codes & Standards Forecast | 0 | 0 | 0 | 0 | 0 | 0 | 0 | 0 | 0 | 0 | 0 | 0 | 0 | 0 | 0 | 0 | 0 | 0 | 0 | 0 | 0 | 0 | 0 | 0 | 0 | 0 | 0 | 0 | 0 | 0 | 0
Commercial_Grocery_New_Space Heating_Natural Gas_Unit Heater_E4_Codes & Standards Forecast | Commercial | Grocery | New | Space Heating | Natural Gas | Unit Heater | E4 |  | Codes & Standards Forecast | 0 | 0 | 0 | 0 | 0 | 0 | 0 | 0 | 0 | 0 | 0 | 0 | 0 | 0 | 0 | 0 | 0 | 0 | 0 | 0 | 0 | 0 | 0 | 0 | 0 | 0 | 0 | 0 | 0 | 0 | 0
Commercial_Grocery_New_Space Heating_Natural Gas_Unit Heater_E5_Codes & Standards Forecast | Commercial | Grocery | New | Space Heating | Natural Gas | Unit Heater | E5 |  | Codes & Standards Forecast | 0 | 0 | 0 | 0 | 0 | 0 | 0 | 0 | 0 | 0 | 0 | 0 | 0 | 0 | 0 | 0 | 0 | 0 | 0 | 0 | 0 | 0 | 0 | 0 | 0 | 0 | 0 | 0 | 0 | 0 | 0
Commercial_Grocery_New_Space Heating_Natural Gas_Unit Heater_E6_Codes & Standards Forecast | Commercial | Grocery | New | Space Heating | Natural Gas | Unit Heater | E6 |  | Codes & Standards Forecast | 0 | 0 | 0 | 0 | 0 | 0 | 0 | 0 | 0 | 0 | 0 | 0 | 0 | 0 | 0 | 0 | 0 | 0 | 0 | 0 | 0 | 0 | 0 | 0 | 0 | 0 | 0 | 0 | 0 | 0 | 0
Commercial_Grocery_New_Space Heating_Natural Gas_Unit Heater_E7_Codes & Standards Forecast | Commercial | Grocery | New | Space Heating | Natural Gas | Unit Heater | E7 |  | Codes & Standards Forecast | 0 | 0 | 0 | 0 | 0 | 0 | 0 | 0 | 0 | 0 | 0 | 0 | 0 | 0 | 0 | 0 | 0 | 0 | 0 | 0 | 0 | 0 | 0 | 0 | 0 | 0 | 0 | 0 | 0 | 0 | 0
Commercial_Grocery_New_Space Heating_Natural Gas_Unit Heater_E8_Codes & Standards Forecast | Commercial | Grocery | New | Space Heating | Natural Gas | Unit Heater | E8 |  | Codes & Standards Forecast | 0 | 0 | 0 | 0 | 0 | 0 | 0 | 0 | 0 | 0 | 0 | 0 | 0 | 0 | 0 | 0 | 0 | 0 | 0 | 0 | 0 | 0 | 0 | 0 | 0 | 0 | 0 | 0 | 0 | 0 | 0
Commercial_Grocery_New_Space Heating_Natural Gas_Unit Heater_E9_Codes & Standards Forecast | Commercial | Grocery | New | Space Heating | Natural Gas | Unit Heater | E9 |  | Codes & Standards Forecast | 0 | 0 | 0 | 0 | 0 | 0 | 0 | 0 | 0 | 0 | 0 | 0 | 0 | 0 | 0 | 0 | 0 | 0 | 0 | 0 | 0 | 0 | 0 | 0 | 0 | 0 | 0 | 0 | 0 | 0 | 0
Commercial_Grocery_New_Space Heating_Natural Gas_Unit Heater_E10_Codes & Standards Forecast | Commercial | Grocery | New | Space Heating | Natural Gas | Unit Heater | E10 |  | Codes & Standards Forecast | 0 | 0 | 0 | 0 | 0 | 0 | 0 | 0 | 0 | 0 | 0 | 0 | 0 | 0 | 0 | 0 | 0 | 0 | 0 | 0 | 0 | 0 | 0 | 0 | 0 | 0 | 0 | 0 | 0 | 0 | 0
Commercial_Grocery_New_Water Heating_Natural Gas_Water Heater_E1_Codes & Standards Forecast | Commercial | Grocery | New | Water Heating | Natural Gas | Water Heater | E1 | TE 0.80 | Codes & Standards Forecast | 0 | 0 | 0 | 0 | 0 | 0 | 0 | 0 | 0 | 0 | 0 | 0 | 0 | 0 | 0 | 0 | 0 | 0 | 0 | 0 | 0 | 0 | 0 | 0 | 0 | 0 | 0 | 0 | 0 | 0 | 0
Commercial_Grocery_New_Water Heating_Natural Gas_Water Heater_E2_Codes & Standards Forecast | Commercial | Grocery | New | Water Heating | Natural Gas | Water Heater | E2 | TE 0.90 | Codes & Standards Forecast | 0 | 0 | 0 | 0 | 0 | 0 | 0 | 0 | 0 | 0 | 0 | 0 | 0 | 0 | 0 | 0 | 0 | 0 | 0 | 0 | 0 | 0 | 0 | 0 | 0 | 0 | 0 | 0 | 0 | 0 | 0
Commercial_Grocery_New_Water Heating_Natural Gas_Water Heater_E3_Codes & Standards Forecast | Commercial | Grocery | New | Water Heating | Natural Gas | Water Heater | E3 | TE 0.94 | Codes & Standards Forecast | 0 | 0 | 0 | 0 | 0 | 0 | 0 | 0 | 0 | 0 | 0 | 0 | 0 | 0 | 0 | 0 | 0 | 0 | 0 | 0 | 0 | 0 | 0 | 0 | 0 | 0 | 0 | 0 | 0 | 0 | 0
Commercial_Grocery_New_Water Heating_Natural Gas_Water Heater_E4_Codes & Standards Forecast | Commercial | Grocery | New | Water Heating | Natural Gas | Water Heater | E4 | Instantaneous TE 0.94 | Codes & Standards Forecast | 0 | 0 | 0 | 0 | 0 | 0 | 0 | 0 | 0 | 0 | 0 | 0 | 0 | 0 | 0 | 0 | 0 | 0 | 0 | 0 | 0 | 0 | 0 | 0 | 0 | 0 | 0 | 0 | 0 | 0 | 0
Commercial_Grocery_New_Water Heating_Natural Gas_Water Heater_E5_Codes & Standards Forecast | Commercial | Grocery | New | Water Heating | Natural Gas | Water Heater | E5 | Gas-Fired Absorption HPWH | Codes & Standards Forecast | 0 | 0 | 0 | 0 | 0 | 0 | 0 | 0 | 0 | 0 | 0 | 0 | 0 | 0 | 0 | 0 | 0 | 0 | 0 | 0 | 0 | 0 | 0 | 0 | 0 | 0 | 0 | 0 | 0 | 0 | 0
Commercial_Grocery_New_Water Heating_Natural Gas_Water Heater_E6_Codes & Standards Forecast | Commercial | Grocery | New | Water Heating | Natural Gas | Water Heater | E6 |  | Codes & Standards Forecast | 0 | 0 | 0 | 0 | 0 | 0 | 0 | 0 | 0 | 0 | 0 | 0 | 0 | 0 | 0 | 0 | 0 | 0 | 0 | 0 | 0 | 0 | 0 | 0 | 0 | 0 | 0 | 0 | 0 | 0 | 0
Commercial_Grocery_New_Water Heating_Natural Gas_Water Heater_E7_Codes & Standards Forecast | Commercial | Grocery | New | Water Heating | Natural Gas | Water Heater | E7 |  | Codes & Standards Forecast | 0 | 0 | 0 | 0 | 0 | 0 | 0 | 0 | 0 | 0 | 0 | 0 | 0 | 0 | 0 | 0 | 0 | 0 | 0 | 0 | 0 | 0 | 0 | 0 | 0 | 0 | 0 | 0 | 0 | 0 | 0
Commercial_Grocery_New_Water Heating_Natural Gas_Water Heater_E8_Codes & Standards Forecast | Commercial | Grocery | New | Water Heating | Natural Gas | Water Heater | E8 |  | Codes & Standards Forecast | 0 | 0 | 0 | 0 | 0 | 0 | 0 | 0 | 0 | 0 | 0 | 0 | 0 | 0 | 0 | 0 | 0 | 0 | 0 | 0 | 0 | 0 | 0 | 0 | 0 | 0 | 0 | 0 | 0 | 0 | 0
Commercial_Grocery_New_Water Heating_Natural Gas_Water Heater_E9_Codes & Standards Forecast | Commercial | Grocery | New | Water Heating | Natural Gas | Water Heater | E9 |  | Codes & Standards Forecast | 0 | 0 | 0 | 0 | 0 | 0 | 0 | 0 | 0 | 0 | 0 | 0 | 0 | 0 | 0 | 0 | 0 | 0 | 0 | 0 | 0 | 0 | 0 | 0 | 0 | 0 | 0 | 0 | 0 | 0 | 0
Commercial_Grocery_New_Water Heating_Natural Gas_Water Heater_E10_Codes & Standards Forecast | Commercial | Grocery | New | Water Heating | Natural Gas | Water Heater | E10 |  | Codes & Standards Forecast | 0 | 0 | 0 | 0 | 0 | 0 | 0 | 0 | 0 | 0 | 0 | 0 | 0 | 0 | 0 | 0 | 0 | 0 | 0 | 0 | 0 | 0 | 0 | 0 | 0 | 0 | 0 | 0 | 0 | 0 | 0
Commercial_Grocery_New_Food Preparation_Natural Gas_Oven_E1_Codes & Standards Forecast | Commercial | Grocery | New | Food Preparation | Natural Gas | Oven | E1 | Standard | Codes & Standards Forecast | 0 | 17524.4548 | 17685.159 | 18749.1927 | 10290.5946 | 8383.7838 | 8261.1957 | 8141.2831 | 8023.9938 | 7909.2764 | 10717.8231 | 13068.8359 | 15189.489 | 15531.4273 | 15483.4175 | 15408.1644 | 20201.7446 | 19316.7951 | 18798.4963 | 16163.5732 | 16174.9274 | 17022.8845 | 17774.6604 | 18381.5726 | 18863.498 | 20868.1338 | 22252.0312 | 23243.4268 | 23123.1155 | 22905.2686 | 22847.056
Commercial_Grocery_New_Food Preparation_Natural Gas_Oven_E2_Codes & Standards Forecast | Commercial | Grocery | New | Food Preparation | Natural Gas | Oven | E2 | ENERGY STAR (EF ≥ 44%) Convection Oven utilizing ASTM Std F1496 | Codes & Standards Forecast | 0 | 0 | 0 | 0 | 0 | 0 | 0 | 0 | 0 | 0 | 0 | 0 | 0 | 0 | 0 | 0 | 0 | 0 | 0 | 0 | 0 | 0 | 0 | 0 | 0 | 0 | 0 | 0 | 0 | 0 | 0
Commercial_Grocery_New_Food Preparation_Natural Gas_Oven_E3_Codes & Standards Forecast | Commercial | Grocery | New | Food Preparation | Natural Gas | Oven | E3 |  | Codes & Standards Forecast | 0 | 0 | 0 | 0 | 0 | 0 | 0 | 0 | 0 | 0 | 0 | 0 | 0 | 0 | 0 | 0 | 0 | 0 | 0 | 0 | 0 | 0 | 0 | 0 | 0 | 0 | 0 | 0 | 0 | 0 | 0
Commercial_Grocery_New_Food Preparation_Natural Gas_Oven_E4_Codes & Standards Forecast | Commercial | Grocery | New | Food Preparation | Natural Gas | Oven | E4 |  | Codes & Standards Forecast | 0 | 0 | 0 | 0 | 0 | 0 | 0 | 0 | 0 | 0 | 0 | 0 | 0 | 0 | 0 | 0 | 0 | 0 | 0 | 0 | 0 | 0 | 0 | 0 | 0 | 0 | 0 | 0 | 0 | 0 | 0
Commercial_Grocery_New_Food Preparation_Natural Gas_Oven_E5_Codes & Standards Forecast | Commercial | Grocery | New | Food Preparation | Natural Gas | Oven | E5 |  | Codes & Standards Forecast | 0 | 0 | 0 | 0 | 0 | 0 | 0 | 0 | 0 | 0 | 0 | 0 | 0 | 0 | 0 | 0 | 0 | 0 | 0 | 0 | 0 | 0 | 0 | 0 | 0 | 0 | 0 | 0 | 0 | 0 | 0
Commercial_Grocery_New_Food Preparation_Natural Gas_Oven_E6_Codes & Standards Forecast | Commercial | Grocery | New | Food Preparation | Natural Gas | Oven | E6 |  | Codes & Standards Forecast | 0 | 0 | 0 | 0 | 0 | 0 | 0 | 0 | 0 | 0 | 0 | 0 | 0 | 0 | 0 | 0 | 0 | 0 | 0 | 0 | 0 | 0 | 0 | 0 | 0 | 0 | 0 | 0 | 0 | 0 | 0
Commercial_Grocery_New_Food Preparation_Natural Gas_Oven_E7_Codes & Standards Forecast | Commercial | Grocery | New | Food Preparation | Natural Gas | Oven | E7 |  | Codes & Standards Forecast | 0 | 0 | 0 | 0 | 0 | 0 | 0 | 0 | 0 | 0 | 0 | 0 | 0 | 0 | 0 | 0 | 0 | 0 | 0 | 0 | 0 | 0 | 0 | 0 | 0 | 0 | 0 | 0 | 0 | 0 | 0
Commercial_Grocery_New_Food Preparation_Natural Gas_Oven_E8_Codes & Standards Forecast | Commercial | Grocery | New | Food Preparation | Natural Gas | Oven | E8 |  | Codes & Standards Forecast | 0 | 0 | 0 | 0 | 0 | 0 | 0 | 0 | 0 | 0 | 0 | 0 | 0 | 0 | 0 | 0 | 0 | 0 | 0 | 0 | 0 | 0 | 0 | 0 | 0 | 0 | 0 | 0 | 0 | 0 | 0
Commercial_Grocery_New_Food Preparation_Natural Gas_Oven_E9_Codes & Standards Forecast | Commercial | Grocery | New | Food Preparation | Natural Gas | Oven | E9 |  | Codes & Standards Forecast | 0 | 0 | 0 | 0 | 0 | 0 | 0 | 0 | 0 | 0 | 0 | 0 | 0 | 0 | 0 | 0 | 0 | 0 | 0 | 0 | 0 | 0 | 0 | 0 | 0 | 0 | 0 | 0 | 0 | 0 | 0
Commercial_Grocery_New_Food Preparation_Natural Gas_Oven_E10_Codes & Standards Forecast | Commercial | Grocery | New | Food Preparation | Natural Gas | Oven | E10 |  | Codes & Standards Forecast | 0 | 0 | 0 | 0 | 0 | 0 | 0 | 0 | 0 | 0 | 0 | 0 | 0 | 0 | 0 | 0 | 0 | 0 | 0 | 0 | 0 | 0 | 0 | 0 | 0 | 0 | 0 | 0 | 0 | 0 | 0
Commercial_Grocery_New_Food Preparation_Natural Gas_Conveyor Oven_E1_Codes & Standards Forecast | Commercial | Grocery | New | Food Preparation | Natural Gas | Conveyor Oven | E1 | Standard | Codes & Standards Forecast | 0 | 8762.2274 | 8842.5795 | 9374.5963 | 5145.2973 | 4191.8919 | 4130.5978 | 4070.6415 | 4011.9969 | 3954.6382 | 3898.5403 | 3843.6787 | 3790.0291 | 3737.5679 | 3686.272 | 3636.1186 | 3587.0855 | 5291.5964 | 6662.7657 | 7857.7893 | 7959.8238 | 7842.8328 | 10026.1924 | 9477.4132 | 9137.6643 | 7599.0182 | 7208.5827 | 7112.2349 | 7018.052 | 6925.992 | 6836.0136
Commercial_Grocery_New_Food Preparation_Natural Gas_Conveyor Oven_E2_Codes & Standards Forecast | Commercial | Grocery | New | Food Preparation | Natural Gas | Conveyor Oven | E2 | ENERGY STAR (EF ≥ 44%) Convection Oven utilizing ASTM Std F1496 | Codes & Standards Forecast | 0 | 0 | 0 | 0 | 0 | 0 | 0 | 0 | 0 | 0 | 0 | 0 | 0 | 0 | 0 | 0 | 0 | 0 | 0 | 0 | 0 | 0 | 0 | 0 | 0 | 0 | 0 | 0 | 0 | 0 | 0
Commercial_Grocery_New_Food Preparation_Natural Gas_Conveyor Oven_E3_Codes & Standards Forecast | Commercial | Grocery | New | Food Preparation | Natural Gas | Conveyor Oven | E3 |  | Codes & Standards Forecast | 0 | 0 | 0 | 0 | 0 | 0 | 0 | 0 | 0 | 0 | 0 | 0 | 0 | 0 | 0 | 0 | 0 | 0 | 0 | 0 | 0 | 0 | 0 | 0 | 0 | 0 | 0 | 0 | 0 | 0 | 0
Commercial_Grocery_New_Food Preparation_Natural Gas_Conveyor Oven_E4_Codes & Standards Forecast | Commercial | Grocery | New | Food Preparation | Natural Gas | Conveyor Oven | E4 |  | Codes & Standards Forecast | 0 | 0 | 0 | 0 | 0 | 0 | 0 | 0 | 0 | 0 | 0 | 0 | 0 | 0 | 0 | 0 | 0 | 0 | 0 | 0 | 0 | 0 | 0 | 0 | 0 | 0 | 0 | 0 | 0 | 0 | 0
Commercial_Grocery_New_Food Preparation_Natural Gas_Conveyor Oven_E5_Codes & Standards Forecast | Commercial | Grocery | New | Food Preparation | Natural Gas | Conveyor Oven | E5 |  | Codes & Standards Forecast | 0 | 0 | 0 | 0 | 0 | 0 | 0 | 0 | 0 | 0 | 0 | 0 | 0 | 0 | 0 | 0 | 0 | 0 | 0 | 0 | 0 | 0 | 0 | 0 | 0 | 0 | 0 | 0 | 0 | 0 | 0
Commercial_Grocery_New_Food Preparation_Natural Gas_Conveyor Oven_E6_Codes & Standards Forecast | Commercial | Grocery | New | Food Preparation | Natural Gas | Conveyor Oven | E6 |  | Codes & Standards Forecast | 0 | 0 | 0 | 0 | 0 | 0 | 0 | 0 | 0 | 0 | 0 | 0 | 0 | 0 | 0 | 0 | 0 | 0 | 0 | 0 | 0 | 0 | 0 | 0 | 0 | 0 | 0 | 0 | 0 | 0 | 0
Commercial_Grocery_New_Food Preparation_Natural Gas_Conveyor Oven_E7_Codes & Standards Forecast | Commercial | Grocery | New | Food Preparation | Natural Gas | Conveyor Oven | E7 |  | Codes & Standards Forecast | 0 | 0 | 0 | 0 | 0 | 0 | 0 | 0 | 0 | 0 | 0 | 0 | 0 | 0 | 0 | 0 | 0 | 0 | 0 | 0 | 0 | 0 | 0 | 0 | 0 | 0 | 0 | 0 | 0 | 0 | 0
Commercial_Grocery_New_Food Preparation_Natural Gas_Conveyor Oven_E8_Codes & Standards Forecast | Commercial | Grocery | New | Food Preparation | Natural Gas | Conveyor Oven | E8 |  | Codes & Standards Forecast | 0 | 0 | 0 | 0 | 0 | 0 | 0 | 0 | 0 | 0 | 0 | 0 | 0 | 0 | 0 | 0 | 0 | 0 | 0 | 0 | 0 | 0 | 0 | 0 | 0 | 0 | 0 | 0 | 0 | 0 | 0
Commercial_Grocery_New_Food Preparation_Natural Gas_Conveyor Oven_E9_Codes & Standards Forecast | Commercial | Grocery | New | Food Preparation | Natural Gas | Conveyor Oven | E9 |  | Codes & Standards Forecast | 0 | 0 | 0 | 0 | 0 | 0 | 0 | 0 | 0 | 0 | 0 | 0 | 0 | 0 | 0 | 0 | 0 | 0 | 0 | 0 | 0 | 0 | 0 | 0 | 0 | 0 | 0 | 0 | 0 | 0 | 0
Commercial_Grocery_New_Food Preparation_Natural Gas_Conveyor Oven_E10_Codes & Standards Forecast | Commercial | Grocery | New | Food Preparation | Natural Gas | Conveyor Oven | E10 |  | Codes & Standards Forecast | 0 | 0 | 0 | 0 | 0 | 0 | 0 | 0 | 0 | 0 | 0 | 0 | 0 | 0 | 0 | 0 | 0 | 0 | 0 | 0 | 0 | 0 | 0 | 0 | 0 | 0 | 0 | 0 | 0 | 0 | 0
Commercial_Grocery_New_Food Preparation_Natural Gas_Double Rack Oven_E1_Codes & Standards Forecast | Commercial | Grocery | New | Food Preparation | Natural Gas | Double Rack Oven | E1 | Standard | Codes & Standards Forecast | 0 | 8762.2274 | 8842.5795 | 9374.5963 | 5145.2973 | 4191.8919 | 4130.5978 | 4070.6415 | 4011.9969 | 3954.6382 | 3898.5403 | 3843.6787 | 5542.4745 | 6908.0402 | 8097.5691 | 8194.2157 | 8071.9416 | 10250.1207 | 9696.2614 | 9351.531 | 7807.9999 | 7412.7739 | 7311.7282 | 7563.4274 | 8030.8459 | 8635.7989 | 9132.3661 | 9498.6004 | 10680.209 | 11420.8045 | 11891.7795
Commercial_Grocery_New_Food Preparation_Natural Gas_Double Rack Oven_E2_Codes & Standards Forecast | Commercial | Grocery | New | Food Preparation | Natural Gas | Double Rack Oven | E2 | FTSC Qualified (>50% Cooking Efficiency) | Codes & Standards Forecast | 0 | 0 | 0 | 0 | 0 | 0 | 0 | 0 | 0 | 0 | 0 | 0 | 0 | 0 | 0 | 0 | 0 | 0 | 0 | 0 | 0 | 0 | 0 | 0 | 0 | 0 | 0 | 0 | 0 | 0 | 0
Commercial_Grocery_New_Food Preparation_Natural Gas_Double Rack Oven_E3_Codes & Standards Forecast | Commercial | Grocery | New | Food Preparation | Natural Gas | Double Rack Oven | E3 |  | Codes & Standards Forecast | 0 | 0 | 0 | 0 | 0 | 0 | 0 | 0 | 0 | 0 | 0 | 0 | 0 | 0 | 0 | 0 | 0 | 0 | 0 | 0 | 0 | 0 | 0 | 0 | 0 | 0 | 0 | 0 | 0 | 0 | 0
Commercial_Grocery_New_Food Preparation_Natural Gas_Double Rack Oven_E4_Codes & Standards Forecast | Commercial | Grocery | New | Food Preparation | Natural Gas | Double Rack Oven | E4 |  | Codes & Standards Forecast | 0 | 0 | 0 | 0 | 0 | 0 | 0 | 0 | 0 | 0 | 0 | 0 | 0 | 0 | 0 | 0 | 0 | 0 | 0 | 0 | 0 | 0 | 0 | 0 | 0 | 0 | 0 | 0 | 0 | 0 | 0
Commercial_Grocery_New_Food Preparation_Natural Gas_Double Rack Oven_E5_Codes & Standards Forecast | Commercial | Grocery | New | Food Preparation | Natural Gas | Double Rack Oven | E5 |  | Codes & Standards Forecast | 0 | 0 | 0 | 0 | 0 | 0 | 0 | 0 | 0 | 0 | 0 | 0 | 0 | 0 | 0 | 0 | 0 | 0 | 0 | 0 | 0 | 0 | 0 | 0 | 0 | 0 | 0 | 0 | 0 | 0 | 0
Commercial_Grocery_New_Food Preparation_Natural Gas_Double Rack Oven_E6_Codes & Standards Forecast | Commercial | Grocery | New | Food Preparation | Natural Gas | Double Rack Oven | E6 |  | Codes & Standards Forecast | 0 | 0 | 0 | 0 | 0 | 0 | 0 | 0 | 0 | 0 | 0 | 0 | 0 | 0 | 0 | 0 | 0 | 0 | 0 | 0 | 0 | 0 | 0 | 0 | 0 | 0 | 0 | 0 | 0 | 0 | 0
Commercial_Grocery_New_Food Preparation_Natural Gas_Double Rack Oven_E7_Codes & Standards Forecast | Commercial | Grocery | New | Food Preparation | Natural Gas | Double Rack Oven | E7 |  | Codes & Standards Forecast | 0 | 0 | 0 | 0 | 0 | 0 | 0 | 0 | 0 | 0 | 0 | 0 | 0 | 0 | 0 | 0 | 0 | 0 | 0 | 0 | 0 | 0 | 0 | 0 | 0 | 0 | 0 | 0 | 0 | 0 | 0
Commercial_Grocery_New_Food Preparation_Natural Gas_Double Rack Oven_E8_Codes & Standards Forecast | Commercial | Grocery | New | Food Preparation | Natural Gas | Double Rack Oven | E8 |  | Codes & Standards Forecast | 0 | 0 | 0 | 0 | 0 | 0 | 0 | 0 | 0 | 0 | 0 | 0 | 0 | 0 | 0 | 0 | 0 | 0 | 0 | 0 | 0 | 0 | 0 | 0 | 0 | 0 | 0 | 0 | 0 | 0 | 0
Commercial_Grocery_New_Food Preparation_Natural Gas_Double Rack Oven_E9_Codes & Standards Forecast | Commercial | Grocery | New | Food Preparation | Natural Gas | Double Rack Oven | E9 |  | Codes & Standards Forecast | 0 | 0 | 0 | 0 | 0 | 0 | 0 | 0 | 0 | 0 | 0 | 0 | 0 | 0 | 0 | 0 | 0 | 0 | 0 | 0 | 0 | 0 | 0 | 0 | 0 | 0 | 0 | 0 | 0 | 0 | 0
Commercial_Grocery_New_Food Preparation_Natural Gas_Double Rack Oven_E10_Codes & Standards Forecast | Commercial | Grocery | New | Food Preparation | Natural Gas | Double Rack Oven | E10 |  | Codes & Standards Forecast | 0 | 0 | 0 | 0 | 0 | 0 | 0 | 0 | 0 | 0 | 0 | 0 | 0 | 0 | 0 | 0 | 0 | 0 | 0 | 0 | 0 | 0 | 0 | 0 | 0 | 0 | 0 | 0 | 0 | 0 | 0
Commercial_Grocery_New_Food Preparation_Natural Gas_Fryer_E1_Codes & Standards Forecast | Commercial | Grocery | New | Food Preparation | Natural Gas | Fryer | E1 | Standard | Codes & Standards Forecast | 0 | 37305.7945 | 37647.8991 | 0 | 0 | 0 | 0 | 0 | 0 | 0 | 0 | 0 | 0 | 0 | 0 | 0 | 0 | 0 | 0 | 0 | 0 | 0 | 0 | 0 | 0 | 0 | 0 | 0 | 0 | 0 | 0
Commercial_Grocery_New_Food Preparation_Natural Gas_Fryer_E2_Codes & Standards Forecast | Commercial | Grocery | New | Food Preparation | Natural Gas | Fryer | E2 | ENERGY STAR | Codes & Standards Forecast | 0 | 0 | 0 | 39912.998 | 21906.4623 | 17847.2723 | 17586.3085 | 17331.0404 | 17081.3566 | 24298.3068 | 30096.8143 | 35146.1352 | 35542.7297 | 35007.5437 | 44266.9821 | 41894.8549 | 40413.3813 | 35320.4296 | 36025.7517 | 38560.1529 | 40633.895 | 42153.5208 | 47145.4289 | 50260.4461 | 52228.2738 | 51533.5014 | 50844.4498 | 53338.3619 | 52670.461 | 52645.5927 | 52650.0686
Commercial_Grocery_New_Food Preparation_Natural Gas_Fryer_E3_Codes & Standards Forecast | Commercial | Grocery | New | Food Preparation | Natural Gas | Fryer | E3 |  | Codes & Standards Forecast | 0 | 0 | 0 | 0 | 0 | 0 | 0 | 0 | 0 | 0 | 0 | 0 | 0 | 0 | 0 | 0 | 0 | 0 | 0 | 0 | 0 | 0 | 0 | 0 | 0 | 0 | 0 | 0 | 0 | 0 | 0
Commercial_Grocery_New_Food Preparation_Natural Gas_Fryer_E4_Codes & Standards Forecast | Commercial | Grocery | New | Food Preparation | Natural Gas | Fryer | E4 |  | Codes & Standards Forecast | 0 | 0 | 0 | 0 | 0 | 0 | 0 | 0 | 0 | 0 | 0 | 0 | 0 | 0 | 0 | 0 | 0 | 0 | 0 | 0 | 0 | 0 | 0 | 0 | 0 | 0 | 0 | 0 | 0 | 0 | 0
Commercial_Grocery_New_Food Preparation_Natural Gas_Fryer_E5_Codes & Standards Forecast | Commercial | Grocery | New | Food Preparation | Natural Gas | Fryer | E5 |  | Codes & Standards Forecast | 0 | 0 | 0 | 0 | 0 | 0 | 0 | 0 | 0 | 0 | 0 | 0 | 0 | 0 | 0 | 0 | 0 | 0 | 0 | 0 | 0 | 0 | 0 | 0 | 0 | 0 | 0 | 0 | 0 | 0 | 0
Commercial_Grocery_New_Food Preparation_Natural Gas_Fryer_E6_Codes & Standards Forecast | Commercial | Grocery | New | Food Preparation | Natural Gas | Fryer | E6 |  | Codes & Standards Forecast | 0 | 0 | 0 | 0 | 0 | 0 | 0 | 0 | 0 | 0 | 0 | 0 | 0 | 0 | 0 | 0 | 0 | 0 | 0 | 0 | 0 | 0 | 0 | 0 | 0 | 0 | 0 | 0 | 0 | 0 | 0
Commercial_Grocery_New_Food Preparation_Natural Gas_Fryer_E7_Codes & Standards Forecast | Commercial | Grocery | New | Food Preparation | Natural Gas | Fryer | E7 |  | Codes & Standards Forecast | 0 | 0 | 0 | 0 | 0 | 0 | 0 | 0 | 0 | 0 | 0 | 0 | 0 | 0 | 0 | 0 | 0 | 0 | 0 | 0 | 0 | 0 | 0 | 0 | 0 | 0 | 0 | 0 | 0 | 0 | 0
Commercial_Grocery_New_Food Preparation_Natural Gas_Fryer_E8_Codes & Standards Forecast | Commercial | Grocery | New | Food Preparation | Natural Gas | Fryer | E8 |  | Codes & Standards Forecast | 0 | 0 | 0 | 0 | 0 | 0 | 0 | 0 | 0 | 0 | 0 | 0 | 0 | 0 | 0 | 0 | 0 | 0 | 0 | 0 | 0 | 0 | 0 | 0 | 0 | 0 | 0 | 0 | 0 | 0 | 0
Commercial_Grocery_New_Food Preparation_Natural Gas_Fryer_E9_Codes & Standards Forecast | Commercial | Grocery | New | Food Preparation | Natural Gas | Fryer | E9 |  | Codes & Standards Forecast | 0 | 0 | 0 | 0 | 0 | 0 | 0 | 0 | 0 | 0 | 0 | 0 | 0 | 0 | 0 | 0 | 0 | 0 | 0 | 0 | 0 | 0 | 0 | 0 | 0 | 0 | 0 | 0 | 0 | 0 | 0
Commercial_Grocery_New_Food Preparation_Natural Gas_Fryer_E10_Codes & Standards Forecast | Commercial | Grocery | New | Food Preparation | Natural Gas | Fryer | E10 |  | Codes & Standards Forecast | 0 | 0 | 0 | 0 | 0 | 0 | 0 | 0 | 0 | 0 | 0 | 0 | 0 | 0 | 0 | 0 | 0 | 0 | 0 | 0 | 0 | 0 | 0 | 0 | 0 | 0 | 0 | 0 | 0 | 0 | 0
Commercial_Grocery_New_Food Preparation_Natural Gas_Broiler_E1_Codes & Standards Forecast | Commercial | Grocery | New | Food Preparation | Natural Gas | Broiler | E1 | Standard | Codes & Standards Forecast | 0 | 2074.5773 | 2093.6017 | 2219.564 | 1218.2196 | 992.4878 | 977.9756 | 963.7801 | 949.8952 | 936.3147 | 923.0328 | 910.0435 | 1312.2567 | 1635.5731 | 1917.2103 | 1940.0927 | 1911.1427 | 2426.8564 | 2295.7226 | 2214.103 | 1848.6509 | 1755.0757 | 1731.1518 | 1790.745 | 1901.4127 | 2044.6436 | 2162.2127 | 2248.9237 | 2528.6857 | 2704.0318 | 2815.5416
Commercial_Grocery_New_Food Preparation_Natural Gas_Broiler_E2_Codes & Standards Forecast | Commercial | Grocery | New | Food Preparation | Natural Gas | Broiler | E2 | Infrared Burners | Codes & Standards Forecast | 0 | 0 | 0 | 0 | 0 | 0 | 0 | 0 | 0 | 0 | 0 | 0 | 0 | 0 | 0 | 0 | 0 | 0 | 0 | 0 | 0 | 0 | 0 | 0 | 0 | 0 | 0 | 0 | 0 | 0 | 0
Commercial_Grocery_New_Food Preparation_Natural Gas_Broiler_E3_Codes & Standards Forecast | Commercial | Grocery | New | Food Preparation | Natural Gas | Broiler | E3 |  | Codes & Standards Forecast | 0 | 0 | 0 | 0 | 0 | 0 | 0 | 0 | 0 | 0 | 0 | 0 | 0 | 0 | 0 | 0 | 0 | 0 | 0 | 0 | 0 | 0 | 0 | 0 | 0 | 0 | 0 | 0 | 0 | 0 | 0
Commercial_Grocery_New_Food Preparation_Natural Gas_Broiler_E4_Codes & Standards Forecast | Commercial | Grocery | New | Food Preparation | Natural Gas | Broiler | E4 |  | Codes & Standards Forecast | 0 | 0 | 0 | 0 | 0 | 0 | 0 | 0 | 0 | 0 | 0 | 0 | 0 | 0 | 0 | 0 | 0 | 0 | 0 | 0 | 0 | 0 | 0 | 0 | 0 | 0 | 0 | 0 | 0 | 0 | 0
Commercial_Grocery_New_Food Preparation_Natural Gas_Broiler_E5_Codes & Standards Forecast | Commercial | Grocery | New | Food Preparation | Natural Gas | Broiler | E5 |  | Codes & Standards Forecast | 0 | 0 | 0 | 0 | 0 | 0 | 0 | 0 | 0 | 0 | 0 | 0 | 0 | 0 | 0 | 0 | 0 | 0 | 0 | 0 | 0 | 0 | 0 | 0 | 0 | 0 | 0 | 0 | 0 | 0 | 0
Commercial_Grocery_New_Food Preparation_Natural Gas_Broiler_E6_Codes & Standards Forecast | Commercial | Grocery | New | Food Preparation | Natural Gas | Broiler | E6 |  | Codes & Standards Forecast | 0 | 0 | 0 | 0 | 0 | 0 | 0 | 0 | 0 | 0 | 0 | 0 | 0 | 0 | 0 | 0 | 0 | 0 | 0 | 0 | 0 | 0 | 0 | 0 | 0 | 0 | 0 | 0 | 0 | 0 | 0
Commercial_Grocery_New_Food Preparation_Natural Gas_Broiler_E7_Codes & Standards Forecast | Commercial | Grocery | New | Food Preparation | Natural Gas | Broiler | E7 |  | Codes & Standards Forecast | 0 | 0 | 0 | 0 | 0 | 0 | 0 | 0 | 0 | 0 | 0 | 0 | 0 | 0 | 0 | 0 | 0 | 0 | 0 | 0 | 0 | 0 | 0 | 0 | 0 | 0 | 0 | 0 | 0 | 0 | 0
Commercial_Grocery_New_Food Preparation_Natural Gas_Broiler_E8_Codes & Standards Forecast | Commercial | Grocery | New | Food Preparation | Natural Gas | Broiler | E8 |  | Codes & Standards Forecast | 0 | 0 | 0 | 0 | 0 | 0 | 0 | 0 | 0 | 0 | 0 | 0 | 0 | 0 | 0 | 0 | 0 | 0 | 0 | 0 | 0 | 0 | 0 | 0 | 0 | 0 | 0 | 0 | 0 | 0 | 0
Commercial_Grocery_New_Food Preparation_Natural Gas_Broiler_E9_Codes & Standards Forecast | Commercial | Grocery | New | Food Preparation | Natural Gas | Broiler | E9 |  | Codes & Standards Forecast | 0 | 0 | 0 | 0 | 0 | 0 | 0 | 0 | 0 | 0 | 0 | 0 | 0 | 0 | 0 | 0 | 0 | 0 | 0 | 0 | 0 | 0 | 0 | 0 | 0 | 0 | 0 | 0 | 0 | 0 | 0
Commercial_Grocery_New_Food Preparation_Natural Gas_Broiler_E10_Codes & Standards Forecast | Commercial | Grocery | New | Food Preparation | Natural Gas | Broiler | E10 |  | Codes & Standards Forecast | 0 | 0 | 0 | 0 | 0 | 0 | 0 | 0 | 0 | 0 | 0 | 0 | 0 | 0 | 0 | 0 | 0 | 0 | 0 | 0 | 0 | 0 | 0 | 0 | 0 | 0 | 0 | 0 | 0 | 0 | 0
Commercial_Grocery_New_Food Preparation_Natural Gas_Griddle_E1_Codes & Standards Forecast | Commercial | Grocery | New | Food Preparation | Natural Gas | Griddle | E1 | Standard | Codes & Standards Forecast | 0 | 4624.0683 | 4666.4723 | 4947.2322 | 2715.3149 | 2212.1766 | 2179.83 | 2148.1895 | 2117.2411 | 2086.9713 | 2057.3669 | 2028.4149 | 2924.9162 | 3645.5627 | 4273.3098 | 4324.3129 | 4259.7855 | 5409.2705 | 5116.9837 | 4935.06 | 4120.4962 | 3911.9246 | 3858.6 | 3991.4286 | 4238.0982 | 4557.3485 | 4819.4006 | 5012.6726 | 5636.2399 | 6027.0725 | 6275.619
Commercial_Grocery_New_Food Preparation_Natural Gas_Griddle_E2_Codes & Standards Forecast | Commercial | Grocery | New | Food Preparation | Natural Gas | Griddle | E2 | ENERGY STAR | Codes & Standards Forecast | 0 | 0 | 0 | 0 | 0 | 0 | 0 | 0 | 0 | 0 | 0 | 0 | 0 | 0 | 0 | 0 | 0 | 0 | 0 | 0 | 0 | 0 | 0 | 0 | 0 | 0 | 0 | 0 | 0 | 0 | 0
Commercial_Grocery_New_Food Preparation_Natural Gas_Griddle_E3_Codes & Standards Forecast | Commercial | Grocery | New | Food Preparation | Natural Gas | Griddle | E3 |  | Codes & Standards Forecast | 0 | 0 | 0 | 0 | 0 | 0 | 0 | 0 | 0 | 0 | 0 | 0 | 0 | 0 | 0 | 0 | 0 | 0 | 0 | 0 | 0 | 0 | 0 | 0 | 0 | 0 | 0 | 0 | 0 | 0 | 0
Commercial_Grocery_New_Food Preparation_Natural Gas_Griddle_E4_Codes & Standards Forecast | Commercial | Grocery | New | Food Preparation | Natural Gas | Griddle | E4 |  | Codes & Standards Forecast | 0 | 0 | 0 | 0 | 0 | 0 | 0 | 0 | 0 | 0 | 0 | 0 | 0 | 0 | 0 | 0 | 0 | 0 | 0 | 0 | 0 | 0 | 0 | 0 | 0 | 0 | 0 | 0 | 0 | 0 | 0
Commercial_Grocery_New_Food Preparation_Natural Gas_Griddle_E5_Codes & Standards Forecast | Commercial | Grocery | New | Food Preparation | Natural Gas | Griddle | E5 |  | Codes & Standards Forecast | 0 | 0 | 0 | 0 | 0 | 0 | 0 | 0 | 0 | 0 | 0 | 0 | 0 | 0 | 0 | 0 | 0 | 0 | 0 | 0 | 0 | 0 | 0 | 0 | 0 | 0 | 0 | 0 | 0 | 0 | 0
Commercial_Grocery_New_Food Preparation_Natural Gas_Griddle_E6_Codes & Standards Forecast | Commercial | Grocery | New | Food Preparation | Natural Gas | Griddle | E6 |  | Codes & Standards Forecast | 0 | 0 | 0 | 0 | 0 | 0 | 0 | 0 | 0 | 0 | 0 | 0 | 0 | 0 | 0 | 0 | 0 | 0 | 0 | 0 | 0 | 0 | 0 | 0 | 0 | 0 | 0 | 0 | 0 | 0 | 0
Commercial_Grocery_New_Food Preparation_Natural Gas_Griddle_E7_Codes & Standards Forecast | Commercial | Grocery | New | Food Preparation | Natural Gas | Griddle | E7 |  | Codes & Standards Forecast | 0 | 0 | 0 | 0 | 0 | 0 | 0 | 0 | 0 | 0 | 0 | 0 | 0 | 0 | 0 | 0 | 0 | 0 | 0 | 0 | 0 | 0 | 0 | 0 | 0 | 0 | 0 | 0 | 0 | 0 | 0
Commercial_Grocery_New_Food Preparation_Natural Gas_Griddle_E8_Codes & Standards Forecast | Commercial | Grocery | New | Food Preparation | Natural Gas | Griddle | E8 |  | Codes & Standards Forecast | 0 | 0 | 0 | 0 | 0 | 0 | 0 | 0 | 0 | 0 | 0 | 0 | 0 | 0 | 0 | 0 | 0 | 0 | 0 | 0 | 0 | 0 | 0 | 0 | 0 | 0 | 0 | 0 | 0 | 0 | 0
Commercial_Grocery_New_Food Preparation_Natural Gas_Griddle_E9_Codes & Standards Forecast | Commercial | Grocery | New | Food Preparation | Natural Gas | Griddle | E9 |  | Codes & Standards Forecast | 0 | 0 | 0 | 0 | 0 | 0 | 0 | 0 | 0 | 0 | 0 | 0 | 0 | 0 | 0 | 0 | 0 | 0 | 0 | 0 | 0 | 0 | 0 | 0 | 0 | 0 | 0 | 0 | 0 | 0 | 0
Commercial_Grocery_New_Food Preparation_Natural Gas_Griddle_E10_Codes & Standards Forecast | Commercial | Grocery | New | Food Preparation | Natural Gas | Griddle | E10 |  | Codes & Standards Forecast | 0 | 0 | 0 | 0 | 0 | 0 | 0 | 0 | 0 | 0 | 0 | 0 | 0 | 0 | 0 | 0 | 0 | 0 | 0 | 0 | 0 | 0 | 0 | 0 | 0 | 0 | 0 | 0 | 0 | 0 | 0
Commercial_Grocery_New_Food Preparation_Natural Gas_Range_E1_Codes & Standards Forecast | Commercial | Grocery | New | Food Preparation | Natural Gas | Range | E1 | Standard | Codes & Standards Forecast | 0 | 19342.5894 | 19519.9664 | 20694.3919 | 11358.2276 | 9253.5882 | 9118.2817 | 8985.9284 | 8856.4705 | 8729.8513 | 12474.5334 | 15483.7161 | 18104.4017 | 18312.6544 | 18037.7395 | 22841.165 | 21613.7197 | 20848.019 | 17436.0612 | 17332.7763 | 18350.2988 | 19671.706 | 20754.1242 | 21549.1 | 24144.2735 | 25766.1679 | 26793.1271 | 26284.6914 | 25715.7801 | 26780.9191 | 26302.2088
Commercial_Grocery_New_Food Preparation_Natural Gas_Range_E2_Codes & Standards Forecast | Commercial | Grocery | New | Food Preparation | Natural Gas | Range | E2 | High Efficiency | Codes & Standards Forecast | 0 | 0 | 0 | 0 | 0 | 0 | 0 | 0 | 0 | 0 | 0 | 0 | 0 | 0 | 0 | 0 | 0 | 0 | 0 | 0 | 0 | 0 | 0 | 0 | 0 | 0 | 0 | 0 | 0 | 0 | 0
Commercial_Grocery_New_Food Preparation_Natural Gas_Range_E3_Codes & Standards Forecast | Commercial | Grocery | New | Food Preparation | Natural Gas | Range | E3 |  | Codes & Standards Forecast | 0 | 0 | 0 | 0 | 0 | 0 | 0 | 0 | 0 | 0 | 0 | 0 | 0 | 0 | 0 | 0 | 0 | 0 | 0 | 0 | 0 | 0 | 0 | 0 | 0 | 0 | 0 | 0 | 0 | 0 | 0
Commercial_Grocery_New_Food Preparation_Natural Gas_Range_E4_Codes & Standards Forecast | Commercial | Grocery | New | Food Preparation | Natural Gas | Range | E4 |  | Codes & Standards Forecast | 0 | 0 | 0 | 0 | 0 | 0 | 0 | 0 | 0 | 0 | 0 | 0 | 0 | 0 | 0 | 0 | 0 | 0 | 0 | 0 | 0 | 0 | 0 | 0 | 0 | 0 | 0 | 0 | 0 | 0 | 0
Commercial_Grocery_New_Food Preparation_Natural Gas_Range_E5_Codes & Standards Forecast | Commercial | Grocery | New | Food Preparation | Natural Gas | Range | E5 |  | Codes & Standards Forecast | 0 | 0 | 0 | 0 | 0 | 0 | 0 | 0 | 0 | 0 | 0 | 0 | 0 | 0 | 0 | 0 | 0 | 0 | 0 | 0 | 0 | 0 | 0 | 0 | 0 | 0 | 0 | 0 | 0 | 0 | 0
Commercial_Grocery_New_Food Preparation_Natural Gas_Range_E6_Codes & Standards Forecast | Commercial | Grocery | New | Food Preparation | Natural Gas | Range | E6 |  | Codes & Standards Forecast | 0 | 0 | 0 | 0 | 0 | 0 | 0 | 0 | 0 | 0 | 0 | 0 | 0 | 0 | 0 | 0 | 0 | 0 | 0 | 0 | 0 | 0 | 0 | 0 | 0 | 0 | 0 | 0 | 0 | 0 | 0
Commercial_Grocery_New_Food Preparation_Natural Gas_Range_E7_Codes & Standards Forecast | Commercial | Grocery | New | Food Preparation | Natural Gas | Range | E7 |  | Codes & Standards Forecast | 0 | 0 | 0 | 0 | 0 | 0 | 0 | 0 | 0 | 0 | 0 | 0 | 0 | 0 | 0 | 0 | 0 | 0 | 0 | 0 | 0 | 0 | 0 | 0 | 0 | 0 | 0 | 0 | 0 | 0 | 0
Commercial_Grocery_New_Food Preparation_Natural Gas_Range_E8_Codes & Standards Forecast | Commercial | Grocery | New | Food Preparation | Natural Gas | Range | E8 |  | Codes & Standards Forecast | 0 | 0 | 0 | 0 | 0 | 0 | 0 | 0 | 0 | 0 | 0 | 0 | 0 | 0 | 0 | 0 | 0 | 0 | 0 | 0 | 0 | 0 | 0 | 0 | 0 | 0 | 0 | 0 | 0 | 0 | 0
Commercial_Grocery_New_Food Preparation_Natural Gas_Range_E9_Codes & Standards Forecast | Commercial | Grocery | New | Food Preparation | Natural Gas | Range | E9 |  | Codes & Standards Forecast | 0 | 0 | 0 | 0 | 0 | 0 | 0 | 0 | 0 | 0 | 0 | 0 | 0 | 0 | 0 | 0 | 0 | 0 | 0 | 0 | 0 | 0 | 0 | 0 | 0 | 0 | 0 | 0 | 0 | 0 | 0
Commercial_Grocery_New_Food Preparation_Natural Gas_Range_E10_Codes & Standards Forecast | Commercial | Grocery | New | Food Preparation | Natural Gas | Range | E10 |  | Codes & Standards Forecast | 0 | 0 | 0 | 0 | 0 | 0 | 0 | 0 | 0 | 0 | 0 | 0 | 0 | 0 | 0 | 0 | 0 | 0 | 0 | 0 | 0 | 0 | 0 | 0 | 0 | 0 | 0 | 0 | 0 | 0 | 0
Commercial_Grocery_New_Food Preparation_Natural Gas_Steamer_E1_Codes & Standards Forecast | Commercial | Grocery | New | Food Preparation | Natural Gas | Steamer | E1 | Standard | Codes & Standards Forecast | 0 | 1418.5882 | 1431.5971 | 0 | 0 | 0 | 0 | 0 | 0 | 0 | 0 | 0 | 0 | 0 | 0 | 0 | 0 | 0 | 0 | 0 | 0 | 0 | 0 | 0 | 0 | 0 | 0 | 0 | 0 | 0 | 0
Commercial_Grocery_New_Food Preparation_Natural Gas_Steamer_E2_Codes & Standards Forecast | Commercial | Grocery | New | Food Preparation | Natural Gas | Steamer | E2 | ENERGY STAR | Codes & Standards Forecast | 0 | 0 | 0 | 1517.7296 | 833.014 | 678.6595 | 668.7361 | 659.0293 | 649.5348 | 640.2485 | 788.7873 | 921.4582 | 1048.1675 | 1083.9458 | 1097.8432 | 1108.3561 | 1115.9015 | 1120.8494 | 1123.5278 | 1578.5898 | 1564.3316 | 1587.6138 | 1374.2789 | 1348.9037 | 1371.3967 | 1391.7132 | 1409.8193 | 1425.7206 | 1538.4781 | 1631.7082 | 1714.8155
Commercial_Grocery_New_Food Preparation_Natural Gas_Steamer_E3_Codes & Standards Forecast | Commercial | Grocery | New | Food Preparation | Natural Gas | Steamer | E3 |  | Codes & Standards Forecast | 0 | 0 | 0 | 0 | 0 | 0 | 0 | 0 | 0 | 0 | 0 | 0 | 0 | 0 | 0 | 0 | 0 | 0 | 0 | 0 | 0 | 0 | 0 | 0 | 0 | 0 | 0 | 0 | 0 | 0 | 0
Commercial_Grocery_New_Food Preparation_Natural Gas_Steamer_E4_Codes & Standards Forecast | Commercial | Grocery | New | Food Preparation | Natural Gas | Steamer | E4 |  | Codes & Standards Forecast | 0 | 0 | 0 | 0 | 0 | 0 | 0 | 0 | 0 | 0 | 0 | 0 | 0 | 0 | 0 | 0 | 0 | 0 | 0 | 0 | 0 | 0 | 0 | 0 | 0 | 0 | 0 | 0 | 0 | 0 | 0
Commercial_Grocery_New_Food Preparation_Natural Gas_Steamer_E5_Codes & Standards Forecast | Commercial | Grocery | New | Food Preparation | Natural Gas | Steamer | E5 |  | Codes & Standards Forecast | 0 | 0 | 0 | 0 | 0 | 0 | 0 | 0 | 0 | 0 | 0 | 0 | 0 | 0 | 0 | 0 | 0 | 0 | 0 | 0 | 0 | 0 | 0 | 0 | 0 | 0 | 0 | 0 | 0 | 0 | 0
Commercial_Grocery_New_Food Preparation_Natural Gas_Steamer_E6_Codes & Standards Forecast | Commercial | Grocery | New | Food Preparation | Natural Gas | Steamer | E6 |  | Codes & Standards Forecast | 0 | 0 | 0 | 0 | 0 | 0 | 0 | 0 | 0 | 0 | 0 | 0 | 0 | 0 | 0 | 0 | 0 | 0 | 0 | 0 | 0 | 0 | 0 | 0 | 0 | 0 | 0 | 0 | 0 | 0 | 0
Commercial_Grocery_New_Food Preparation_Natural Gas_Steamer_E7_Codes & Standards Forecast | Commercial | Grocery | New | Food Preparation | Natural Gas | Steamer | E7 |  | Codes & Standards Forecast | 0 | 0 | 0 | 0 | 0 | 0 | 0 | 0 | 0 | 0 | 0 | 0 | 0 | 0 | 0 | 0 | 0 | 0 | 0 | 0 | 0 | 0 | 0 | 0 | 0 | 0 | 0 | 0 | 0 | 0 | 0
Commercial_Grocery_New_Food Preparation_Natural Gas_Steamer_E8_Codes & Standards Forecast | Commercial | Grocery | New | Food Preparation | Natural Gas | Steamer | E8 |  | Codes & Standards Forecast | 0 | 0 | 0 | 0 | 0 | 0 | 0 | 0 | 0 | 0 | 0 | 0 | 0 | 0 | 0 | 0 | 0 | 0 | 0 | 0 | 0 | 0 | 0 | 0 | 0 | 0 | 0 | 0 | 0 | 0 | 0
Commercial_Grocery_New_Food Preparation_Natural Gas_Steamer_E9_Codes & Standards Forecast | Commercial | Grocery | New | Food Preparation | Natural Gas | Steamer | E9 |  | Codes & Standards Forecast | 0 | 0 | 0 | 0 | 0 | 0 | 0 | 0 | 0 | 0 | 0 | 0 | 0 | 0 | 0 | 0 | 0 | 0 | 0 | 0 | 0 | 0 | 0 | 0 | 0 | 0 | 0 | 0 | 0 | 0 | 0
Commercial_Grocery_New_Food Preparation_Natural Gas_Steamer_E10_Codes & Standards Forecast | Commercial | Grocery | New | Food Preparation | Natural Gas | Steamer | E10 |  | Codes & Standards Forecast | 0 | 0 | 0 | 0 | 0 | 0 | 0 | 0 | 0 | 0 | 0 | 0 | 0 | 0 | 0 | 0 | 0 | 0 | 0 | 0 | 0 | 0 | 0 | 0 | 0 | 0 | 0 | 0 | 0 | 0 | 0
Commercial_Grocery_New_Food Preparation_Natural Gas_Food Prep Other_E1_Codes & Standards Forecast | Commercial | Grocery | New | Food Preparation | Natural Gas | Food Prep Other | E1 | Standard | Codes & Standards Forecast | 0 | 1418.5882 | 1431.5971 | 1517.7296 | 833.014 | 678.6595 | 668.7361 | 659.0293 | 649.5348 | 640.2485 | 914.884 | 1135.5779 | 1327.7794 | 1343.0527 | 1322.8903 | 1675.1743 | 1585.1532 | 1528.9966 | 1278.7632 | 1271.1882 | 1345.8135 | 1442.7257 | 1522.1104 | 1580.414 | 1770.7444 | 1889.6944 | 1965.0117 | 1927.723 | 1885.9989 | 1964.1164 | 1929.0077
Commercial_Grocery_New_Food Preparation_Natural Gas_Food Prep Other_E2_Codes & Standards Forecast | Commercial | Grocery | New | Food Preparation | Natural Gas | Food Prep Other | E2 | ENERGY STAR | Codes & Standards Forecast | 0 | 0 | 0 | 0 | 0 | 0 | 0 | 0 | 0 | 0 | 0 | 0 | 0 | 0 | 0 | 0 | 0 | 0 | 0 | 0 | 0 | 0 | 0 | 0 | 0 | 0 | 0 | 0 | 0 | 0 | 0
Commercial_Grocery_New_Food Preparation_Natural Gas_Food Prep Other_E3_Codes & Standards Forecast | Commercial | Grocery | New | Food Preparation | Natural Gas | Food Prep Other | E3 |  | Codes & Standards Forecast | 0 | 0 | 0 | 0 | 0 | 0 | 0 | 0 | 0 | 0 | 0 | 0 | 0 | 0 | 0 | 0 | 0 | 0 | 0 | 0 | 0 | 0 | 0 | 0 | 0 | 0 | 0 | 0 | 0 | 0 | 0
Commercial_Grocery_New_Food Preparation_Natural Gas_Food Prep Other_E4_Codes & Standards Forecast | Commercial | Grocery | New | Food Preparation | Natural Gas | Food Prep Other | E4 |  | Codes & Standards Forecast | 0 | 0 | 0 | 0 | 0 | 0 | 0 | 0 | 0 | 0 | 0 | 0 | 0 | 0 | 0 | 0 | 0 | 0 | 0 | 0 | 0 | 0 | 0 | 0 | 0 | 0 | 0 | 0 | 0 | 0 | 0
Commercial_Grocery_New_Food Preparation_Natural Gas_Food Prep Other_E5_Codes & Standards Forecast | Commercial | Grocery | New | Food Preparation | Natural Gas | Food Prep Other | E5 |  | Codes & Standards Forecast | 0 | 0 | 0 | 0 | 0 | 0 | 0 | 0 | 0 | 0 | 0 | 0 | 0 | 0 | 0 | 0 | 0 | 0 | 0 | 0 | 0 | 0 | 0 | 0 | 0 | 0 | 0 | 0 | 0 | 0 | 0
Commercial_Grocery_New_Food Preparation_Natural Gas_Food Prep Other_E6_Codes & Standards Forecast | Commercial | Grocery | New | Food Preparation | Natural Gas | Food Prep Other | E6 |  | Codes & Standards Forecast | 0 | 0 | 0 | 0 | 0 | 0 | 0 | 0 | 0 | 0 | 0 | 0 | 0 | 0 | 0 | 0 | 0 | 0 | 0 | 0 | 0 | 0 | 0 | 0 | 0 | 0 | 0 | 0 | 0 | 0 | 0
Commercial_Grocery_New_Food Preparation_Natural Gas_Food Prep Other_E7_Codes & Standards Forecast | Commercial | Grocery | New | Food Preparation | Natural Gas | Food Prep Other | E7 |  | Codes & Standards Forecast | 0 | 0 | 0 | 0 | 0 | 0 | 0 | 0 | 0 | 0 | 0 | 0 | 0 | 0 | 0 | 0 | 0 | 0 | 0 | 0 | 0 | 0 | 0 | 0 | 0 | 0 | 0 | 0 | 0 | 0 | 0
Commercial_Grocery_New_Food Preparation_Natural Gas_Food Prep Other_E8_Codes & Standards Forecast | Commercial | Grocery | New | Food Preparation | Natural Gas | Food Prep Other | E8 |  | Codes & Standards Forecast | 0 | 0 | 0 | 0 | 0 | 0 | 0 | 0 | 0 | 0 | 0 | 0 | 0 | 0 | 0 | 0 | 0 | 0 | 0 | 0 | 0 | 0 | 0 | 0 | 0 | 0 | 0 | 0 | 0 | 0 | 0
Commercial_Grocery_New_Food Preparation_Natural Gas_Food Prep Other_E9_Codes & Standards Forecast | Commercial | Grocery | New | Food Preparation | Natural Gas | Food Prep Other | E9 |  | Codes & Standards Forecast | 0 | 0 | 0 | 0 | 0 | 0 | 0 | 0 | 0 | 0 | 0 | 0 | 0 | 0 | 0 | 0 | 0 | 0 | 0 | 0 | 0 | 0 | 0 | 0 | 0 | 0 | 0 | 0 | 0 | 0 | 0
Commercial_Grocery_New_Food Preparation_Natural Gas_Food Prep Other_E10_Codes & Standards Forecast | Commercial | Grocery | New | Food Preparation | Natural Gas | Food Prep Other | E10 |  | Codes & Standards Forecast | 0 | 0 | 0 | 0 | 0 | 0 | 0 | 0 | 0 | 0 | 0 | 0 | 0 | 0 | 0 | 0 | 0 | 0 | 0 | 0 | 0 | 0 | 0 | 0 | 0 | 0 | 0 | 0 | 0 | 0 | 0
Commercial_Grocery_New_Miscellaneous_Natural Gas_Pool Heater_E1_Codes & Standards Forecast | Commercial | Grocery | New | Miscellaneous | Natural Gas | Pool Heater | E1 | Standard (EF .82) | Codes & Standards Forecast | 0 | 136.5943 | 137.8469 | 146.1405 | 80.21 | 65.3474 | 91.7107 | 112.8817 | 131.3107 | 132.705 | 130.6887 | 170.0001 | 170.0523 | 175.4768 | 160.4925 | 161.3468 | 180.5607 | 194.4454 | 205.7867 | 207.2676 | 207.6025 | 222.4233 | 226.6444 | 233.5798 | 233.9589 | 238.3685 | 249.5633 | 257.8589 | 265.1109 | 268.3011 | 271.3349
Commercial_Grocery_New_Miscellaneous_Natural Gas_Pool Heater_E2_Codes & Standards Forecast | Commercial | Grocery | New | Miscellaneous | Natural Gas | Pool Heater | E2 | Condensing (EF .90) | Codes & Standards Forecast | 0 | 0 | 0 | 0 | 0 | 0 | 0 | 0 | 0 | 0 | 0 | 0 | 0 | 0 | 0 | 0 | 0 | 0 | 0 | 0 | 0 | 0 | 0 | 0 | 0 | 0 | 0 | 0 | 0 | 0 | 0
Commercial_Grocery_New_Miscellaneous_Natural Gas_Pool Heater_E3_Codes & Standards Forecast | Commercial | Grocery | New | Miscellaneous | Natural Gas | Pool Heater | E3 |  | Codes & Standards Forecast | 0 | 0 | 0 | 0 | 0 | 0 | 0 | 0 | 0 | 0 | 0 | 0 | 0 | 0 | 0 | 0 | 0 | 0 | 0 | 0 | 0 | 0 | 0 | 0 | 0 | 0 | 0 | 0 | 0 | 0 | 0
Commercial_Grocery_New_Miscellaneous_Natural Gas_Pool Heater_E4_Codes & Standards Forecast | Commercial | Grocery | New | Miscellaneous | Natural Gas | Pool Heater | E4 |  | Codes & Standards Forecast | 0 | 0 | 0 | 0 | 0 | 0 | 0 | 0 | 0 | 0 | 0 | 0 | 0 | 0 | 0 | 0 | 0 | 0 | 0 | 0 | 0 | 0 | 0 | 0 | 0 | 0 | 0 | 0 | 0 | 0 | 0
Commercial_Grocery_New_Miscellaneous_Natural Gas_Pool Heater_E5_Codes & Standards Forecast | Commercial | Grocery | New | Miscellaneous | Natural Gas | Pool Heater | E5 |  | Codes & Standards Forecast | 0 | 0 | 0 | 0 | 0 | 0 | 0 | 0 | 0 | 0 | 0 | 0 | 0 | 0 | 0 | 0 | 0 | 0 | 0 | 0 | 0 | 0 | 0 | 0 | 0 | 0 | 0 | 0 | 0 | 0 | 0
Commercial_Grocery_New_Miscellaneous_Natural Gas_Pool Heater_E6_Codes & Standards Forecast | Commercial | Grocery | New | Miscellaneous | Natural Gas | Pool Heater | E6 |  | Codes & Standards Forecast | 0 | 0 | 0 | 0 | 0 | 0 | 0 | 0 | 0 | 0 | 0 | 0 | 0 | 0 | 0 | 0 | 0 | 0 | 0 | 0 | 0 | 0 | 0 | 0 | 0 | 0 | 0 | 0 | 0 | 0 | 0
Commercial_Grocery_New_Miscellaneous_Natural Gas_Pool Heater_E7_Codes & Standards Forecast | Commercial | Grocery | New | Miscellaneous | Natural Gas | Pool Heater | E7 |  | Codes & Standards Forecast | 0 | 0 | 0 | 0 | 0 | 0 | 0 | 0 | 0 | 0 | 0 | 0 | 0 | 0 | 0 | 0 | 0 | 0 | 0 | 0 | 0 | 0 | 0 | 0 | 0 | 0 | 0 | 0 | 0 | 0 | 0
Commercial_Grocery_New_Miscellaneous_Natural Gas_Pool Heater_E8_Codes & Standards Forecast | Commercial | Grocery | New | Miscellaneous | Natural Gas | Pool Heater | E8 |  | Codes & Standards Forecast | 0 | 0 | 0 | 0 | 0 | 0 | 0 | 0 | 0 | 0 | 0 | 0 | 0 | 0 | 0 | 0 | 0 | 0 | 0 | 0 | 0 | 0 | 0 | 0 | 0 | 0 | 0 | 0 | 0 | 0 | 0
Commercial_Grocery_New_Miscellaneous_Natural Gas_Pool Heater_E9_Codes & Standards Forecast | Commercial | Grocery | New | Miscellaneous | Natural Gas | Pool Heater | E9 |  | Codes & Standards Forecast | 0 | 0 | 0 | 0 | 0 | 0 | 0 | 0 | 0 | 0 | 0 | 0 | 0 | 0 | 0 | 0 | 0 | 0 | 0 | 0 | 0 | 0 | 0 | 0 | 0 | 0 | 0 | 0 | 0 | 0 | 0
Commercial_Grocery_New_Miscellaneous_Natural Gas_Pool Heater_E10_Codes & Standards Forecast | Commercial | Grocery | New | Miscellaneous | Natural Gas | Pool Heater | E10 |  | Codes & Standards Forecast | 0 | 0 | 0 | 0 | 0 | 0 | 0 | 0 | 0 | 0 | 0 | 0 | 0 | 0 | 0 | 0 | 0 | 0 | 0 | 0 | 0 | 0 | 0 | 0 | 0 | 0 | 0 | 0 | 0 | 0 | 0
Commercial_Grocery_New_Miscellaneous_Natural Gas_Miscellaneous_E1_Codes & Standards Forecast | Commercial | Grocery | New | Miscellaneous | Natural Gas | Miscellaneous | E1 | Standard | Codes & Standards Forecast | 0 | 144308.7405 | 145632.0921 | 154394.0974 | 105355.56 | 107513.0412 | 123063.4286 | 129264.6483 | 134768.7293 | 141591.1983 | 148210.7307 | 196604.6704 | 197290.898 | 200885.3928 | 193934.9685 | 202889.95 | 214881.7177 | 221346.239 | 227868.3845 | 235463.1765 | 242746.6715 | 262004.0777 | 265608.8814 | 270502.0506 | 274292.3962 | 282609.8179 | 291244.1892 | 297499.3675 | 303990.9926 | 311028.1022 | 317791.4318
Commercial_Grocery_New_Miscellaneous_Natural Gas_Miscellaneous_E2_Codes & Standards Forecast | Commercial | Grocery | New | Miscellaneous | Natural Gas | Miscellaneous | E2 |  | Codes & Standards Forecast | 0 | 0 | 0 | 0 | 0 | 0 | 0 | 0 | 0 | 0 | 0 | 0 | 0 | 0 | 0 | 0 | 0 | 0 | 0 | 0 | 0 | 0 | 0 | 0 | 0 | 0 | 0 | 0 | 0 | 0 | 0
Commercial_Grocery_New_Miscellaneous_Natural Gas_Miscellaneous_E3_Codes & Standards Forecast | Commercial | Grocery | New | Miscellaneous | Natural Gas | Miscellaneous | E3 |  | Codes & Standards Forecast | 0 | 0 | 0 | 0 | 0 | 0 | 0 | 0 | 0 | 0 | 0 | 0 | 0 | 0 | 0 | 0 | 0 | 0 | 0 | 0 | 0 | 0 | 0 | 0 | 0 | 0 | 0 | 0 | 0 | 0 | 0
Commercial_Grocery_New_Miscellaneous_Natural Gas_Miscellaneous_E4_Codes & Standards Forecast | Commercial | Grocery | New | Miscellaneous | Natural Gas | Miscellaneous | E4 |  | Codes & Standards Forecast | 0 | 0 | 0 | 0 | 0 | 0 | 0 | 0 | 0 | 0 | 0 | 0 | 0 | 0 | 0 | 0 | 0 | 0 | 0 | 0 | 0 | 0 | 0 | 0 | 0 | 0 | 0 | 0 | 0 | 0 | 0
Commercial_Grocery_New_Miscellaneous_Natural Gas_Miscellaneous_E5_Codes & Standards Forecast | Commercial | Grocery | New | Miscellaneous | Natural Gas | Miscellaneous | E5 |  | Codes & Standards Forecast | 0 | 0 | 0 | 0 | 0 | 0 | 0 | 0 | 0 | 0 | 0 | 0 | 0 | 0 | 0 | 0 | 0 | 0 | 0 | 0 | 0 | 0 | 0 | 0 | 0 | 0 | 0 | 0 | 0 | 0 | 0
Commercial_Grocery_New_Miscellaneous_Natural Gas_Miscellaneous_E6_Codes & Standards Forecast | Commercial | Grocery | New | Miscellaneous | Natural Gas | Miscellaneous | E6 |  | Codes & Standards Forecast | 0 | 0 | 0 | 0 | 0 | 0 | 0 | 0 | 0 | 0 | 0 | 0 | 0 | 0 | 0 | 0 | 0 | 0 | 0 | 0 | 0 | 0 | 0 | 0 | 0 | 0 | 0 | 0 | 0 | 0 | 0
Commercial_Grocery_New_Miscellaneous_Natural Gas_Miscellaneous_E7_Codes & Standards Forecast | Commercial | Grocery | New | Miscellaneous | Natural Gas | Miscellaneous | E7 |  | Codes & Standards Forecast | 0 | 0 | 0 | 0 | 0 | 0 | 0 | 0 | 0 | 0 | 0 | 0 | 0 | 0 | 0 | 0 | 0 | 0 | 0 | 0 | 0 | 0 | 0 | 0 | 0 | 0 | 0 | 0 | 0 | 0 | 0
Commercial_Grocery_New_Miscellaneous_Natural Gas_Miscellaneous_E8_Codes & Standards Forecast | Commercial | Grocery | New | Miscellaneous | Natural Gas | Miscellaneous | E8 |  | Codes & Standards Forecast | 0 | 0 | 0 | 0 | 0 | 0 | 0 | 0 | 0 | 0 | 0 | 0 | 0 | 0 | 0 | 0 | 0 | 0 | 0 | 0 | 0 | 0 | 0 | 0 | 0 | 0 | 0 | 0 | 0 | 0 | 0
Commercial_Grocery_New_Miscellaneous_Natural Gas_Miscellaneous_E9_Codes & Standards Forecast | Commercial | Grocery | New | Miscellaneous | Natural Gas | Miscellaneous | E9 |  | Codes & Standards Forecast | 0 | 0 | 0 | 0 | 0 | 0 | 0 | 0 | 0 | 0 | 0 | 0 | 0 | 0 | 0 | 0 | 0 | 0 | 0 | 0 | 0 | 0 | 0 | 0 | 0 | 0 | 0 | 0 | 0 | 0 | 0
Commercial_Grocery_New_Miscellaneous_Natural Gas_Miscellaneous_E10_Codes & Standards Forecast | Commercial | Grocery | New | Miscellaneous | Natural Gas | Miscellaneous | E10 |  | Codes & Standards Forecast | 0 | 0 | 0 | 0 | 0 | 0 | 0 | 0 | 0 | 0 | 0 | 0 | 0 | 0 | 0 | 0 | 0 | 0 | 0 | 0 | 0 | 0 | 0 | 0 | 0 | 0 | 0 | 0 | 0 | 0 | 0
Commercial_Education_Existing_Space Heating_Natural Gas_Furnace_E1_Codes & Standards Forecast | Commercial | Education | Existing | Space Heating | Natural Gas | Furnace | E1 | AFUE 80% (Standard) | Codes & Standards Forecast | 0 | 630755.7139 | 659046.9628 | 683596.128 | 704724.6782 | 0 | 0 | 0 | 0 | 0 | 0 | 0 | 0 | 0 | 0 | 0 | 0 | 0 | 0 | 0 | 0 | 0 | 0 | 0 | 0 | 0 | 0 | 0 | 0 | 0 | 0
Commercial_Education_Existing_Space Heating_Natural Gas_Furnace_E2_Codes & Standards Forecast | Commercial | Education | Existing | Space Heating | Natural Gas | Furnace | E2 | AFUE 90% | Codes & Standards Forecast | 0 | 0 | 0 | 0 | 0 | 0 | 0 | 0 | 0 | 0 | 0 | 0 | 0 | 0 | 0 | 0 | 0 | 0 | 0 | 0 | 0 | 0 | 0 | 0 | 0 | 0 | 0 | 0 | 0 | 0 | 0
Commercial_Education_Existing_Space Heating_Natural Gas_Furnace_E3_Codes & Standards Forecast | Commercial | Education | Existing | Space Heating | Natural Gas | Furnace | E3 | AFUE 95% | Codes & Standards Forecast | 0 | 0 | 0 | 0 | 0 | 722728.5031 | 737879.9114 | 750429.4744 | 760607.7255 | 768626.7274 | 774681.5183 | 778951.4445 | 718468.1559 | 662681.2167 | 611225.9693 | 563766.0705 | 519991.2933 | 479615.4988 | 442374.7659 | 441753.4035 | 442094.8286 | 443154.4176 | 444724.3963 | 446629.2428 | 448721.6132 | 450878.7338 | 452999.2104 | 455000.2075 | 456814.958 | 458390.5674 | 456310.222
Commercial_Education_Existing_Space Heating_Natural Gas_Furnace_E4_Codes & Standards Forecast | Commercial | Education | Existing | Space Heating | Natural Gas | Furnace | E4 |  | Codes & Standards Forecast | 0 | 0 | 0 | 0 | 0 | 0 | 0 | 0 | 0 | 0 | 0 | 0 | 0 | 0 | 0 | 0 | 0 | 0 | 0 | 0 | 0 | 0 | 0 | 0 | 0 | 0 | 0 | 0 | 0 | 0 | 0
Commercial_Education_Existing_Space Heating_Natural Gas_Furnace_E5_Codes & Standards Forecast | Commercial | Education | Existing | Space Heating | Natural Gas | Furnace | E5 |  | Codes & Standards Forecast | 0 | 0 | 0 | 0 | 0 | 0 | 0 | 0 | 0 | 0 | 0 | 0 | 0 | 0 | 0 | 0 | 0 | 0 | 0 | 0 | 0 | 0 | 0 | 0 | 0 | 0 | 0 | 0 | 0 | 0 | 0
Commercial_Education_Existing_Space Heating_Natural Gas_Furnace_E6_Codes & Standards Forecast | Commercial | Education | Existing | Space Heating | Natural Gas | Furnace | E6 |  | Codes & Standards Forecast | 0 | 0 | 0 | 0 | 0 | 0 | 0 | 0 | 0 | 0 | 0 | 0 | 0 | 0 | 0 | 0 | 0 | 0 | 0 | 0 | 0 | 0 | 0 | 0 | 0 | 0 | 0 | 0 | 0 | 0 | 0
Commercial_Education_Existing_Space Heating_Natural Gas_Furnace_E7_Codes & Standards Forecast | Commercial | Education | Existing | Space Heating | Natural Gas | Furnace | E7 |  | Codes & Standards Forecast | 0 | 0 | 0 | 0 | 0 | 0 | 0 | 0 | 0 | 0 | 0 | 0 | 0 | 0 | 0 | 0 | 0 | 0 | 0 | 0 | 0 | 0 | 0 | 0 | 0 | 0 | 0 | 0 | 0 | 0 | 0
Commercial_Education_Existing_Space Heating_Natural Gas_Furnace_E8_Codes & Standards Forecast | Commercial | Education | Existing | Space Heating | Natural Gas | Furnace | E8 |  | Codes & Standards Forecast | 0 | 0 | 0 | 0 | 0 | 0 | 0 | 0 | 0 | 0 | 0 | 0 | 0 | 0 | 0 | 0 | 0 | 0 | 0 | 0 | 0 | 0 | 0 | 0 | 0 | 0 | 0 | 0 | 0 | 0 | 0
Commercial_Education_Existing_Space Heating_Natural Gas_Furnace_E9_Codes & Standards Forecast | Commercial | Education | Existing | Space Heating | Natural Gas | Furnace | E9 |  | Codes & Standards Forecast | 0 | 0 | 0 | 0 | 0 | 0 | 0 | 0 | 0 | 0 | 0 | 0 | 0 | 0 | 0 | 0 | 0 | 0 | 0 | 0 | 0 | 0 | 0 | 0 | 0 | 0 | 0 | 0 | 0 | 0 | 0
Commercial_Education_Existing_Space Heating_Natural Gas_Furnace_E10_Codes & Standards Forecast | Commercial | Education | Existing | Space Heating | Natural Gas | Furnace | E10 |  | Codes & Standards Forecast | 0 | 0 | 0 | 0 | 0 | 0 | 0 | 0 | 0 | 0 | 0 | 0 | 0 | 0 | 0 | 0 | 0 | 0 | 0 | 0 | 0 | 0 | 0 | 0 | 0 | 0 | 0 | 0 | 0 | 0 | 0
Commercial_Education_Existing_Space Heating_Natural Gas_Boiler_E1_Codes & Standards Forecast | Commercial | Education | Existing | Space Heating | Natural Gas | Boiler | E1 | AFUE 80% (Standard) | Codes & Standards Forecast | 0 | 699076.0412 | 691322.6524 | 683044.8988 | 674327.3875 | 0 | 0 | 0 | 0 | 0 | 0 | 0 | 0 | 0 | 0 | 0 | 0 | 0 | 0 | 0 | 0 | 0 | 0 | 0 | 0 | 0 | 0 | 0 | 0 | 0 | 0
Commercial_Education_Existing_Space Heating_Natural Gas_Boiler_E2_Codes & Standards Forecast | Commercial | Education | Existing | Space Heating | Natural Gas | Boiler | E2 | AFUE 85% | Codes & Standards Forecast | 0 | 0 | 0 | 0 | 0 | 0 | 0 | 0 | 0 | 0 | 0 | 0 | 0 | 0 | 0 | 0 | 0 | 0 | 0 | 0 | 0 | 0 | 0 | 0 | 0 | 0 | 0 | 0 | 0 | 0 | 0
Commercial_Education_Existing_Space Heating_Natural Gas_Boiler_E3_Codes & Standards Forecast | Commercial | Education | Existing | Space Heating | Natural Gas | Boiler | E3 | AFUE 98% | Codes & Standards Forecast | 0 | 0 | 0 | 0 | 0 | 665244.948 | 655863.7091 | 646242.0593 | 636431.5016 | 626477.4151 | 616419.7329 | 606293.5462 | 596129.6423 | 585954.9838 | 575793.1347 | 565664.6406 | 555587.3672 | 545576.8007 | 535646.3168 | 525807.4187 | 516069.95 | 542342.9559 | 519172.836 | 498544.9383 | 480111.5813 | 463571.102 | 448662.0359 | 435158.0097 | 422863.2602 | 411608.7047 | 401248.4973
Commercial_Education_Existing_Space Heating_Natural Gas_Boiler_E4_Codes & Standards Forecast | Commercial | Education | Existing | Space Heating | Natural Gas | Boiler | E4 | Convert to NG Air Source Heat Pump | Codes & Standards Forecast | 0 | 0 | 0 | 0 | 0 | 0 | 0 | 0 | 0 | 0 | 0 | 0 | 0 | 0 | 0 | 0 | 0 | 0 | 0 | 0 | 0 | 0 | 0 | 0 | 0 | 0 | 0 | 0 | 0 | 0 | 0
Commercial_Education_Existing_Space Heating_Natural Gas_Boiler_E5_Codes & Standards Forecast | Commercial | Education | Existing | Space Heating | Natural Gas | Boiler | E5 |  | Codes & Standards Forecast | 0 | 0 | 0 | 0 | 0 | 0 | 0 | 0 | 0 | 0 | 0 | 0 | 0 | 0 | 0 | 0 | 0 | 0 | 0 | 0 | 0 | 0 | 0 | 0 | 0 | 0 | 0 | 0 | 0 | 0 | 0
Commercial_Education_Existing_Space Heating_Natural Gas_Boiler_E6_Codes & Standards Forecast | Commercial | Education | Existing | Space Heating | Natural Gas | Boiler | E6 |  | Codes & Standards Forecast | 0 | 0 | 0 | 0 | 0 | 0 | 0 | 0 | 0 | 0 | 0 | 0 | 0 | 0 | 0 | 0 | 0 | 0 | 0 | 0 | 0 | 0 | 0 | 0 | 0 | 0 | 0 | 0 | 0 | 0 | 0
Commercial_Education_Existing_Space Heating_Natural Gas_Boiler_E7_Codes & Standards Forecast | Commercial | Education | Existing | Space Heating | Natural Gas | Boiler | E7 |  | Codes & Standards Forecast | 0 | 0 | 0 | 0 | 0 | 0 | 0 | 0 | 0 | 0 | 0 | 0 | 0 | 0 | 0 | 0 | 0 | 0 | 0 | 0 | 0 | 0 | 0 | 0 | 0 | 0 | 0 | 0 | 0 | 0 | 0
Commercial_Education_Existing_Space Heating_Natural Gas_Boiler_E8_Codes & Standards Forecast | Commercial | Education | Existing | Space Heating | Natural Gas | Boiler | E8 |  | Codes & Standards Forecast | 0 | 0 | 0 | 0 | 0 | 0 | 0 | 0 | 0 | 0 | 0 | 0 | 0 | 0 | 0 | 0 | 0 | 0 | 0 | 0 | 0 | 0 | 0 | 0 | 0 | 0 | 0 | 0 | 0 | 0 | 0
Commercial_Education_Existing_Space Heating_Natural Gas_Boiler_E9_Codes & Standards Forecast | Commercial | Education | Existing | Space Heating | Natural Gas | Boiler | E9 |  | Codes & Standards Forecast | 0 | 0 | 0 | 0 | 0 | 0 | 0 | 0 | 0 | 0 | 0 | 0 | 0 | 0 | 0 | 0 | 0 | 0 | 0 | 0 | 0 | 0 | 0 | 0 | 0 | 0 | 0 | 0 | 0 | 0 | 0
Commercial_Education_Existing_Space Heating_Natural Gas_Boiler_E10_Codes & Standards Forecast | Commercial | Education | Existing | Space Heating | Natural Gas | Boiler | E10 |  | Codes & Standards Forecast | 0 | 0 | 0 | 0 | 0 | 0 | 0 | 0 | 0 | 0 | 0 | 0 | 0 | 0 | 0 | 0 | 0 | 0 | 0 | 0 | 0 | 0 | 0 | 0 | 0 | 0 | 0 | 0 | 0 | 0 | 0
Commercial_Education_Existing_Space Heating_Natural Gas_Unit Heater_E1_Codes & Standards Forecast | Commercial | Education | Existing | Space Heating | Natural Gas | Unit Heater | E1 | Standard | Codes & Standards Forecast | 0 | 5431.6545 | 15485.1532 | 29445.5467 | 46682.2243 | 0 | 0 | 0 | 0 | 0 | 0 | 0 | 0 | 0 | 0 | 0 | 0 | 0 | 0 | 0 | 0 | 0 | 0 | 0 | 0 | 0 | 0 | 0 | 0 | 0 | 0
Commercial_Education_Existing_Space Heating_Natural Gas_Unit Heater_E2_Codes & Standards Forecast | Commercial | Education | Existing | Space Heating | Natural Gas | Unit Heater | E2 | Condensing | Codes & Standards Forecast | 0 | 0 | 0 | 0 | 0 | 66639.5438 | 88828.4881 | 112819.2359 | 138234.5465 | 164743.8713 | 187529.4807 | 207648.242 | 225914.5937 | 242948.048 | 259212.1224 | 275046.1798 | 290691.404 | 270929.1632 | 256936.603 | 247934.9719 | 242706.398 | 240349.9993 | 240202.994 | 241779.9632 | 244726.365 | 248783.1909 | 253760.3008 | 254450.5255 | 252473.4013 | 249046.4716 | 245007.8454
Commercial_Education_Existing_Space Heating_Natural Gas_Unit Heater_E3_Codes & Standards Forecast | Commercial | Education | Existing | Space Heating | Natural Gas | Unit Heater | E3 | Infrared Radiant | Codes & Standards Forecast | 0 | 0 | 0 | 0 | 0 | 0 | 0 | 0 | 0 | 0 | 0 | 0 | 0 | 0 | 0 | 0 | 0 | 0 | 0 | 0 | 0 | 0 | 0 | 0 | 0 | 0 | 0 | 0 | 0 | 0 | 0
Commercial_Education_Existing_Space Heating_Natural Gas_Unit Heater_E4_Codes & Standards Forecast | Commercial | Education | Existing | Space Heating | Natural Gas | Unit Heater | E4 |  | Codes & Standards Forecast | 0 | 0 | 0 | 0 | 0 | 0 | 0 | 0 | 0 | 0 | 0 | 0 | 0 | 0 | 0 | 0 | 0 | 0 | 0 | 0 | 0 | 0 | 0 | 0 | 0 | 0 | 0 | 0 | 0 | 0 | 0
Commercial_Education_Existing_Space Heating_Natural Gas_Unit Heater_E5_Codes & Standards Forecast | Commercial | Education | Existing | Space Heating | Natural Gas | Unit Heater | E5 |  | Codes & Standards Forecast | 0 | 0 | 0 | 0 | 0 | 0 | 0 | 0 | 0 | 0 | 0 | 0 | 0 | 0 | 0 | 0 | 0 | 0 | 0 | 0 | 0 | 0 | 0 | 0 | 0 | 0 | 0 | 0 | 0 | 0 | 0
Commercial_Education_Existing_Space Heating_Natural Gas_Unit Heater_E6_Codes & Standards Forecast | Commercial | Education | Existing | Space Heating | Natural Gas | Unit Heater | E6 |  | Codes & Standards Forecast | 0 | 0 | 0 | 0 | 0 | 0 | 0 | 0 | 0 | 0 | 0 | 0 | 0 | 0 | 0 | 0 | 0 | 0 | 0 | 0 | 0 | 0 | 0 | 0 | 0 | 0 | 0 | 0 | 0 | 0 | 0
Commercial_Education_Existing_Space Heating_Natural Gas_Unit Heater_E7_Codes & Standards Forecast | Commercial | Education | Existing | Space Heating | Natural Gas | Unit Heater | E7 |  | Codes & Standards Forecast | 0 | 0 | 0 | 0 | 0 | 0 | 0 | 0 | 0 | 0 | 0 | 0 | 0 | 0 | 0 | 0 | 0 | 0 | 0 | 0 | 0 | 0 | 0 | 0 | 0 | 0 | 0 | 0 | 0 | 0 | 0
Commercial_Education_Existing_Space Heating_Natural Gas_Unit Heater_E8_Codes & Standards Forecast | Commercial | Education | Existing | Space Heating | Natural Gas | Unit Heater | E8 |  | Codes & Standards Forecast | 0 | 0 | 0 | 0 | 0 | 0 | 0 | 0 | 0 | 0 | 0 | 0 | 0 | 0 | 0 | 0 | 0 | 0 | 0 | 0 | 0 | 0 | 0 | 0 | 0 | 0 | 0 | 0 | 0 | 0 | 0
Commercial_Education_Existing_Space Heating_Natural Gas_Unit Heater_E9_Codes & Standards Forecast | Commercial | Education | Existing | Space Heating | Natural Gas | Unit Heater | E9 |  | Codes & Standards Forecast | 0 | 0 | 0 | 0 | 0 | 0 | 0 | 0 | 0 | 0 | 0 | 0 | 0 | 0 | 0 | 0 | 0 | 0 | 0 | 0 | 0 | 0 | 0 | 0 | 0 | 0 | 0 | 0 | 0 | 0 | 0
Commercial_Education_Existing_Space Heating_Natural Gas_Unit Heater_E10_Codes & Standards Forecast | Commercial | Education | Existing | Space Heating | Natural Gas | Unit Heater | E10 |  | Codes & Standards Forecast | 0 | 0 | 0 | 0 | 0 | 0 | 0 | 0 | 0 | 0 | 0 | 0 | 0 | 0 | 0 | 0 | 0 | 0 | 0 | 0 | 0 | 0 | 0 | 0 | 0 | 0 | 0 | 0 | 0 | 0 | 0
Commercial_Education_Existing_Water Heating_Natural Gas_Water Heater_E1_Codes & Standards Forecast | Commercial | Education | Existing | Water Heating | Natural Gas | Water Heater | E1 | TE 0.80 | Codes & Standards Forecast | 0 | 947126.4195 | 1029440.3156 | 1099061.7783 | 1157449.6916 | 1205902.3031 | 1245574.7781 | 1277494.8377 | 1302576.6901 | 1321633.4419 | 1493321.0613 | 1639961.806 | 1612735.6451 | 1585446.0356 | 1558160.5707 | 1718055.1213 | 1670534.5882 | 1625400.04 | 1582447.149 | 1567827.9998 | 1572290.2672 | 1563650.5291 | 1545557.1338 | 1520791.2325 | 1553865.8339 | 1563681.6844 | 1526587.9892 | 1487112.1401 | 1450845.9049 | 1457559.26 | 1418835.6299
Commercial_Education_Existing_Water Heating_Natural Gas_Water Heater_E2_Codes & Standards Forecast | Commercial | Education | Existing | Water Heating | Natural Gas | Water Heater | E2 | TE 0.90 | Codes & Standards Forecast | 0 | 0 | 0 | 0 | 0 | 0 | 0 | 0 | 0 | 0 | 0 | 0 | 0 | 0 | 0 | 0 | 0 | 0 | 0 | 0 | 0 | 0 | 0 | 0 | 0 | 0 | 0 | 0 | 0 | 0 | 0
Commercial_Education_Existing_Water Heating_Natural Gas_Water Heater_E3_Codes & Standards Forecast | Commercial | Education | Existing | Water Heating | Natural Gas | Water Heater | E3 | TE 0.94 | Codes & Standards Forecast | 0 | 0 | 0 | 0 | 0 | 0 | 0 | 0 | 0 | 0 | 0 | 0 | 0 | 0 | 0 | 0 | 0 | 0 | 0 | 0 | 0 | 0 | 0 | 0 | 0 | 0 | 0 | 0 | 0 | 0 | 0
Commercial_Education_Existing_Water Heating_Natural Gas_Water Heater_E4_Codes & Standards Forecast | Commercial | Education | Existing | Water Heating | Natural Gas | Water Heater | E4 | Instantaneous TE 0.94 | Codes & Standards Forecast | 0 | 0 | 0 | 0 | 0 | 0 | 0 | 0 | 0 | 0 | 0 | 0 | 0 | 0 | 0 | 0 | 0 | 0 | 0 | 0 | 0 | 0 | 0 | 0 | 0 | 0 | 0 | 0 | 0 | 0 | 0
Commercial_Education_Existing_Water Heating_Natural Gas_Water Heater_E5_Codes & Standards Forecast | Commercial | Education | Existing | Water Heating | Natural Gas | Water Heater | E5 | Gas-Fired Absorption HPWH | Codes & Standards Forecast | 0 | 0 | 0 | 0 | 0 | 0 | 0 | 0 | 0 | 0 | 0 | 0 | 0 | 0 | 0 | 0 | 0 | 0 | 0 | 0 | 0 | 0 | 0 | 0 | 0 | 0 | 0 | 0 | 0 | 0 | 0
Commercial_Education_Existing_Water Heating_Natural Gas_Water Heater_E6_Codes & Standards Forecast | Commercial | Education | Existing | Water Heating | Natural Gas | Water Heater | E6 |  | Codes & Standards Forecast | 0 | 0 | 0 | 0 | 0 | 0 | 0 | 0 | 0 | 0 | 0 | 0 | 0 | 0 | 0 | 0 | 0 | 0 | 0 | 0 | 0 | 0 | 0 | 0 | 0 | 0 | 0 | 0 | 0 | 0 | 0
Commercial_Education_Existing_Water Heating_Natural Gas_Water Heater_E7_Codes & Standards Forecast | Commercial | Education | Existing | Water Heating | Natural Gas | Water Heater | E7 |  | Codes & Standards Forecast | 0 | 0 | 0 | 0 | 0 | 0 | 0 | 0 | 0 | 0 | 0 | 0 | 0 | 0 | 0 | 0 | 0 | 0 | 0 | 0 | 0 | 0 | 0 | 0 | 0 | 0 | 0 | 0 | 0 | 0 | 0
Commercial_Education_Existing_Water Heating_Natural Gas_Water Heater_E8_Codes & Standards Forecast | Commercial | Education | Existing | Water Heating | Natural Gas | Water Heater | E8 |  | Codes & Standards Forecast | 0 | 0 | 0 | 0 | 0 | 0 | 0 | 0 | 0 | 0 | 0 | 0 | 0 | 0 | 0 | 0 | 0 | 0 | 0 | 0 | 0 | 0 | 0 | 0 | 0 | 0 | 0 | 0 | 0 | 0 | 0
Commercial_Education_Existing_Water Heating_Natural Gas_Water Heater_E9_Codes & Standards Forecast | Commercial | Education | Existing | Water Heating | Natural Gas | Water Heater | E9 |  | Codes & Standards Forecast | 0 | 0 | 0 | 0 | 0 | 0 | 0 | 0 | 0 | 0 | 0 | 0 | 0 | 0 | 0 | 0 | 0 | 0 | 0 | 0 | 0 | 0 | 0 | 0 | 0 | 0 | 0 | 0 | 0 | 0 | 0
Commercial_Education_Existing_Water Heating_Natural Gas_Water Heater_E10_Codes & Standards Forecast | Commercial | Education | Existing | Water Heating | Natural Gas | Water Heater | E10 |  | Codes & Standards Forecast | 0 | 0 | 0 | 0 | 0 | 0 | 0 | 0 | 0 | 0 | 0 | 0 | 0 | 0 | 0 | 0 | 0 | 0 | 0 | 0 | 0 | 0 | 0 | 0 | 0 | 0 | 0 | 0 | 0 | 0 | 0
Commercial_Education_Existing_Food Preparation_Natural Gas_Oven_E1_Codes & Standards Forecast | Commercial | Education | Existing | Food Preparation | Natural Gas | Oven | E1 | Standard | Codes & Standards Forecast | 0 | 104536.6202 | 133179.6541 | 154611.3338 | 170409.801 | 181811.909 | 189786.9491 | 195094.4524 | 198329.5052 | 199958.2776 | 171293.4851 | 153274.9878 | 142644.1342 | 137024.8148 | 134700.0193 | 134442.6746 | 156935.1365 | 160868.8307 | 163196.2133 | 160242.3192 | 154642.99 | 148057.3584 | 141478.3297 | 135453.195 | 130238.8057 | 122915.2317 | 119593.8525 | 118682.015 | 118538.5742 | 118316.9332 | 117651.2136
Commercial_Education_Existing_Food Preparation_Natural Gas_Oven_E2_Codes & Standards Forecast | Commercial | Education | Existing | Food Preparation | Natural Gas | Oven | E2 | ENERGY STAR (EF ≥ 44%) Convection Oven utilizing ASTM Std F1496 | Codes & Standards Forecast | 0 | 0 | 0 | 0 | 0 | 0 | 0 | 0 | 0 | 0 | 0 | 0 | 0 | 0 | 0 | 0 | 0 | 0 | 0 | 0 | 0 | 0 | 0 | 0 | 0 | 0 | 0 | 0 | 0 | 0 | 0
Commercial_Education_Existing_Food Preparation_Natural Gas_Oven_E3_Codes & Standards Forecast | Commercial | Education | Existing | Food Preparation | Natural Gas | Oven | E3 |  | Codes & Standards Forecast | 0 | 0 | 0 | 0 | 0 | 0 | 0 | 0 | 0 | 0 | 0 | 0 | 0 | 0 | 0 | 0 | 0 | 0 | 0 | 0 | 0 | 0 | 0 | 0 | 0 | 0 | 0 | 0 | 0 | 0 | 0
Commercial_Education_Existing_Food Preparation_Natural Gas_Oven_E4_Codes & Standards Forecast | Commercial | Education | Existing | Food Preparation | Natural Gas | Oven | E4 |  | Codes & Standards Forecast | 0 | 0 | 0 | 0 | 0 | 0 | 0 | 0 | 0 | 0 | 0 | 0 | 0 | 0 | 0 | 0 | 0 | 0 | 0 | 0 | 0 | 0 | 0 | 0 | 0 | 0 | 0 | 0 | 0 | 0 | 0
Commercial_Education_Existing_Food Preparation_Natural Gas_Oven_E5_Codes & Standards Forecast | Commercial | Education | Existing | Food Preparation | Natural Gas | Oven | E5 |  | Codes & Standards Forecast | 0 | 0 | 0 | 0 | 0 | 0 | 0 | 0 | 0 | 0 | 0 | 0 | 0 | 0 | 0 | 0 | 0 | 0 | 0 | 0 | 0 | 0 | 0 | 0 | 0 | 0 | 0 | 0 | 0 | 0 | 0
Commercial_Education_Existing_Food Preparation_Natural Gas_Oven_E6_Codes & Standards Forecast | Commercial | Education | Existing | Food Preparation | Natural Gas | Oven | E6 |  | Codes & Standards Forecast | 0 | 0 | 0 | 0 | 0 | 0 | 0 | 0 | 0 | 0 | 0 | 0 | 0 | 0 | 0 | 0 | 0 | 0 | 0 | 0 | 0 | 0 | 0 | 0 | 0 | 0 | 0 | 0 | 0 | 0 | 0
Commercial_Education_Existing_Food Preparation_Natural Gas_Oven_E7_Codes & Standards Forecast | Commercial | Education | Existing | Food Preparation | Natural Gas | Oven | E7 |  | Codes & Standards Forecast | 0 | 0 | 0 | 0 | 0 | 0 | 0 | 0 | 0 | 0 | 0 | 0 | 0 | 0 | 0 | 0 | 0 | 0 | 0 | 0 | 0 | 0 | 0 | 0 | 0 | 0 | 0 | 0 | 0 | 0 | 0
Commercial_Education_Existing_Food Preparation_Natural Gas_Oven_E8_Codes & Standards Forecast | Commercial | Education | Existing | Food Preparation | Natural Gas | Oven | E8 |  | Codes & Standards Forecast | 0 | 0 | 0 | 0 | 0 | 0 | 0 | 0 | 0 | 0 | 0 | 0 | 0 | 0 | 0 | 0 | 0 | 0 | 0 | 0 | 0 | 0 | 0 | 0 | 0 | 0 | 0 | 0 | 0 | 0 | 0
Commercial_Education_Existing_Food Preparation_Natural Gas_Oven_E9_Codes & Standards Forecast | Commercial | Education | Existing | Food Preparation | Natural Gas | Oven | E9 |  | Codes & Standards Forecast | 0 | 0 | 0 | 0 | 0 | 0 | 0 | 0 | 0 | 0 | 0 | 0 | 0 | 0 | 0 | 0 | 0 | 0 | 0 | 0 | 0 | 0 | 0 | 0 | 0 | 0 | 0 | 0 | 0 | 0 | 0
Commercial_Education_Existing_Food Preparation_Natural Gas_Oven_E10_Codes & Standards Forecast | Commercial | Education | Existing | Food Preparation | Natural Gas | Oven | E10 |  | Codes & Standards Forecast | 0 | 0 | 0 | 0 | 0 | 0 | 0 | 0 | 0 | 0 | 0 | 0 | 0 | 0 | 0 | 0 | 0 | 0 | 0 | 0 | 0 | 0 | 0 | 0 | 0 | 0 | 0 | 0 | 0 | 0 | 0
Commercial_Education_Existing_Food Preparation_Natural Gas_Conveyor Oven_E1_Codes & Standards Forecast | Commercial | Education | Existing | Food Preparation | Natural Gas | Conveyor Oven | E1 | Standard | Codes & Standards Forecast | 0 | 0 | 0 | 0 | 0 | 4821.0625 | 13228.9955 | 24261.9777 | 37171.5724 | 51376.4855 | 62068.4579 | 70015.1784 | 75818.3371 | 79949.4848 | 82778.1465 | 84593.8622 | 85623.4674 | 67128.7984 | 52628.978 | 41261.1187 | 32348.7171 | 26059.289 | 22345.5059 | 21031.0295 | 21869.267 | 24582.7419 | 29084.7281 | 34396.3674 | 39879.8162 | 45136.5647 | 49933.7726
Commercial_Education_Existing_Food Preparation_Natural Gas_Conveyor Oven_E2_Codes & Standards Forecast | Commercial | Education | Existing | Food Preparation | Natural Gas | Conveyor Oven | E2 | ENERGY STAR (EF ≥ 44%) Convection Oven utilizing ASTM Std F1496 | Codes & Standards Forecast | 0 | 0 | 0 | 0 | 0 | 0 | 0 | 0 | 0 | 0 | 0 | 0 | 0 | 0 | 0 | 0 | 0 | 0 | 0 | 0 | 0 | 0 | 0 | 0 | 0 | 0 | 0 | 0 | 0 | 0 | 0
Commercial_Education_Existing_Food Preparation_Natural Gas_Conveyor Oven_E3_Codes & Standards Forecast | Commercial | Education | Existing | Food Preparation | Natural Gas | Conveyor Oven | E3 |  | Codes & Standards Forecast | 0 | 0 | 0 | 0 | 0 | 0 | 0 | 0 | 0 | 0 | 0 | 0 | 0 | 0 | 0 | 0 | 0 | 0 | 0 | 0 | 0 | 0 | 0 | 0 | 0 | 0 | 0 | 0 | 0 | 0 | 0
Commercial_Education_Existing_Food Preparation_Natural Gas_Conveyor Oven_E4_Codes & Standards Forecast | Commercial | Education | Existing | Food Preparation | Natural Gas | Conveyor Oven | E4 |  | Codes & Standards Forecast | 0 | 0 | 0 | 0 | 0 | 0 | 0 | 0 | 0 | 0 | 0 | 0 | 0 | 0 | 0 | 0 | 0 | 0 | 0 | 0 | 0 | 0 | 0 | 0 | 0 | 0 | 0 | 0 | 0 | 0 | 0
Commercial_Education_Existing_Food Preparation_Natural Gas_Conveyor Oven_E5_Codes & Standards Forecast | Commercial | Education | Existing | Food Preparation | Natural Gas | Conveyor Oven | E5 |  | Codes & Standards Forecast | 0 | 0 | 0 | 0 | 0 | 0 | 0 | 0 | 0 | 0 | 0 | 0 | 0 | 0 | 0 | 0 | 0 | 0 | 0 | 0 | 0 | 0 | 0 | 0 | 0 | 0 | 0 | 0 | 0 | 0 | 0
Commercial_Education_Existing_Food Preparation_Natural Gas_Conveyor Oven_E6_Codes & Standards Forecast | Commercial | Education | Existing | Food Preparation | Natural Gas | Conveyor Oven | E6 |  | Codes & Standards Forecast | 0 | 0 | 0 | 0 | 0 | 0 | 0 | 0 | 0 | 0 | 0 | 0 | 0 | 0 | 0 | 0 | 0 | 0 | 0 | 0 | 0 | 0 | 0 | 0 | 0 | 0 | 0 | 0 | 0 | 0 | 0
Commercial_Education_Existing_Food Preparation_Natural Gas_Conveyor Oven_E7_Codes & Standards Forecast | Commercial | Education | Existing | Food Preparation | Natural Gas | Conveyor Oven | E7 |  | Codes & Standards Forecast | 0 | 0 | 0 | 0 | 0 | 0 | 0 | 0 | 0 | 0 | 0 | 0 | 0 | 0 | 0 | 0 | 0 | 0 | 0 | 0 | 0 | 0 | 0 | 0 | 0 | 0 | 0 | 0 | 0 | 0 | 0
Commercial_Education_Existing_Food Preparation_Natural Gas_Conveyor Oven_E8_Codes & Standards Forecast | Commercial | Education | Existing | Food Preparation | Natural Gas | Conveyor Oven | E8 |  | Codes & Standards Forecast | 0 | 0 | 0 | 0 | 0 | 0 | 0 | 0 | 0 | 0 | 0 | 0 | 0 | 0 | 0 | 0 | 0 | 0 | 0 | 0 | 0 | 0 | 0 | 0 | 0 | 0 | 0 | 0 | 0 | 0 | 0
Commercial_Education_Existing_Food Preparation_Natural Gas_Conveyor Oven_E9_Codes & Standards Forecast | Commercial | Education | Existing | Food Preparation | Natural Gas | Conveyor Oven | E9 |  | Codes & Standards Forecast | 0 | 0 | 0 | 0 | 0 | 0 | 0 | 0 | 0 | 0 | 0 | 0 | 0 | 0 | 0 | 0 | 0 | 0 | 0 | 0 | 0 | 0 | 0 | 0 | 0 | 0 | 0 | 0 | 0 | 0 | 0
Commercial_Education_Existing_Food Preparation_Natural Gas_Conveyor Oven_E10_Codes & Standards Forecast | Commercial | Education | Existing | Food Preparation | Natural Gas | Conveyor Oven | E10 |  | Codes & Standards Forecast | 0 | 0 | 0 | 0 | 0 | 0 | 0 | 0 | 0 | 0 | 0 | 0 | 0 | 0 | 0 | 0 | 0 | 0 | 0 | 0 | 0 | 0 | 0 | 0 | 0 | 0 | 0 | 0 | 0 | 0 | 0
Commercial_Education_Existing_Food Preparation_Natural Gas_Double Rack Oven_E1_Codes & Standards Forecast | Commercial | Education | Existing | Food Preparation | Natural Gas | Double Rack Oven | E1 | Standard | Codes & Standards Forecast | 0 | 29037.95 | 39523.8765 | 48373.7115 | 55804.0208 | 62003.3428 | 67135.8043 | 71344.2685 | 74753.0779 | 77470.4438 | 67485.3644 | 58787.2508 | 55860.5467 | 54585.2498 | 54427.7144 | 54993.2796 | 55993.1733 | 62728.6003 | 64942.2058 | 66664.5295 | 67963.0118 | 66957.7215 | 64407.0544 | 61616.7124 | 58944.4236 | 56579.8378 | 52306.954 | 49227.8073 | 48871.1593 | 49175.7098 | 49834.3295
Commercial_Education_Existing_Food Preparation_Natural Gas_Double Rack Oven_E2_Codes & Standards Forecast | Commercial | Education | Existing | Food Preparation | Natural Gas | Double Rack Oven | E2 | FTSC Qualified (>50% Cooking Efficiency) | Codes & Standards Forecast | 0 | 0 | 0 | 0 | 0 | 0 | 0 | 0 | 0 | 0 | 0 | 0 | 0 | 0 | 0 | 0 | 0 | 0 | 0 | 0 | 0 | 0 | 0 | 0 | 0 | 0 | 0 | 0 | 0 | 0 | 0
Commercial_Education_Existing_Food Preparation_Natural Gas_Double Rack Oven_E3_Codes & Standards Forecast | Commercial | Education | Existing | Food Preparation | Natural Gas | Double Rack Oven | E3 |  | Codes & Standards Forecast | 0 | 0 | 0 | 0 | 0 | 0 | 0 | 0 | 0 | 0 | 0 | 0 | 0 | 0 | 0 | 0 | 0 | 0 | 0 | 0 | 0 | 0 | 0 | 0 | 0 | 0 | 0 | 0 | 0 | 0 | 0
Commercial_Education_Existing_Food Preparation_Natural Gas_Double Rack Oven_E4_Codes & Standards Forecast | Commercial | Education | Existing | Food Preparation | Natural Gas | Double Rack Oven | E4 |  | Codes & Standards Forecast | 0 | 0 | 0 | 0 | 0 | 0 | 0 | 0 | 0 | 0 | 0 | 0 | 0 | 0 | 0 | 0 | 0 | 0 | 0 | 0 | 0 | 0 | 0 | 0 | 0 | 0 | 0 | 0 | 0 | 0 | 0
Commercial_Education_Existing_Food Preparation_Natural Gas_Double Rack Oven_E5_Codes & Standards Forecast | Commercial | Education | Existing | Food Preparation | Natural Gas | Double Rack Oven | E5 |  | Codes & Standards Forecast | 0 | 0 | 0 | 0 | 0 | 0 | 0 | 0 | 0 | 0 | 0 | 0 | 0 | 0 | 0 | 0 | 0 | 0 | 0 | 0 | 0 | 0 | 0 | 0 | 0 | 0 | 0 | 0 | 0 | 0 | 0
Commercial_Education_Existing_Food Preparation_Natural Gas_Double Rack Oven_E6_Codes & Standards Forecast | Commercial | Education | Existing | Food Preparation | Natural Gas | Double Rack Oven | E6 |  | Codes & Standards Forecast | 0 | 0 | 0 | 0 | 0 | 0 | 0 | 0 | 0 | 0 | 0 | 0 | 0 | 0 | 0 | 0 | 0 | 0 | 0 | 0 | 0 | 0 | 0 | 0 | 0 | 0 | 0 | 0 | 0 | 0 | 0
Commercial_Education_Existing_Food Preparation_Natural Gas_Double Rack Oven_E7_Codes & Standards Forecast | Commercial | Education | Existing | Food Preparation | Natural Gas | Double Rack Oven | E7 |  | Codes & Standards Forecast | 0 | 0 | 0 | 0 | 0 | 0 | 0 | 0 | 0 | 0 | 0 | 0 | 0 | 0 | 0 | 0 | 0 | 0 | 0 | 0 | 0 | 0 | 0 | 0 | 0 | 0 | 0 | 0 | 0 | 0 | 0
Commercial_Education_Existing_Food Preparation_Natural Gas_Double Rack Oven_E8_Codes & Standards Forecast | Commercial | Education | Existing | Food Preparation | Natural Gas | Double Rack Oven | E8 |  | Codes & Standards Forecast | 0 | 0 | 0 | 0 | 0 | 0 | 0 | 0 | 0 | 0 | 0 | 0 | 0 | 0 | 0 | 0 | 0 | 0 | 0 | 0 | 0 | 0 | 0 | 0 | 0 | 0 | 0 | 0 | 0 | 0 | 0
Commercial_Education_Existing_Food Preparation_Natural Gas_Double Rack Oven_E9_Codes & Standards Forecast | Commercial | Education | Existing | Food Preparation | Natural Gas | Double Rack Oven | E9 |  | Codes & Standards Forecast | 0 | 0 | 0 | 0 | 0 | 0 | 0 | 0 | 0 | 0 | 0 | 0 | 0 | 0 | 0 | 0 | 0 | 0 | 0 | 0 | 0 | 0 | 0 | 0 | 0 | 0 | 0 | 0 | 0 | 0 | 0
Commercial_Education_Existing_Food Preparation_Natural Gas_Double Rack Oven_E10_Codes & Standards Forecast | Commercial | Education | Existing | Food Preparation | Natural Gas | Double Rack Oven | E10 |  | Codes & Standards Forecast | 0 | 0 | 0 | 0 | 0 | 0 | 0 | 0 | 0 | 0 | 0 | 0 | 0 | 0 | 0 | 0 | 0 | 0 | 0 | 0 | 0 | 0 | 0 | 0 | 0 | 0 | 0 | 0 | 0 | 0 | 0
Commercial_Education_Existing_Food Preparation_Natural Gas_Fryer_E1_Codes & Standards Forecast | Commercial | Education | Existing | Food Preparation | Natural Gas | Fryer | E1 | Standard | Codes & Standards Forecast | 0 | 88298.4505 | 95972.3885 | 0 | 0 | 0 | 0 | 0 | 0 | 0 | 0 | 0 | 0 | 0 | 0 | 0 | 0 | 0 | 0 | 0 | 0 | 0 | 0 | 0 | 0 | 0 | 0 | 0 | 0 | 0 | 0
Commercial_Education_Existing_Food Preparation_Natural Gas_Fryer_E2_Codes & Standards Forecast | Commercial | Education | Existing | Food Preparation | Natural Gas | Fryer | E2 | ENERGY STAR | Codes & Standards Forecast | 0 | 0 | 0 | 102463.0398 | 107906.4126 | 112423.5398 | 116122.1148 | 119097.9497 | 121436.2739 | 138237.1031 | 152604.146 | 164814.9261 | 160975.7835 | 157272.6431 | 171496.8158 | 166097.1554 | 161020.3671 | 158792.961 | 158506 | 159480.9377 | 158810.0256 | 156957.2201 | 160332.994 | 161177.4268 | 160188.5975 | 155482.4966 | 151430.3845 | 151728.4199 | 147690.747 | 144022.9997 | 142070.6836
Commercial_Education_Existing_Food Preparation_Natural Gas_Fryer_E3_Codes & Standards Forecast | Commercial | Education | Existing | Food Preparation | Natural Gas | Fryer | E3 |  | Codes & Standards Forecast | 0 | 0 | 0 | 0 | 0 | 0 | 0 | 0 | 0 | 0 | 0 | 0 | 0 | 0 | 0 | 0 | 0 | 0 | 0 | 0 | 0 | 0 | 0 | 0 | 0 | 0 | 0 | 0 | 0 | 0 | 0
Commercial_Education_Existing_Food Preparation_Natural Gas_Fryer_E4_Codes & Standards Forecast | Commercial | Education | Existing | Food Preparation | Natural Gas | Fryer | E4 |  | Codes & Standards Forecast | 0 | 0 | 0 | 0 | 0 | 0 | 0 | 0 | 0 | 0 | 0 | 0 | 0 | 0 | 0 | 0 | 0 | 0 | 0 | 0 | 0 | 0 | 0 | 0 | 0 | 0 | 0 | 0 | 0 | 0 | 0
Commercial_Education_Existing_Food Preparation_Natural Gas_Fryer_E5_Codes & Standards Forecast | Commercial | Education | Existing | Food Preparation | Natural Gas | Fryer | E5 |  | Codes & Standards Forecast | 0 | 0 | 0 | 0 | 0 | 0 | 0 | 0 | 0 | 0 | 0 | 0 | 0 | 0 | 0 | 0 | 0 | 0 | 0 | 0 | 0 | 0 | 0 | 0 | 0 | 0 | 0 | 0 | 0 | 0 | 0
Commercial_Education_Existing_Food Preparation_Natural Gas_Fryer_E6_Codes & Standards Forecast | Commercial | Education | Existing | Food Preparation | Natural Gas | Fryer | E6 |  | Codes & Standards Forecast | 0 | 0 | 0 | 0 | 0 | 0 | 0 | 0 | 0 | 0 | 0 | 0 | 0 | 0 | 0 | 0 | 0 | 0 | 0 | 0 | 0 | 0 | 0 | 0 | 0 | 0 | 0 | 0 | 0 | 0 | 0
Commercial_Education_Existing_Food Preparation_Natural Gas_Fryer_E7_Codes & Standards Forecast | Commercial | Education | Existing | Food Preparation | Natural Gas | Fryer | E7 |  | Codes & Standards Forecast | 0 | 0 | 0 | 0 | 0 | 0 | 0 | 0 | 0 | 0 | 0 | 0 | 0 | 0 | 0 | 0 | 0 | 0 | 0 | 0 | 0 | 0 | 0 | 0 | 0 | 0 | 0 | 0 | 0 | 0 | 0
Commercial_Education_Existing_Food Preparation_Natural Gas_Fryer_E8_Codes & Standards Forecast | Commercial | Education | Existing | Food Preparation | Natural Gas | Fryer | E8 |  | Codes & Standards Forecast | 0 | 0 | 0 | 0 | 0 | 0 | 0 | 0 | 0 | 0 | 0 | 0 | 0 | 0 | 0 | 0 | 0 | 0 | 0 | 0 | 0 | 0 | 0 | 0 | 0 | 0 | 0 | 0 | 0 | 0 | 0
Commercial_Education_Existing_Food Preparation_Natural Gas_Fryer_E9_Codes & Standards Forecast | Commercial | Education | Existing | Food Preparation | Natural Gas | Fryer | E9 |  | Codes & Standards Forecast | 0 | 0 | 0 | 0 | 0 | 0 | 0 | 0 | 0 | 0 | 0 | 0 | 0 | 0 | 0 | 0 | 0 | 0 | 0 | 0 | 0 | 0 | 0 | 0 | 0 | 0 | 0 | 0 | 0 | 0 | 0
Commercial_Education_Existing_Food Preparation_Natural Gas_Fryer_E10_Codes & Standards Forecast | Commercial | Education | Existing | Food Preparation | Natural Gas | Fryer | E10 |  | Codes & Standards Forecast | 0 | 0 | 0 | 0 | 0 | 0 | 0 | 0 | 0 | 0 | 0 | 0 | 0 | 0 | 0 | 0 | 0 | 0 | 0 | 0 | 0 | 0 | 0 | 0 | 0 | 0 | 0 | 0 | 0 | 0 | 0
Commercial_Education_Existing_Food Preparation_Natural Gas_Broiler_E1_Codes & Standards Forecast | Commercial | Education | Existing | Food Preparation | Natural Gas | Broiler | E1 | Standard | Codes & Standards Forecast | 0 | 41371.064 | 46174.7043 | 50156.4904 | 53426.4047 | 56080.1728 | 58201.103 | 59861.6879 | 61125.0007 | 62045.9102 | 54048.8818 | 47082.5814 | 47639.5814 | 48316.9275 | 49025.1423 | 49702.9068 | 50309.8274 | 58670.6268 | 58444.984 | 58101.697 | 57658.8635 | 55751.2071 | 52896.2574 | 50534.8711 | 48607.0755 | 47047.9956 | 44157.7069 | 42077.5479 | 43119.9642 | 43867.9107 | 44357.123
Commercial_Education_Existing_Food Preparation_Natural Gas_Broiler_E2_Codes & Standards Forecast | Commercial | Education | Existing | Food Preparation | Natural Gas | Broiler | E2 | Infrared Burners | Codes & Standards Forecast | 0 | 0 | 0 | 0 | 0 | 0 | 0 | 0 | 0 | 0 | 0 | 0 | 0 | 0 | 0 | 0 | 0 | 0 | 0 | 0 | 0 | 0 | 0 | 0 | 0 | 0 | 0 | 0 | 0 | 0 | 0
Commercial_Education_Existing_Food Preparation_Natural Gas_Broiler_E3_Codes & Standards Forecast | Commercial | Education | Existing | Food Preparation | Natural Gas | Broiler | E3 |  | Codes & Standards Forecast | 0 | 0 | 0 | 0 | 0 | 0 | 0 | 0 | 0 | 0 | 0 | 0 | 0 | 0 | 0 | 0 | 0 | 0 | 0 | 0 | 0 | 0 | 0 | 0 | 0 | 0 | 0 | 0 | 0 | 0 | 0
Commercial_Education_Existing_Food Preparation_Natural Gas_Broiler_E4_Codes & Standards Forecast | Commercial | Education | Existing | Food Preparation | Natural Gas | Broiler | E4 |  | Codes & Standards Forecast | 0 | 0 | 0 | 0 | 0 | 0 | 0 | 0 | 0 | 0 | 0 | 0 | 0 | 0 | 0 | 0 | 0 | 0 | 0 | 0 | 0 | 0 | 0 | 0 | 0 | 0 | 0 | 0 | 0 | 0 | 0
Commercial_Education_Existing_Food Preparation_Natural Gas_Broiler_E5_Codes & Standards Forecast | Commercial | Education | Existing | Food Preparation | Natural Gas | Broiler | E5 |  | Codes & Standards Forecast | 0 | 0 | 0 | 0 | 0 | 0 | 0 | 0 | 0 | 0 | 0 | 0 | 0 | 0 | 0 | 0 | 0 | 0 | 0 | 0 | 0 | 0 | 0 | 0 | 0 | 0 | 0 | 0 | 0 | 0 | 0
Commercial_Education_Existing_Food Preparation_Natural Gas_Broiler_E6_Codes & Standards Forecast | Commercial | Education | Existing | Food Preparation | Natural Gas | Broiler | E6 |  | Codes & Standards Forecast | 0 | 0 | 0 | 0 | 0 | 0 | 0 | 0 | 0 | 0 | 0 | 0 | 0 | 0 | 0 | 0 | 0 | 0 | 0 | 0 | 0 | 0 | 0 | 0 | 0 | 0 | 0 | 0 | 0 | 0 | 0
Commercial_Education_Existing_Food Preparation_Natural Gas_Broiler_E7_Codes & Standards Forecast | Commercial | Education | Existing | Food Preparation | Natural Gas | Broiler | E7 |  | Codes & Standards Forecast | 0 | 0 | 0 | 0 | 0 | 0 | 0 | 0 | 0 | 0 | 0 | 0 | 0 | 0 | 0 | 0 | 0 | 0 | 0 | 0 | 0 | 0 | 0 | 0 | 0 | 0 | 0 | 0 | 0 | 0 | 0
Commercial_Education_Existing_Food Preparation_Natural Gas_Broiler_E8_Codes & Standards Forecast | Commercial | Education | Existing | Food Preparation | Natural Gas | Broiler | E8 |  | Codes & Standards Forecast | 0 | 0 | 0 | 0 | 0 | 0 | 0 | 0 | 0 | 0 | 0 | 0 | 0 | 0 | 0 | 0 | 0 | 0 | 0 | 0 | 0 | 0 | 0 | 0 | 0 | 0 | 0 | 0 | 0 | 0 | 0
Commercial_Education_Existing_Food Preparation_Natural Gas_Broiler_E9_Codes & Standards Forecast | Commercial | Education | Existing | Food Preparation | Natural Gas | Broiler | E9 |  | Codes & Standards Forecast | 0 | 0 | 0 | 0 | 0 | 0 | 0 | 0 | 0 | 0 | 0 | 0 | 0 | 0 | 0 | 0 | 0 | 0 | 0 | 0 | 0 | 0 | 0 | 0 | 0 | 0 | 0 | 0 | 0 | 0 | 0
Commercial_Education_Existing_Food Preparation_Natural Gas_Broiler_E10_Codes & Standards Forecast | Commercial | Education | Existing | Food Preparation | Natural Gas | Broiler | E10 |  | Codes & Standards Forecast | 0 | 0 | 0 | 0 | 0 | 0 | 0 | 0 | 0 | 0 | 0 | 0 | 0 | 0 | 0 | 0 | 0 | 0 | 0 | 0 | 0 | 0 | 0 | 0 | 0 | 0 | 0 | 0 | 0 | 0 | 0
Commercial_Education_Existing_Food Preparation_Natural Gas_Griddle_E1_Codes & Standards Forecast | Commercial | Education | Existing | Food Preparation | Natural Gas | Griddle | E1 | Standard | Codes & Standards Forecast | 0 | 49342.0008 | 55071.1553 | 59820.1097 | 63720.0363 | 66885.1042 | 69414.6726 | 71395.2015 | 72901.916 | 74000.2564 | 64462.4456 | 56153.9526 | 56818.2694 | 57626.1194 | 58470.7854 | 59279.1344 | 60002.99 | 69974.6594 | 69705.5421 | 69296.1142 | 68767.9602 | 66492.7568 | 63087.7458 | 60271.3927 | 57972.17 | 56112.7032 | 52665.5443 | 50184.6024 | 51427.8604 | 52319.9133 | 52903.3818
Commercial_Education_Existing_Food Preparation_Natural Gas_Griddle_E2_Codes & Standards Forecast | Commercial | Education | Existing | Food Preparation | Natural Gas | Griddle | E2 | ENERGY STAR | Codes & Standards Forecast | 0 | 0 | 0 | 0 | 0 | 0 | 0 | 0 | 0 | 0 | 0 | 0 | 0 | 0 | 0 | 0 | 0 | 0 | 0 | 0 | 0 | 0 | 0 | 0 | 0 | 0 | 0 | 0 | 0 | 0 | 0
Commercial_Education_Existing_Food Preparation_Natural Gas_Griddle_E3_Codes & Standards Forecast | Commercial | Education | Existing | Food Preparation | Natural Gas | Griddle | E3 |  | Codes & Standards Forecast | 0 | 0 | 0 | 0 | 0 | 0 | 0 | 0 | 0 | 0 | 0 | 0 | 0 | 0 | 0 | 0 | 0 | 0 | 0 | 0 | 0 | 0 | 0 | 0 | 0 | 0 | 0 | 0 | 0 | 0 | 0
Commercial_Education_Existing_Food Preparation_Natural Gas_Griddle_E4_Codes & Standards Forecast | Commercial | Education | Existing | Food Preparation | Natural Gas | Griddle | E4 |  | Codes & Standards Forecast | 0 | 0 | 0 | 0 | 0 | 0 | 0 | 0 | 0 | 0 | 0 | 0 | 0 | 0 | 0 | 0 | 0 | 0 | 0 | 0 | 0 | 0 | 0 | 0 | 0 | 0 | 0 | 0 | 0 | 0 | 0
Commercial_Education_Existing_Food Preparation_Natural Gas_Griddle_E5_Codes & Standards Forecast | Commercial | Education | Existing | Food Preparation | Natural Gas | Griddle | E5 |  | Codes & Standards Forecast | 0 | 0 | 0 | 0 | 0 | 0 | 0 | 0 | 0 | 0 | 0 | 0 | 0 | 0 | 0 | 0 | 0 | 0 | 0 | 0 | 0 | 0 | 0 | 0 | 0 | 0 | 0 | 0 | 0 | 0 | 0
Commercial_Education_Existing_Food Preparation_Natural Gas_Griddle_E6_Codes & Standards Forecast | Commercial | Education | Existing | Food Preparation | Natural Gas | Griddle | E6 |  | Codes & Standards Forecast | 0 | 0 | 0 | 0 | 0 | 0 | 0 | 0 | 0 | 0 | 0 | 0 | 0 | 0 | 0 | 0 | 0 | 0 | 0 | 0 | 0 | 0 | 0 | 0 | 0 | 0 | 0 | 0 | 0 | 0 | 0
Commercial_Education_Existing_Food Preparation_Natural Gas_Griddle_E7_Codes & Standards Forecast | Commercial | Education | Existing | Food Preparation | Natural Gas | Griddle | E7 |  | Codes & Standards Forecast | 0 | 0 | 0 | 0 | 0 | 0 | 0 | 0 | 0 | 0 | 0 | 0 | 0 | 0 | 0 | 0 | 0 | 0 | 0 | 0 | 0 | 0 | 0 | 0 | 0 | 0 | 0 | 0 | 0 | 0 | 0
Commercial_Education_Existing_Food Preparation_Natural Gas_Griddle_E8_Codes & Standards Forecast | Commercial | Education | Existing | Food Preparation | Natural Gas | Griddle | E8 |  | Codes & Standards Forecast | 0 | 0 | 0 | 0 | 0 | 0 | 0 | 0 | 0 | 0 | 0 | 0 | 0 | 0 | 0 | 0 | 0 | 0 | 0 | 0 | 0 | 0 | 0 | 0 | 0 | 0 | 0 | 0 | 0 | 0 | 0
Commercial_Education_Existing_Food Preparation_Natural Gas_Griddle_E9_Codes & Standards Forecast | Commercial | Education | Existing | Food Preparation | Natural Gas | Griddle | E9 |  | Codes & Standards Forecast | 0 | 0 | 0 | 0 | 0 | 0 | 0 | 0 | 0 | 0 | 0 | 0 | 0 | 0 | 0 | 0 | 0 | 0 | 0 | 0 | 0 | 0 | 0 | 0 | 0 | 0 | 0 | 0 | 0 | 0 | 0
Commercial_Education_Existing_Food Preparation_Natural Gas_Griddle_E10_Codes & Standards Forecast | Commercial | Education | Existing | Food Preparation | Natural Gas | Griddle | E10 |  | Codes & Standards Forecast | 0 | 0 | 0 | 0 | 0 | 0 | 0 | 0 | 0 | 0 | 0 | 0 | 0 | 0 | 0 | 0 | 0 | 0 | 0 | 0 | 0 | 0 | 0 | 0 | 0 | 0 | 0 | 0 | 0 | 0 | 0
Commercial_Education_Existing_Food Preparation_Natural Gas_Range_E1_Codes & Standards Forecast | Commercial | Education | Existing | Food Preparation | Natural Gas | Range | E1 | Standard | Codes & Standards Forecast | 0 | 274808.5833 | 350106.1351 | 406446.2916 | 447977.7126 | 477951.8704 | 498916.8631 | 512869.3655 | 521373.7565 | 525655.5156 | 457938.1325 | 417403.5372 | 395019.1104 | 384395.0656 | 381063.9919 | 436240.2626 | 443494.9302 | 447152.9384 | 448031.7585 | 435309.7271 | 416915.0892 | 397458.5314 | 379411.8216 | 363907.1144 | 346744.6149 | 339601.6646 | 338037.1968 | 339192.1633 | 339375.1049 | 347996.9412 | 342262.5822
Commercial_Education_Existing_Food Preparation_Natural Gas_Range_E2_Codes & Standards Forecast | Commercial | Education | Existing | Food Preparation | Natural Gas | Range | E2 | High Efficiency | Codes & Standards Forecast | 0 | 0 | 0 | 0 | 0 | 0 | 0 | 0 | 0 | 0 | 0 | 0 | 0 | 0 | 0 | 0 | 0 | 0 | 0 | 0 | 0 | 0 | 0 | 0 | 0 | 0 | 0 | 0 | 0 | 0 | 0
Commercial_Education_Existing_Food Preparation_Natural Gas_Range_E3_Codes & Standards Forecast | Commercial | Education | Existing | Food Preparation | Natural Gas | Range | E3 |  | Codes & Standards Forecast | 0 | 0 | 0 | 0 | 0 | 0 | 0 | 0 | 0 | 0 | 0 | 0 | 0 | 0 | 0 | 0 | 0 | 0 | 0 | 0 | 0 | 0 | 0 | 0 | 0 | 0 | 0 | 0 | 0 | 0 | 0
Commercial_Education_Existing_Food Preparation_Natural Gas_Range_E4_Codes & Standards Forecast | Commercial | Education | Existing | Food Preparation | Natural Gas | Range | E4 |  | Codes & Standards Forecast | 0 | 0 | 0 | 0 | 0 | 0 | 0 | 0 | 0 | 0 | 0 | 0 | 0 | 0 | 0 | 0 | 0 | 0 | 0 | 0 | 0 | 0 | 0 | 0 | 0 | 0 | 0 | 0 | 0 | 0 | 0
Commercial_Education_Existing_Food Preparation_Natural Gas_Range_E5_Codes & Standards Forecast | Commercial | Education | Existing | Food Preparation | Natural Gas | Range | E5 |  | Codes & Standards Forecast | 0 | 0 | 0 | 0 | 0 | 0 | 0 | 0 | 0 | 0 | 0 | 0 | 0 | 0 | 0 | 0 | 0 | 0 | 0 | 0 | 0 | 0 | 0 | 0 | 0 | 0 | 0 | 0 | 0 | 0 | 0
Commercial_Education_Existing_Food Preparation_Natural Gas_Range_E6_Codes & Standards Forecast | Commercial | Education | Existing | Food Preparation | Natural Gas | Range | E6 |  | Codes & Standards Forecast | 0 | 0 | 0 | 0 | 0 | 0 | 0 | 0 | 0 | 0 | 0 | 0 | 0 | 0 | 0 | 0 | 0 | 0 | 0 | 0 | 0 | 0 | 0 | 0 | 0 | 0 | 0 | 0 | 0 | 0 | 0
Commercial_Education_Existing_Food Preparation_Natural Gas_Range_E7_Codes & Standards Forecast | Commercial | Education | Existing | Food Preparation | Natural Gas | Range | E7 |  | Codes & Standards Forecast | 0 | 0 | 0 | 0 | 0 | 0 | 0 | 0 | 0 | 0 | 0 | 0 | 0 | 0 | 0 | 0 | 0 | 0 | 0 | 0 | 0 | 0 | 0 | 0 | 0 | 0 | 0 | 0 | 0 | 0 | 0
Commercial_Education_Existing_Food Preparation_Natural Gas_Range_E8_Codes & Standards Forecast | Commercial | Education | Existing | Food Preparation | Natural Gas | Range | E8 |  | Codes & Standards Forecast | 0 | 0 | 0 | 0 | 0 | 0 | 0 | 0 | 0 | 0 | 0 | 0 | 0 | 0 | 0 | 0 | 0 | 0 | 0 | 0 | 0 | 0 | 0 | 0 | 0 | 0 | 0 | 0 | 0 | 0 | 0
Commercial_Education_Existing_Food Preparation_Natural Gas_Range_E9_Codes & Standards Forecast | Commercial | Education | Existing | Food Preparation | Natural Gas | Range | E9 |  | Codes & Standards Forecast | 0 | 0 | 0 | 0 | 0 | 0 | 0 | 0 | 0 | 0 | 0 | 0 | 0 | 0 | 0 | 0 | 0 | 0 | 0 | 0 | 0 | 0 | 0 | 0 | 0 | 0 | 0 | 0 | 0 | 0 | 0
Commercial_Education_Existing_Food Preparation_Natural Gas_Range_E10_Codes & Standards Forecast | Commercial | Education | Existing | Food Preparation | Natural Gas | Range | E10 |  | Codes & Standards Forecast | 0 | 0 | 0 | 0 | 0 | 0 | 0 | 0 | 0 | 0 | 0 | 0 | 0 | 0 | 0 | 0 | 0 | 0 | 0 | 0 | 0 | 0 | 0 | 0 | 0 | 0 | 0 | 0 | 0 | 0 | 0
Commercial_Education_Existing_Food Preparation_Natural Gas_Steamer_E1_Codes & Standards Forecast | Commercial | Education | Existing | Food Preparation | Natural Gas | Steamer | E1 | Standard | Codes & Standards Forecast | 0 | 76050.3756 | 84880.6692 | 0 | 0 | 0 | 0 | 0 | 0 | 0 | 0 | 0 | 0 | 0 | 0 | 0 | 0 | 0 | 0 | 0 | 0 | 0 | 0 | 0 | 0 | 0 | 0 | 0 | 0 | 0 | 0
Commercial_Education_Existing_Food Preparation_Natural Gas_Steamer_E2_Codes & Standards Forecast | Commercial | Education | Existing | Food Preparation | Natural Gas | Steamer | E2 | ENERGY STAR | Codes & Standards Forecast | 0 | 0 | 0 | 92200.1892 | 98211.1106 | 103089.4009 | 106988.2016 | 110040.7726 | 112363.0579 | 114055.9201 | 106400.5826 | 100549.9595 | 96131.4871 | 92839.3503 | 90423.4515 | 88680.1149 | 87444.2609 | 86582.8282 | 85989.249 | 101042.662 | 99550.0405 | 97554.8826 | 95263.1119 | 92826.1982 | 90353.0868 | 87919.7886 | 85577.0544 | 83356.4895 | 80822.7909 | 78830.9335 | 77192.4998
Commercial_Education_Existing_Food Preparation_Natural Gas_Steamer_E3_Codes & Standards Forecast | Commercial | Education | Existing | Food Preparation | Natural Gas | Steamer | E3 |  | Codes & Standards Forecast | 0 | 0 | 0 | 0 | 0 | 0 | 0 | 0 | 0 | 0 | 0 | 0 | 0 | 0 | 0 | 0 | 0 | 0 | 0 | 0 | 0 | 0 | 0 | 0 | 0 | 0 | 0 | 0 | 0 | 0 | 0
Commercial_Education_Existing_Food Preparation_Natural Gas_Steamer_E4_Codes & Standards Forecast | Commercial | Education | Existing | Food Preparation | Natural Gas | Steamer | E4 |  | Codes & Standards Forecast | 0 | 0 | 0 | 0 | 0 | 0 | 0 | 0 | 0 | 0 | 0 | 0 | 0 | 0 | 0 | 0 | 0 | 0 | 0 | 0 | 0 | 0 | 0 | 0 | 0 | 0 | 0 | 0 | 0 | 0 | 0
Commercial_Education_Existing_Food Preparation_Natural Gas_Steamer_E5_Codes & Standards Forecast | Commercial | Education | Existing | Food Preparation | Natural Gas | Steamer | E5 |  | Codes & Standards Forecast | 0 | 0 | 0 | 0 | 0 | 0 | 0 | 0 | 0 | 0 | 0 | 0 | 0 | 0 | 0 | 0 | 0 | 0 | 0 | 0 | 0 | 0 | 0 | 0 | 0 | 0 | 0 | 0 | 0 | 0 | 0
Commercial_Education_Existing_Food Preparation_Natural Gas_Steamer_E6_Codes & Standards Forecast | Commercial | Education | Existing | Food Preparation | Natural Gas | Steamer | E6 |  | Codes & Standards Forecast | 0 | 0 | 0 | 0 | 0 | 0 | 0 | 0 | 0 | 0 | 0 | 0 | 0 | 0 | 0 | 0 | 0 | 0 | 0 | 0 | 0 | 0 | 0 | 0 | 0 | 0 | 0 | 0 | 0 | 0 | 0
Commercial_Education_Existing_Food Preparation_Natural Gas_Steamer_E7_Codes & Standards Forecast | Commercial | Education | Existing | Food Preparation | Natural Gas | Steamer | E7 |  | Codes & Standards Forecast | 0 | 0 | 0 | 0 | 0 | 0 | 0 | 0 | 0 | 0 | 0 | 0 | 0 | 0 | 0 | 0 | 0 | 0 | 0 | 0 | 0 | 0 | 0 | 0 | 0 | 0 | 0 | 0 | 0 | 0 | 0
Commercial_Education_Existing_Food Preparation_Natural Gas_Steamer_E8_Codes & Standards Forecast | Commercial | Education | Existing | Food Preparation | Natural Gas | Steamer | E8 |  | Codes & Standards Forecast | 0 | 0 | 0 | 0 | 0 | 0 | 0 | 0 | 0 | 0 | 0 | 0 | 0 | 0 | 0 | 0 | 0 | 0 | 0 | 0 | 0 | 0 | 0 | 0 | 0 | 0 | 0 | 0 | 0 | 0 | 0
Commercial_Education_Existing_Food Preparation_Natural Gas_Steamer_E9_Codes & Standards Forecast | Commercial | Education | Existing | Food Preparation | Natural Gas | Steamer | E9 |  | Codes & Standards Forecast | 0 | 0 | 0 | 0 | 0 | 0 | 0 | 0 | 0 | 0 | 0 | 0 | 0 | 0 | 0 | 0 | 0 | 0 | 0 | 0 | 0 | 0 | 0 | 0 | 0 | 0 | 0 | 0 | 0 | 0 | 0
Commercial_Education_Existing_Food Preparation_Natural Gas_Steamer_E10_Codes & Standards Forecast | Commercial | Education | Existing | Food Preparation | Natural Gas | Steamer | E10 |  | Codes & Standards Forecast | 0 | 0 | 0 | 0 | 0 | 0 | 0 | 0 | 0 | 0 | 0 | 0 | 0 | 0 | 0 | 0 | 0 | 0 | 0 | 0 | 0 | 0 | 0 | 0 | 0 | 0 | 0 | 0 | 0 | 0 | 0
Commercial_Education_Existing_Food Preparation_Natural Gas_Food Prep Other_E1_Codes & Standards Forecast | Commercial | Education | Existing | Food Preparation | Natural Gas | Food Prep Other | E1 | Standard | Codes & Standards Forecast | 0 | 82134.4056 | 104639.2328 | 121478.1001 | 133890.9532 | 142849.5876 | 149115.5754 | 153285.6798 | 155827.4603 | 157107.1865 | 136867.9096 | 124752.9864 | 118062.7601 | 114887.4605 | 113891.8738 | 130382.8805 | 132551.1455 | 133644.4458 | 133907.1064 | 130104.7634 | 124606.9997 | 118791.8509 | 113398.0755 | 108764.0502 | 103634.5463 | 101499.6713 | 101032.0854 | 101377.2801 | 101431.9575 | 104008.8399 | 102294.9626
Commercial_Education_Existing_Food Preparation_Natural Gas_Food Prep Other_E2_Codes & Standards Forecast | Commercial | Education | Existing | Food Preparation | Natural Gas | Food Prep Other | E2 | ENERGY STAR | Codes & Standards Forecast | 0 | 0 | 0 | 0 | 0 | 0 | 0 | 0 | 0 | 0 | 0 | 0 | 0 | 0 | 0 | 0 | 0 | 0 | 0 | 0 | 0 | 0 | 0 | 0 | 0 | 0 | 0 | 0 | 0 | 0 | 0
Commercial_Education_Existing_Food Preparation_Natural Gas_Food Prep Other_E3_Codes & Standards Forecast | Commercial | Education | Existing | Food Preparation | Natural Gas | Food Prep Other | E3 |  | Codes & Standards Forecast | 0 | 0 | 0 | 0 | 0 | 0 | 0 | 0 | 0 | 0 | 0 | 0 | 0 | 0 | 0 | 0 | 0 | 0 | 0 | 0 | 0 | 0 | 0 | 0 | 0 | 0 | 0 | 0 | 0 | 0 | 0
Commercial_Education_Existing_Food Preparation_Natural Gas_Food Prep Other_E4_Codes & Standards Forecast | Commercial | Education | Existing | Food Preparation | Natural Gas | Food Prep Other | E4 |  | Codes & Standards Forecast | 0 | 0 | 0 | 0 | 0 | 0 | 0 | 0 | 0 | 0 | 0 | 0 | 0 | 0 | 0 | 0 | 0 | 0 | 0 | 0 | 0 | 0 | 0 | 0 | 0 | 0 | 0 | 0 | 0 | 0 | 0
Commercial_Education_Existing_Food Preparation_Natural Gas_Food Prep Other_E5_Codes & Standards Forecast | Commercial | Education | Existing | Food Preparation | Natural Gas | Food Prep Other | E5 |  | Codes & Standards Forecast | 0 | 0 | 0 | 0 | 0 | 0 | 0 | 0 | 0 | 0 | 0 | 0 | 0 | 0 | 0 | 0 | 0 | 0 | 0 | 0 | 0 | 0 | 0 | 0 | 0 | 0 | 0 | 0 | 0 | 0 | 0
Commercial_Education_Existing_Food Preparation_Natural Gas_Food Prep Other_E6_Codes & Standards Forecast | Commercial | Education | Existing | Food Preparation | Natural Gas | Food Prep Other | E6 |  | Codes & Standards Forecast | 0 | 0 | 0 | 0 | 0 | 0 | 0 | 0 | 0 | 0 | 0 | 0 | 0 | 0 | 0 | 0 | 0 | 0 | 0 | 0 | 0 | 0 | 0 | 0 | 0 | 0 | 0 | 0 | 0 | 0 | 0
Commercial_Education_Existing_Food Preparation_Natural Gas_Food Prep Other_E7_Codes & Standards Forecast | Commercial | Education | Existing | Food Preparation | Natural Gas | Food Prep Other | E7 |  | Codes & Standards Forecast | 0 | 0 | 0 | 0 | 0 | 0 | 0 | 0 | 0 | 0 | 0 | 0 | 0 | 0 | 0 | 0 | 0 | 0 | 0 | 0 | 0 | 0 | 0 | 0 | 0 | 0 | 0 | 0 | 0 | 0 | 0
Commercial_Education_Existing_Food Preparation_Natural Gas_Food Prep Other_E8_Codes & Standards Forecast | Commercial | Education | Existing | Food Preparation | Natural Gas | Food Prep Other | E8 |  | Codes & Standards Forecast | 0 | 0 | 0 | 0 | 0 | 0 | 0 | 0 | 0 | 0 | 0 | 0 | 0 | 0 | 0 | 0 | 0 | 0 | 0 | 0 | 0 | 0 | 0 | 0 | 0 | 0 | 0 | 0 | 0 | 0 | 0
Commercial_Education_Existing_Food Preparation_Natural Gas_Food Prep Other_E9_Codes & Standards Forecast | Commercial | Education | Existing | Food Preparation | Natural Gas | Food Prep Other | E9 |  | Codes & Standards Forecast | 0 | 0 | 0 | 0 | 0 | 0 | 0 | 0 | 0 | 0 | 0 | 0 | 0 | 0 | 0 | 0 | 0 | 0 | 0 | 0 | 0 | 0 | 0 | 0 | 0 | 0 | 0 | 0 | 0 | 0 | 0
Commercial_Education_Existing_Food Preparation_Natural Gas_Food Prep Other_E10_Codes & Standards Forecast | Commercial | Education | Existing | Food Preparation | Natural Gas | Food Prep Other | E10 |  | Codes & Standards Forecast | 0 | 0 | 0 | 0 | 0 | 0 | 0 | 0 | 0 | 0 | 0 | 0 | 0 | 0 | 0 | 0 | 0 | 0 | 0 | 0 | 0 | 0 | 0 | 0 | 0 | 0 | 0 | 0 | 0 | 0 | 0
Commercial_Education_Existing_Miscellaneous_Natural Gas_Pool Heater_E1_Codes & Standards Forecast | Commercial | Education | Existing | Miscellaneous | Natural Gas | Pool Heater | E1 | Standard (EF .82) | Codes & Standards Forecast | 0 | 63190.2698 | 59862.2489 | 57046.659 | 54636.9434 | 52549.4791 | 52622.5914 | 52078.258 | 51142.4866 | 49973.2033 | 48679.1048 | 61212.5194 | 56963.4035 | 53558.4253 | 50752.4075 | 48377.2376 | 49234.7803 | 49006.983 | 48126.6496 | 46875.1599 | 45432.8557 | 47413.3007 | 45383.8158 | 43796.1534 | 42438.882 | 41194.2986 | 41258.8207 | 40713.711 | 39858.5778 | 38859.5107 | 37805.0094
Commercial_Education_Existing_Miscellaneous_Natural Gas_Pool Heater_E2_Codes & Standards Forecast | Commercial | Education | Existing | Miscellaneous | Natural Gas | Pool Heater | E2 | Condensing (EF .90) | Codes & Standards Forecast | 0 | 0 | 0 | 0 | 0 | 0 | 0 | 0 | 0 | 0 | 0 | 0 | 0 | 0 | 0 | 0 | 0 | 0 | 0 | 0 | 0 | 0 | 0 | 0 | 0 | 0 | 0 | 0 | 0 | 0 | 0
Commercial_Education_Existing_Miscellaneous_Natural Gas_Pool Heater_E3_Codes & Standards Forecast | Commercial | Education | Existing | Miscellaneous | Natural Gas | Pool Heater | E3 |  | Codes & Standards Forecast | 0 | 0 | 0 | 0 | 0 | 0 | 0 | 0 | 0 | 0 | 0 | 0 | 0 | 0 | 0 | 0 | 0 | 0 | 0 | 0 | 0 | 0 | 0 | 0 | 0 | 0 | 0 | 0 | 0 | 0 | 0
Commercial_Education_Existing_Miscellaneous_Natural Gas_Pool Heater_E4_Codes & Standards Forecast | Commercial | Education | Existing | Miscellaneous | Natural Gas | Pool Heater | E4 |  | Codes & Standards Forecast | 0 | 0 | 0 | 0 | 0 | 0 | 0 | 0 | 0 | 0 | 0 | 0 | 0 | 0 | 0 | 0 | 0 | 0 | 0 | 0 | 0 | 0 | 0 | 0 | 0 | 0 | 0 | 0 | 0 | 0 | 0
Commercial_Education_Existing_Miscellaneous_Natural Gas_Pool Heater_E5_Codes & Standards Forecast | Commercial | Education | Existing | Miscellaneous | Natural Gas | Pool Heater | E5 |  | Codes & Standards Forecast | 0 | 0 | 0 | 0 | 0 | 0 | 0 | 0 | 0 | 0 | 0 | 0 | 0 | 0 | 0 | 0 | 0 | 0 | 0 | 0 | 0 | 0 | 0 | 0 | 0 | 0 | 0 | 0 | 0 | 0 | 0
Commercial_Education_Existing_Miscellaneous_Natural Gas_Pool Heater_E6_Codes & Standards Forecast | Commercial | Education | Existing | Miscellaneous | Natural Gas | Pool Heater | E6 |  | Codes & Standards Forecast | 0 | 0 | 0 | 0 | 0 | 0 | 0 | 0 | 0 | 0 | 0 | 0 | 0 | 0 | 0 | 0 | 0 | 0 | 0 | 0 | 0 | 0 | 0 | 0 | 0 | 0 | 0 | 0 | 0 | 0 | 0
Commercial_Education_Existing_Miscellaneous_Natural Gas_Pool Heater_E7_Codes & Standards Forecast | Commercial | Education | Existing | Miscellaneous | Natural Gas | Pool Heater | E7 |  | Codes & Standards Forecast | 0 | 0 | 0 | 0 | 0 | 0 | 0 | 0 | 0 | 0 | 0 | 0 | 0 | 0 | 0 | 0 | 0 | 0 | 0 | 0 | 0 | 0 | 0 | 0 | 0 | 0 | 0 | 0 | 0 | 0 | 0
Commercial_Education_Existing_Miscellaneous_Natural Gas_Pool Heater_E8_Codes & Standards Forecast | Commercial | Education | Existing | Miscellaneous | Natural Gas | Pool Heater | E8 |  | Codes & Standards Forecast | 0 | 0 | 0 | 0 | 0 | 0 | 0 | 0 | 0 | 0 | 0 | 0 | 0 | 0 | 0 | 0 | 0 | 0 | 0 | 0 | 0 | 0 | 0 | 0 | 0 | 0 | 0 | 0 | 0 | 0 | 0
Commercial_Education_Existing_Miscellaneous_Natural Gas_Pool Heater_E9_Codes & Standards Forecast | Commercial | Education | Existing | Miscellaneous | Natural Gas | Pool Heater | E9 |  | Codes & Standards Forecast | 0 | 0 | 0 | 0 | 0 | 0 | 0 | 0 | 0 | 0 | 0 | 0 | 0 | 0 | 0 | 0 | 0 | 0 | 0 | 0 | 0 | 0 | 0 | 0 | 0 | 0 | 0 | 0 | 0 | 0 | 0
Commercial_Education_Existing_Miscellaneous_Natural Gas_Pool Heater_E10_Codes & Standards Forecast | Commercial | Education | Existing | Miscellaneous | Natural Gas | Pool Heater | E10 |  | Codes & Standards Forecast | 0 | 0 | 0 | 0 | 0 | 0 | 0 | 0 | 0 | 0 | 0 | 0 | 0 | 0 | 0 | 0 | 0 | 0 | 0 | 0 | 0 | 0 | 0 | 0 | 0 | 0 | 0 | 0 | 0 | 0 | 0
Commercial_Education_Existing_Miscellaneous_Natural Gas_Miscellaneous_E1_Codes & Standards Forecast | Commercial | Education | Existing | Miscellaneous | Natural Gas | Miscellaneous | E1 | Standard | Codes & Standards Forecast | 0 | 3707472.4452 | 4325384.5194 | 4820208.5084 | 4547467.0622 | 4401446.2332 | 4345320.7911 | 4261503.6958 | 4171463.9592 | 4088284.178 | 4007143.4505 | 4809479.7684 | 4754409.5131 | 4670880.2938 | 4528224.0055 | 4429856.7314 | 4356702.4784 | 4269212.4124 | 4180614.2548 | 4097560.158 | 4016120.5339 | 4145732.9191 | 4043146.0709 | 3938985.9308 | 3854445.0862 | 3779501.5874 | 3708077.9582 | 3632954.0001 | 3559092.9222 | 3488344.2669 | 3418803.4338
Commercial_Education_Existing_Miscellaneous_Natural Gas_Miscellaneous_E2_Codes & Standards Forecast | Commercial | Education | Existing | Miscellaneous | Natural Gas | Miscellaneous | E2 |  | Codes & Standards Forecast | 0 | 0 | 0 | 0 | 0 | 0 | 0 | 0 | 0 | 0 | 0 | 0 | 0 | 0 | 0 | 0 | 0 | 0 | 0 | 0 | 0 | 0 | 0 | 0 | 0 | 0 | 0 | 0 | 0 | 0 | 0
Commercial_Education_Existing_Miscellaneous_Natural Gas_Miscellaneous_E3_Codes & Standards Forecast | Commercial | Education | Existing | Miscellaneous | Natural Gas | Miscellaneous | E3 |  | Codes & Standards Forecast | 0 | 0 | 0 | 0 | 0 | 0 | 0 | 0 | 0 | 0 | 0 | 0 | 0 | 0 | 0 | 0 | 0 | 0 | 0 | 0 | 0 | 0 | 0 | 0 | 0 | 0 | 0 | 0 | 0 | 0 | 0
Commercial_Education_Existing_Miscellaneous_Natural Gas_Miscellaneous_E4_Codes & Standards Forecast | Commercial | Education | Existing | Miscellaneous | Natural Gas | Miscellaneous | E4 |  | Codes & Standards Forecast | 0 | 0 | 0 | 0 | 0 | 0 | 0 | 0 | 0 | 0 | 0 | 0 | 0 | 0 | 0 | 0 | 0 | 0 | 0 | 0 | 0 | 0 | 0 | 0 | 0 | 0 | 0 | 0 | 0 | 0 | 0
Commercial_Education_Existing_Miscellaneous_Natural Gas_Miscellaneous_E5_Codes & Standards Forecast | Commercial | Education | Existing | Miscellaneous | Natural Gas | Miscellaneous | E5 |  | Codes & Standards Forecast | 0 | 0 | 0 | 0 | 0 | 0 | 0 | 0 | 0 | 0 | 0 | 0 | 0 | 0 | 0 | 0 | 0 | 0 | 0 | 0 | 0 | 0 | 0 | 0 | 0 | 0 | 0 | 0 | 0 | 0 | 0
Commercial_Education_Existing_Miscellaneous_Natural Gas_Miscellaneous_E6_Codes & Standards Forecast | Commercial | Education | Existing | Miscellaneous | Natural Gas | Miscellaneous | E6 |  | Codes & Standards Forecast | 0 | 0 | 0 | 0 | 0 | 0 | 0 | 0 | 0 | 0 | 0 | 0 | 0 | 0 | 0 | 0 | 0 | 0 | 0 | 0 | 0 | 0 | 0 | 0 | 0 | 0 | 0 | 0 | 0 | 0 | 0
Commercial_Education_Existing_Miscellaneous_Natural Gas_Miscellaneous_E7_Codes & Standards Forecast | Commercial | Education | Existing | Miscellaneous | Natural Gas | Miscellaneous | E7 |  | Codes & Standards Forecast | 0 | 0 | 0 | 0 | 0 | 0 | 0 | 0 | 0 | 0 | 0 | 0 | 0 | 0 | 0 | 0 | 0 | 0 | 0 | 0 | 0 | 0 | 0 | 0 | 0 | 0 | 0 | 0 | 0 | 0 | 0
Commercial_Education_Existing_Miscellaneous_Natural Gas_Miscellaneous_E8_Codes & Standards Forecast | Commercial | Education | Existing | Miscellaneous | Natural Gas | Miscellaneous | E8 |  | Codes & Standards Forecast | 0 | 0 | 0 | 0 | 0 | 0 | 0 | 0 | 0 | 0 | 0 | 0 | 0 | 0 | 0 | 0 | 0 | 0 | 0 | 0 | 0 | 0 | 0 | 0 | 0 | 0 | 0 | 0 | 0 | 0 | 0
Commercial_Education_Existing_Miscellaneous_Natural Gas_Miscellaneous_E9_Codes & Standards Forecast | Commercial | Education | Existing | Miscellaneous | Natural Gas | Miscellaneous | E9 |  | Codes & Standards Forecast | 0 | 0 | 0 | 0 | 0 | 0 | 0 | 0 | 0 | 0 | 0 | 0 | 0 | 0 | 0 | 0 | 0 | 0 | 0 | 0 | 0 | 0 | 0 | 0 | 0 | 0 | 0 | 0 | 0 | 0 | 0
Commercial_Education_Existing_Miscellaneous_Natural Gas_Miscellaneous_E10_Codes & Standards Forecast | Commercial | Education | Existing | Miscellaneous | Natural Gas | Miscellaneous | E10 |  | Codes & Standards Forecast | 0 | 0 | 0 | 0 | 0 | 0 | 0 | 0 | 0 | 0 | 0 | 0 | 0 | 0 | 0 | 0 | 0 | 0 | 0 | 0 | 0 | 0 | 0 | 0 | 0 | 0 | 0 | 0 | 0 | 0 | 0
Commercial_Education_New_Space Heating_Natural Gas_Furnace_E1_Codes & Standards Forecast | Commercial | Education | New | Space Heating | Natural Gas | Furnace | E1 | AFUE 80% (Standard) | Codes & Standards Forecast | 0 | 0 | 0 | 0 | 0 | 0 | 0 | 0 | 0 | 0 | 0 | 0 | 0 | 0 | 0 | 0 | 0 | 0 | 0 | 0 | 0 | 0 | 0 | 0 | 0 | 0 | 0 | 0 | 0 | 0 | 0
Commercial_Education_New_Space Heating_Natural Gas_Furnace_E2_Codes & Standards Forecast | Commercial | Education | New | Space Heating | Natural Gas | Furnace | E2 | AFUE 90% | Codes & Standards Forecast | 0 | 0 | 0 | 0 | 0 | 0 | 0 | 0 | 0 | 0 | 0 | 0 | 0 | 0 | 0 | 0 | 0 | 0 | 0 | 0 | 0 | 0 | 0 | 0 | 0 | 0 | 0 | 0 | 0 | 0 | 0
Commercial_Education_New_Space Heating_Natural Gas_Furnace_E3_Codes & Standards Forecast | Commercial | Education | New | Space Heating | Natural Gas | Furnace | E3 | AFUE 95% | Codes & Standards Forecast | 0 | 0 | 0 | 0 | 0 | 0 | 0 | 0 | 0 | 0 | 0 | 0 | 0 | 0 | 0 | 0 | 0 | 0 | 0 | 0 | 0 | 0 | 0 | 0 | 0 | 0 | 0 | 0 | 0 | 0 | 0
Commercial_Education_New_Space Heating_Natural Gas_Furnace_E4_Codes & Standards Forecast | Commercial | Education | New | Space Heating | Natural Gas | Furnace | E4 |  | Codes & Standards Forecast | 0 | 0 | 0 | 0 | 0 | 0 | 0 | 0 | 0 | 0 | 0 | 0 | 0 | 0 | 0 | 0 | 0 | 0 | 0 | 0 | 0 | 0 | 0 | 0 | 0 | 0 | 0 | 0 | 0 | 0 | 0
Commercial_Education_New_Space Heating_Natural Gas_Furnace_E5_Codes & Standards Forecast | Commercial | Education | New | Space Heating | Natural Gas | Furnace | E5 |  | Codes & Standards Forecast | 0 | 0 | 0 | 0 | 0 | 0 | 0 | 0 | 0 | 0 | 0 | 0 | 0 | 0 | 0 | 0 | 0 | 0 | 0 | 0 | 0 | 0 | 0 | 0 | 0 | 0 | 0 | 0 | 0 | 0 | 0
Commercial_Education_New_Space Heating_Natural Gas_Furnace_E6_Codes & Standards Forecast | Commercial | Education | New | Space Heating | Natural Gas | Furnace | E6 |  | Codes & Standards Forecast | 0 | 0 | 0 | 0 | 0 | 0 | 0 | 0 | 0 | 0 | 0 | 0 | 0 | 0 | 0 | 0 | 0 | 0 | 0 | 0 | 0 | 0 | 0 | 0 | 0 | 0 | 0 | 0 | 0 | 0 | 0
Commercial_Education_New_Space Heating_Natural Gas_Furnace_E7_Codes & Standards Forecast | Commercial | Education | New | Space Heating | Natural Gas | Furnace | E7 |  | Codes & Standards Forecast | 0 | 0 | 0 | 0 | 0 | 0 | 0 | 0 | 0 | 0 | 0 | 0 | 0 | 0 | 0 | 0 | 0 | 0 | 0 | 0 | 0 | 0 | 0 | 0 | 0 | 0 | 0 | 0 | 0 | 0 | 0
Commercial_Education_New_Space Heating_Natural Gas_Furnace_E8_Codes & Standards Forecast | Commercial | Education | New | Space Heating | Natural Gas | Furnace | E8 |  | Codes & Standards Forecast | 0 | 0 | 0 | 0 | 0 | 0 | 0 | 0 | 0 | 0 | 0 | 0 | 0 | 0 | 0 | 0 | 0 | 0 | 0 | 0 | 0 | 0 | 0 | 0 | 0 | 0 | 0 | 0 | 0 | 0 | 0
Commercial_Education_New_Space Heating_Natural Gas_Furnace_E9_Codes & Standards Forecast | Commercial | Education | New | Space Heating | Natural Gas | Furnace | E9 |  | Codes & Standards Forecast | 0 | 0 | 0 | 0 | 0 | 0 | 0 | 0 | 0 | 0 | 0 | 0 | 0 | 0 | 0 | 0 | 0 | 0 | 0 | 0 | 0 | 0 | 0 | 0 | 0 | 0 | 0 | 0 | 0 | 0 | 0
Commercial_Education_New_Space Heating_Natural Gas_Furnace_E10_Codes & Standards Forecast | Commercial | Education | New | Space Heating | Natural Gas | Furnace | E10 |  | Codes & Standards Forecast | 0 | 0 | 0 | 0 | 0 | 0 | 0 | 0 | 0 | 0 | 0 | 0 | 0 | 0 | 0 | 0 | 0 | 0 | 0 | 0 | 0 | 0 | 0 | 0 | 0 | 0 | 0 | 0 | 0 | 0 | 0
Commercial_Education_New_Space Heating_Natural Gas_Boiler_E1_Codes & Standards Forecast | Commercial | Education | New | Space Heating | Natural Gas | Boiler | E1 | AFUE 80% (Standard) | Codes & Standards Forecast | 0 | 0 | 0 | 0 | 0 | 0 | 0 | 0 | 0 | 0 | 0 | 0 | 0 | 0 | 0 | 0 | 0 | 0 | 0 | 0 | 0 | 0 | 0 | 0 | 0 | 0 | 0 | 0 | 0 | 0 | 0
Commercial_Education_New_Space Heating_Natural Gas_Boiler_E2_Codes & Standards Forecast | Commercial | Education | New | Space Heating | Natural Gas | Boiler | E2 | AFUE 85% | Codes & Standards Forecast | 0 | 0 | 0 | 0 | 0 | 0 | 0 | 0 | 0 | 0 | 0 | 0 | 0 | 0 | 0 | 0 | 0 | 0 | 0 | 0 | 0 | 0 | 0 | 0 | 0 | 0 | 0 | 0 | 0 | 0 | 0
Commercial_Education_New_Space Heating_Natural Gas_Boiler_E3_Codes & Standards Forecast | Commercial | Education | New | Space Heating | Natural Gas | Boiler | E3 | AFUE 98% | Codes & Standards Forecast | 0 | 0 | 0 | 0 | 0 | 0 | 0 | 0 | 0 | 0 | 0 | 0 | 0 | 0 | 0 | 0 | 0 | 0 | 0 | 0 | 0 | 0 | 0 | 0 | 0 | 0 | 0 | 0 | 0 | 0 | 0
Commercial_Education_New_Space Heating_Natural Gas_Boiler_E4_Codes & Standards Forecast | Commercial | Education | New | Space Heating | Natural Gas | Boiler | E4 | Convert to NG Air Source Heat Pump | Codes & Standards Forecast | 0 | 0 | 0 | 0 | 0 | 0 | 0 | 0 | 0 | 0 | 0 | 0 | 0 | 0 | 0 | 0 | 0 | 0 | 0 | 0 | 0 | 0 | 0 | 0 | 0 | 0 | 0 | 0 | 0 | 0 | 0
Commercial_Education_New_Space Heating_Natural Gas_Boiler_E5_Codes & Standards Forecast | Commercial | Education | New | Space Heating | Natural Gas | Boiler | E5 |  | Codes & Standards Forecast | 0 | 0 | 0 | 0 | 0 | 0 | 0 | 0 | 0 | 0 | 0 | 0 | 0 | 0 | 0 | 0 | 0 | 0 | 0 | 0 | 0 | 0 | 0 | 0 | 0 | 0 | 0 | 0 | 0 | 0 | 0
Commercial_Education_New_Space Heating_Natural Gas_Boiler_E6_Codes & Standards Forecast | Commercial | Education | New | Space Heating | Natural Gas | Boiler | E6 |  | Codes & Standards Forecast | 0 | 0 | 0 | 0 | 0 | 0 | 0 | 0 | 0 | 0 | 0 | 0 | 0 | 0 | 0 | 0 | 0 | 0 | 0 | 0 | 0 | 0 | 0 | 0 | 0 | 0 | 0 | 0 | 0 | 0 | 0
Commercial_Education_New_Space Heating_Natural Gas_Boiler_E7_Codes & Standards Forecast | Commercial | Education | New | Space Heating | Natural Gas | Boiler | E7 |  | Codes & Standards Forecast | 0 | 0 | 0 | 0 | 0 | 0 | 0 | 0 | 0 | 0 | 0 | 0 | 0 | 0 | 0 | 0 | 0 | 0 | 0 | 0 | 0 | 0 | 0 | 0 | 0 | 0 | 0 | 0 | 0 | 0 | 0
Commercial_Education_New_Space Heating_Natural Gas_Boiler_E8_Codes & Standards Forecast | Commercial | Education | New | Space Heating | Natural Gas | Boiler | E8 |  | Codes & Standards Forecast | 0 | 0 | 0 | 0 | 0 | 0 | 0 | 0 | 0 | 0 | 0 | 0 | 0 | 0 | 0 | 0 | 0 | 0 | 0 | 0 | 0 | 0 | 0 | 0 | 0 | 0 | 0 | 0 | 0 | 0 | 0
Commercial_Education_New_Space Heating_Natural Gas_Boiler_E9_Codes & Standards Forecast | Commercial | Education | New | Space Heating | Natural Gas | Boiler | E9 |  | Codes & Standards Forecast | 0 | 0 | 0 | 0 | 0 | 0 | 0 | 0 | 0 | 0 | 0 | 0 | 0 | 0 | 0 | 0 | 0 | 0 | 0 | 0 | 0 | 0 | 0 | 0 | 0 | 0 | 0 | 0 | 0 | 0 | 0
Commercial_Education_New_Space Heating_Natural Gas_Boiler_E10_Codes & Standards Forecast | Commercial | Education | New | Space Heating | Natural Gas | Boiler | E10 |  | Codes & Standards Forecast | 0 | 0 | 0 | 0 | 0 | 0 | 0 | 0 | 0 | 0 | 0 | 0 | 0 | 0 | 0 | 0 | 0 | 0 | 0 | 0 | 0 | 0 | 0 | 0 | 0 | 0 | 0 | 0 | 0 | 0 | 0
Commercial_Education_New_Space Heating_Natural Gas_Unit Heater_E1_Codes & Standards Forecast | Commercial | Education | New | Space Heating | Natural Gas | Unit Heater | E1 | Standard | Codes & Standards Forecast | 0 | 64752.2974 | 65346.0941 | 69277.6645 | 38023.4165 | 0 | 0 | 0 | 0 | 0 | 0 | 0 | 0 | 0 | 0 | 0 | 0 | 0 | 0 | 0 | 0 | 0 | 0 | 0 | 0 | 0 | 0 | 0 | 0 | 0 | 0
Commercial_Education_New_Space Heating_Natural Gas_Unit Heater_E2_Codes & Standards Forecast | Commercial | Education | New | Space Heating | Natural Gas | Unit Heater | E2 | Condensing | Codes & Standards Forecast | 0 | 0 | 0 | 0 | 0 | 30977.8119 | 30524.8525 | 30081.7794 | 29648.3991 | 29224.522 | 28809.9624 | 37654.8664 | 45272.0802 | 52314.9178 | 53839.9706 | 54094.9338 | 54204.097 | 54190.7226 | 72940.7474 | 70216.943 | 68754.816 | 58473.7282 | 57764.0746 | 60044.8156 | 62183.4544 | 64019.6677 | 65576.6327 | 66877.5236 | 73335.3289 | 78090.9586 | 81758.9613
Commercial_Education_New_Space Heating_Natural Gas_Unit Heater_E3_Codes & Standards Forecast | Commercial | Education | New | Space Heating | Natural Gas | Unit Heater | E3 | Infrared Radiant | Codes & Standards Forecast | 0 | 0 | 0 | 0 | 0 | 0 | 0 | 0 | 0 | 0 | 0 | 0 | 0 | 0 | 0 | 0 | 0 | 0 | 0 | 0 | 0 | 0 | 0 | 0 | 0 | 0 | 0 | 0 | 0 | 0 | 0
Commercial_Education_New_Space Heating_Natural Gas_Unit Heater_E4_Codes & Standards Forecast | Commercial | Education | New | Space Heating | Natural Gas | Unit Heater | E4 |  | Codes & Standards Forecast | 0 | 0 | 0 | 0 | 0 | 0 | 0 | 0 | 0 | 0 | 0 | 0 | 0 | 0 | 0 | 0 | 0 | 0 | 0 | 0 | 0 | 0 | 0 | 0 | 0 | 0 | 0 | 0 | 0 | 0 | 0
Commercial_Education_New_Space Heating_Natural Gas_Unit Heater_E5_Codes & Standards Forecast | Commercial | Education | New | Space Heating | Natural Gas | Unit Heater | E5 |  | Codes & Standards Forecast | 0 | 0 | 0 | 0 | 0 | 0 | 0 | 0 | 0 | 0 | 0 | 0 | 0 | 0 | 0 | 0 | 0 | 0 | 0 | 0 | 0 | 0 | 0 | 0 | 0 | 0 | 0 | 0 | 0 | 0 | 0
Commercial_Education_New_Space Heating_Natural Gas_Unit Heater_E6_Codes & Standards Forecast | Commercial | Education | New | Space Heating | Natural Gas | Unit Heater | E6 |  | Codes & Standards Forecast | 0 | 0 | 0 | 0 | 0 | 0 | 0 | 0 | 0 | 0 | 0 | 0 | 0 | 0 | 0 | 0 | 0 | 0 | 0 | 0 | 0 | 0 | 0 | 0 | 0 | 0 | 0 | 0 | 0 | 0 | 0
Commercial_Education_New_Space Heating_Natural Gas_Unit Heater_E7_Codes & Standards Forecast | Commercial | Education | New | Space Heating | Natural Gas | Unit Heater | E7 |  | Codes & Standards Forecast | 0 | 0 | 0 | 0 | 0 | 0 | 0 | 0 | 0 | 0 | 0 | 0 | 0 | 0 | 0 | 0 | 0 | 0 | 0 | 0 | 0 | 0 | 0 | 0 | 0 | 0 | 0 | 0 | 0 | 0 | 0
Commercial_Education_New_Space Heating_Natural Gas_Unit Heater_E8_Codes & Standards Forecast | Commercial | Education | New | Space Heating | Natural Gas | Unit Heater | E8 |  | Codes & Standards Forecast | 0 | 0 | 0 | 0 | 0 | 0 | 0 | 0 | 0 | 0 | 0 | 0 | 0 | 0 | 0 | 0 | 0 | 0 | 0 | 0 | 0 | 0 | 0 | 0 | 0 | 0 | 0 | 0 | 0 | 0 | 0
Commercial_Education_New_Space Heating_Natural Gas_Unit Heater_E9_Codes & Standards Forecast | Commercial | Education | New | Space Heating | Natural Gas | Unit Heater | E9 |  | Codes & Standards Forecast | 0 | 0 | 0 | 0 | 0 | 0 | 0 | 0 | 0 | 0 | 0 | 0 | 0 | 0 | 0 | 0 | 0 | 0 | 0 | 0 | 0 | 0 | 0 | 0 | 0 | 0 | 0 | 0 | 0 | 0 | 0
Commercial_Education_New_Space Heating_Natural Gas_Unit Heater_E10_Codes & Standards Forecast | Commercial | Education | New | Space Heating | Natural Gas | Unit Heater | E10 |  | Codes & Standards Forecast | 0 | 0 | 0 | 0 | 0 | 0 | 0 | 0 | 0 | 0 | 0 | 0 | 0 | 0 | 0 | 0 | 0 | 0 | 0 | 0 | 0 | 0 | 0 | 0 | 0 | 0 | 0 | 0 | 0 | 0 | 0
Commercial_Education_New_Water Heating_Natural Gas_Water Heater_E1_Codes & Standards Forecast | Commercial | Education | New | Water Heating | Natural Gas | Water Heater | E1 | TE 0.80 | Codes & Standards Forecast | 0 | 0 | 0 | 0 | 0 | 0 | 0 | 0 | 0 | 0 | 0 | 0 | 0 | 0 | 0 | 0 | 0 | 0 | 0 | 0 | 0 | 0 | 0 | 0 | 0 | 0 | 0 | 0 | 0 | 0 | 0
Commercial_Education_New_Water Heating_Natural Gas_Water Heater_E2_Codes & Standards Forecast | Commercial | Education | New | Water Heating | Natural Gas | Water Heater | E2 | TE 0.90 | Codes & Standards Forecast | 0 | 0 | 0 | 0 | 0 | 0 | 0 | 0 | 0 | 0 | 0 | 0 | 0 | 0 | 0 | 0 | 0 | 0 | 0 | 0 | 0 | 0 | 0 | 0 | 0 | 0 | 0 | 0 | 0 | 0 | 0
Commercial_Education_New_Water Heating_Natural Gas_Water Heater_E3_Codes & Standards Forecast | Commercial | Education | New | Water Heating | Natural Gas | Water Heater | E3 | TE 0.94 | Codes & Standards Forecast | 0 | 0 | 0 | 0 | 0 | 0 | 0 | 0 | 0 | 0 | 0 | 0 | 0 | 0 | 0 | 0 | 0 | 0 | 0 | 0 | 0 | 0 | 0 | 0 | 0 | 0 | 0 | 0 | 0 | 0 | 0
Commercial_Education_New_Water Heating_Natural Gas_Water Heater_E4_Codes & Standards Forecast | Commercial | Education | New | Water Heating | Natural Gas | Water Heater | E4 | Instantaneous TE 0.94 | Codes & Standards Forecast | 0 | 0 | 0 | 0 | 0 | 0 | 0 | 0 | 0 | 0 | 0 | 0 | 0 | 0 | 0 | 0 | 0 | 0 | 0 | 0 | 0 | 0 | 0 | 0 | 0 | 0 | 0 | 0 | 0 | 0 | 0
Commercial_Education_New_Water Heating_Natural Gas_Water Heater_E5_Codes & Standards Forecast | Commercial | Education | New | Water Heating | Natural Gas | Water Heater | E5 | Gas-Fired Absorption HPWH | Codes & Standards Forecast | 0 | 0 | 0 | 0 | 0 | 0 | 0 | 0 | 0 | 0 | 0 | 0 | 0 | 0 | 0 | 0 | 0 | 0 | 0 | 0 | 0 | 0 | 0 | 0 | 0 | 0 | 0 | 0 | 0 | 0 | 0
Commercial_Education_New_Water Heating_Natural Gas_Water Heater_E6_Codes & Standards Forecast | Commercial | Education | New | Water Heating | Natural Gas | Water Heater | E6 |  | Codes & Standards Forecast | 0 | 0 | 0 | 0 | 0 | 0 | 0 | 0 | 0 | 0 | 0 | 0 | 0 | 0 | 0 | 0 | 0 | 0 | 0 | 0 | 0 | 0 | 0 | 0 | 0 | 0 | 0 | 0 | 0 | 0 | 0
Commercial_Education_New_Water Heating_Natural Gas_Water Heater_E7_Codes & Standards Forecast | Commercial | Education | New | Water Heating | Natural Gas | Water Heater | E7 |  | Codes & Standards Forecast | 0 | 0 | 0 | 0 | 0 | 0 | 0 | 0 | 0 | 0 | 0 | 0 | 0 | 0 | 0 | 0 | 0 | 0 | 0 | 0 | 0 | 0 | 0 | 0 | 0 | 0 | 0 | 0 | 0 | 0 | 0
Commercial_Education_New_Water Heating_Natural Gas_Water Heater_E8_Codes & Standards Forecast | Commercial | Education | New | Water Heating | Natural Gas | Water Heater | E8 |  | Codes & Standards Forecast | 0 | 0 | 0 | 0 | 0 | 0 | 0 | 0 | 0 | 0 | 0 | 0 | 0 | 0 | 0 | 0 | 0 | 0 | 0 | 0 | 0 | 0 | 0 | 0 | 0 | 0 | 0 | 0 | 0 | 0 | 0
Commercial_Education_New_Water Heating_Natural Gas_Water Heater_E9_Codes & Standards Forecast | Commercial | Education | New | Water Heating | Natural Gas | Water Heater | E9 |  | Codes & Standards Forecast | 0 | 0 | 0 | 0 | 0 | 0 | 0 | 0 | 0 | 0 | 0 | 0 | 0 | 0 | 0 | 0 | 0 | 0 | 0 | 0 | 0 | 0 | 0 | 0 | 0 | 0 | 0 | 0 | 0 | 0 | 0
Commercial_Education_New_Water Heating_Natural Gas_Water Heater_E10_Codes & Standards Forecast | Commercial | Education | New | Water Heating | Natural Gas | Water Heater | E10 |  | Codes & Standards Forecast | 0 | 0 | 0 | 0 | 0 | 0 | 0 | 0 | 0 | 0 | 0 | 0 | 0 | 0 | 0 | 0 | 0 | 0 | 0 | 0 | 0 | 0 | 0 | 0 | 0 | 0 | 0 | 0 | 0 | 0 | 0
Commercial_Education_New_Food Preparation_Natural Gas_Oven_E1_Codes & Standards Forecast | Commercial | Education | New | Food Preparation | Natural Gas | Oven | E1 | Standard | Codes & Standards Forecast | 0 | 65562.4352 | 66163.6611 | 70144.4207 | 38499.1402 | 31365.3857 | 30906.7592 | 30458.1427 | 30019.3402 | 29590.1598 | 40097.486 | 48893.0876 | 56826.8685 | 58106.1269 | 57926.5129 | 57644.9763 | 75578.7034 | 72267.9328 | 70328.8751 | 60471.1093 | 60513.5875 | 63685.962 | 66498.5035 | 68769.0816 | 70572.0595 | 78071.7963 | 83249.2289 | 86958.235 | 86508.127 | 85693.1186 | 85475.3341
Commercial_Education_New_Food Preparation_Natural Gas_Oven_E2_Codes & Standards Forecast | Commercial | Education | New | Food Preparation | Natural Gas | Oven | E2 | ENERGY STAR (EF ≥ 44%) Convection Oven utilizing ASTM Std F1496 | Codes & Standards Forecast | 0 | 0 | 0 | 0 | 0 | 0 | 0 | 0 | 0 | 0 | 0 | 0 | 0 | 0 | 0 | 0 | 0 | 0 | 0 | 0 | 0 | 0 | 0 | 0 | 0 | 0 | 0 | 0 | 0 | 0 | 0
Commercial_Education_New_Food Preparation_Natural Gas_Oven_E3_Codes & Standards Forecast | Commercial | Education | New | Food Preparation | Natural Gas | Oven | E3 |  | Codes & Standards Forecast | 0 | 0 | 0 | 0 | 0 | 0 | 0 | 0 | 0 | 0 | 0 | 0 | 0 | 0 | 0 | 0 | 0 | 0 | 0 | 0 | 0 | 0 | 0 | 0 | 0 | 0 | 0 | 0 | 0 | 0 | 0
Commercial_Education_New_Food Preparation_Natural Gas_Oven_E4_Codes & Standards Forecast | Commercial | Education | New | Food Preparation | Natural Gas | Oven | E4 |  | Codes & Standards Forecast | 0 | 0 | 0 | 0 | 0 | 0 | 0 | 0 | 0 | 0 | 0 | 0 | 0 | 0 | 0 | 0 | 0 | 0 | 0 | 0 | 0 | 0 | 0 | 0 | 0 | 0 | 0 | 0 | 0 | 0 | 0
Commercial_Education_New_Food Preparation_Natural Gas_Oven_E5_Codes & Standards Forecast | Commercial | Education | New | Food Preparation | Natural Gas | Oven | E5 |  | Codes & Standards Forecast | 0 | 0 | 0 | 0 | 0 | 0 | 0 | 0 | 0 | 0 | 0 | 0 | 0 | 0 | 0 | 0 | 0 | 0 | 0 | 0 | 0 | 0 | 0 | 0 | 0 | 0 | 0 | 0 | 0 | 0 | 0
Commercial_Education_New_Food Preparation_Natural Gas_Oven_E6_Codes & Standards Forecast | Commercial | Education | New | Food Preparation | Natural Gas | Oven | E6 |  | Codes & Standards Forecast | 0 | 0 | 0 | 0 | 0 | 0 | 0 | 0 | 0 | 0 | 0 | 0 | 0 | 0 | 0 | 0 | 0 | 0 | 0 | 0 | 0 | 0 | 0 | 0 | 0 | 0 | 0 | 0 | 0 | 0 | 0
Commercial_Education_New_Food Preparation_Natural Gas_Oven_E7_Codes & Standards Forecast | Commercial | Education | New | Food Preparation | Natural Gas | Oven | E7 |  | Codes & Standards Forecast | 0 | 0 | 0 | 0 | 0 | 0 | 0 | 0 | 0 | 0 | 0 | 0 | 0 | 0 | 0 | 0 | 0 | 0 | 0 | 0 | 0 | 0 | 0 | 0 | 0 | 0 | 0 | 0 | 0 | 0 | 0
Commercial_Education_New_Food Preparation_Natural Gas_Oven_E8_Codes & Standards Forecast | Commercial | Education | New | Food Preparation | Natural Gas | Oven | E8 |  | Codes & Standards Forecast | 0 | 0 | 0 | 0 | 0 | 0 | 0 | 0 | 0 | 0 | 0 | 0 | 0 | 0 | 0 | 0 | 0 | 0 | 0 | 0 | 0 | 0 | 0 | 0 | 0 | 0 | 0 | 0 | 0 | 0 | 0
Commercial_Education_New_Food Preparation_Natural Gas_Oven_E9_Codes & Standards Forecast | Commercial | Education | New | Food Preparation | Natural Gas | Oven | E9 |  | Codes & Standards Forecast | 0 | 0 | 0 | 0 | 0 | 0 | 0 | 0 | 0 | 0 | 0 | 0 | 0 | 0 | 0 | 0 | 0 | 0 | 0 | 0 | 0 | 0 | 0 | 0 | 0 | 0 | 0 | 0 | 0 | 0 | 0
Commercial_Education_New_Food Preparation_Natural Gas_Oven_E10_Codes & Standards Forecast | Commercial | Education | New | Food Preparation | Natural Gas | Oven | E10 |  | Codes & Standards Forecast | 0 | 0 | 0 | 0 | 0 | 0 | 0 | 0 | 0 | 0 | 0 | 0 | 0 | 0 | 0 | 0 | 0 | 0 | 0 | 0 | 0 | 0 | 0 | 0 | 0 | 0 | 0 | 0 | 0 | 0 | 0
Commercial_Education_New_Food Preparation_Natural Gas_Conveyor Oven_E1_Codes & Standards Forecast | Commercial | Education | New | Food Preparation | Natural Gas | Conveyor Oven | E1 | Standard | Codes & Standards Forecast | 0 | 32781.2176 | 33081.8305 | 35072.2103 | 19249.5701 | 15682.6929 | 15453.3796 | 15229.0713 | 15009.6701 | 14795.0799 | 14585.2068 | 14379.9585 | 14179.2448 | 13982.9772 | 13791.0691 | 13603.4354 | 13419.993 | 19796.9038 | 24926.7182 | 29397.5366 | 29779.2677 | 29341.5813 | 37509.9595 | 35456.8683 | 34185.8007 | 28429.4231 | 26968.7267 | 26608.2706 | 26255.9139 | 25911.4993 | 25574.8725
Commercial_Education_New_Food Preparation_Natural Gas_Conveyor Oven_E2_Codes & Standards Forecast | Commercial | Education | New | Food Preparation | Natural Gas | Conveyor Oven | E2 | ENERGY STAR (EF ≥ 44%) Convection Oven utilizing ASTM Std F1496 | Codes & Standards Forecast | 0 | 0 | 0 | 0 | 0 | 0 | 0 | 0 | 0 | 0 | 0 | 0 | 0 | 0 | 0 | 0 | 0 | 0 | 0 | 0 | 0 | 0 | 0 | 0 | 0 | 0 | 0 | 0 | 0 | 0 | 0
Commercial_Education_New_Food Preparation_Natural Gas_Conveyor Oven_E3_Codes & Standards Forecast | Commercial | Education | New | Food Preparation | Natural Gas | Conveyor Oven | E3 |  | Codes & Standards Forecast | 0 | 0 | 0 | 0 | 0 | 0 | 0 | 0 | 0 | 0 | 0 | 0 | 0 | 0 | 0 | 0 | 0 | 0 | 0 | 0 | 0 | 0 | 0 | 0 | 0 | 0 | 0 | 0 | 0 | 0 | 0
Commercial_Education_New_Food Preparation_Natural Gas_Conveyor Oven_E4_Codes & Standards Forecast | Commercial | Education | New | Food Preparation | Natural Gas | Conveyor Oven | E4 |  | Codes & Standards Forecast | 0 | 0 | 0 | 0 | 0 | 0 | 0 | 0 | 0 | 0 | 0 | 0 | 0 | 0 | 0 | 0 | 0 | 0 | 0 | 0 | 0 | 0 | 0 | 0 | 0 | 0 | 0 | 0 | 0 | 0 | 0
Commercial_Education_New_Food Preparation_Natural Gas_Conveyor Oven_E5_Codes & Standards Forecast | Commercial | Education | New | Food Preparation | Natural Gas | Conveyor Oven | E5 |  | Codes & Standards Forecast | 0 | 0 | 0 | 0 | 0 | 0 | 0 | 0 | 0 | 0 | 0 | 0 | 0 | 0 | 0 | 0 | 0 | 0 | 0 | 0 | 0 | 0 | 0 | 0 | 0 | 0 | 0 | 0 | 0 | 0 | 0
Commercial_Education_New_Food Preparation_Natural Gas_Conveyor Oven_E6_Codes & Standards Forecast | Commercial | Education | New | Food Preparation | Natural Gas | Conveyor Oven | E6 |  | Codes & Standards Forecast | 0 | 0 | 0 | 0 | 0 | 0 | 0 | 0 | 0 | 0 | 0 | 0 | 0 | 0 | 0 | 0 | 0 | 0 | 0 | 0 | 0 | 0 | 0 | 0 | 0 | 0 | 0 | 0 | 0 | 0 | 0
Commercial_Education_New_Food Preparation_Natural Gas_Conveyor Oven_E7_Codes & Standards Forecast | Commercial | Education | New | Food Preparation | Natural Gas | Conveyor Oven | E7 |  | Codes & Standards Forecast | 0 | 0 | 0 | 0 | 0 | 0 | 0 | 0 | 0 | 0 | 0 | 0 | 0 | 0 | 0 | 0 | 0 | 0 | 0 | 0 | 0 | 0 | 0 | 0 | 0 | 0 | 0 | 0 | 0 | 0 | 0
Commercial_Education_New_Food Preparation_Natural Gas_Conveyor Oven_E8_Codes & Standards Forecast | Commercial | Education | New | Food Preparation | Natural Gas | Conveyor Oven | E8 |  | Codes & Standards Forecast | 0 | 0 | 0 | 0 | 0 | 0 | 0 | 0 | 0 | 0 | 0 | 0 | 0 | 0 | 0 | 0 | 0 | 0 | 0 | 0 | 0 | 0 | 0 | 0 | 0 | 0 | 0 | 0 | 0 | 0 | 0
Commercial_Education_New_Food Preparation_Natural Gas_Conveyor Oven_E9_Codes & Standards Forecast | Commercial | Education | New | Food Preparation | Natural Gas | Conveyor Oven | E9 |  | Codes & Standards Forecast | 0 | 0 | 0 | 0 | 0 | 0 | 0 | 0 | 0 | 0 | 0 | 0 | 0 | 0 | 0 | 0 | 0 | 0 | 0 | 0 | 0 | 0 | 0 | 0 | 0 | 0 | 0 | 0 | 0 | 0 | 0
Commercial_Education_New_Food Preparation_Natural Gas_Conveyor Oven_E10_Codes & Standards Forecast | Commercial | Education | New | Food Preparation | Natural Gas | Conveyor Oven | E10 |  | Codes & Standards Forecast | 0 | 0 | 0 | 0 | 0 | 0 | 0 | 0 | 0 | 0 | 0 | 0 | 0 | 0 | 0 | 0 | 0 | 0 | 0 | 0 | 0 | 0 | 0 | 0 | 0 | 0 | 0 | 0 | 0 | 0 | 0
Commercial_Education_New_Food Preparation_Natural Gas_Double Rack Oven_E1_Codes & Standards Forecast | Commercial | Education | New | Food Preparation | Natural Gas | Double Rack Oven | E1 | Standard | Codes & Standards Forecast | 0 | 32781.2176 | 33081.8305 | 35072.2103 | 19249.5701 | 15682.6929 | 15453.3796 | 15229.0713 | 15009.6701 | 14795.0799 | 14585.2068 | 14379.9585 | 20735.4883 | 25844.3381 | 30294.5999 | 30656.1741 | 30198.7225 | 38347.7193 | 36275.6227 | 34985.9182 | 29211.2648 | 27732.6463 | 27354.6147 | 28296.2708 | 30044.9756 | 32308.2236 | 34165.9791 | 35536.1338 | 39956.7644 | 42727.4778 | 44489.4881
Commercial_Education_New_Food Preparation_Natural Gas_Double Rack Oven_E2_Codes & Standards Forecast | Commercial | Education | New | Food Preparation | Natural Gas | Double Rack Oven | E2 | FTSC Qualified (>50% Cooking Efficiency) | Codes & Standards Forecast | 0 | 0 | 0 | 0 | 0 | 0 | 0 | 0 | 0 | 0 | 0 | 0 | 0 | 0 | 0 | 0 | 0 | 0 | 0 | 0 | 0 | 0 | 0 | 0 | 0 | 0 | 0 | 0 | 0 | 0 | 0
Commercial_Education_New_Food Preparation_Natural Gas_Double Rack Oven_E3_Codes & Standards Forecast | Commercial | Education | New | Food Preparation | Natural Gas | Double Rack Oven | E3 |  | Codes & Standards Forecast | 0 | 0 | 0 | 0 | 0 | 0 | 0 | 0 | 0 | 0 | 0 | 0 | 0 | 0 | 0 | 0 | 0 | 0 | 0 | 0 | 0 | 0 | 0 | 0 | 0 | 0 | 0 | 0 | 0 | 0 | 0
Commercial_Education_New_Food Preparation_Natural Gas_Double Rack Oven_E4_Codes & Standards Forecast | Commercial | Education | New | Food Preparation | Natural Gas | Double Rack Oven | E4 |  | Codes & Standards Forecast | 0 | 0 | 0 | 0 | 0 | 0 | 0 | 0 | 0 | 0 | 0 | 0 | 0 | 0 | 0 | 0 | 0 | 0 | 0 | 0 | 0 | 0 | 0 | 0 | 0 | 0 | 0 | 0 | 0 | 0 | 0
Commercial_Education_New_Food Preparation_Natural Gas_Double Rack Oven_E5_Codes & Standards Forecast | Commercial | Education | New | Food Preparation | Natural Gas | Double Rack Oven | E5 |  | Codes & Standards Forecast | 0 | 0 | 0 | 0 | 0 | 0 | 0 | 0 | 0 | 0 | 0 | 0 | 0 | 0 | 0 | 0 | 0 | 0 | 0 | 0 | 0 | 0 | 0 | 0 | 0 | 0 | 0 | 0 | 0 | 0 | 0
Commercial_Education_New_Food Preparation_Natural Gas_Double Rack Oven_E6_Codes & Standards Forecast | Commercial | Education | New | Food Preparation | Natural Gas | Double Rack Oven | E6 |  | Codes & Standards Forecast | 0 | 0 | 0 | 0 | 0 | 0 | 0 | 0 | 0 | 0 | 0 | 0 | 0 | 0 | 0 | 0 | 0 | 0 | 0 | 0 | 0 | 0 | 0 | 0 | 0 | 0 | 0 | 0 | 0 | 0 | 0
Commercial_Education_New_Food Preparation_Natural Gas_Double Rack Oven_E7_Codes & Standards Forecast | Commercial | Education | New | Food Preparation | Natural Gas | Double Rack Oven | E7 |  | Codes & Standards Forecast | 0 | 0 | 0 | 0 | 0 | 0 | 0 | 0 | 0 | 0 | 0 | 0 | 0 | 0 | 0 | 0 | 0 | 0 | 0 | 0 | 0 | 0 | 0 | 0 | 0 | 0 | 0 | 0 | 0 | 0 | 0
Commercial_Education_New_Food Preparation_Natural Gas_Double Rack Oven_E8_Codes & Standards Forecast | Commercial | Education | New | Food Preparation | Natural Gas | Double Rack Oven | E8 |  | Codes & Standards Forecast | 0 | 0 | 0 | 0 | 0 | 0 | 0 | 0 | 0 | 0 | 0 | 0 | 0 | 0 | 0 | 0 | 0 | 0 | 0 | 0 | 0 | 0 | 0 | 0 | 0 | 0 | 0 | 0 | 0 | 0 | 0
Commercial_Education_New_Food Preparation_Natural Gas_Double Rack Oven_E9_Codes & Standards Forecast | Commercial | Education | New | Food Preparation | Natural Gas | Double Rack Oven | E9 |  | Codes & Standards Forecast | 0 | 0 | 0 | 0 | 0 | 0 | 0 | 0 | 0 | 0 | 0 | 0 | 0 | 0 | 0 | 0 | 0 | 0 | 0 | 0 | 0 | 0 | 0 | 0 | 0 | 0 | 0 | 0 | 0 | 0 | 0
Commercial_Education_New_Food Preparation_Natural Gas_Double Rack Oven_E10_Codes & Standards Forecast | Commercial | Education | New | Food Preparation | Natural Gas | Double Rack Oven | E10 |  | Codes & Standards Forecast | 0 | 0 | 0 | 0 | 0 | 0 | 0 | 0 | 0 | 0 | 0 | 0 | 0 | 0 | 0 | 0 | 0 | 0 | 0 | 0 | 0 | 0 | 0 | 0 | 0 | 0 | 0 | 0 | 0 | 0 | 0
Commercial_Education_New_Food Preparation_Natural Gas_Fryer_E1_Codes & Standards Forecast | Commercial | Education | New | Food Preparation | Natural Gas | Fryer | E1 | Standard | Codes & Standards Forecast | 0 | 73099.3701 | 73769.7119 | 0 | 0 | 0 | 0 | 0 | 0 | 0 | 0 | 0 | 0 | 0 | 0 | 0 | 0 | 0 | 0 | 0 | 0 | 0 | 0 | 0 | 0 | 0 | 0 | 0 | 0 | 0 | 0
Commercial_Education_New_Food Preparation_Natural Gas_Fryer_E2_Codes & Standards Forecast | Commercial | Education | New | Food Preparation | Natural Gas | Fryer | E2 | ENERGY STAR | Codes & Standards Forecast | 0 | 0 | 0 | 78208.0921 | 42924.9294 | 34971.0918 | 34459.7425 | 33959.5538 | 33470.3074 | 47611.6633 | 58973.6313 | 68867.595 | 69644.7078 | 68596.03 | 86739.5684 | 82091.47 | 79188.5754 | 69209.1187 | 70591.1722 | 75557.2406 | 79620.6641 | 82598.3166 | 92379.782 | 98483.5467 | 102339.4346 | 100978.053 | 99627.8811 | 104514.6127 | 103205.8848 | 103157.1562 | 103165.9266
Commercial_Education_New_Food Preparation_Natural Gas_Fryer_E3_Codes & Standards Forecast | Commercial | Education | New | Food Preparation | Natural Gas | Fryer | E3 |  | Codes & Standards Forecast | 0 | 0 | 0 | 0 | 0 | 0 | 0 | 0 | 0 | 0 | 0 | 0 | 0 | 0 | 0 | 0 | 0 | 0 | 0 | 0 | 0 | 0 | 0 | 0 | 0 | 0 | 0 | 0 | 0 | 0 | 0
Commercial_Education_New_Food Preparation_Natural Gas_Fryer_E4_Codes & Standards Forecast | Commercial | Education | New | Food Preparation | Natural Gas | Fryer | E4 |  | Codes & Standards Forecast | 0 | 0 | 0 | 0 | 0 | 0 | 0 | 0 | 0 | 0 | 0 | 0 | 0 | 0 | 0 | 0 | 0 | 0 | 0 | 0 | 0 | 0 | 0 | 0 | 0 | 0 | 0 | 0 | 0 | 0 | 0
Commercial_Education_New_Food Preparation_Natural Gas_Fryer_E5_Codes & Standards Forecast | Commercial | Education | New | Food Preparation | Natural Gas | Fryer | E5 |  | Codes & Standards Forecast | 0 | 0 | 0 | 0 | 0 | 0 | 0 | 0 | 0 | 0 | 0 | 0 | 0 | 0 | 0 | 0 | 0 | 0 | 0 | 0 | 0 | 0 | 0 | 0 | 0 | 0 | 0 | 0 | 0 | 0 | 0
Commercial_Education_New_Food Preparation_Natural Gas_Fryer_E6_Codes & Standards Forecast | Commercial | Education | New | Food Preparation | Natural Gas | Fryer | E6 |  | Codes & Standards Forecast | 0 | 0 | 0 | 0 | 0 | 0 | 0 | 0 | 0 | 0 | 0 | 0 | 0 | 0 | 0 | 0 | 0 | 0 | 0 | 0 | 0 | 0 | 0 | 0 | 0 | 0 | 0 | 0 | 0 | 0 | 0
Commercial_Education_New_Food Preparation_Natural Gas_Fryer_E7_Codes & Standards Forecast | Commercial | Education | New | Food Preparation | Natural Gas | Fryer | E7 |  | Codes & Standards Forecast | 0 | 0 | 0 | 0 | 0 | 0 | 0 | 0 | 0 | 0 | 0 | 0 | 0 | 0 | 0 | 0 | 0 | 0 | 0 | 0 | 0 | 0 | 0 | 0 | 0 | 0 | 0 | 0 | 0 | 0 | 0
Commercial_Education_New_Food Preparation_Natural Gas_Fryer_E8_Codes & Standards Forecast | Commercial | Education | New | Food Preparation | Natural Gas | Fryer | E8 |  | Codes & Standards Forecast | 0 | 0 | 0 | 0 | 0 | 0 | 0 | 0 | 0 | 0 | 0 | 0 | 0 | 0 | 0 | 0 | 0 | 0 | 0 | 0 | 0 | 0 | 0 | 0 | 0 | 0 | 0 | 0 | 0 | 0 | 0
Commercial_Education_New_Food Preparation_Natural Gas_Fryer_E9_Codes & Standards Forecast | Commercial | Education | New | Food Preparation | Natural Gas | Fryer | E9 |  | Codes & Standards Forecast | 0 | 0 | 0 | 0 | 0 | 0 | 0 | 0 | 0 | 0 | 0 | 0 | 0 | 0 | 0 | 0 | 0 | 0 | 0 | 0 | 0 | 0 | 0 | 0 | 0 | 0 | 0 | 0 | 0 | 0 | 0
Commercial_Education_New_Food Preparation_Natural Gas_Fryer_E10_Codes & Standards Forecast | Commercial | Education | New | Food Preparation | Natural Gas | Fryer | E10 |  | Codes & Standards Forecast | 0 | 0 | 0 | 0 | 0 | 0 | 0 | 0 | 0 | 0 | 0 | 0 | 0 | 0 | 0 | 0 | 0 | 0 | 0 | 0 | 0 | 0 | 0 | 0 | 0 | 0 | 0 | 0 | 0 | 0 | 0
Commercial_Education_New_Food Preparation_Natural Gas_Broiler_E1_Codes & Standards Forecast | Commercial | Education | New | Food Preparation | Natural Gas | Broiler | E1 | Standard | Codes & Standards Forecast | 0 | 28022.5123 | 28279.4865 | 29980.9317 | 16455.1946 | 13406.1052 | 13210.0804 | 13018.334 | 12830.7822 | 12647.3432 | 12467.9364 | 12292.4831 | 17725.4086 | 22092.6291 | 25896.8659 | 26205.952 | 25814.9066 | 32780.9494 | 31009.6499 | 29907.1662 | 24970.7938 | 23706.8199 | 23383.6655 | 24188.6255 | 25683.4785 | 27618.1808 | 29206.254 | 30377.5094 | 34156.4165 | 36524.9176 | 38031.1446
Commercial_Education_New_Food Preparation_Natural Gas_Broiler_E2_Codes & Standards Forecast | Commercial | Education | New | Food Preparation | Natural Gas | Broiler | E2 | Infrared Burners | Codes & Standards Forecast | 0 | 0 | 0 | 0 | 0 | 0 | 0 | 0 | 0 | 0 | 0 | 0 | 0 | 0 | 0 | 0 | 0 | 0 | 0 | 0 | 0 | 0 | 0 | 0 | 0 | 0 | 0 | 0 | 0 | 0 | 0
Commercial_Education_New_Food Preparation_Natural Gas_Broiler_E3_Codes & Standards Forecast | Commercial | Education | New | Food Preparation | Natural Gas | Broiler | E3 |  | Codes & Standards Forecast | 0 | 0 | 0 | 0 | 0 | 0 | 0 | 0 | 0 | 0 | 0 | 0 | 0 | 0 | 0 | 0 | 0 | 0 | 0 | 0 | 0 | 0 | 0 | 0 | 0 | 0 | 0 | 0 | 0 | 0 | 0
Commercial_Education_New_Food Preparation_Natural Gas_Broiler_E4_Codes & Standards Forecast | Commercial | Education | New | Food Preparation | Natural Gas | Broiler | E4 |  | Codes & Standards Forecast | 0 | 0 | 0 | 0 | 0 | 0 | 0 | 0 | 0 | 0 | 0 | 0 | 0 | 0 | 0 | 0 | 0 | 0 | 0 | 0 | 0 | 0 | 0 | 0 | 0 | 0 | 0 | 0 | 0 | 0 | 0
Commercial_Education_New_Food Preparation_Natural Gas_Broiler_E5_Codes & Standards Forecast | Commercial | Education | New | Food Preparation | Natural Gas | Broiler | E5 |  | Codes & Standards Forecast | 0 | 0 | 0 | 0 | 0 | 0 | 0 | 0 | 0 | 0 | 0 | 0 | 0 | 0 | 0 | 0 | 0 | 0 | 0 | 0 | 0 | 0 | 0 | 0 | 0 | 0 | 0 | 0 | 0 | 0 | 0
Commercial_Education_New_Food Preparation_Natural Gas_Broiler_E6_Codes & Standards Forecast | Commercial | Education | New | Food Preparation | Natural Gas | Broiler | E6 |  | Codes & Standards Forecast | 0 | 0 | 0 | 0 | 0 | 0 | 0 | 0 | 0 | 0 | 0 | 0 | 0 | 0 | 0 | 0 | 0 | 0 | 0 | 0 | 0 | 0 | 0 | 0 | 0 | 0 | 0 | 0 | 0 | 0 | 0
Commercial_Education_New_Food Preparation_Natural Gas_Broiler_E7_Codes & Standards Forecast | Commercial | Education | New | Food Preparation | Natural Gas | Broiler | E7 |  | Codes & Standards Forecast | 0 | 0 | 0 | 0 | 0 | 0 | 0 | 0 | 0 | 0 | 0 | 0 | 0 | 0 | 0 | 0 | 0 | 0 | 0 | 0 | 0 | 0 | 0 | 0 | 0 | 0 | 0 | 0 | 0 | 0 | 0
Commercial_Education_New_Food Preparation_Natural Gas_Broiler_E8_Codes & Standards Forecast | Commercial | Education | New | Food Preparation | Natural Gas | Broiler | E8 |  | Codes & Standards Forecast | 0 | 0 | 0 | 0 | 0 | 0 | 0 | 0 | 0 | 0 | 0 | 0 | 0 | 0 | 0 | 0 | 0 | 0 | 0 | 0 | 0 | 0 | 0 | 0 | 0 | 0 | 0 | 0 | 0 | 0 | 0
Commercial_Education_New_Food Preparation_Natural Gas_Broiler_E9_Codes & Standards Forecast | Commercial | Education | New | Food Preparation | Natural Gas | Broiler | E9 |  | Codes & Standards Forecast | 0 | 0 | 0 | 0 | 0 | 0 | 0 | 0 | 0 | 0 | 0 | 0 | 0 | 0 | 0 | 0 | 0 | 0 | 0 | 0 | 0 | 0 | 0 | 0 | 0 | 0 | 0 | 0 | 0 | 0 | 0
Commercial_Education_New_Food Preparation_Natural Gas_Broiler_E10_Codes & Standards Forecast | Commercial | Education | New | Food Preparation | Natural Gas | Broiler | E10 |  | Codes & Standards Forecast | 0 | 0 | 0 | 0 | 0 | 0 | 0 | 0 | 0 | 0 | 0 | 0 | 0 | 0 | 0 | 0 | 0 | 0 | 0 | 0 | 0 | 0 | 0 | 0 | 0 | 0 | 0 | 0 | 0 | 0 | 0
Commercial_Education_New_Food Preparation_Natural Gas_Griddle_E1_Codes & Standards Forecast | Commercial | Education | New | Food Preparation | Natural Gas | Griddle | E1 | Standard | Codes & Standards Forecast | 0 | 33421.592 | 33728.0773 | 35757.3388 | 19625.6065 | 15989.0511 | 15755.2582 | 15526.5681 | 15302.8809 | 15084.0988 | 14870.1258 | 14660.868 | 21140.5518 | 26349.202 | 30886.3987 | 31255.0362 | 30788.6484 | 39096.8341 | 36984.2595 | 35669.361 | 29781.9008 | 28274.3979 | 27888.9815 | 28849.0327 | 30631.898 | 32939.3582 | 34833.4045 | 36230.3249 | 40737.3117 | 43562.1504 | 45358.5811
Commercial_Education_New_Food Preparation_Natural Gas_Griddle_E2_Codes & Standards Forecast | Commercial | Education | New | Food Preparation | Natural Gas | Griddle | E2 | ENERGY STAR | Codes & Standards Forecast | 0 | 0 | 0 | 0 | 0 | 0 | 0 | 0 | 0 | 0 | 0 | 0 | 0 | 0 | 0 | 0 | 0 | 0 | 0 | 0 | 0 | 0 | 0 | 0 | 0 | 0 | 0 | 0 | 0 | 0 | 0
Commercial_Education_New_Food Preparation_Natural Gas_Griddle_E3_Codes & Standards Forecast | Commercial | Education | New | Food Preparation | Natural Gas | Griddle | E3 |  | Codes & Standards Forecast | 0 | 0 | 0 | 0 | 0 | 0 | 0 | 0 | 0 | 0 | 0 | 0 | 0 | 0 | 0 | 0 | 0 | 0 | 0 | 0 | 0 | 0 | 0 | 0 | 0 | 0 | 0 | 0 | 0 | 0 | 0
Commercial_Education_New_Food Preparation_Natural Gas_Griddle_E4_Codes & Standards Forecast | Commercial | Education | New | Food Preparation | Natural Gas | Griddle | E4 |  | Codes & Standards Forecast | 0 | 0 | 0 | 0 | 0 | 0 | 0 | 0 | 0 | 0 | 0 | 0 | 0 | 0 | 0 | 0 | 0 | 0 | 0 | 0 | 0 | 0 | 0 | 0 | 0 | 0 | 0 | 0 | 0 | 0 | 0
Commercial_Education_New_Food Preparation_Natural Gas_Griddle_E5_Codes & Standards Forecast | Commercial | Education | New | Food Preparation | Natural Gas | Griddle | E5 |  | Codes & Standards Forecast | 0 | 0 | 0 | 0 | 0 | 0 | 0 | 0 | 0 | 0 | 0 | 0 | 0 | 0 | 0 | 0 | 0 | 0 | 0 | 0 | 0 | 0 | 0 | 0 | 0 | 0 | 0 | 0 | 0 | 0 | 0
Commercial_Education_New_Food Preparation_Natural Gas_Griddle_E6_Codes & Standards Forecast | Commercial | Education | New | Food Preparation | Natural Gas | Griddle | E6 |  | Codes & Standards Forecast | 0 | 0 | 0 | 0 | 0 | 0 | 0 | 0 | 0 | 0 | 0 | 0 | 0 | 0 | 0 | 0 | 0 | 0 | 0 | 0 | 0 | 0 | 0 | 0 | 0 | 0 | 0 | 0 | 0 | 0 | 0
Commercial_Education_New_Food Preparation_Natural Gas_Griddle_E7_Codes & Standards Forecast | Commercial | Education | New | Food Preparation | Natural Gas | Griddle | E7 |  | Codes & Standards Forecast | 0 | 0 | 0 | 0 | 0 | 0 | 0 | 0 | 0 | 0 | 0 | 0 | 0 | 0 | 0 | 0 | 0 | 0 | 0 | 0 | 0 | 0 | 0 | 0 | 0 | 0 | 0 | 0 | 0 | 0 | 0
Commercial_Education_New_Food Preparation_Natural Gas_Griddle_E8_Codes & Standards Forecast | Commercial | Education | New | Food Preparation | Natural Gas | Griddle | E8 |  | Codes & Standards Forecast | 0 | 0 | 0 | 0 | 0 | 0 | 0 | 0 | 0 | 0 | 0 | 0 | 0 | 0 | 0 | 0 | 0 | 0 | 0 | 0 | 0 | 0 | 0 | 0 | 0 | 0 | 0 | 0 | 0 | 0 | 0
Commercial_Education_New_Food Preparation_Natural Gas_Griddle_E9_Codes & Standards Forecast | Commercial | Education | New | Food Preparation | Natural Gas | Griddle | E9 |  | Codes & Standards Forecast | 0 | 0 | 0 | 0 | 0 | 0 | 0 | 0 | 0 | 0 | 0 | 0 | 0 | 0 | 0 | 0 | 0 | 0 | 0 | 0 | 0 | 0 | 0 | 0 | 0 | 0 | 0 | 0 | 0 | 0 | 0
Commercial_Education_New_Food Preparation_Natural Gas_Griddle_E10_Codes & Standards Forecast | Commercial | Education | New | Food Preparation | Natural Gas | Griddle | E10 |  | Codes & Standards Forecast | 0 | 0 | 0 | 0 | 0 | 0 | 0 | 0 | 0 | 0 | 0 | 0 | 0 | 0 | 0 | 0 | 0 | 0 | 0 | 0 | 0 | 0 | 0 | 0 | 0 | 0 | 0 | 0 | 0 | 0 | 0
Commercial_Education_New_Food Preparation_Natural Gas_Range_E1_Codes & Standards Forecast | Commercial | Education | New | Food Preparation | Natural Gas | Range | E1 | Standard | Codes & Standards Forecast | 0 | 172352.233 | 173932.7513 | 184397.4756 | 101207.5402 | 82454.1409 | 81248.4917 | 80069.1569 | 78915.6215 | 77787.381 | 111154.3876 | 137967.7245 | 161319.3554 | 163174.9926 | 160725.3616 | 203526.3072 | 192589.1499 | 185766.3702 | 155364.1046 | 154443.7839 | 163510.4227 | 175284.828 | 184929.7207 | 192013.3559 | 215137.6616 | 229589.5593 | 238740.2836 | 234209.8653 | 229140.5781 | 238631.5041 | 234365.9543
Commercial_Education_New_Food Preparation_Natural Gas_Range_E2_Codes & Standards Forecast | Commercial | Education | New | Food Preparation | Natural Gas | Range | E2 | High Efficiency | Codes & Standards Forecast | 0 | 0 | 0 | 0 | 0 | 0 | 0 | 0 | 0 | 0 | 0 | 0 | 0 | 0 | 0 | 0 | 0 | 0 | 0 | 0 | 0 | 0 | 0 | 0 | 0 | 0 | 0 | 0 | 0 | 0 | 0
Commercial_Education_New_Food Preparation_Natural Gas_Range_E3_Codes & Standards Forecast | Commercial | Education | New | Food Preparation | Natural Gas | Range | E3 |  | Codes & Standards Forecast | 0 | 0 | 0 | 0 | 0 | 0 | 0 | 0 | 0 | 0 | 0 | 0 | 0 | 0 | 0 | 0 | 0 | 0 | 0 | 0 | 0 | 0 | 0 | 0 | 0 | 0 | 0 | 0 | 0 | 0 | 0
Commercial_Education_New_Food Preparation_Natural Gas_Range_E4_Codes & Standards Forecast | Commercial | Education | New | Food Preparation | Natural Gas | Range | E4 |  | Codes & Standards Forecast | 0 | 0 | 0 | 0 | 0 | 0 | 0 | 0 | 0 | 0 | 0 | 0 | 0 | 0 | 0 | 0 | 0 | 0 | 0 | 0 | 0 | 0 | 0 | 0 | 0 | 0 | 0 | 0 | 0 | 0 | 0
Commercial_Education_New_Food Preparation_Natural Gas_Range_E5_Codes & Standards Forecast | Commercial | Education | New | Food Preparation | Natural Gas | Range | E5 |  | Codes & Standards Forecast | 0 | 0 | 0 | 0 | 0 | 0 | 0 | 0 | 0 | 0 | 0 | 0 | 0 | 0 | 0 | 0 | 0 | 0 | 0 | 0 | 0 | 0 | 0 | 0 | 0 | 0 | 0 | 0 | 0 | 0 | 0
Commercial_Education_New_Food Preparation_Natural Gas_Range_E6_Codes & Standards Forecast | Commercial | Education | New | Food Preparation | Natural Gas | Range | E6 |  | Codes & Standards Forecast | 0 | 0 | 0 | 0 | 0 | 0 | 0 | 0 | 0 | 0 | 0 | 0 | 0 | 0 | 0 | 0 | 0 | 0 | 0 | 0 | 0 | 0 | 0 | 0 | 0 | 0 | 0 | 0 | 0 | 0 | 0
Commercial_Education_New_Food Preparation_Natural Gas_Range_E7_Codes & Standards Forecast | Commercial | Education | New | Food Preparation | Natural Gas | Range | E7 |  | Codes & Standards Forecast | 0 | 0 | 0 | 0 | 0 | 0 | 0 | 0 | 0 | 0 | 0 | 0 | 0 | 0 | 0 | 0 | 0 | 0 | 0 | 0 | 0 | 0 | 0 | 0 | 0 | 0 | 0 | 0 | 0 | 0 | 0
Commercial_Education_New_Food Preparation_Natural Gas_Range_E8_Codes & Standards Forecast | Commercial | Education | New | Food Preparation | Natural Gas | Range | E8 |  | Codes & Standards Forecast | 0 | 0 | 0 | 0 | 0 | 0 | 0 | 0 | 0 | 0 | 0 | 0 | 0 | 0 | 0 | 0 | 0 | 0 | 0 | 0 | 0 | 0 | 0 | 0 | 0 | 0 | 0 | 0 | 0 | 0 | 0
Commercial_Education_New_Food Preparation_Natural Gas_Range_E9_Codes & Standards Forecast | Commercial | Education | New | Food Preparation | Natural Gas | Range | E9 |  | Codes & Standards Forecast | 0 | 0 | 0 | 0 | 0 | 0 | 0 | 0 | 0 | 0 | 0 | 0 | 0 | 0 | 0 | 0 | 0 | 0 | 0 | 0 | 0 | 0 | 0 | 0 | 0 | 0 | 0 | 0 | 0 | 0 | 0
Commercial_Education_New_Food Preparation_Natural Gas_Range_E10_Codes & Standards Forecast | Commercial | Education | New | Food Preparation | Natural Gas | Range | E10 |  | Codes & Standards Forecast | 0 | 0 | 0 | 0 | 0 | 0 | 0 | 0 | 0 | 0 | 0 | 0 | 0 | 0 | 0 | 0 | 0 | 0 | 0 | 0 | 0 | 0 | 0 | 0 | 0 | 0 | 0 | 0 | 0 | 0 | 0
Commercial_Education_New_Food Preparation_Natural Gas_Steamer_E1_Codes & Standards Forecast | Commercial | Education | New | Food Preparation | Natural Gas | Steamer | E1 | Standard | Codes & Standards Forecast | 0 | 51512.3947 | 51984.7778 | 0 | 0 | 0 | 0 | 0 | 0 | 0 | 0 | 0 | 0 | 0 | 0 | 0 | 0 | 0 | 0 | 0 | 0 | 0 | 0 | 0 | 0 | 0 | 0 | 0 | 0 | 0 | 0
Commercial_Education_New_Food Preparation_Natural Gas_Steamer_E2_Codes & Standards Forecast | Commercial | Education | New | Food Preparation | Natural Gas | Steamer | E2 | ENERGY STAR | Codes & Standards Forecast | 0 | 0 | 0 | 55112.46 | 30248.7683 | 24643.7785 | 24283.4358 | 23930.9578 | 23586.1908 | 23248.9838 | 28642.7886 | 33460.3925 | 38061.5166 | 39360.7143 | 39865.3621 | 40247.1096 | 40521.1019 | 40700.772 | 40798.0322 | 57322.4423 | 56804.692 | 57650.1238 | 49903.4151 | 48981.9809 | 49798.7542 | 50536.4979 | 51193.9723 | 51771.3901 | 55865.8878 | 59251.3019 | 62269.128
Commercial_Education_New_Food Preparation_Natural Gas_Steamer_E3_Codes & Standards Forecast | Commercial | Education | New | Food Preparation | Natural Gas | Steamer | E3 |  | Codes & Standards Forecast | 0 | 0 | 0 | 0 | 0 | 0 | 0 | 0 | 0 | 0 | 0 | 0 | 0 | 0 | 0 | 0 | 0 | 0 | 0 | 0 | 0 | 0 | 0 | 0 | 0 | 0 | 0 | 0 | 0 | 0 | 0
Commercial_Education_New_Food Preparation_Natural Gas_Steamer_E4_Codes & Standards Forecast | Commercial | Education | New | Food Preparation | Natural Gas | Steamer | E4 |  | Codes & Standards Forecast | 0 | 0 | 0 | 0 | 0 | 0 | 0 | 0 | 0 | 0 | 0 | 0 | 0 | 0 | 0 | 0 | 0 | 0 | 0 | 0 | 0 | 0 | 0 | 0 | 0 | 0 | 0 | 0 | 0 | 0 | 0
Commercial_Education_New_Food Preparation_Natural Gas_Steamer_E5_Codes & Standards Forecast | Commercial | Education | New | Food Preparation | Natural Gas | Steamer | E5 |  | Codes & Standards Forecast | 0 | 0 | 0 | 0 | 0 | 0 | 0 | 0 | 0 | 0 | 0 | 0 | 0 | 0 | 0 | 0 | 0 | 0 | 0 | 0 | 0 | 0 | 0 | 0 | 0 | 0 | 0 | 0 | 0 | 0 | 0
Commercial_Education_New_Food Preparation_Natural Gas_Steamer_E6_Codes & Standards Forecast | Commercial | Education | New | Food Preparation | Natural Gas | Steamer | E6 |  | Codes & Standards Forecast | 0 | 0 | 0 | 0 | 0 | 0 | 0 | 0 | 0 | 0 | 0 | 0 | 0 | 0 | 0 | 0 | 0 | 0 | 0 | 0 | 0 | 0 | 0 | 0 | 0 | 0 | 0 | 0 | 0 | 0 | 0
Commercial_Education_New_Food Preparation_Natural Gas_Steamer_E7_Codes & Standards Forecast | Commercial | Education | New | Food Preparation | Natural Gas | Steamer | E7 |  | Codes & Standards Forecast | 0 | 0 | 0 | 0 | 0 | 0 | 0 | 0 | 0 | 0 | 0 | 0 | 0 | 0 | 0 | 0 | 0 | 0 | 0 | 0 | 0 | 0 | 0 | 0 | 0 | 0 | 0 | 0 | 0 | 0 | 0
Commercial_Education_New_Food Preparation_Natural Gas_Steamer_E8_Codes & Standards Forecast | Commercial | Education | New | Food Preparation | Natural Gas | Steamer | E8 |  | Codes & Standards Forecast | 0 | 0 | 0 | 0 | 0 | 0 | 0 | 0 | 0 | 0 | 0 | 0 | 0 | 0 | 0 | 0 | 0 | 0 | 0 | 0 | 0 | 0 | 0 | 0 | 0 | 0 | 0 | 0 | 0 | 0 | 0
Commercial_Education_New_Food Preparation_Natural Gas_Steamer_E9_Codes & Standards Forecast | Commercial | Education | New | Food Preparation | Natural Gas | Steamer | E9 |  | Codes & Standards Forecast | 0 | 0 | 0 | 0 | 0 | 0 | 0 | 0 | 0 | 0 | 0 | 0 | 0 | 0 | 0 | 0 | 0 | 0 | 0 | 0 | 0 | 0 | 0 | 0 | 0 | 0 | 0 | 0 | 0 | 0 | 0
Commercial_Education_New_Food Preparation_Natural Gas_Steamer_E10_Codes & Standards Forecast | Commercial | Education | New | Food Preparation | Natural Gas | Steamer | E10 |  | Codes & Standards Forecast | 0 | 0 | 0 | 0 | 0 | 0 | 0 | 0 | 0 | 0 | 0 | 0 | 0 | 0 | 0 | 0 | 0 | 0 | 0 | 0 | 0 | 0 | 0 | 0 | 0 | 0 | 0 | 0 | 0 | 0 | 0
Commercial_Education_New_Food Preparation_Natural Gas_Food Prep Other_E1_Codes & Standards Forecast | Commercial | Education | New | Food Preparation | Natural Gas | Food Prep Other | E1 | Standard | Codes & Standards Forecast | 0 | 51512.3947 | 51984.7778 | 55112.46 | 30248.7683 | 24643.7785 | 24283.4358 | 23930.9578 | 23586.1908 | 23248.9838 | 33221.6682 | 41235.6009 | 48214.9037 | 48769.514 | 48037.3716 | 60829.6585 | 57560.7762 | 55521.5933 | 46435.0067 | 46159.9425 | 48869.7668 | 52388.8846 | 55271.5367 | 57388.6837 | 64300.0439 | 68619.4069 | 71354.3626 | 70000.3175 | 68485.216 | 71321.8507 | 70046.9692
Commercial_Education_New_Food Preparation_Natural Gas_Food Prep Other_E2_Codes & Standards Forecast | Commercial | Education | New | Food Preparation | Natural Gas | Food Prep Other | E2 | ENERGY STAR | Codes & Standards Forecast | 0 | 0 | 0 | 0 | 0 | 0 | 0 | 0 | 0 | 0 | 0 | 0 | 0 | 0 | 0 | 0 | 0 | 0 | 0 | 0 | 0 | 0 | 0 | 0 | 0 | 0 | 0 | 0 | 0 | 0 | 0
Commercial_Education_New_Food Preparation_Natural Gas_Food Prep Other_E3_Codes & Standards Forecast | Commercial | Education | New | Food Preparation | Natural Gas | Food Prep Other | E3 |  | Codes & Standards Forecast | 0 | 0 | 0 | 0 | 0 | 0 | 0 | 0 | 0 | 0 | 0 | 0 | 0 | 0 | 0 | 0 | 0 | 0 | 0 | 0 | 0 | 0 | 0 | 0 | 0 | 0 | 0 | 0 | 0 | 0 | 0
Commercial_Education_New_Food Preparation_Natural Gas_Food Prep Other_E4_Codes & Standards Forecast | Commercial | Education | New | Food Preparation | Natural Gas | Food Prep Other | E4 |  | Codes & Standards Forecast | 0 | 0 | 0 | 0 | 0 | 0 | 0 | 0 | 0 | 0 | 0 | 0 | 0 | 0 | 0 | 0 | 0 | 0 | 0 | 0 | 0 | 0 | 0 | 0 | 0 | 0 | 0 | 0 | 0 | 0 | 0
Commercial_Education_New_Food Preparation_Natural Gas_Food Prep Other_E5_Codes & Standards Forecast | Commercial | Education | New | Food Preparation | Natural Gas | Food Prep Other | E5 |  | Codes & Standards Forecast | 0 | 0 | 0 | 0 | 0 | 0 | 0 | 0 | 0 | 0 | 0 | 0 | 0 | 0 | 0 | 0 | 0 | 0 | 0 | 0 | 0 | 0 | 0 | 0 | 0 | 0 | 0 | 0 | 0 | 0 | 0
Commercial_Education_New_Food Preparation_Natural Gas_Food Prep Other_E6_Codes & Standards Forecast | Commercial | Education | New | Food Preparation | Natural Gas | Food Prep Other | E6 |  | Codes & Standards Forecast | 0 | 0 | 0 | 0 | 0 | 0 | 0 | 0 | 0 | 0 | 0 | 0 | 0 | 0 | 0 | 0 | 0 | 0 | 0 | 0 | 0 | 0 | 0 | 0 | 0 | 0 | 0 | 0 | 0 | 0 | 0
Commercial_Education_New_Food Preparation_Natural Gas_Food Prep Other_E7_Codes & Standards Forecast | Commercial | Education | New | Food Preparation | Natural Gas | Food Prep Other | E7 |  | Codes & Standards Forecast | 0 | 0 | 0 | 0 | 0 | 0 | 0 | 0 | 0 | 0 | 0 | 0 | 0 | 0 | 0 | 0 | 0 | 0 | 0 | 0 | 0 | 0 | 0 | 0 | 0 | 0 | 0 | 0 | 0 | 0 | 0
Commercial_Education_New_Food Preparation_Natural Gas_Food Prep Other_E8_Codes & Standards Forecast | Commercial | Education | New | Food Preparation | Natural Gas | Food Prep Other | E8 |  | Codes & Standards Forecast | 0 | 0 | 0 | 0 | 0 | 0 | 0 | 0 | 0 | 0 | 0 | 0 | 0 | 0 | 0 | 0 | 0 | 0 | 0 | 0 | 0 | 0 | 0 | 0 | 0 | 0 | 0 | 0 | 0 | 0 | 0
Commercial_Education_New_Food Preparation_Natural Gas_Food Prep Other_E9_Codes & Standards Forecast | Commercial | Education | New | Food Preparation | Natural Gas | Food Prep Other | E9 |  | Codes & Standards Forecast | 0 | 0 | 0 | 0 | 0 | 0 | 0 | 0 | 0 | 0 | 0 | 0 | 0 | 0 | 0 | 0 | 0 | 0 | 0 | 0 | 0 | 0 | 0 | 0 | 0 | 0 | 0 | 0 | 0 | 0 | 0
Commercial_Education_New_Food Preparation_Natural Gas_Food Prep Other_E10_Codes & Standards Forecast | Commercial | Education | New | Food Preparation | Natural Gas | Food Prep Other | E10 |  | Codes & Standards Forecast | 0 | 0 | 0 | 0 | 0 | 0 | 0 | 0 | 0 | 0 | 0 | 0 | 0 | 0 | 0 | 0 | 0 | 0 | 0 | 0 | 0 | 0 | 0 | 0 | 0 | 0 | 0 | 0 | 0 | 0 | 0
Commercial_Education_New_Miscellaneous_Natural Gas_Pool Heater_E1_Codes & Standards Forecast | Commercial | Education | New | Miscellaneous | Natural Gas | Pool Heater | E1 | Standard (EF .82) | Codes & Standards Forecast | 0 | 13210.3881 | 13331.531 | 14133.6272 | 7757.3169 | 6319.9135 | 8869.581 | 10917.0784 | 12699.3945 | 12834.2409 | 12639.2428 | 16441.1504 | 16446.1939 | 16970.8143 | 15521.642 | 15604.2646 | 17462.4971 | 18805.3222 | 19902.1608 | 20045.3864 | 20077.7756 | 21511.1313 | 21919.3653 | 22590.105 | 22626.7706 | 23053.2394 | 24135.9145 | 24938.2048 | 25639.5614 | 25948.0978 | 26241.504
Commercial_Education_New_Miscellaneous_Natural Gas_Pool Heater_E2_Codes & Standards Forecast | Commercial | Education | New | Miscellaneous | Natural Gas | Pool Heater | E2 | Condensing (EF .90) | Codes & Standards Forecast | 0 | 0 | 0 | 0 | 0 | 0 | 0 | 0 | 0 | 0 | 0 | 0 | 0 | 0 | 0 | 0 | 0 | 0 | 0 | 0 | 0 | 0 | 0 | 0 | 0 | 0 | 0 | 0 | 0 | 0 | 0
Commercial_Education_New_Miscellaneous_Natural Gas_Pool Heater_E3_Codes & Standards Forecast | Commercial | Education | New | Miscellaneous | Natural Gas | Pool Heater | E3 |  | Codes & Standards Forecast | 0 | 0 | 0 | 0 | 0 | 0 | 0 | 0 | 0 | 0 | 0 | 0 | 0 | 0 | 0 | 0 | 0 | 0 | 0 | 0 | 0 | 0 | 0 | 0 | 0 | 0 | 0 | 0 | 0 | 0 | 0
Commercial_Education_New_Miscellaneous_Natural Gas_Pool Heater_E4_Codes & Standards Forecast | Commercial | Education | New | Miscellaneous | Natural Gas | Pool Heater | E4 |  | Codes & Standards Forecast | 0 | 0 | 0 | 0 | 0 | 0 | 0 | 0 | 0 | 0 | 0 | 0 | 0 | 0 | 0 | 0 | 0 | 0 | 0 | 0 | 0 | 0 | 0 | 0 | 0 | 0 | 0 | 0 | 0 | 0 | 0
Commercial_Education_New_Miscellaneous_Natural Gas_Pool Heater_E5_Codes & Standards Forecast | Commercial | Education | New | Miscellaneous | Natural Gas | Pool Heater | E5 |  | Codes & Standards Forecast | 0 | 0 | 0 | 0 | 0 | 0 | 0 | 0 | 0 | 0 | 0 | 0 | 0 | 0 | 0 | 0 | 0 | 0 | 0 | 0 | 0 | 0 | 0 | 0 | 0 | 0 | 0 | 0 | 0 | 0 | 0
Commercial_Education_New_Miscellaneous_Natural Gas_Pool Heater_E6_Codes & Standards Forecast | Commercial | Education | New | Miscellaneous | Natural Gas | Pool Heater | E6 |  | Codes & Standards Forecast | 0 | 0 | 0 | 0 | 0 | 0 | 0 | 0 | 0 | 0 | 0 | 0 | 0 | 0 | 0 | 0 | 0 | 0 | 0 | 0 | 0 | 0 | 0 | 0 | 0 | 0 | 0 | 0 | 0 | 0 | 0
Commercial_Education_New_Miscellaneous_Natural Gas_Pool Heater_E7_Codes & Standards Forecast | Commercial | Education | New | Miscellaneous | Natural Gas | Pool Heater | E7 |  | Codes & Standards Forecast | 0 | 0 | 0 | 0 | 0 | 0 | 0 | 0 | 0 | 0 | 0 | 0 | 0 | 0 | 0 | 0 | 0 | 0 | 0 | 0 | 0 | 0 | 0 | 0 | 0 | 0 | 0 | 0 | 0 | 0 | 0
Commercial_Education_New_Miscellaneous_Natural Gas_Pool Heater_E8_Codes & Standards Forecast | Commercial | Education | New | Miscellaneous | Natural Gas | Pool Heater | E8 |  | Codes & Standards Forecast | 0 | 0 | 0 | 0 | 0 | 0 | 0 | 0 | 0 | 0 | 0 | 0 | 0 | 0 | 0 | 0 | 0 | 0 | 0 | 0 | 0 | 0 | 0 | 0 | 0 | 0 | 0 | 0 | 0 | 0 | 0
Commercial_Education_New_Miscellaneous_Natural Gas_Pool Heater_E9_Codes & Standards Forecast | Commercial | Education | New | Miscellaneous | Natural Gas | Pool Heater | E9 |  | Codes & Standards Forecast | 0 | 0 | 0 | 0 | 0 | 0 | 0 | 0 | 0 | 0 | 0 | 0 | 0 | 0 | 0 | 0 | 0 | 0 | 0 | 0 | 0 | 0 | 0 | 0 | 0 | 0 | 0 | 0 | 0 | 0 | 0
Commercial_Education_New_Miscellaneous_Natural Gas_Pool Heater_E10_Codes & Standards Forecast | Commercial | Education | New | Miscellaneous | Natural Gas | Pool Heater | E10 |  | Codes & Standards Forecast | 0 | 0 | 0 | 0 | 0 | 0 | 0 | 0 | 0 | 0 | 0 | 0 | 0 | 0 | 0 | 0 | 0 | 0 | 0 | 0 | 0 | 0 | 0 | 0 | 0 | 0 | 0 | 0 | 0 | 0 | 0
Commercial_Education_New_Miscellaneous_Natural Gas_Miscellaneous_E1_Codes & Standards Forecast | Commercial | Education | New | Miscellaneous | Natural Gas | Miscellaneous | E1 | Standard | Codes & Standards Forecast | 0 | 2170207.8497 | 2190109.2641 | 2321877.947 | 1584404.8153 | 1616850.4084 | 1850707.1561 | 1943965.096 | 2026739.0122 | 2129339.6996 | 2228888.4936 | 2956667.7505 | 2966987.6832 | 3021044.0124 | 2916519.0523 | 3051189.8356 | 3231529.7676 | 3328747.4054 | 3426831.6326 | 3541047.0094 | 3650580.9015 | 3940186.1885 | 3994397.5496 | 4067984.1815 | 4124985.8416 | 4250068.5901 | 4379917.8315 | 4473987.2331 | 4571612.4766 | 4677441.0659 | 4779152.3751
Commercial_Education_New_Miscellaneous_Natural Gas_Miscellaneous_E2_Codes & Standards Forecast | Commercial | Education | New | Miscellaneous | Natural Gas | Miscellaneous | E2 |  | Codes & Standards Forecast | 0 | 0 | 0 | 0 | 0 | 0 | 0 | 0 | 0 | 0 | 0 | 0 | 0 | 0 | 0 | 0 | 0 | 0 | 0 | 0 | 0 | 0 | 0 | 0 | 0 | 0 | 0 | 0 | 0 | 0 | 0
Commercial_Education_New_Miscellaneous_Natural Gas_Miscellaneous_E3_Codes & Standards Forecast | Commercial | Education | New | Miscellaneous | Natural Gas | Miscellaneous | E3 |  | Codes & Standards Forecast | 0 | 0 | 0 | 0 | 0 | 0 | 0 | 0 | 0 | 0 | 0 | 0 | 0 | 0 | 0 | 0 | 0 | 0 | 0 | 0 | 0 | 0 | 0 | 0 | 0 | 0 | 0 | 0 | 0 | 0 | 0
Commercial_Education_New_Miscellaneous_Natural Gas_Miscellaneous_E4_Codes & Standards Forecast | Commercial | Education | New | Miscellaneous | Natural Gas | Miscellaneous | E4 |  | Codes & Standards Forecast | 0 | 0 | 0 | 0 | 0 | 0 | 0 | 0 | 0 | 0 | 0 | 0 | 0 | 0 | 0 | 0 | 0 | 0 | 0 | 0 | 0 | 0 | 0 | 0 | 0 | 0 | 0 | 0 | 0 | 0 | 0
Commercial_Education_New_Miscellaneous_Natural Gas_Miscellaneous_E5_Codes & Standards Forecast | Commercial | Education | New | Miscellaneous | Natural Gas | Miscellaneous | E5 |  | Codes & Standards Forecast | 0 | 0 | 0 | 0 | 0 | 0 | 0 | 0 | 0 | 0 | 0 | 0 | 0 | 0 | 0 | 0 | 0 | 0 | 0 | 0 | 0 | 0 | 0 | 0 | 0 | 0 | 0 | 0 | 0 | 0 | 0
Commercial_Education_New_Miscellaneous_Natural Gas_Miscellaneous_E6_Codes & Standards Forecast | Commercial | Education | New | Miscellaneous | Natural Gas | Miscellaneous | E6 |  | Codes & Standards Forecast | 0 | 0 | 0 | 0 | 0 | 0 | 0 | 0 | 0 | 0 | 0 | 0 | 0 | 0 | 0 | 0 | 0 | 0 | 0 | 0 | 0 | 0 | 0 | 0 | 0 | 0 | 0 | 0 | 0 | 0 | 0
Commercial_Education_New_Miscellaneous_Natural Gas_Miscellaneous_E7_Codes & Standards Forecast | Commercial | Education | New | Miscellaneous | Natural Gas | Miscellaneous | E7 |  | Codes & Standards Forecast | 0 | 0 | 0 | 0 | 0 | 0 | 0 | 0 | 0 | 0 | 0 | 0 | 0 | 0 | 0 | 0 | 0 | 0 | 0 | 0 | 0 | 0 | 0 | 0 | 0 | 0 | 0 | 0 | 0 | 0 | 0
Commercial_Education_New_Miscellaneous_Natural Gas_Miscellaneous_E8_Codes & Standards Forecast | Commercial | Education | New | Miscellaneous | Natural Gas | Miscellaneous | E8 |  | Codes & Standards Forecast | 0 | 0 | 0 | 0 | 0 | 0 | 0 | 0 | 0 | 0 | 0 | 0 | 0 | 0 | 0 | 0 | 0 | 0 | 0 | 0 | 0 | 0 | 0 | 0 | 0 | 0 | 0 | 0 | 0 | 0 | 0
Commercial_Education_New_Miscellaneous_Natural Gas_Miscellaneous_E9_Codes & Standards Forecast | Commercial | Education | New | Miscellaneous | Natural Gas | Miscellaneous | E9 |  | Codes & Standards Forecast | 0 | 0 | 0 | 0 | 0 | 0 | 0 | 0 | 0 | 0 | 0 | 0 | 0 | 0 | 0 | 0 | 0 | 0 | 0 | 0 | 0 | 0 | 0 | 0 | 0 | 0 | 0 | 0 | 0 | 0 | 0
Commercial_Education_New_Miscellaneous_Natural Gas_Miscellaneous_E10_Codes & Standards Forecast | Commercial | Education | New | Miscellaneous | Natural Gas | Miscellaneous | E10 |  | Codes & Standards Forecast | 0 | 0 | 0 | 0 | 0 | 0 | 0 | 0 | 0 | 0 | 0 | 0 | 0 | 0 | 0 | 0 | 0 | 0 | 0 | 0 | 0 | 0 | 0 | 0 | 0 | 0 | 0 | 0 | 0 | 0 | 0
Commercial_Healthcare_Existing_Space Heating_Natural Gas_Furnace_E1_Codes & Standards Forecast | Commercial | Healthcare | Existing | Space Heating | Natural Gas | Furnace | E1 | AFUE 80% (Standard) | Codes & Standards Forecast | 0 | 66422.7331 | 69401.988 | 71987.1769 | 74212.1524 | 0 | 0 | 0 | 0 | 0 | 0 | 0 | 0 | 0 | 0 | 0 | 0 | 0 | 0 | 0 | 0 | 0 | 0 | 0 | 0 | 0 | 0 | 0 | 0 | 0 | 0
Commercial_Healthcare_Existing_Space Heating_Natural Gas_Furnace_E2_Codes & Standards Forecast | Commercial | Healthcare | Existing | Space Heating | Natural Gas | Furnace | E2 | AFUE 90% | Codes & Standards Forecast | 0 | 0 | 0 | 0 | 0 | 0 | 0 | 0 | 0 | 0 | 0 | 0 | 0 | 0 | 0 | 0 | 0 | 0 | 0 | 0 | 0 | 0 | 0 | 0 | 0 | 0 | 0 | 0 | 0 | 0 | 0
Commercial_Healthcare_Existing_Space Heating_Natural Gas_Furnace_E3_Codes & Standards Forecast | Commercial | Healthcare | Existing | Space Heating | Natural Gas | Furnace | E3 | AFUE 95% | Codes & Standards Forecast | 0 | 0 | 0 | 0 | 0 | 76108.0738 | 77703.617 | 79025.1687 | 80097.0056 | 80941.4593 | 81579.0687 | 82028.7201 | 75659.4312 | 69784.6989 | 64366.1223 | 59368.2822 | 54758.5097 | 50506.6725 | 46584.9779 | 46519.5443 | 46555.4987 | 46667.0804 | 46832.4095 | 47033.0024 | 47253.3427 | 47480.5018 | 47703.8019 | 47914.5201 | 48105.6253 | 48271.5473 | 48052.4733
Commercial_Healthcare_Existing_Space Heating_Natural Gas_Furnace_E4_Codes & Standards Forecast | Commercial | Healthcare | Existing | Space Heating | Natural Gas | Furnace | E4 |  | Codes & Standards Forecast | 0 | 0 | 0 | 0 | 0 | 0 | 0 | 0 | 0 | 0 | 0 | 0 | 0 | 0 | 0 | 0 | 0 | 0 | 0 | 0 | 0 | 0 | 0 | 0 | 0 | 0 | 0 | 0 | 0 | 0 | 0
Commercial_Healthcare_Existing_Space Heating_Natural Gas_Furnace_E5_Codes & Standards Forecast | Commercial | Healthcare | Existing | Space Heating | Natural Gas | Furnace | E5 |  | Codes & Standards Forecast | 0 | 0 | 0 | 0 | 0 | 0 | 0 | 0 | 0 | 0 | 0 | 0 | 0 | 0 | 0 | 0 | 0 | 0 | 0 | 0 | 0 | 0 | 0 | 0 | 0 | 0 | 0 | 0 | 0 | 0 | 0
Commercial_Healthcare_Existing_Space Heating_Natural Gas_Furnace_E6_Codes & Standards Forecast | Commercial | Healthcare | Existing | Space Heating | Natural Gas | Furnace | E6 |  | Codes & Standards Forecast | 0 | 0 | 0 | 0 | 0 | 0 | 0 | 0 | 0 | 0 | 0 | 0 | 0 | 0 | 0 | 0 | 0 | 0 | 0 | 0 | 0 | 0 | 0 | 0 | 0 | 0 | 0 | 0 | 0 | 0 | 0
Commercial_Healthcare_Existing_Space Heating_Natural Gas_Furnace_E7_Codes & Standards Forecast | Commercial | Healthcare | Existing | Space Heating | Natural Gas | Furnace | E7 |  | Codes & Standards Forecast | 0 | 0 | 0 | 0 | 0 | 0 | 0 | 0 | 0 | 0 | 0 | 0 | 0 | 0 | 0 | 0 | 0 | 0 | 0 | 0 | 0 | 0 | 0 | 0 | 0 | 0 | 0 | 0 | 0 | 0 | 0
Commercial_Healthcare_Existing_Space Heating_Natural Gas_Furnace_E8_Codes & Standards Forecast | Commercial | Healthcare | Existing | Space Heating | Natural Gas | Furnace | E8 |  | Codes & Standards Forecast | 0 | 0 | 0 | 0 | 0 | 0 | 0 | 0 | 0 | 0 | 0 | 0 | 0 | 0 | 0 | 0 | 0 | 0 | 0 | 0 | 0 | 0 | 0 | 0 | 0 | 0 | 0 | 0 | 0 | 0 | 0
Commercial_Healthcare_Existing_Space Heating_Natural Gas_Furnace_E9_Codes & Standards Forecast | Commercial | Healthcare | Existing | Space Heating | Natural Gas | Furnace | E9 |  | Codes & Standards Forecast | 0 | 0 | 0 | 0 | 0 | 0 | 0 | 0 | 0 | 0 | 0 | 0 | 0 | 0 | 0 | 0 | 0 | 0 | 0 | 0 | 0 | 0 | 0 | 0 | 0 | 0 | 0 | 0 | 0 | 0 | 0
Commercial_Healthcare_Existing_Space Heating_Natural Gas_Furnace_E10_Codes & Standards Forecast | Commercial | Healthcare | Existing | Space Heating | Natural Gas | Furnace | E10 |  | Codes & Standards Forecast | 0 | 0 | 0 | 0 | 0 | 0 | 0 | 0 | 0 | 0 | 0 | 0 | 0 | 0 | 0 | 0 | 0 | 0 | 0 | 0 | 0 | 0 | 0 | 0 | 0 | 0 | 0 | 0 | 0 | 0 | 0
Commercial_Healthcare_Existing_Space Heating_Natural Gas_Boiler_E1_Codes & Standards Forecast | Commercial | Healthcare | Existing | Space Heating | Natural Gas | Boiler | E1 | AFUE 80% (Standard) | Codes & Standards Forecast | 0 | 37351.3678 | 36937.1071 | 36494.8299 | 36029.0566 | 0 | 0 | 0 | 0 | 0 | 0 | 0 | 0 | 0 | 0 | 0 | 0 | 0 | 0 | 0 | 0 | 0 | 0 | 0 | 0 | 0 | 0 | 0 | 0 | 0 | 0
Commercial_Healthcare_Existing_Space Heating_Natural Gas_Boiler_E2_Codes & Standards Forecast | Commercial | Healthcare | Existing | Space Heating | Natural Gas | Boiler | E2 | AFUE 85% | Codes & Standards Forecast | 0 | 0 | 0 | 0 | 0 | 0 | 0 | 0 | 0 | 0 | 0 | 0 | 0 | 0 | 0 | 0 | 0 | 0 | 0 | 0 | 0 | 0 | 0 | 0 | 0 | 0 | 0 | 0 | 0 | 0 | 0
Commercial_Healthcare_Existing_Space Heating_Natural Gas_Boiler_E3_Codes & Standards Forecast | Commercial | Healthcare | Existing | Space Heating | Natural Gas | Boiler | E3 | AFUE 98% | Codes & Standards Forecast | 0 | 0 | 0 | 0 | 0 | 35543.7853 | 35042.5492 | 34528.4681 | 34004.2938 | 33472.4507 | 32935.0725 | 32394.0342 | 31850.9807 | 31307.3526 | 30764.4088 | 30223.2472 | 29684.8223 | 29149.9615 | 28619.3796 | 28093.691 | 27573.4217 | 28977.1784 | 27739.2077 | 26637.067 | 25652.1797 | 24768.4282 | 23971.8424 | 23250.3274 | 22593.4236 | 21992.097 | 21438.555
Commercial_Healthcare_Existing_Space Heating_Natural Gas_Boiler_E4_Codes & Standards Forecast | Commercial | Healthcare | Existing | Space Heating | Natural Gas | Boiler | E4 | Convert to NG Air Source Heat Pump | Codes & Standards Forecast | 0 | 0 | 0 | 0 | 0 | 0 | 0 | 0 | 0 | 0 | 0 | 0 | 0 | 0 | 0 | 0 | 0 | 0 | 0 | 0 | 0 | 0 | 0 | 0 | 0 | 0 | 0 | 0 | 0 | 0 | 0
Commercial_Healthcare_Existing_Space Heating_Natural Gas_Boiler_E5_Codes & Standards Forecast | Commercial | Healthcare | Existing | Space Heating | Natural Gas | Boiler | E5 |  | Codes & Standards Forecast | 0 | 0 | 0 | 0 | 0 | 0 | 0 | 0 | 0 | 0 | 0 | 0 | 0 | 0 | 0 | 0 | 0 | 0 | 0 | 0 | 0 | 0 | 0 | 0 | 0 | 0 | 0 | 0 | 0 | 0 | 0
Commercial_Healthcare_Existing_Space Heating_Natural Gas_Boiler_E6_Codes & Standards Forecast | Commercial | Healthcare | Existing | Space Heating | Natural Gas | Boiler | E6 |  | Codes & Standards Forecast | 0 | 0 | 0 | 0 | 0 | 0 | 0 | 0 | 0 | 0 | 0 | 0 | 0 | 0 | 0 | 0 | 0 | 0 | 0 | 0 | 0 | 0 | 0 | 0 | 0 | 0 | 0 | 0 | 0 | 0 | 0
Commercial_Healthcare_Existing_Space Heating_Natural Gas_Boiler_E7_Codes & Standards Forecast | Commercial | Healthcare | Existing | Space Heating | Natural Gas | Boiler | E7 |  | Codes & Standards Forecast | 0 | 0 | 0 | 0 | 0 | 0 | 0 | 0 | 0 | 0 | 0 | 0 | 0 | 0 | 0 | 0 | 0 | 0 | 0 | 0 | 0 | 0 | 0 | 0 | 0 | 0 | 0 | 0 | 0 | 0 | 0
Commercial_Healthcare_Existing_Space Heating_Natural Gas_Boiler_E8_Codes & Standards Forecast | Commercial | Healthcare | Existing | Space Heating | Natural Gas | Boiler | E8 |  | Codes & Standards Forecast | 0 | 0 | 0 | 0 | 0 | 0 | 0 | 0 | 0 | 0 | 0 | 0 | 0 | 0 | 0 | 0 | 0 | 0 | 0 | 0 | 0 | 0 | 0 | 0 | 0 | 0 | 0 | 0 | 0 | 0 | 0
Commercial_Healthcare_Existing_Space Heating_Natural Gas_Boiler_E9_Codes & Standards Forecast | Commercial | Healthcare | Existing | Space Heating | Natural Gas | Boiler | E9 |  | Codes & Standards Forecast | 0 | 0 | 0 | 0 | 0 | 0 | 0 | 0 | 0 | 0 | 0 | 0 | 0 | 0 | 0 | 0 | 0 | 0 | 0 | 0 | 0 | 0 | 0 | 0 | 0 | 0 | 0 | 0 | 0 | 0 | 0
Commercial_Healthcare_Existing_Space Heating_Natural Gas_Boiler_E10_Codes & Standards Forecast | Commercial | Healthcare | Existing | Space Heating | Natural Gas | Boiler | E10 |  | Codes & Standards Forecast | 0 | 0 | 0 | 0 | 0 | 0 | 0 | 0 | 0 | 0 | 0 | 0 | 0 | 0 | 0 | 0 | 0 | 0 | 0 | 0 | 0 | 0 | 0 | 0 | 0 | 0 | 0 | 0 | 0 | 0 | 0
Commercial_Healthcare_Existing_Space Heating_Natural Gas_Unit Heater_E1_Codes & Standards Forecast | Commercial | Healthcare | Existing | Space Heating | Natural Gas | Unit Heater | E1 | Standard | Codes & Standards Forecast | 0 | 313.6465 | 894.1778 | 1700.3095 | 2695.6276 | 0 | 0 | 0 | 0 | 0 | 0 | 0 | 0 | 0 | 0 | 0 | 0 | 0 | 0 | 0 | 0 | 0 | 0 | 0 | 0 | 0 | 0 | 0 | 0 | 0 | 0
Commercial_Healthcare_Existing_Space Heating_Natural Gas_Unit Heater_E2_Codes & Standards Forecast | Commercial | Healthcare | Existing | Space Heating | Natural Gas | Unit Heater | E2 | Condensing | Codes & Standards Forecast | 0 | 0 | 0 | 0 | 0 | 3848.047 | 5129.3298 | 6514.6563 | 7982.2431 | 9513.0028 | 10828.7395 | 11990.4813 | 13045.2571 | 14028.8403 | 14967.9962 | 15882.3211 | 16785.7421 | 15644.5873 | 14836.5982 | 14316.8062 | 14014.8864 | 13878.818 | 13870.3293 | 13961.3901 | 14131.5277 | 14365.7859 | 14653.1851 | 14693.0416 | 14578.8741 | 14380.9888 | 14147.7816
Commercial_Healthcare_Existing_Space Heating_Natural Gas_Unit Heater_E3_Codes & Standards Forecast | Commercial | Healthcare | Existing | Space Heating | Natural Gas | Unit Heater | E3 | Infrared Radiant | Codes & Standards Forecast | 0 | 0 | 0 | 0 | 0 | 0 | 0 | 0 | 0 | 0 | 0 | 0 | 0 | 0 | 0 | 0 | 0 | 0 | 0 | 0 | 0 | 0 | 0 | 0 | 0 | 0 | 0 | 0 | 0 | 0 | 0
Commercial_Healthcare_Existing_Space Heating_Natural Gas_Unit Heater_E4_Codes & Standards Forecast | Commercial | Healthcare | Existing | Space Heating | Natural Gas | Unit Heater | E4 |  | Codes & Standards Forecast | 0 | 0 | 0 | 0 | 0 | 0 | 0 | 0 | 0 | 0 | 0 | 0 | 0 | 0 | 0 | 0 | 0 | 0 | 0 | 0 | 0 | 0 | 0 | 0 | 0 | 0 | 0 | 0 | 0 | 0 | 0
Commercial_Healthcare_Existing_Space Heating_Natural Gas_Unit Heater_E5_Codes & Standards Forecast | Commercial | Healthcare | Existing | Space Heating | Natural Gas | Unit Heater | E5 |  | Codes & Standards Forecast | 0 | 0 | 0 | 0 | 0 | 0 | 0 | 0 | 0 | 0 | 0 | 0 | 0 | 0 | 0 | 0 | 0 | 0 | 0 | 0 | 0 | 0 | 0 | 0 | 0 | 0 | 0 | 0 | 0 | 0 | 0
Commercial_Healthcare_Existing_Space Heating_Natural Gas_Unit Heater_E6_Codes & Standards Forecast | Commercial | Healthcare | Existing | Space Heating | Natural Gas | Unit Heater | E6 |  | Codes & Standards Forecast | 0 | 0 | 0 | 0 | 0 | 0 | 0 | 0 | 0 | 0 | 0 | 0 | 0 | 0 | 0 | 0 | 0 | 0 | 0 | 0 | 0 | 0 | 0 | 0 | 0 | 0 | 0 | 0 | 0 | 0 | 0
Commercial_Healthcare_Existing_Space Heating_Natural Gas_Unit Heater_E7_Codes & Standards Forecast | Commercial | Healthcare | Existing | Space Heating | Natural Gas | Unit Heater | E7 |  | Codes & Standards Forecast | 0 | 0 | 0 | 0 | 0 | 0 | 0 | 0 | 0 | 0 | 0 | 0 | 0 | 0 | 0 | 0 | 0 | 0 | 0 | 0 | 0 | 0 | 0 | 0 | 0 | 0 | 0 | 0 | 0 | 0 | 0
Commercial_Healthcare_Existing_Space Heating_Natural Gas_Unit Heater_E8_Codes & Standards Forecast | Commercial | Healthcare | Existing | Space Heating | Natural Gas | Unit Heater | E8 |  | Codes & Standards Forecast | 0 | 0 | 0 | 0 | 0 | 0 | 0 | 0 | 0 | 0 | 0 | 0 | 0 | 0 | 0 | 0 | 0 | 0 | 0 | 0 | 0 | 0 | 0 | 0 | 0 | 0 | 0 | 0 | 0 | 0 | 0
Commercial_Healthcare_Existing_Space Heating_Natural Gas_Unit Heater_E9_Codes & Standards Forecast | Commercial | Healthcare | Existing | Space Heating | Natural Gas | Unit Heater | E9 |  | Codes & Standards Forecast | 0 | 0 | 0 | 0 | 0 | 0 | 0 | 0 | 0 | 0 | 0 | 0 | 0 | 0 | 0 | 0 | 0 | 0 | 0 | 0 | 0 | 0 | 0 | 0 | 0 | 0 | 0 | 0 | 0 | 0 | 0
Commercial_Healthcare_Existing_Space Heating_Natural Gas_Unit Heater_E10_Codes & Standards Forecast | Commercial | Healthcare | Existing | Space Heating | Natural Gas | Unit Heater | E10 |  | Codes & Standards Forecast | 0 | 0 | 0 | 0 | 0 | 0 | 0 | 0 | 0 | 0 | 0 | 0 | 0 | 0 | 0 | 0 | 0 | 0 | 0 | 0 | 0 | 0 | 0 | 0 | 0 | 0 | 0 | 0 | 0 | 0 | 0
Commercial_Healthcare_Existing_Water Heating_Natural Gas_Water Heater_E1_Codes & Standards Forecast | Commercial | Healthcare | Existing | Water Heating | Natural Gas | Water Heater | E1 | TE 0.80 | Codes & Standards Forecast | 0 | 70329.5548 | 76441.8325 | 81611.6244 | 85947.261 | 89545.1446 | 92491.0528 | 94861.2998 | 96723.7708 | 98138.8437 | 110887.6316 | 121776.5458 | 119754.8476 | 117728.438 | 115702.3361 | 127575.4212 | 124046.7498 | 120695.2513 | 117505.7535 | 116420.198 | 116751.5469 | 116109.9969 | 114766.4588 | 112927.449 | 115383.4273 | 116112.3104 | 113357.8913 | 110426.5837 | 107733.6082 | 108232.1133 | 105356.6622
Commercial_Healthcare_Existing_Water Heating_Natural Gas_Water Heater_E2_Codes & Standards Forecast | Commercial | Healthcare | Existing | Water Heating | Natural Gas | Water Heater | E2 | TE 0.90 | Codes & Standards Forecast | 0 | 0 | 0 | 0 | 0 | 0 | 0 | 0 | 0 | 0 | 0 | 0 | 0 | 0 | 0 | 0 | 0 | 0 | 0 | 0 | 0 | 0 | 0 | 0 | 0 | 0 | 0 | 0 | 0 | 0 | 0
Commercial_Healthcare_Existing_Water Heating_Natural Gas_Water Heater_E3_Codes & Standards Forecast | Commercial | Healthcare | Existing | Water Heating | Natural Gas | Water Heater | E3 | TE 0.94 | Codes & Standards Forecast | 0 | 0 | 0 | 0 | 0 | 0 | 0 | 0 | 0 | 0 | 0 | 0 | 0 | 0 | 0 | 0 | 0 | 0 | 0 | 0 | 0 | 0 | 0 | 0 | 0 | 0 | 0 | 0 | 0 | 0 | 0
Commercial_Healthcare_Existing_Water Heating_Natural Gas_Water Heater_E4_Codes & Standards Forecast | Commercial | Healthcare | Existing | Water Heating | Natural Gas | Water Heater | E4 | Instantaneous TE 0.94 | Codes & Standards Forecast | 0 | 0 | 0 | 0 | 0 | 0 | 0 | 0 | 0 | 0 | 0 | 0 | 0 | 0 | 0 | 0 | 0 | 0 | 0 | 0 | 0 | 0 | 0 | 0 | 0 | 0 | 0 | 0 | 0 | 0 | 0
Commercial_Healthcare_Existing_Water Heating_Natural Gas_Water Heater_E5_Codes & Standards Forecast | Commercial | Healthcare | Existing | Water Heating | Natural Gas | Water Heater | E5 | Gas-Fired Absorption HPWH | Codes & Standards Forecast | 0 | 0 | 0 | 0 | 0 | 0 | 0 | 0 | 0 | 0 | 0 | 0 | 0 | 0 | 0 | 0 | 0 | 0 | 0 | 0 | 0 | 0 | 0 | 0 | 0 | 0 | 0 | 0 | 0 | 0 | 0
Commercial_Healthcare_Existing_Water Heating_Natural Gas_Water Heater_E6_Codes & Standards Forecast | Commercial | Healthcare | Existing | Water Heating | Natural Gas | Water Heater | E6 |  | Codes & Standards Forecast | 0 | 0 | 0 | 0 | 0 | 0 | 0 | 0 | 0 | 0 | 0 | 0 | 0 | 0 | 0 | 0 | 0 | 0 | 0 | 0 | 0 | 0 | 0 | 0 | 0 | 0 | 0 | 0 | 0 | 0 | 0
Commercial_Healthcare_Existing_Water Heating_Natural Gas_Water Heater_E7_Codes & Standards Forecast | Commercial | Healthcare | Existing | Water Heating | Natural Gas | Water Heater | E7 |  | Codes & Standards Forecast | 0 | 0 | 0 | 0 | 0 | 0 | 0 | 0 | 0 | 0 | 0 | 0 | 0 | 0 | 0 | 0 | 0 | 0 | 0 | 0 | 0 | 0 | 0 | 0 | 0 | 0 | 0 | 0 | 0 | 0 | 0
Commercial_Healthcare_Existing_Water Heating_Natural Gas_Water Heater_E8_Codes & Standards Forecast | Commercial | Healthcare | Existing | Water Heating | Natural Gas | Water Heater | E8 |  | Codes & Standards Forecast | 0 | 0 | 0 | 0 | 0 | 0 | 0 | 0 | 0 | 0 | 0 | 0 | 0 | 0 | 0 | 0 | 0 | 0 | 0 | 0 | 0 | 0 | 0 | 0 | 0 | 0 | 0 | 0 | 0 | 0 | 0
Commercial_Healthcare_Existing_Water Heating_Natural Gas_Water Heater_E9_Codes & Standards Forecast | Commercial | Healthcare | Existing | Water Heating | Natural Gas | Water Heater | E9 |  | Codes & Standards Forecast | 0 | 0 | 0 | 0 | 0 | 0 | 0 | 0 | 0 | 0 | 0 | 0 | 0 | 0 | 0 | 0 | 0 | 0 | 0 | 0 | 0 | 0 | 0 | 0 | 0 | 0 | 0 | 0 | 0 | 0 | 0
Commercial_Healthcare_Existing_Water Heating_Natural Gas_Water Heater_E10_Codes & Standards Forecast | Commercial | Healthcare | Existing | Water Heating | Natural Gas | Water Heater | E10 |  | Codes & Standards Forecast | 0 | 0 | 0 | 0 | 0 | 0 | 0 | 0 | 0 | 0 | 0 | 0 | 0 | 0 | 0 | 0 | 0 | 0 | 0 | 0 | 0 | 0 | 0 | 0 | 0 | 0 | 0 | 0 | 0 | 0 | 0
Commercial_Healthcare_Existing_Food Preparation_Natural Gas_Oven_E1_Codes & Standards Forecast | Commercial | Healthcare | Existing | Food Preparation | Natural Gas | Oven | E1 | Standard | Codes & Standards Forecast | 0 | 11099.0667 | 14140.211 | 16415.6972 | 18093.083 | 19303.6899 | 20150.4315 | 20713.9501 | 21057.4285 | 21230.3617 | 18186.9072 | 16273.8121 | 15145.0923 | 14548.4669 | 14301.6341 | 14274.3108 | 16662.4245 | 17080.0804 | 17327.1878 | 17013.5612 | 16419.0583 | 15719.8357 | 15021.3142 | 14381.6018 | 13827.9694 | 13050.3966 | 12697.7526 | 12600.9392 | 12585.7096 | 12562.1771 | 12491.495
Commercial_Healthcare_Existing_Food Preparation_Natural Gas_Oven_E2_Codes & Standards Forecast | Commercial | Healthcare | Existing | Food Preparation | Natural Gas | Oven | E2 | ENERGY STAR (EF ≥ 44%) Convection Oven utilizing ASTM Std F1496 | Codes & Standards Forecast | 0 | 0 | 0 | 0 | 0 | 0 | 0 | 0 | 0 | 0 | 0 | 0 | 0 | 0 | 0 | 0 | 0 | 0 | 0 | 0 | 0 | 0 | 0 | 0 | 0 | 0 | 0 | 0 | 0 | 0 | 0
Commercial_Healthcare_Existing_Food Preparation_Natural Gas_Oven_E3_Codes & Standards Forecast | Commercial | Healthcare | Existing | Food Preparation | Natural Gas | Oven | E3 |  | Codes & Standards Forecast | 0 | 0 | 0 | 0 | 0 | 0 | 0 | 0 | 0 | 0 | 0 | 0 | 0 | 0 | 0 | 0 | 0 | 0 | 0 | 0 | 0 | 0 | 0 | 0 | 0 | 0 | 0 | 0 | 0 | 0 | 0
Commercial_Healthcare_Existing_Food Preparation_Natural Gas_Oven_E4_Codes & Standards Forecast | Commercial | Healthcare | Existing | Food Preparation | Natural Gas | Oven | E4 |  | Codes & Standards Forecast | 0 | 0 | 0 | 0 | 0 | 0 | 0 | 0 | 0 | 0 | 0 | 0 | 0 | 0 | 0 | 0 | 0 | 0 | 0 | 0 | 0 | 0 | 0 | 0 | 0 | 0 | 0 | 0 | 0 | 0 | 0
Commercial_Healthcare_Existing_Food Preparation_Natural Gas_Oven_E5_Codes & Standards Forecast | Commercial | Healthcare | Existing | Food Preparation | Natural Gas | Oven | E5 |  | Codes & Standards Forecast | 0 | 0 | 0 | 0 | 0 | 0 | 0 | 0 | 0 | 0 | 0 | 0 | 0 | 0 | 0 | 0 | 0 | 0 | 0 | 0 | 0 | 0 | 0 | 0 | 0 | 0 | 0 | 0 | 0 | 0 | 0
Commercial_Healthcare_Existing_Food Preparation_Natural Gas_Oven_E6_Codes & Standards Forecast | Commercial | Healthcare | Existing | Food Preparation | Natural Gas | Oven | E6 |  | Codes & Standards Forecast | 0 | 0 | 0 | 0 | 0 | 0 | 0 | 0 | 0 | 0 | 0 | 0 | 0 | 0 | 0 | 0 | 0 | 0 | 0 | 0 | 0 | 0 | 0 | 0 | 0 | 0 | 0 | 0 | 0 | 0 | 0
Commercial_Healthcare_Existing_Food Preparation_Natural Gas_Oven_E7_Codes & Standards Forecast | Commercial | Healthcare | Existing | Food Preparation | Natural Gas | Oven | E7 |  | Codes & Standards Forecast | 0 | 0 | 0 | 0 | 0 | 0 | 0 | 0 | 0 | 0 | 0 | 0 | 0 | 0 | 0 | 0 | 0 | 0 | 0 | 0 | 0 | 0 | 0 | 0 | 0 | 0 | 0 | 0 | 0 | 0 | 0
Commercial_Healthcare_Existing_Food Preparation_Natural Gas_Oven_E8_Codes & Standards Forecast | Commercial | Healthcare | Existing | Food Preparation | Natural Gas | Oven | E8 |  | Codes & Standards Forecast | 0 | 0 | 0 | 0 | 0 | 0 | 0 | 0 | 0 | 0 | 0 | 0 | 0 | 0 | 0 | 0 | 0 | 0 | 0 | 0 | 0 | 0 | 0 | 0 | 0 | 0 | 0 | 0 | 0 | 0 | 0
Commercial_Healthcare_Existing_Food Preparation_Natural Gas_Oven_E9_Codes & Standards Forecast | Commercial | Healthcare | Existing | Food Preparation | Natural Gas | Oven | E9 |  | Codes & Standards Forecast | 0 | 0 | 0 | 0 | 0 | 0 | 0 | 0 | 0 | 0 | 0 | 0 | 0 | 0 | 0 | 0 | 0 | 0 | 0 | 0 | 0 | 0 | 0 | 0 | 0 | 0 | 0 | 0 | 0 | 0 | 0
Commercial_Healthcare_Existing_Food Preparation_Natural Gas_Oven_E10_Codes & Standards Forecast | Commercial | Healthcare | Existing | Food Preparation | Natural Gas | Oven | E10 |  | Codes & Standards Forecast | 0 | 0 | 0 | 0 | 0 | 0 | 0 | 0 | 0 | 0 | 0 | 0 | 0 | 0 | 0 | 0 | 0 | 0 | 0 | 0 | 0 | 0 | 0 | 0 | 0 | 0 | 0 | 0 | 0 | 0 | 0
Commercial_Healthcare_Existing_Food Preparation_Natural Gas_Conveyor Oven_E1_Codes & Standards Forecast | Commercial | Healthcare | Existing | Food Preparation | Natural Gas | Conveyor Oven | E1 | Standard | Codes & Standards Forecast | 0 | 0 | 0 | 0 | 0 | 511.8713 | 1404.5748 | 2575.9902 | 3946.653 | 5454.8448 | 6590.0538 | 7433.7886 | 8049.9329 | 8488.5532 | 8788.8834 | 8981.6651 | 9090.9824 | 7127.3302 | 5587.8269 | 4380.8563 | 3434.5913 | 2766.8178 | 2372.5108 | 2232.9476 | 2321.9466 | 2610.047 | 3088.0407 | 3651.9985 | 4234.1979 | 4792.3277 | 5301.6663
Commercial_Healthcare_Existing_Food Preparation_Natural Gas_Conveyor Oven_E2_Codes & Standards Forecast | Commercial | Healthcare | Existing | Food Preparation | Natural Gas | Conveyor Oven | E2 | ENERGY STAR (EF ≥ 44%) Convection Oven utilizing ASTM Std F1496 | Codes & Standards Forecast | 0 | 0 | 0 | 0 | 0 | 0 | 0 | 0 | 0 | 0 | 0 | 0 | 0 | 0 | 0 | 0 | 0 | 0 | 0 | 0 | 0 | 0 | 0 | 0 | 0 | 0 | 0 | 0 | 0 | 0 | 0
Commercial_Healthcare_Existing_Food Preparation_Natural Gas_Conveyor Oven_E3_Codes & Standards Forecast | Commercial | Healthcare | Existing | Food Preparation | Natural Gas | Conveyor Oven | E3 |  | Codes & Standards Forecast | 0 | 0 | 0 | 0 | 0 | 0 | 0 | 0 | 0 | 0 | 0 | 0 | 0 | 0 | 0 | 0 | 0 | 0 | 0 | 0 | 0 | 0 | 0 | 0 | 0 | 0 | 0 | 0 | 0 | 0 | 0
Commercial_Healthcare_Existing_Food Preparation_Natural Gas_Conveyor Oven_E4_Codes & Standards Forecast | Commercial | Healthcare | Existing | Food Preparation | Natural Gas | Conveyor Oven | E4 |  | Codes & Standards Forecast | 0 | 0 | 0 | 0 | 0 | 0 | 0 | 0 | 0 | 0 | 0 | 0 | 0 | 0 | 0 | 0 | 0 | 0 | 0 | 0 | 0 | 0 | 0 | 0 | 0 | 0 | 0 | 0 | 0 | 0 | 0
Commercial_Healthcare_Existing_Food Preparation_Natural Gas_Conveyor Oven_E5_Codes & Standards Forecast | Commercial | Healthcare | Existing | Food Preparation | Natural Gas | Conveyor Oven | E5 |  | Codes & Standards Forecast | 0 | 0 | 0 | 0 | 0 | 0 | 0 | 0 | 0 | 0 | 0 | 0 | 0 | 0 | 0 | 0 | 0 | 0 | 0 | 0 | 0 | 0 | 0 | 0 | 0 | 0 | 0 | 0 | 0 | 0 | 0
Commercial_Healthcare_Existing_Food Preparation_Natural Gas_Conveyor Oven_E6_Codes & Standards Forecast | Commercial | Healthcare | Existing | Food Preparation | Natural Gas | Conveyor Oven | E6 |  | Codes & Standards Forecast | 0 | 0 | 0 | 0 | 0 | 0 | 0 | 0 | 0 | 0 | 0 | 0 | 0 | 0 | 0 | 0 | 0 | 0 | 0 | 0 | 0 | 0 | 0 | 0 | 0 | 0 | 0 | 0 | 0 | 0 | 0
Commercial_Healthcare_Existing_Food Preparation_Natural Gas_Conveyor Oven_E7_Codes & Standards Forecast | Commercial | Healthcare | Existing | Food Preparation | Natural Gas | Conveyor Oven | E7 |  | Codes & Standards Forecast | 0 | 0 | 0 | 0 | 0 | 0 | 0 | 0 | 0 | 0 | 0 | 0 | 0 | 0 | 0 | 0 | 0 | 0 | 0 | 0 | 0 | 0 | 0 | 0 | 0 | 0 | 0 | 0 | 0 | 0 | 0
Commercial_Healthcare_Existing_Food Preparation_Natural Gas_Conveyor Oven_E8_Codes & Standards Forecast | Commercial | Healthcare | Existing | Food Preparation | Natural Gas | Conveyor Oven | E8 |  | Codes & Standards Forecast | 0 | 0 | 0 | 0 | 0 | 0 | 0 | 0 | 0 | 0 | 0 | 0 | 0 | 0 | 0 | 0 | 0 | 0 | 0 | 0 | 0 | 0 | 0 | 0 | 0 | 0 | 0 | 0 | 0 | 0 | 0
Commercial_Healthcare_Existing_Food Preparation_Natural Gas_Conveyor Oven_E9_Codes & Standards Forecast | Commercial | Healthcare | Existing | Food Preparation | Natural Gas | Conveyor Oven | E9 |  | Codes & Standards Forecast | 0 | 0 | 0 | 0 | 0 | 0 | 0 | 0 | 0 | 0 | 0 | 0 | 0 | 0 | 0 | 0 | 0 | 0 | 0 | 0 | 0 | 0 | 0 | 0 | 0 | 0 | 0 | 0 | 0 | 0 | 0
Commercial_Healthcare_Existing_Food Preparation_Natural Gas_Conveyor Oven_E10_Codes & Standards Forecast | Commercial | Healthcare | Existing | Food Preparation | Natural Gas | Conveyor Oven | E10 |  | Codes & Standards Forecast | 0 | 0 | 0 | 0 | 0 | 0 | 0 | 0 | 0 | 0 | 0 | 0 | 0 | 0 | 0 | 0 | 0 | 0 | 0 | 0 | 0 | 0 | 0 | 0 | 0 | 0 | 0 | 0 | 0 | 0 | 0
Commercial_Healthcare_Existing_Food Preparation_Natural Gas_Double Rack Oven_E1_Codes & Standards Forecast | Commercial | Healthcare | Existing | Food Preparation | Natural Gas | Double Rack Oven | E1 | Standard | Codes & Standards Forecast | 0 | 3083.0741 | 4196.4064 | 5136.0284 | 5924.9337 | 6583.1403 | 7128.074 | 7574.9033 | 7936.8301 | 8225.3436 | 7165.1882 | 6241.6751 | 5930.9353 | 5795.532 | 5778.8058 | 5838.8541 | 5945.0168 | 6660.1438 | 6895.171 | 7078.0369 | 7215.9019 | 7109.1663 | 6838.3519 | 6542.0902 | 6258.3627 | 6007.3053 | 5553.6363 | 5226.7111 | 5188.8444 | 5221.1797 | 5291.108
Commercial_Healthcare_Existing_Food Preparation_Natural Gas_Double Rack Oven_E2_Codes & Standards Forecast | Commercial | Healthcare | Existing | Food Preparation | Natural Gas | Double Rack Oven | E2 | FTSC Qualified (>50% Cooking Efficiency) | Codes & Standards Forecast | 0 | 0 | 0 | 0 | 0 | 0 | 0 | 0 | 0 | 0 | 0 | 0 | 0 | 0 | 0 | 0 | 0 | 0 | 0 | 0 | 0 | 0 | 0 | 0 | 0 | 0 | 0 | 0 | 0 | 0 | 0
Commercial_Healthcare_Existing_Food Preparation_Natural Gas_Double Rack Oven_E3_Codes & Standards Forecast | Commercial | Healthcare | Existing | Food Preparation | Natural Gas | Double Rack Oven | E3 |  | Codes & Standards Forecast | 0 | 0 | 0 | 0 | 0 | 0 | 0 | 0 | 0 | 0 | 0 | 0 | 0 | 0 | 0 | 0 | 0 | 0 | 0 | 0 | 0 | 0 | 0 | 0 | 0 | 0 | 0 | 0 | 0 | 0 | 0
Commercial_Healthcare_Existing_Food Preparation_Natural Gas_Double Rack Oven_E4_Codes & Standards Forecast | Commercial | Healthcare | Existing | Food Preparation | Natural Gas | Double Rack Oven | E4 |  | Codes & Standards Forecast | 0 | 0 | 0 | 0 | 0 | 0 | 0 | 0 | 0 | 0 | 0 | 0 | 0 | 0 | 0 | 0 | 0 | 0 | 0 | 0 | 0 | 0 | 0 | 0 | 0 | 0 | 0 | 0 | 0 | 0 | 0
Commercial_Healthcare_Existing_Food Preparation_Natural Gas_Double Rack Oven_E5_Codes & Standards Forecast | Commercial | Healthcare | Existing | Food Preparation | Natural Gas | Double Rack Oven | E5 |  | Codes & Standards Forecast | 0 | 0 | 0 | 0 | 0 | 0 | 0 | 0 | 0 | 0 | 0 | 0 | 0 | 0 | 0 | 0 | 0 | 0 | 0 | 0 | 0 | 0 | 0 | 0 | 0 | 0 | 0 | 0 | 0 | 0 | 0
Commercial_Healthcare_Existing_Food Preparation_Natural Gas_Double Rack Oven_E6_Codes & Standards Forecast | Commercial | Healthcare | Existing | Food Preparation | Natural Gas | Double Rack Oven | E6 |  | Codes & Standards Forecast | 0 | 0 | 0 | 0 | 0 | 0 | 0 | 0 | 0 | 0 | 0 | 0 | 0 | 0 | 0 | 0 | 0 | 0 | 0 | 0 | 0 | 0 | 0 | 0 | 0 | 0 | 0 | 0 | 0 | 0 | 0
Commercial_Healthcare_Existing_Food Preparation_Natural Gas_Double Rack Oven_E7_Codes & Standards Forecast | Commercial | Healthcare | Existing | Food Preparation | Natural Gas | Double Rack Oven | E7 |  | Codes & Standards Forecast | 0 | 0 | 0 | 0 | 0 | 0 | 0 | 0 | 0 | 0 | 0 | 0 | 0 | 0 | 0 | 0 | 0 | 0 | 0 | 0 | 0 | 0 | 0 | 0 | 0 | 0 | 0 | 0 | 0 | 0 | 0
Commercial_Healthcare_Existing_Food Preparation_Natural Gas_Double Rack Oven_E8_Codes & Standards Forecast | Commercial | Healthcare | Existing | Food Preparation | Natural Gas | Double Rack Oven | E8 |  | Codes & Standards Forecast | 0 | 0 | 0 | 0 | 0 | 0 | 0 | 0 | 0 | 0 | 0 | 0 | 0 | 0 | 0 | 0 | 0 | 0 | 0 | 0 | 0 | 0 | 0 | 0 | 0 | 0 | 0 | 0 | 0 | 0 | 0
Commercial_Healthcare_Existing_Food Preparation_Natural Gas_Double Rack Oven_E9_Codes & Standards Forecast | Commercial | Healthcare | Existing | Food Preparation | Natural Gas | Double Rack Oven | E9 |  | Codes & Standards Forecast | 0 | 0 | 0 | 0 | 0 | 0 | 0 | 0 | 0 | 0 | 0 | 0 | 0 | 0 | 0 | 0 | 0 | 0 | 0 | 0 | 0 | 0 | 0 | 0 | 0 | 0 | 0 | 0 | 0 | 0 | 0
Commercial_Healthcare_Existing_Food Preparation_Natural Gas_Double Rack Oven_E10_Codes & Standards Forecast | Commercial | Healthcare | Existing | Food Preparation | Natural Gas | Double Rack Oven | E10 |  | Codes & Standards Forecast | 0 | 0 | 0 | 0 | 0 | 0 | 0 | 0 | 0 | 0 | 0 | 0 | 0 | 0 | 0 | 0 | 0 | 0 | 0 | 0 | 0 | 0 | 0 | 0 | 0 | 0 | 0 | 0 | 0 | 0 | 0
Commercial_Healthcare_Existing_Food Preparation_Natural Gas_Fryer_E1_Codes & Standards Forecast | Commercial | Healthcare | Existing | Food Preparation | Natural Gas | Fryer | E1 | Standard | Codes & Standards Forecast | 0 | 4837.538 | 5257.964 | 0 | 0 | 0 | 0 | 0 | 0 | 0 | 0 | 0 | 0 | 0 | 0 | 0 | 0 | 0 | 0 | 0 | 0 | 0 | 0 | 0 | 0 | 0 | 0 | 0 | 0 | 0 | 0
Commercial_Healthcare_Existing_Food Preparation_Natural Gas_Fryer_E2_Codes & Standards Forecast | Commercial | Healthcare | Existing | Food Preparation | Natural Gas | Fryer | E2 | ENERGY STAR | Codes & Standards Forecast | 0 | 0 | 0 | 5613.5623 | 5911.7841 | 6159.2604 | 6361.8913 | 6524.926 | 6653.034 | 7573.4878 | 8360.6038 | 9029.5862 | 8819.2541 | 8616.3731 | 9395.6617 | 9099.8347 | 8821.6967 | 8699.6655 | 8683.944 | 8737.3572 | 8700.6004 | 8599.0922 | 8784.0381 | 8830.3014 | 8776.1272 | 8518.2977 | 8296.2978 | 8312.6261 | 8091.4172 | 7890.4752 | 7783.5152
Commercial_Healthcare_Existing_Food Preparation_Natural Gas_Fryer_E3_Codes & Standards Forecast | Commercial | Healthcare | Existing | Food Preparation | Natural Gas | Fryer | E3 |  | Codes & Standards Forecast | 0 | 0 | 0 | 0 | 0 | 0 | 0 | 0 | 0 | 0 | 0 | 0 | 0 | 0 | 0 | 0 | 0 | 0 | 0 | 0 | 0 | 0 | 0 | 0 | 0 | 0 | 0 | 0 | 0 | 0 | 0
Commercial_Healthcare_Existing_Food Preparation_Natural Gas_Fryer_E4_Codes & Standards Forecast | Commercial | Healthcare | Existing | Food Preparation | Natural Gas | Fryer | E4 |  | Codes & Standards Forecast | 0 | 0 | 0 | 0 | 0 | 0 | 0 | 0 | 0 | 0 | 0 | 0 | 0 | 0 | 0 | 0 | 0 | 0 | 0 | 0 | 0 | 0 | 0 | 0 | 0 | 0 | 0 | 0 | 0 | 0 | 0
Commercial_Healthcare_Existing_Food Preparation_Natural Gas_Fryer_E5_Codes & Standards Forecast | Commercial | Healthcare | Existing | Food Preparation | Natural Gas | Fryer | E5 |  | Codes & Standards Forecast | 0 | 0 | 0 | 0 | 0 | 0 | 0 | 0 | 0 | 0 | 0 | 0 | 0 | 0 | 0 | 0 | 0 | 0 | 0 | 0 | 0 | 0 | 0 | 0 | 0 | 0 | 0 | 0 | 0 | 0 | 0
Commercial_Healthcare_Existing_Food Preparation_Natural Gas_Fryer_E6_Codes & Standards Forecast | Commercial | Healthcare | Existing | Food Preparation | Natural Gas | Fryer | E6 |  | Codes & Standards Forecast | 0 | 0 | 0 | 0 | 0 | 0 | 0 | 0 | 0 | 0 | 0 | 0 | 0 | 0 | 0 | 0 | 0 | 0 | 0 | 0 | 0 | 0 | 0 | 0 | 0 | 0 | 0 | 0 | 0 | 0 | 0
Commercial_Healthcare_Existing_Food Preparation_Natural Gas_Fryer_E7_Codes & Standards Forecast | Commercial | Healthcare | Existing | Food Preparation | Natural Gas | Fryer | E7 |  | Codes & Standards Forecast | 0 | 0 | 0 | 0 | 0 | 0 | 0 | 0 | 0 | 0 | 0 | 0 | 0 | 0 | 0 | 0 | 0 | 0 | 0 | 0 | 0 | 0 | 0 | 0 | 0 | 0 | 0 | 0 | 0 | 0 | 0
Commercial_Healthcare_Existing_Food Preparation_Natural Gas_Fryer_E8_Codes & Standards Forecast | Commercial | Healthcare | Existing | Food Preparation | Natural Gas | Fryer | E8 |  | Codes & Standards Forecast | 0 | 0 | 0 | 0 | 0 | 0 | 0 | 0 | 0 | 0 | 0 | 0 | 0 | 0 | 0 | 0 | 0 | 0 | 0 | 0 | 0 | 0 | 0 | 0 | 0 | 0 | 0 | 0 | 0 | 0 | 0
Commercial_Healthcare_Existing_Food Preparation_Natural Gas_Fryer_E9_Codes & Standards Forecast | Commercial | Healthcare | Existing | Food Preparation | Natural Gas | Fryer | E9 |  | Codes & Standards Forecast | 0 | 0 | 0 | 0 | 0 | 0 | 0 | 0 | 0 | 0 | 0 | 0 | 0 | 0 | 0 | 0 | 0 | 0 | 0 | 0 | 0 | 0 | 0 | 0 | 0 | 0 | 0 | 0 | 0 | 0 | 0
Commercial_Healthcare_Existing_Food Preparation_Natural Gas_Fryer_E10_Codes & Standards Forecast | Commercial | Healthcare | Existing | Food Preparation | Natural Gas | Fryer | E10 |  | Codes & Standards Forecast | 0 | 0 | 0 | 0 | 0 | 0 | 0 | 0 | 0 | 0 | 0 | 0 | 0 | 0 | 0 | 0 | 0 | 0 | 0 | 0 | 0 | 0 | 0 | 0 | 0 | 0 | 0 | 0 | 0 | 0 | 0
Commercial_Healthcare_Existing_Food Preparation_Natural Gas_Broiler_E1_Codes & Standards Forecast | Commercial | Healthcare | Existing | Food Preparation | Natural Gas | Broiler | E1 | Standard | Codes & Standards Forecast | 0 | 3255.3879 | 3633.3746 | 3946.6917 | 4203.9932 | 4412.8118 | 4579.7026 | 4710.3699 | 4809.7769 | 4882.2411 | 4252.9744 | 3704.8133 | 3748.6423 | 3801.941 | 3857.6686 | 3911.0003 | 3958.7574 | 4616.6483 | 4598.893 | 4571.8806 | 4537.0351 | 4386.9262 | 4162.2772 | 3976.4655 | 3824.772 | 3702.0918 | 3474.6621 | 3310.9794 | 3393.0046 | 3451.8587 | 3490.3536
Commercial_Healthcare_Existing_Food Preparation_Natural Gas_Broiler_E2_Codes & Standards Forecast | Commercial | Healthcare | Existing | Food Preparation | Natural Gas | Broiler | E2 | Infrared Burners | Codes & Standards Forecast | 0 | 0 | 0 | 0 | 0 | 0 | 0 | 0 | 0 | 0 | 0 | 0 | 0 | 0 | 0 | 0 | 0 | 0 | 0 | 0 | 0 | 0 | 0 | 0 | 0 | 0 | 0 | 0 | 0 | 0 | 0
Commercial_Healthcare_Existing_Food Preparation_Natural Gas_Broiler_E3_Codes & Standards Forecast | Commercial | Healthcare | Existing | Food Preparation | Natural Gas | Broiler | E3 |  | Codes & Standards Forecast | 0 | 0 | 0 | 0 | 0 | 0 | 0 | 0 | 0 | 0 | 0 | 0 | 0 | 0 | 0 | 0 | 0 | 0 | 0 | 0 | 0 | 0 | 0 | 0 | 0 | 0 | 0 | 0 | 0 | 0 | 0
Commercial_Healthcare_Existing_Food Preparation_Natural Gas_Broiler_E4_Codes & Standards Forecast | Commercial | Healthcare | Existing | Food Preparation | Natural Gas | Broiler | E4 |  | Codes & Standards Forecast | 0 | 0 | 0 | 0 | 0 | 0 | 0 | 0 | 0 | 0 | 0 | 0 | 0 | 0 | 0 | 0 | 0 | 0 | 0 | 0 | 0 | 0 | 0 | 0 | 0 | 0 | 0 | 0 | 0 | 0 | 0
Commercial_Healthcare_Existing_Food Preparation_Natural Gas_Broiler_E5_Codes & Standards Forecast | Commercial | Healthcare | Existing | Food Preparation | Natural Gas | Broiler | E5 |  | Codes & Standards Forecast | 0 | 0 | 0 | 0 | 0 | 0 | 0 | 0 | 0 | 0 | 0 | 0 | 0 | 0 | 0 | 0 | 0 | 0 | 0 | 0 | 0 | 0 | 0 | 0 | 0 | 0 | 0 | 0 | 0 | 0 | 0
Commercial_Healthcare_Existing_Food Preparation_Natural Gas_Broiler_E6_Codes & Standards Forecast | Commercial | Healthcare | Existing | Food Preparation | Natural Gas | Broiler | E6 |  | Codes & Standards Forecast | 0 | 0 | 0 | 0 | 0 | 0 | 0 | 0 | 0 | 0 | 0 | 0 | 0 | 0 | 0 | 0 | 0 | 0 | 0 | 0 | 0 | 0 | 0 | 0 | 0 | 0 | 0 | 0 | 0 | 0 | 0
Commercial_Healthcare_Existing_Food Preparation_Natural Gas_Broiler_E7_Codes & Standards Forecast | Commercial | Healthcare | Existing | Food Preparation | Natural Gas | Broiler | E7 |  | Codes & Standards Forecast | 0 | 0 | 0 | 0 | 0 | 0 | 0 | 0 | 0 | 0 | 0 | 0 | 0 | 0 | 0 | 0 | 0 | 0 | 0 | 0 | 0 | 0 | 0 | 0 | 0 | 0 | 0 | 0 | 0 | 0 | 0
Commercial_Healthcare_Existing_Food Preparation_Natural Gas_Broiler_E8_Codes & Standards Forecast | Commercial | Healthcare | Existing | Food Preparation | Natural Gas | Broiler | E8 |  | Codes & Standards Forecast | 0 | 0 | 0 | 0 | 0 | 0 | 0 | 0 | 0 | 0 | 0 | 0 | 0 | 0 | 0 | 0 | 0 | 0 | 0 | 0 | 0 | 0 | 0 | 0 | 0 | 0 | 0 | 0 | 0 | 0 | 0
Commercial_Healthcare_Existing_Food Preparation_Natural Gas_Broiler_E9_Codes & Standards Forecast | Commercial | Healthcare | Existing | Food Preparation | Natural Gas | Broiler | E9 |  | Codes & Standards Forecast | 0 | 0 | 0 | 0 | 0 | 0 | 0 | 0 | 0 | 0 | 0 | 0 | 0 | 0 | 0 | 0 | 0 | 0 | 0 | 0 | 0 | 0 | 0 | 0 | 0 | 0 | 0 | 0 | 0 | 0 | 0
Commercial_Healthcare_Existing_Food Preparation_Natural Gas_Broiler_E10_Codes & Standards Forecast | Commercial | Healthcare | Existing | Food Preparation | Natural Gas | Broiler | E10 |  | Codes & Standards Forecast | 0 | 0 | 0 | 0 | 0 | 0 | 0 | 0 | 0 | 0 | 0 | 0 | 0 | 0 | 0 | 0 | 0 | 0 | 0 | 0 | 0 | 0 | 0 | 0 | 0 | 0 | 0 | 0 | 0 | 0 | 0
Commercial_Healthcare_Existing_Food Preparation_Natural Gas_Griddle_E1_Codes & Standards Forecast | Commercial | Healthcare | Existing | Food Preparation | Natural Gas | Griddle | E1 | Standard | Codes & Standards Forecast | 0 | 7948.9988 | 8871.9659 | 9637.0227 | 10265.3011 | 10775.1937 | 11182.7073 | 11501.7705 | 11744.5023 | 11921.445 | 10384.9032 | 9046.4046 | 9153.4261 | 9283.5707 | 9419.6465 | 9549.8715 | 9666.4847 | 11272.9211 | 11229.5663 | 11163.6075 | 11078.5218 | 10711.9865 | 10163.439 | 9709.7244 | 9339.3195 | 9039.7593 | 8484.4218 | 8084.742 | 8285.0309 | 8428.7407 | 8522.7375
Commercial_Healthcare_Existing_Food Preparation_Natural Gas_Griddle_E2_Codes & Standards Forecast | Commercial | Healthcare | Existing | Food Preparation | Natural Gas | Griddle | E2 | ENERGY STAR | Codes & Standards Forecast | 0 | 0 | 0 | 0 | 0 | 0 | 0 | 0 | 0 | 0 | 0 | 0 | 0 | 0 | 0 | 0 | 0 | 0 | 0 | 0 | 0 | 0 | 0 | 0 | 0 | 0 | 0 | 0 | 0 | 0 | 0
Commercial_Healthcare_Existing_Food Preparation_Natural Gas_Griddle_E3_Codes & Standards Forecast | Commercial | Healthcare | Existing | Food Preparation | Natural Gas | Griddle | E3 |  | Codes & Standards Forecast | 0 | 0 | 0 | 0 | 0 | 0 | 0 | 0 | 0 | 0 | 0 | 0 | 0 | 0 | 0 | 0 | 0 | 0 | 0 | 0 | 0 | 0 | 0 | 0 | 0 | 0 | 0 | 0 | 0 | 0 | 0
Commercial_Healthcare_Existing_Food Preparation_Natural Gas_Griddle_E4_Codes & Standards Forecast | Commercial | Healthcare | Existing | Food Preparation | Natural Gas | Griddle | E4 |  | Codes & Standards Forecast | 0 | 0 | 0 | 0 | 0 | 0 | 0 | 0 | 0 | 0 | 0 | 0 | 0 | 0 | 0 | 0 | 0 | 0 | 0 | 0 | 0 | 0 | 0 | 0 | 0 | 0 | 0 | 0 | 0 | 0 | 0
Commercial_Healthcare_Existing_Food Preparation_Natural Gas_Griddle_E5_Codes & Standards Forecast | Commercial | Healthcare | Existing | Food Preparation | Natural Gas | Griddle | E5 |  | Codes & Standards Forecast | 0 | 0 | 0 | 0 | 0 | 0 | 0 | 0 | 0 | 0 | 0 | 0 | 0 | 0 | 0 | 0 | 0 | 0 | 0 | 0 | 0 | 0 | 0 | 0 | 0 | 0 | 0 | 0 | 0 | 0 | 0
Commercial_Healthcare_Existing_Food Preparation_Natural Gas_Griddle_E6_Codes & Standards Forecast | Commercial | Healthcare | Existing | Food Preparation | Natural Gas | Griddle | E6 |  | Codes & Standards Forecast | 0 | 0 | 0 | 0 | 0 | 0 | 0 | 0 | 0 | 0 | 0 | 0 | 0 | 0 | 0 | 0 | 0 | 0 | 0 | 0 | 0 | 0 | 0 | 0 | 0 | 0 | 0 | 0 | 0 | 0 | 0
Commercial_Healthcare_Existing_Food Preparation_Natural Gas_Griddle_E7_Codes & Standards Forecast | Commercial | Healthcare | Existing | Food Preparation | Natural Gas | Griddle | E7 |  | Codes & Standards Forecast | 0 | 0 | 0 | 0 | 0 | 0 | 0 | 0 | 0 | 0 | 0 | 0 | 0 | 0 | 0 | 0 | 0 | 0 | 0 | 0 | 0 | 0 | 0 | 0 | 0 | 0 | 0 | 0 | 0 | 0 | 0
Commercial_Healthcare_Existing_Food Preparation_Natural Gas_Griddle_E8_Codes & Standards Forecast | Commercial | Healthcare | Existing | Food Preparation | Natural Gas | Griddle | E8 |  | Codes & Standards Forecast | 0 | 0 | 0 | 0 | 0 | 0 | 0 | 0 | 0 | 0 | 0 | 0 | 0 | 0 | 0 | 0 | 0 | 0 | 0 | 0 | 0 | 0 | 0 | 0 | 0 | 0 | 0 | 0 | 0 | 0 | 0
Commercial_Healthcare_Existing_Food Preparation_Natural Gas_Griddle_E9_Codes & Standards Forecast | Commercial | Healthcare | Existing | Food Preparation | Natural Gas | Griddle | E9 |  | Codes & Standards Forecast | 0 | 0 | 0 | 0 | 0 | 0 | 0 | 0 | 0 | 0 | 0 | 0 | 0 | 0 | 0 | 0 | 0 | 0 | 0 | 0 | 0 | 0 | 0 | 0 | 0 | 0 | 0 | 0 | 0 | 0 | 0
Commercial_Healthcare_Existing_Food Preparation_Natural Gas_Griddle_E10_Codes & Standards Forecast | Commercial | Healthcare | Existing | Food Preparation | Natural Gas | Griddle | E10 |  | Codes & Standards Forecast | 0 | 0 | 0 | 0 | 0 | 0 | 0 | 0 | 0 | 0 | 0 | 0 | 0 | 0 | 0 | 0 | 0 | 0 | 0 | 0 | 0 | 0 | 0 | 0 | 0 | 0 | 0 | 0 | 0 | 0 | 0
Commercial_Healthcare_Existing_Food Preparation_Natural Gas_Range_E1_Codes & Standards Forecast | Commercial | Healthcare | Existing | Food Preparation | Natural Gas | Range | E1 | Standard | Codes & Standards Forecast | 0 | 50199.021 | 63953.5527 | 74245.1552 | 81831.6602 | 87307.0109 | 91136.666 | 93685.3563 | 95238.8453 | 96020.9901 | 83651.1205 | 76246.7048 | 72157.7629 | 70217.0789 | 69608.5948 | 79687.5914 | 81012.7946 | 81680.9994 | 81841.5327 | 79517.6113 | 76157.4805 | 72603.3697 | 69306.7944 | 66474.5644 | 63339.507 | 62034.7111 | 61748.9313 | 61959.9079 | 61993.3257 | 63568.2683 | 62520.7784
Commercial_Healthcare_Existing_Food Preparation_Natural Gas_Range_E2_Codes & Standards Forecast | Commercial | Healthcare | Existing | Food Preparation | Natural Gas | Range | E2 | High Efficiency | Codes & Standards Forecast | 0 | 0 | 0 | 0 | 0 | 0 | 0 | 0 | 0 | 0 | 0 | 0 | 0 | 0 | 0 | 0 | 0 | 0 | 0 | 0 | 0 | 0 | 0 | 0 | 0 | 0 | 0 | 0 | 0 | 0 | 0
Commercial_Healthcare_Existing_Food Preparation_Natural Gas_Range_E3_Codes & Standards Forecast | Commercial | Healthcare | Existing | Food Preparation | Natural Gas | Range | E3 |  | Codes & Standards Forecast | 0 | 0 | 0 | 0 | 0 | 0 | 0 | 0 | 0 | 0 | 0 | 0 | 0 | 0 | 0 | 0 | 0 | 0 | 0 | 0 | 0 | 0 | 0 | 0 | 0 | 0 | 0 | 0 | 0 | 0 | 0
Commercial_Healthcare_Existing_Food Preparation_Natural Gas_Range_E4_Codes & Standards Forecast | Commercial | Healthcare | Existing | Food Preparation | Natural Gas | Range | E4 |  | Codes & Standards Forecast | 0 | 0 | 0 | 0 | 0 | 0 | 0 | 0 | 0 | 0 | 0 | 0 | 0 | 0 | 0 | 0 | 0 | 0 | 0 | 0 | 0 | 0 | 0 | 0 | 0 | 0 | 0 | 0 | 0 | 0 | 0
Commercial_Healthcare_Existing_Food Preparation_Natural Gas_Range_E5_Codes & Standards Forecast | Commercial | Healthcare | Existing | Food Preparation | Natural Gas | Range | E5 |  | Codes & Standards Forecast | 0 | 0 | 0 | 0 | 0 | 0 | 0 | 0 | 0 | 0 | 0 | 0 | 0 | 0 | 0 | 0 | 0 | 0 | 0 | 0 | 0 | 0 | 0 | 0 | 0 | 0 | 0 | 0 | 0 | 0 | 0
Commercial_Healthcare_Existing_Food Preparation_Natural Gas_Range_E6_Codes & Standards Forecast | Commercial | Healthcare | Existing | Food Preparation | Natural Gas | Range | E6 |  | Codes & Standards Forecast | 0 | 0 | 0 | 0 | 0 | 0 | 0 | 0 | 0 | 0 | 0 | 0 | 0 | 0 | 0 | 0 | 0 | 0 | 0 | 0 | 0 | 0 | 0 | 0 | 0 | 0 | 0 | 0 | 0 | 0 | 0
Commercial_Healthcare_Existing_Food Preparation_Natural Gas_Range_E7_Codes & Standards Forecast | Commercial | Healthcare | Existing | Food Preparation | Natural Gas | Range | E7 |  | Codes & Standards Forecast | 0 | 0 | 0 | 0 | 0 | 0 | 0 | 0 | 0 | 0 | 0 | 0 | 0 | 0 | 0 | 0 | 0 | 0 | 0 | 0 | 0 | 0 | 0 | 0 | 0 | 0 | 0 | 0 | 0 | 0 | 0
Commercial_Healthcare_Existing_Food Preparation_Natural Gas_Range_E8_Codes & Standards Forecast | Commercial | Healthcare | Existing | Food Preparation | Natural Gas | Range | E8 |  | Codes & Standards Forecast | 0 | 0 | 0 | 0 | 0 | 0 | 0 | 0 | 0 | 0 | 0 | 0 | 0 | 0 | 0 | 0 | 0 | 0 | 0 | 0 | 0 | 0 | 0 | 0 | 0 | 0 | 0 | 0 | 0 | 0 | 0
Commercial_Healthcare_Existing_Food Preparation_Natural Gas_Range_E9_Codes & Standards Forecast | Commercial | Healthcare | Existing | Food Preparation | Natural Gas | Range | E9 |  | Codes & Standards Forecast | 0 | 0 | 0 | 0 | 0 | 0 | 0 | 0 | 0 | 0 | 0 | 0 | 0 | 0 | 0 | 0 | 0 | 0 | 0 | 0 | 0 | 0 | 0 | 0 | 0 | 0 | 0 | 0 | 0 | 0 | 0
Commercial_Healthcare_Existing_Food Preparation_Natural Gas_Range_E10_Codes & Standards Forecast | Commercial | Healthcare | Existing | Food Preparation | Natural Gas | Range | E10 |  | Codes & Standards Forecast | 0 | 0 | 0 | 0 | 0 | 0 | 0 | 0 | 0 | 0 | 0 | 0 | 0 | 0 | 0 | 0 | 0 | 0 | 0 | 0 | 0 | 0 | 0 | 0 | 0 | 0 | 0 | 0 | 0 | 0 | 0
Commercial_Healthcare_Existing_Food Preparation_Natural Gas_Steamer_E1_Codes & Standards Forecast | Commercial | Healthcare | Existing | Food Preparation | Natural Gas | Steamer | E1 | Standard | Codes & Standards Forecast | 0 | 6748.654 | 7532.2478 | 0 | 0 | 0 | 0 | 0 | 0 | 0 | 0 | 0 | 0 | 0 | 0 | 0 | 0 | 0 | 0 | 0 | 0 | 0 | 0 | 0 | 0 | 0 | 0 | 0 | 0 | 0 | 0
Commercial_Healthcare_Existing_Food Preparation_Natural Gas_Steamer_E2_Codes & Standards Forecast | Commercial | Healthcare | Existing | Food Preparation | Natural Gas | Steamer | E2 | ENERGY STAR | Codes & Standards Forecast | 0 | 0 | 0 | 8181.7766 | 8715.1813 | 9148.0771 | 9494.0538 | 9764.9367 | 9971.0146 | 10121.2379 | 9441.909 | 8922.729 | 8530.637 | 8238.4952 | 8024.1102 | 7869.4078 | 7759.739 | 7683.2961 | 7630.6223 | 8966.451 | 8833.9969 | 8656.9481 | 8453.5781 | 8237.3281 | 8017.8661 | 7801.937 | 7594.0445 | 7396.9932 | 7172.1546 | 6995.3987 | 6850.0053
Commercial_Healthcare_Existing_Food Preparation_Natural Gas_Steamer_E3_Codes & Standards Forecast | Commercial | Healthcare | Existing | Food Preparation | Natural Gas | Steamer | E3 |  | Codes & Standards Forecast | 0 | 0 | 0 | 0 | 0 | 0 | 0 | 0 | 0 | 0 | 0 | 0 | 0 | 0 | 0 | 0 | 0 | 0 | 0 | 0 | 0 | 0 | 0 | 0 | 0 | 0 | 0 | 0 | 0 | 0 | 0
Commercial_Healthcare_Existing_Food Preparation_Natural Gas_Steamer_E4_Codes & Standards Forecast | Commercial | Healthcare | Existing | Food Preparation | Natural Gas | Steamer | E4 |  | Codes & Standards Forecast | 0 | 0 | 0 | 0 | 0 | 0 | 0 | 0 | 0 | 0 | 0 | 0 | 0 | 0 | 0 | 0 | 0 | 0 | 0 | 0 | 0 | 0 | 0 | 0 | 0 | 0 | 0 | 0 | 0 | 0 | 0
Commercial_Healthcare_Existing_Food Preparation_Natural Gas_Steamer_E5_Codes & Standards Forecast | Commercial | Healthcare | Existing | Food Preparation | Natural Gas | Steamer | E5 |  | Codes & Standards Forecast | 0 | 0 | 0 | 0 | 0 | 0 | 0 | 0 | 0 | 0 | 0 | 0 | 0 | 0 | 0 | 0 | 0 | 0 | 0 | 0 | 0 | 0 | 0 | 0 | 0 | 0 | 0 | 0 | 0 | 0 | 0
Commercial_Healthcare_Existing_Food Preparation_Natural Gas_Steamer_E6_Codes & Standards Forecast | Commercial | Healthcare | Existing | Food Preparation | Natural Gas | Steamer | E6 |  | Codes & Standards Forecast | 0 | 0 | 0 | 0 | 0 | 0 | 0 | 0 | 0 | 0 | 0 | 0 | 0 | 0 | 0 | 0 | 0 | 0 | 0 | 0 | 0 | 0 | 0 | 0 | 0 | 0 | 0 | 0 | 0 | 0 | 0
Commercial_Healthcare_Existing_Food Preparation_Natural Gas_Steamer_E7_Codes & Standards Forecast | Commercial | Healthcare | Existing | Food Preparation | Natural Gas | Steamer | E7 |  | Codes & Standards Forecast | 0 | 0 | 0 | 0 | 0 | 0 | 0 | 0 | 0 | 0 | 0 | 0 | 0 | 0 | 0 | 0 | 0 | 0 | 0 | 0 | 0 | 0 | 0 | 0 | 0 | 0 | 0 | 0 | 0 | 0 | 0
Commercial_Healthcare_Existing_Food Preparation_Natural Gas_Steamer_E8_Codes & Standards Forecast | Commercial | Healthcare | Existing | Food Preparation | Natural Gas | Steamer | E8 |  | Codes & Standards Forecast | 0 | 0 | 0 | 0 | 0 | 0 | 0 | 0 | 0 | 0 | 0 | 0 | 0 | 0 | 0 | 0 | 0 | 0 | 0 | 0 | 0 | 0 | 0 | 0 | 0 | 0 | 0 | 0 | 0 | 0 | 0
Commercial_Healthcare_Existing_Food Preparation_Natural Gas_Steamer_E9_Codes & Standards Forecast | Commercial | Healthcare | Existing | Food Preparation | Natural Gas | Steamer | E9 |  | Codes & Standards Forecast | 0 | 0 | 0 | 0 | 0 | 0 | 0 | 0 | 0 | 0 | 0 | 0 | 0 | 0 | 0 | 0 | 0 | 0 | 0 | 0 | 0 | 0 | 0 | 0 | 0 | 0 | 0 | 0 | 0 | 0 | 0
Commercial_Healthcare_Existing_Food Preparation_Natural Gas_Steamer_E10_Codes & Standards Forecast | Commercial | Healthcare | Existing | Food Preparation | Natural Gas | Steamer | E10 |  | Codes & Standards Forecast | 0 | 0 | 0 | 0 | 0 | 0 | 0 | 0 | 0 | 0 | 0 | 0 | 0 | 0 | 0 | 0 | 0 | 0 | 0 | 0 | 0 | 0 | 0 | 0 | 0 | 0 | 0 | 0 | 0 | 0 | 0
Commercial_Healthcare_Existing_Food Preparation_Natural Gas_Food Prep Other_E1_Codes & Standards Forecast | Commercial | Healthcare | Existing | Food Preparation | Natural Gas | Food Prep Other | E1 | Standard | Codes & Standards Forecast | 0 | 7288.5464 | 9285.6081 | 10779.8767 | 11881.3841 | 12676.3667 | 13232.4058 | 13602.4578 | 13828.0135 | 13941.5755 | 12145.557 | 11070.4877 | 10476.802 | 10195.0282 | 10106.6806 | 11570.0803 | 11762.4906 | 11859.5092 | 11882.8175 | 11545.4004 | 11057.5329 | 10541.5009 | 10062.8613 | 9651.6413 | 9196.4529 | 9007.0057 | 8965.5125 | 8996.1448 | 9000.9968 | 9229.6675 | 9077.5793
Commercial_Healthcare_Existing_Food Preparation_Natural Gas_Food Prep Other_E2_Codes & Standards Forecast | Commercial | Healthcare | Existing | Food Preparation | Natural Gas | Food Prep Other | E2 | ENERGY STAR | Codes & Standards Forecast | 0 | 0 | 0 | 0 | 0 | 0 | 0 | 0 | 0 | 0 | 0 | 0 | 0 | 0 | 0 | 0 | 0 | 0 | 0 | 0 | 0 | 0 | 0 | 0 | 0 | 0 | 0 | 0 | 0 | 0 | 0
Commercial_Healthcare_Existing_Food Preparation_Natural Gas_Food Prep Other_E3_Codes & Standards Forecast | Commercial | Healthcare | Existing | Food Preparation | Natural Gas | Food Prep Other | E3 |  | Codes & Standards Forecast | 0 | 0 | 0 | 0 | 0 | 0 | 0 | 0 | 0 | 0 | 0 | 0 | 0 | 0 | 0 | 0 | 0 | 0 | 0 | 0 | 0 | 0 | 0 | 0 | 0 | 0 | 0 | 0 | 0 | 0 | 0
Commercial_Healthcare_Existing_Food Preparation_Natural Gas_Food Prep Other_E4_Codes & Standards Forecast | Commercial | Healthcare | Existing | Food Preparation | Natural Gas | Food Prep Other | E4 |  | Codes & Standards Forecast | 0 | 0 | 0 | 0 | 0 | 0 | 0 | 0 | 0 | 0 | 0 | 0 | 0 | 0 | 0 | 0 | 0 | 0 | 0 | 0 | 0 | 0 | 0 | 0 | 0 | 0 | 0 | 0 | 0 | 0 | 0
Commercial_Healthcare_Existing_Food Preparation_Natural Gas_Food Prep Other_E5_Codes & Standards Forecast | Commercial | Healthcare | Existing | Food Preparation | Natural Gas | Food Prep Other | E5 |  | Codes & Standards Forecast | 0 | 0 | 0 | 0 | 0 | 0 | 0 | 0 | 0 | 0 | 0 | 0 | 0 | 0 | 0 | 0 | 0 | 0 | 0 | 0 | 0 | 0 | 0 | 0 | 0 | 0 | 0 | 0 | 0 | 0 | 0
Commercial_Healthcare_Existing_Food Preparation_Natural Gas_Food Prep Other_E6_Codes & Standards Forecast | Commercial | Healthcare | Existing | Food Preparation | Natural Gas | Food Prep Other | E6 |  | Codes & Standards Forecast | 0 | 0 | 0 | 0 | 0 | 0 | 0 | 0 | 0 | 0 | 0 | 0 | 0 | 0 | 0 | 0 | 0 | 0 | 0 | 0 | 0 | 0 | 0 | 0 | 0 | 0 | 0 | 0 | 0 | 0 | 0
Commercial_Healthcare_Existing_Food Preparation_Natural Gas_Food Prep Other_E7_Codes & Standards Forecast | Commercial | Healthcare | Existing | Food Preparation | Natural Gas | Food Prep Other | E7 |  | Codes & Standards Forecast | 0 | 0 | 0 | 0 | 0 | 0 | 0 | 0 | 0 | 0 | 0 | 0 | 0 | 0 | 0 | 0 | 0 | 0 | 0 | 0 | 0 | 0 | 0 | 0 | 0 | 0 | 0 | 0 | 0 | 0 | 0
Commercial_Healthcare_Existing_Food Preparation_Natural Gas_Food Prep Other_E8_Codes & Standards Forecast | Commercial | Healthcare | Existing | Food Preparation | Natural Gas | Food Prep Other | E8 |  | Codes & Standards Forecast | 0 | 0 | 0 | 0 | 0 | 0 | 0 | 0 | 0 | 0 | 0 | 0 | 0 | 0 | 0 | 0 | 0 | 0 | 0 | 0 | 0 | 0 | 0 | 0 | 0 | 0 | 0 | 0 | 0 | 0 | 0
Commercial_Healthcare_Existing_Food Preparation_Natural Gas_Food Prep Other_E9_Codes & Standards Forecast | Commercial | Healthcare | Existing | Food Preparation | Natural Gas | Food Prep Other | E9 |  | Codes & Standards Forecast | 0 | 0 | 0 | 0 | 0 | 0 | 0 | 0 | 0 | 0 | 0 | 0 | 0 | 0 | 0 | 0 | 0 | 0 | 0 | 0 | 0 | 0 | 0 | 0 | 0 | 0 | 0 | 0 | 0 | 0 | 0
Commercial_Healthcare_Existing_Food Preparation_Natural Gas_Food Prep Other_E10_Codes & Standards Forecast | Commercial | Healthcare | Existing | Food Preparation | Natural Gas | Food Prep Other | E10 |  | Codes & Standards Forecast | 0 | 0 | 0 | 0 | 0 | 0 | 0 | 0 | 0 | 0 | 0 | 0 | 0 | 0 | 0 | 0 | 0 | 0 | 0 | 0 | 0 | 0 | 0 | 0 | 0 | 0 | 0 | 0 | 0 | 0 | 0
Commercial_Healthcare_Existing_Miscellaneous_Natural Gas_Pool Heater_E1_Codes & Standards Forecast | Commercial | Healthcare | Existing | Miscellaneous | Natural Gas | Pool Heater | E1 | Standard (EF .82) | Codes & Standards Forecast | 0 | 5930.9603 | 5618.5963 | 5354.3286 | 5128.1557 | 4932.2289 | 4939.0911 | 4888.0006 | 4800.1703 | 4690.4228 | 4568.9603 | 5745.3311 | 5346.5143 | 5026.9273 | 4763.5579 | 4540.6274 | 4621.1153 | 4599.7346 | 4517.1076 | 4399.6443 | 4264.2714 | 4450.1535 | 4259.6686 | 4110.6526 | 3983.2608 | 3866.4457 | 3872.5017 | 3821.3384 | 3741.0766 | 3647.3054 | 3548.3312
Commercial_Healthcare_Existing_Miscellaneous_Natural Gas_Pool Heater_E2_Codes & Standards Forecast | Commercial | Healthcare | Existing | Miscellaneous | Natural Gas | Pool Heater | E2 | Condensing (EF .90) | Codes & Standards Forecast | 0 | 0 | 0 | 0 | 0 | 0 | 0 | 0 | 0 | 0 | 0 | 0 | 0 | 0 | 0 | 0 | 0 | 0 | 0 | 0 | 0 | 0 | 0 | 0 | 0 | 0 | 0 | 0 | 0 | 0 | 0
Commercial_Healthcare_Existing_Miscellaneous_Natural Gas_Pool Heater_E3_Codes & Standards Forecast | Commercial | Healthcare | Existing | Miscellaneous | Natural Gas | Pool Heater | E3 |  | Codes & Standards Forecast | 0 | 0 | 0 | 0 | 0 | 0 | 0 | 0 | 0 | 0 | 0 | 0 | 0 | 0 | 0 | 0 | 0 | 0 | 0 | 0 | 0 | 0 | 0 | 0 | 0 | 0 | 0 | 0 | 0 | 0 | 0
Commercial_Healthcare_Existing_Miscellaneous_Natural Gas_Pool Heater_E4_Codes & Standards Forecast | Commercial | Healthcare | Existing | Miscellaneous | Natural Gas | Pool Heater | E4 |  | Codes & Standards Forecast | 0 | 0 | 0 | 0 | 0 | 0 | 0 | 0 | 0 | 0 | 0 | 0 | 0 | 0 | 0 | 0 | 0 | 0 | 0 | 0 | 0 | 0 | 0 | 0 | 0 | 0 | 0 | 0 | 0 | 0 | 0
Commercial_Healthcare_Existing_Miscellaneous_Natural Gas_Pool Heater_E5_Codes & Standards Forecast | Commercial | Healthcare | Existing | Miscellaneous | Natural Gas | Pool Heater | E5 |  | Codes & Standards Forecast | 0 | 0 | 0 | 0 | 0 | 0 | 0 | 0 | 0 | 0 | 0 | 0 | 0 | 0 | 0 | 0 | 0 | 0 | 0 | 0 | 0 | 0 | 0 | 0 | 0 | 0 | 0 | 0 | 0 | 0 | 0
Commercial_Healthcare_Existing_Miscellaneous_Natural Gas_Pool Heater_E6_Codes & Standards Forecast | Commercial | Healthcare | Existing | Miscellaneous | Natural Gas | Pool Heater | E6 |  | Codes & Standards Forecast | 0 | 0 | 0 | 0 | 0 | 0 | 0 | 0 | 0 | 0 | 0 | 0 | 0 | 0 | 0 | 0 | 0 | 0 | 0 | 0 | 0 | 0 | 0 | 0 | 0 | 0 | 0 | 0 | 0 | 0 | 0
Commercial_Healthcare_Existing_Miscellaneous_Natural Gas_Pool Heater_E7_Codes & Standards Forecast | Commercial | Healthcare | Existing | Miscellaneous | Natural Gas | Pool Heater | E7 |  | Codes & Standards Forecast | 0 | 0 | 0 | 0 | 0 | 0 | 0 | 0 | 0 | 0 | 0 | 0 | 0 | 0 | 0 | 0 | 0 | 0 | 0 | 0 | 0 | 0 | 0 | 0 | 0 | 0 | 0 | 0 | 0 | 0 | 0
Commercial_Healthcare_Existing_Miscellaneous_Natural Gas_Pool Heater_E8_Codes & Standards Forecast | Commercial | Healthcare | Existing | Miscellaneous | Natural Gas | Pool Heater | E8 |  | Codes & Standards Forecast | 0 | 0 | 0 | 0 | 0 | 0 | 0 | 0 | 0 | 0 | 0 | 0 | 0 | 0 | 0 | 0 | 0 | 0 | 0 | 0 | 0 | 0 | 0 | 0 | 0 | 0 | 0 | 0 | 0 | 0 | 0
Commercial_Healthcare_Existing_Miscellaneous_Natural Gas_Pool Heater_E9_Codes & Standards Forecast | Commercial | Healthcare | Existing | Miscellaneous | Natural Gas | Pool Heater | E9 |  | Codes & Standards Forecast | 0 | 0 | 0 | 0 | 0 | 0 | 0 | 0 | 0 | 0 | 0 | 0 | 0 | 0 | 0 | 0 | 0 | 0 | 0 | 0 | 0 | 0 | 0 | 0 | 0 | 0 | 0 | 0 | 0 | 0 | 0
Commercial_Healthcare_Existing_Miscellaneous_Natural Gas_Pool Heater_E10_Codes & Standards Forecast | Commercial | Healthcare | Existing | Miscellaneous | Natural Gas | Pool Heater | E10 |  | Codes & Standards Forecast | 0 | 0 | 0 | 0 | 0 | 0 | 0 | 0 | 0 | 0 | 0 | 0 | 0 | 0 | 0 | 0 | 0 | 0 | 0 | 0 | 0 | 0 | 0 | 0 | 0 | 0 | 0 | 0 | 0 | 0 | 0
Commercial_Healthcare_Existing_Miscellaneous_Natural Gas_Miscellaneous_E1_Codes & Standards Forecast | Commercial | Healthcare | Existing | Miscellaneous | Natural Gas | Miscellaneous | E1 | Standard | Codes & Standards Forecast | 0 | 300522.9505 | 350610.1089 | 390719.9054 | 368611.8344 | 356775.5737 | 352226.1175 | 345432.0115 | 338133.5062 | 331391.0601 | 324813.897 | 389850.2475 | 385386.3234 | 378615.5523 | 367052.0169 | 359078.4922 | 353148.7024 | 346056.8702 | 338875.2174 | 332142.9591 | 325541.5678 | 336047.7812 | 327732.2231 | 319289.1361 | 312436.3639 | 306361.5402 | 300572.0326 | 294482.5812 | 288495.4971 | 282760.7021 | 277123.8115
Commercial_Healthcare_Existing_Miscellaneous_Natural Gas_Miscellaneous_E2_Codes & Standards Forecast | Commercial | Healthcare | Existing | Miscellaneous | Natural Gas | Miscellaneous | E2 |  | Codes & Standards Forecast | 0 | 0 | 0 | 0 | 0 | 0 | 0 | 0 | 0 | 0 | 0 | 0 | 0 | 0 | 0 | 0 | 0 | 0 | 0 | 0 | 0 | 0 | 0 | 0 | 0 | 0 | 0 | 0 | 0 | 0 | 0
Commercial_Healthcare_Existing_Miscellaneous_Natural Gas_Miscellaneous_E3_Codes & Standards Forecast | Commercial | Healthcare | Existing | Miscellaneous | Natural Gas | Miscellaneous | E3 |  | Codes & Standards Forecast | 0 | 0 | 0 | 0 | 0 | 0 | 0 | 0 | 0 | 0 | 0 | 0 | 0 | 0 | 0 | 0 | 0 | 0 | 0 | 0 | 0 | 0 | 0 | 0 | 0 | 0 | 0 | 0 | 0 | 0 | 0
Commercial_Healthcare_Existing_Miscellaneous_Natural Gas_Miscellaneous_E4_Codes & Standards Forecast | Commercial | Healthcare | Existing | Miscellaneous | Natural Gas | Miscellaneous | E4 |  | Codes & Standards Forecast | 0 | 0 | 0 | 0 | 0 | 0 | 0 | 0 | 0 | 0 | 0 | 0 | 0 | 0 | 0 | 0 | 0 | 0 | 0 | 0 | 0 | 0 | 0 | 0 | 0 | 0 | 0 | 0 | 0 | 0 | 0
Commercial_Healthcare_Existing_Miscellaneous_Natural Gas_Miscellaneous_E5_Codes & Standards Forecast | Commercial | Healthcare | Existing | Miscellaneous | Natural Gas | Miscellaneous | E5 |  | Codes & Standards Forecast | 0 | 0 | 0 | 0 | 0 | 0 | 0 | 0 | 0 | 0 | 0 | 0 | 0 | 0 | 0 | 0 | 0 | 0 | 0 | 0 | 0 | 0 | 0 | 0 | 0 | 0 | 0 | 0 | 0 | 0 | 0
Commercial_Healthcare_Existing_Miscellaneous_Natural Gas_Miscellaneous_E6_Codes & Standards Forecast | Commercial | Healthcare | Existing | Miscellaneous | Natural Gas | Miscellaneous | E6 |  | Codes & Standards Forecast | 0 | 0 | 0 | 0 | 0 | 0 | 0 | 0 | 0 | 0 | 0 | 0 | 0 | 0 | 0 | 0 | 0 | 0 | 0 | 0 | 0 | 0 | 0 | 0 | 0 | 0 | 0 | 0 | 0 | 0 | 0
Commercial_Healthcare_Existing_Miscellaneous_Natural Gas_Miscellaneous_E7_Codes & Standards Forecast | Commercial | Healthcare | Existing | Miscellaneous | Natural Gas | Miscellaneous | E7 |  | Codes & Standards Forecast | 0 | 0 | 0 | 0 | 0 | 0 | 0 | 0 | 0 | 0 | 0 | 0 | 0 | 0 | 0 | 0 | 0 | 0 | 0 | 0 | 0 | 0 | 0 | 0 | 0 | 0 | 0 | 0 | 0 | 0 | 0
Commercial_Healthcare_Existing_Miscellaneous_Natural Gas_Miscellaneous_E8_Codes & Standards Forecast | Commercial | Healthcare | Existing | Miscellaneous | Natural Gas | Miscellaneous | E8 |  | Codes & Standards Forecast | 0 | 0 | 0 | 0 | 0 | 0 | 0 | 0 | 0 | 0 | 0 | 0 | 0 | 0 | 0 | 0 | 0 | 0 | 0 | 0 | 0 | 0 | 0 | 0 | 0 | 0 | 0 | 0 | 0 | 0 | 0
Commercial_Healthcare_Existing_Miscellaneous_Natural Gas_Miscellaneous_E9_Codes & Standards Forecast | Commercial | Healthcare | Existing | Miscellaneous | Natural Gas | Miscellaneous | E9 |  | Codes & Standards Forecast | 0 | 0 | 0 | 0 | 0 | 0 | 0 | 0 | 0 | 0 | 0 | 0 | 0 | 0 | 0 | 0 | 0 | 0 | 0 | 0 | 0 | 0 | 0 | 0 | 0 | 0 | 0 | 0 | 0 | 0 | 0
Commercial_Healthcare_Existing_Miscellaneous_Natural Gas_Miscellaneous_E10_Codes & Standards Forecast | Commercial | Healthcare | Existing | Miscellaneous | Natural Gas | Miscellaneous | E10 |  | Codes & Standards Forecast | 0 | 0 | 0 | 0 | 0 | 0 | 0 | 0 | 0 | 0 | 0 | 0 | 0 | 0 | 0 | 0 | 0 | 0 | 0 | 0 | 0 | 0 | 0 | 0 | 0 | 0 | 0 | 0 | 0 | 0 | 0
Commercial_Healthcare_New_Space Heating_Natural Gas_Furnace_E1_Codes & Standards Forecast | Commercial | Healthcare | New | Space Heating | Natural Gas | Furnace | E1 | AFUE 80% (Standard) | Codes & Standards Forecast | 0 | 0 | 0 | 0 | 0 | 0 | 0 | 0 | 0 | 0 | 0 | 0 | 0 | 0 | 0 | 0 | 0 | 0 | 0 | 0 | 0 | 0 | 0 | 0 | 0 | 0 | 0 | 0 | 0 | 0 | 0
Commercial_Healthcare_New_Space Heating_Natural Gas_Furnace_E2_Codes & Standards Forecast | Commercial | Healthcare | New | Space Heating | Natural Gas | Furnace | E2 | AFUE 90% | Codes & Standards Forecast | 0 | 0 | 0 | 0 | 0 | 0 | 0 | 0 | 0 | 0 | 0 | 0 | 0 | 0 | 0 | 0 | 0 | 0 | 0 | 0 | 0 | 0 | 0 | 0 | 0 | 0 | 0 | 0 | 0 | 0 | 0
Commercial_Healthcare_New_Space Heating_Natural Gas_Furnace_E3_Codes & Standards Forecast | Commercial | Healthcare | New | Space Heating | Natural Gas | Furnace | E3 | AFUE 95% | Codes & Standards Forecast | 0 | 0 | 0 | 0 | 0 | 0 | 0 | 0 | 0 | 0 | 0 | 0 | 0 | 0 | 0 | 0 | 0 | 0 | 0 | 0 | 0 | 0 | 0 | 0 | 0 | 0 | 0 | 0 | 0 | 0 | 0
Commercial_Healthcare_New_Space Heating_Natural Gas_Furnace_E4_Codes & Standards Forecast | Commercial | Healthcare | New | Space Heating | Natural Gas | Furnace | E4 |  | Codes & Standards Forecast | 0 | 0 | 0 | 0 | 0 | 0 | 0 | 0 | 0 | 0 | 0 | 0 | 0 | 0 | 0 | 0 | 0 | 0 | 0 | 0 | 0 | 0 | 0 | 0 | 0 | 0 | 0 | 0 | 0 | 0 | 0
Commercial_Healthcare_New_Space Heating_Natural Gas_Furnace_E5_Codes & Standards Forecast | Commercial | Healthcare | New | Space Heating | Natural Gas | Furnace | E5 |  | Codes & Standards Forecast | 0 | 0 | 0 | 0 | 0 | 0 | 0 | 0 | 0 | 0 | 0 | 0 | 0 | 0 | 0 | 0 | 0 | 0 | 0 | 0 | 0 | 0 | 0 | 0 | 0 | 0 | 0 | 0 | 0 | 0 | 0
Commercial_Healthcare_New_Space Heating_Natural Gas_Furnace_E6_Codes & Standards Forecast | Commercial | Healthcare | New | Space Heating | Natural Gas | Furnace | E6 |  | Codes & Standards Forecast | 0 | 0 | 0 | 0 | 0 | 0 | 0 | 0 | 0 | 0 | 0 | 0 | 0 | 0 | 0 | 0 | 0 | 0 | 0 | 0 | 0 | 0 | 0 | 0 | 0 | 0 | 0 | 0 | 0 | 0 | 0
Commercial_Healthcare_New_Space Heating_Natural Gas_Furnace_E7_Codes & Standards Forecast | Commercial | Healthcare | New | Space Heating | Natural Gas | Furnace | E7 |  | Codes & Standards Forecast | 0 | 0 | 0 | 0 | 0 | 0 | 0 | 0 | 0 | 0 | 0 | 0 | 0 | 0 | 0 | 0 | 0 | 0 | 0 | 0 | 0 | 0 | 0 | 0 | 0 | 0 | 0 | 0 | 0 | 0 | 0
Commercial_Healthcare_New_Space Heating_Natural Gas_Furnace_E8_Codes & Standards Forecast | Commercial | Healthcare | New | Space Heating | Natural Gas | Furnace | E8 |  | Codes & Standards Forecast | 0 | 0 | 0 | 0 | 0 | 0 | 0 | 0 | 0 | 0 | 0 | 0 | 0 | 0 | 0 | 0 | 0 | 0 | 0 | 0 | 0 | 0 | 0 | 0 | 0 | 0 | 0 | 0 | 0 | 0 | 0
Commercial_Healthcare_New_Space Heating_Natural Gas_Furnace_E9_Codes & Standards Forecast | Commercial | Healthcare | New | Space Heating | Natural Gas | Furnace | E9 |  | Codes & Standards Forecast | 0 | 0 | 0 | 0 | 0 | 0 | 0 | 0 | 0 | 0 | 0 | 0 | 0 | 0 | 0 | 0 | 0 | 0 | 0 | 0 | 0 | 0 | 0 | 0 | 0 | 0 | 0 | 0 | 0 | 0 | 0
Commercial_Healthcare_New_Space Heating_Natural Gas_Furnace_E10_Codes & Standards Forecast | Commercial | Healthcare | New | Space Heating | Natural Gas | Furnace | E10 |  | Codes & Standards Forecast | 0 | 0 | 0 | 0 | 0 | 0 | 0 | 0 | 0 | 0 | 0 | 0 | 0 | 0 | 0 | 0 | 0 | 0 | 0 | 0 | 0 | 0 | 0 | 0 | 0 | 0 | 0 | 0 | 0 | 0 | 0
Commercial_Healthcare_New_Space Heating_Natural Gas_Boiler_E1_Codes & Standards Forecast | Commercial | Healthcare | New | Space Heating | Natural Gas | Boiler | E1 | AFUE 80% (Standard) | Codes & Standards Forecast | 0 | 0 | 0 | 0 | 0 | 0 | 0 | 0 | 0 | 0 | 0 | 0 | 0 | 0 | 0 | 0 | 0 | 0 | 0 | 0 | 0 | 0 | 0 | 0 | 0 | 0 | 0 | 0 | 0 | 0 | 0
Commercial_Healthcare_New_Space Heating_Natural Gas_Boiler_E2_Codes & Standards Forecast | Commercial | Healthcare | New | Space Heating | Natural Gas | Boiler | E2 | AFUE 85% | Codes & Standards Forecast | 0 | 0 | 0 | 0 | 0 | 0 | 0 | 0 | 0 | 0 | 0 | 0 | 0 | 0 | 0 | 0 | 0 | 0 | 0 | 0 | 0 | 0 | 0 | 0 | 0 | 0 | 0 | 0 | 0 | 0 | 0
Commercial_Healthcare_New_Space Heating_Natural Gas_Boiler_E3_Codes & Standards Forecast | Commercial | Healthcare | New | Space Heating | Natural Gas | Boiler | E3 | AFUE 98% | Codes & Standards Forecast | 0 | 0 | 0 | 0 | 0 | 0 | 0 | 0 | 0 | 0 | 0 | 0 | 0 | 0 | 0 | 0 | 0 | 0 | 0 | 0 | 0 | 0 | 0 | 0 | 0 | 0 | 0 | 0 | 0 | 0 | 0
Commercial_Healthcare_New_Space Heating_Natural Gas_Boiler_E4_Codes & Standards Forecast | Commercial | Healthcare | New | Space Heating | Natural Gas | Boiler | E4 | Convert to NG Air Source Heat Pump | Codes & Standards Forecast | 0 | 0 | 0 | 0 | 0 | 0 | 0 | 0 | 0 | 0 | 0 | 0 | 0 | 0 | 0 | 0 | 0 | 0 | 0 | 0 | 0 | 0 | 0 | 0 | 0 | 0 | 0 | 0 | 0 | 0 | 0
Commercial_Healthcare_New_Space Heating_Natural Gas_Boiler_E5_Codes & Standards Forecast | Commercial | Healthcare | New | Space Heating | Natural Gas | Boiler | E5 |  | Codes & Standards Forecast | 0 | 0 | 0 | 0 | 0 | 0 | 0 | 0 | 0 | 0 | 0 | 0 | 0 | 0 | 0 | 0 | 0 | 0 | 0 | 0 | 0 | 0 | 0 | 0 | 0 | 0 | 0 | 0 | 0 | 0 | 0
Commercial_Healthcare_New_Space Heating_Natural Gas_Boiler_E6_Codes & Standards Forecast | Commercial | Healthcare | New | Space Heating | Natural Gas | Boiler | E6 |  | Codes & Standards Forecast | 0 | 0 | 0 | 0 | 0 | 0 | 0 | 0 | 0 | 0 | 0 | 0 | 0 | 0 | 0 | 0 | 0 | 0 | 0 | 0 | 0 | 0 | 0 | 0 | 0 | 0 | 0 | 0 | 0 | 0 | 0
Commercial_Healthcare_New_Space Heating_Natural Gas_Boiler_E7_Codes & Standards Forecast | Commercial | Healthcare | New | Space Heating | Natural Gas | Boiler | E7 |  | Codes & Standards Forecast | 0 | 0 | 0 | 0 | 0 | 0 | 0 | 0 | 0 | 0 | 0 | 0 | 0 | 0 | 0 | 0 | 0 | 0 | 0 | 0 | 0 | 0 | 0 | 0 | 0 | 0 | 0 | 0 | 0 | 0 | 0
Commercial_Healthcare_New_Space Heating_Natural Gas_Boiler_E8_Codes & Standards Forecast | Commercial | Healthcare | New | Space Heating | Natural Gas | Boiler | E8 |  | Codes & Standards Forecast | 0 | 0 | 0 | 0 | 0 | 0 | 0 | 0 | 0 | 0 | 0 | 0 | 0 | 0 | 0 | 0 | 0 | 0 | 0 | 0 | 0 | 0 | 0 | 0 | 0 | 0 | 0 | 0 | 0 | 0 | 0
Commercial_Healthcare_New_Space Heating_Natural Gas_Boiler_E9_Codes & Standards Forecast | Commercial | Healthcare | New | Space Heating | Natural Gas | Boiler | E9 |  | Codes & Standards Forecast | 0 | 0 | 0 | 0 | 0 | 0 | 0 | 0 | 0 | 0 | 0 | 0 | 0 | 0 | 0 | 0 | 0 | 0 | 0 | 0 | 0 | 0 | 0 | 0 | 0 | 0 | 0 | 0 | 0 | 0 | 0
Commercial_Healthcare_New_Space Heating_Natural Gas_Boiler_E10_Codes & Standards Forecast | Commercial | Healthcare | New | Space Heating | Natural Gas | Boiler | E10 |  | Codes & Standards Forecast | 0 | 0 | 0 | 0 | 0 | 0 | 0 | 0 | 0 | 0 | 0 | 0 | 0 | 0 | 0 | 0 | 0 | 0 | 0 | 0 | 0 | 0 | 0 | 0 | 0 | 0 | 0 | 0 | 0 | 0 | 0
Commercial_Healthcare_New_Space Heating_Natural Gas_Unit Heater_E1_Codes & Standards Forecast | Commercial | Healthcare | New | Space Heating | Natural Gas | Unit Heater | E1 | Standard | Codes & Standards Forecast | 0 | 3739.0695 | 3773.3578 | 4000.3832 | 2195.6317 | 0 | 0 | 0 | 0 | 0 | 0 | 0 | 0 | 0 | 0 | 0 | 0 | 0 | 0 | 0 | 0 | 0 | 0 | 0 | 0 | 0 | 0 | 0 | 0 | 0 | 0
Commercial_Healthcare_New_Space Heating_Natural Gas_Unit Heater_E2_Codes & Standards Forecast | Commercial | Healthcare | New | Space Heating | Natural Gas | Unit Heater | E2 | Condensing | Codes & Standards Forecast | 0 | 0 | 0 | 0 | 0 | 1788.7889 | 1762.6331 | 1737.0482 | 1712.023 | 1687.5466 | 1663.6082 | 2174.3501 | 2614.2 | 3020.883 | 3108.9459 | 3123.6686 | 3129.9721 | 3129.1998 | 4211.905 | 4054.6211 | 3970.1917 | 3376.5186 | 3335.5402 | 3467.2397 | 3590.7337 | 3696.7644 | 3786.6701 | 3861.789 | 4234.6898 | 4509.2998 | 4721.1057
Commercial_Healthcare_New_Space Heating_Natural Gas_Unit Heater_E3_Codes & Standards Forecast | Commercial | Healthcare | New | Space Heating | Natural Gas | Unit Heater | E3 | Infrared Radiant | Codes & Standards Forecast | 0 | 0 | 0 | 0 | 0 | 0 | 0 | 0 | 0 | 0 | 0 | 0 | 0 | 0 | 0 | 0 | 0 | 0 | 0 | 0 | 0 | 0 | 0 | 0 | 0 | 0 | 0 | 0 | 0 | 0 | 0
Commercial_Healthcare_New_Space Heating_Natural Gas_Unit Heater_E4_Codes & Standards Forecast | Commercial | Healthcare | New | Space Heating | Natural Gas | Unit Heater | E4 |  | Codes & Standards Forecast | 0 | 0 | 0 | 0 | 0 | 0 | 0 | 0 | 0 | 0 | 0 | 0 | 0 | 0 | 0 | 0 | 0 | 0 | 0 | 0 | 0 | 0 | 0 | 0 | 0 | 0 | 0 | 0 | 0 | 0 | 0
Commercial_Healthcare_New_Space Heating_Natural Gas_Unit Heater_E5_Codes & Standards Forecast | Commercial | Healthcare | New | Space Heating | Natural Gas | Unit Heater | E5 |  | Codes & Standards Forecast | 0 | 0 | 0 | 0 | 0 | 0 | 0 | 0 | 0 | 0 | 0 | 0 | 0 | 0 | 0 | 0 | 0 | 0 | 0 | 0 | 0 | 0 | 0 | 0 | 0 | 0 | 0 | 0 | 0 | 0 | 0
Commercial_Healthcare_New_Space Heating_Natural Gas_Unit Heater_E6_Codes & Standards Forecast | Commercial | Healthcare | New | Space Heating | Natural Gas | Unit Heater | E6 |  | Codes & Standards Forecast | 0 | 0 | 0 | 0 | 0 | 0 | 0 | 0 | 0 | 0 | 0 | 0 | 0 | 0 | 0 | 0 | 0 | 0 | 0 | 0 | 0 | 0 | 0 | 0 | 0 | 0 | 0 | 0 | 0 | 0 | 0
Commercial_Healthcare_New_Space Heating_Natural Gas_Unit Heater_E7_Codes & Standards Forecast | Commercial | Healthcare | New | Space Heating | Natural Gas | Unit Heater | E7 |  | Codes & Standards Forecast | 0 | 0 | 0 | 0 | 0 | 0 | 0 | 0 | 0 | 0 | 0 | 0 | 0 | 0 | 0 | 0 | 0 | 0 | 0 | 0 | 0 | 0 | 0 | 0 | 0 | 0 | 0 | 0 | 0 | 0 | 0
Commercial_Healthcare_New_Space Heating_Natural Gas_Unit Heater_E8_Codes & Standards Forecast | Commercial | Healthcare | New | Space Heating | Natural Gas | Unit Heater | E8 |  | Codes & Standards Forecast | 0 | 0 | 0 | 0 | 0 | 0 | 0 | 0 | 0 | 0 | 0 | 0 | 0 | 0 | 0 | 0 | 0 | 0 | 0 | 0 | 0 | 0 | 0 | 0 | 0 | 0 | 0 | 0 | 0 | 0 | 0
Commercial_Healthcare_New_Space Heating_Natural Gas_Unit Heater_E9_Codes & Standards Forecast | Commercial | Healthcare | New | Space Heating | Natural Gas | Unit Heater | E9 |  | Codes & Standards Forecast | 0 | 0 | 0 | 0 | 0 | 0 | 0 | 0 | 0 | 0 | 0 | 0 | 0 | 0 | 0 | 0 | 0 | 0 | 0 | 0 | 0 | 0 | 0 | 0 | 0 | 0 | 0 | 0 | 0 | 0 | 0
Commercial_Healthcare_New_Space Heating_Natural Gas_Unit Heater_E10_Codes & Standards Forecast | Commercial | Healthcare | New | Space Heating | Natural Gas | Unit Heater | E10 |  | Codes & Standards Forecast | 0 | 0 | 0 | 0 | 0 | 0 | 0 | 0 | 0 | 0 | 0 | 0 | 0 | 0 | 0 | 0 | 0 | 0 | 0 | 0 | 0 | 0 | 0 | 0 | 0 | 0 | 0 | 0 | 0 | 0 | 0
Commercial_Healthcare_New_Water Heating_Natural Gas_Water Heater_E1_Codes & Standards Forecast | Commercial | Healthcare | New | Water Heating | Natural Gas | Water Heater | E1 | TE 0.80 | Codes & Standards Forecast | 0 | 23289.406 | 23502.9764 | 24917.0411 | 13675.8512 | 11141.7644 | 10978.8488 | 10819.4891 | 10663.6155 | 10511.16 | 15019.9369 | 18643.1374 | 21798.5686 | 22049.3149 | 21718.3041 | 27501.859 | 26023.9559 | 25102.0155 | 20993.8546 | 20869.4946 | 22094.6405 | 23685.6782 | 24988.9617 | 25946.1507 | 29070.8642 | 31023.7029 | 32260.211 | 31648.03 | 30963.0335 | 32245.5119 | 31669.1218
Commercial_Healthcare_New_Water Heating_Natural Gas_Water Heater_E2_Codes & Standards Forecast | Commercial | Healthcare | New | Water Heating | Natural Gas | Water Heater | E2 | TE 0.90 | Codes & Standards Forecast | 0 | 0 | 0 | 0 | 0 | 0 | 0 | 0 | 0 | 0 | 0 | 0 | 0 | 0 | 0 | 0 | 0 | 0 | 0 | 0 | 0 | 0 | 0 | 0 | 0 | 0 | 0 | 0 | 0 | 0 | 0
Commercial_Healthcare_New_Water Heating_Natural Gas_Water Heater_E3_Codes & Standards Forecast | Commercial | Healthcare | New | Water Heating | Natural Gas | Water Heater | E3 | TE 0.94 | Codes & Standards Forecast | 0 | 0 | 0 | 0 | 0 | 0 | 0 | 0 | 0 | 0 | 0 | 0 | 0 | 0 | 0 | 0 | 0 | 0 | 0 | 0 | 0 | 0 | 0 | 0 | 0 | 0 | 0 | 0 | 0 | 0 | 0
Commercial_Healthcare_New_Water Heating_Natural Gas_Water Heater_E4_Codes & Standards Forecast | Commercial | Healthcare | New | Water Heating | Natural Gas | Water Heater | E4 | Instantaneous TE 0.94 | Codes & Standards Forecast | 0 | 0 | 0 | 0 | 0 | 0 | 0 | 0 | 0 | 0 | 0 | 0 | 0 | 0 | 0 | 0 | 0 | 0 | 0 | 0 | 0 | 0 | 0 | 0 | 0 | 0 | 0 | 0 | 0 | 0 | 0
Commercial_Healthcare_New_Water Heating_Natural Gas_Water Heater_E5_Codes & Standards Forecast | Commercial | Healthcare | New | Water Heating | Natural Gas | Water Heater | E5 | Gas-Fired Absorption HPWH | Codes & Standards Forecast | 0 | 0 | 0 | 0 | 0 | 0 | 0 | 0 | 0 | 0 | 0 | 0 | 0 | 0 | 0 | 0 | 0 | 0 | 0 | 0 | 0 | 0 | 0 | 0 | 0 | 0 | 0 | 0 | 0 | 0 | 0
Commercial_Healthcare_New_Water Heating_Natural Gas_Water Heater_E6_Codes & Standards Forecast | Commercial | Healthcare | New | Water Heating | Natural Gas | Water Heater | E6 |  | Codes & Standards Forecast | 0 | 0 | 0 | 0 | 0 | 0 | 0 | 0 | 0 | 0 | 0 | 0 | 0 | 0 | 0 | 0 | 0 | 0 | 0 | 0 | 0 | 0 | 0 | 0 | 0 | 0 | 0 | 0 | 0 | 0 | 0
Commercial_Healthcare_New_Water Heating_Natural Gas_Water Heater_E7_Codes & Standards Forecast | Commercial | Healthcare | New | Water Heating | Natural Gas | Water Heater | E7 |  | Codes & Standards Forecast | 0 | 0 | 0 | 0 | 0 | 0 | 0 | 0 | 0 | 0 | 0 | 0 | 0 | 0 | 0 | 0 | 0 | 0 | 0 | 0 | 0 | 0 | 0 | 0 | 0 | 0 | 0 | 0 | 0 | 0 | 0
Commercial_Healthcare_New_Water Heating_Natural Gas_Water Heater_E8_Codes & Standards Forecast | Commercial | Healthcare | New | Water Heating | Natural Gas | Water Heater | E8 |  | Codes & Standards Forecast | 0 | 0 | 0 | 0 | 0 | 0 | 0 | 0 | 0 | 0 | 0 | 0 | 0 | 0 | 0 | 0 | 0 | 0 | 0 | 0 | 0 | 0 | 0 | 0 | 0 | 0 | 0 | 0 | 0 | 0 | 0
Commercial_Healthcare_New_Water Heating_Natural Gas_Water Heater_E9_Codes & Standards Forecast | Commercial | Healthcare | New | Water Heating | Natural Gas | Water Heater | E9 |  | Codes & Standards Forecast | 0 | 0 | 0 | 0 | 0 | 0 | 0 | 0 | 0 | 0 | 0 | 0 | 0 | 0 | 0 | 0 | 0 | 0 | 0 | 0 | 0 | 0 | 0 | 0 | 0 | 0 | 0 | 0 | 0 | 0 | 0
Commercial_Healthcare_New_Water Heating_Natural Gas_Water Heater_E10_Codes & Standards Forecast | Commercial | Healthcare | New | Water Heating | Natural Gas | Water Heater | E10 |  | Codes & Standards Forecast | 0 | 0 | 0 | 0 | 0 | 0 | 0 | 0 | 0 | 0 | 0 | 0 | 0 | 0 | 0 | 0 | 0 | 0 | 0 | 0 | 0 | 0 | 0 | 0 | 0 | 0 | 0 | 0 | 0 | 0 | 0
Commercial_Healthcare_New_Food Preparation_Natural Gas_Oven_E1_Codes & Standards Forecast | Commercial | Healthcare | New | Food Preparation | Natural Gas | Oven | E1 | Standard | Codes & Standards Forecast | 0 | 6961.0232 | 7024.8578 | 7447.5108 | 4087.6061 | 3330.1871 | 3281.4929 | 3233.8616 | 3187.2722 | 3141.7044 | 4257.3088 | 5191.1726 | 6033.5335 | 6169.3575 | 6150.2871 | 6120.3953 | 8024.4901 | 7672.9724 | 7467.095 | 6420.457 | 6424.9671 | 6761.7906 | 7060.4093 | 7301.4856 | 7492.9149 | 8289.1916 | 8838.9001 | 9232.7 | 9184.9102 | 9098.3775 | 9075.2545
Commercial_Healthcare_New_Food Preparation_Natural Gas_Oven_E2_Codes & Standards Forecast | Commercial | Healthcare | New | Food Preparation | Natural Gas | Oven | E2 | ENERGY STAR (EF ≥ 44%) Convection Oven utilizing ASTM Std F1496 | Codes & Standards Forecast | 0 | 0 | 0 | 0 | 0 | 0 | 0 | 0 | 0 | 0 | 0 | 0 | 0 | 0 | 0 | 0 | 0 | 0 | 0 | 0 | 0 | 0 | 0 | 0 | 0 | 0 | 0 | 0 | 0 | 0 | 0
Commercial_Healthcare_New_Food Preparation_Natural Gas_Oven_E3_Codes & Standards Forecast | Commercial | Healthcare | New | Food Preparation | Natural Gas | Oven | E3 |  | Codes & Standards Forecast | 0 | 0 | 0 | 0 | 0 | 0 | 0 | 0 | 0 | 0 | 0 | 0 | 0 | 0 | 0 | 0 | 0 | 0 | 0 | 0 | 0 | 0 | 0 | 0 | 0 | 0 | 0 | 0 | 0 | 0 | 0
Commercial_Healthcare_New_Food Preparation_Natural Gas_Oven_E4_Codes & Standards Forecast | Commercial | Healthcare | New | Food Preparation | Natural Gas | Oven | E4 |  | Codes & Standards Forecast | 0 | 0 | 0 | 0 | 0 | 0 | 0 | 0 | 0 | 0 | 0 | 0 | 0 | 0 | 0 | 0 | 0 | 0 | 0 | 0 | 0 | 0 | 0 | 0 | 0 | 0 | 0 | 0 | 0 | 0 | 0
Commercial_Healthcare_New_Food Preparation_Natural Gas_Oven_E5_Codes & Standards Forecast | Commercial | Healthcare | New | Food Preparation | Natural Gas | Oven | E5 |  | Codes & Standards Forecast | 0 | 0 | 0 | 0 | 0 | 0 | 0 | 0 | 0 | 0 | 0 | 0 | 0 | 0 | 0 | 0 | 0 | 0 | 0 | 0 | 0 | 0 | 0 | 0 | 0 | 0 | 0 | 0 | 0 | 0 | 0
Commercial_Healthcare_New_Food Preparation_Natural Gas_Oven_E6_Codes & Standards Forecast | Commercial | Healthcare | New | Food Preparation | Natural Gas | Oven | E6 |  | Codes & Standards Forecast | 0 | 0 | 0 | 0 | 0 | 0 | 0 | 0 | 0 | 0 | 0 | 0 | 0 | 0 | 0 | 0 | 0 | 0 | 0 | 0 | 0 | 0 | 0 | 0 | 0 | 0 | 0 | 0 | 0 | 0 | 0
Commercial_Healthcare_New_Food Preparation_Natural Gas_Oven_E7_Codes & Standards Forecast | Commercial | Healthcare | New | Food Preparation | Natural Gas | Oven | E7 |  | Codes & Standards Forecast | 0 | 0 | 0 | 0 | 0 | 0 | 0 | 0 | 0 | 0 | 0 | 0 | 0 | 0 | 0 | 0 | 0 | 0 | 0 | 0 | 0 | 0 | 0 | 0 | 0 | 0 | 0 | 0 | 0 | 0 | 0
Commercial_Healthcare_New_Food Preparation_Natural Gas_Oven_E8_Codes & Standards Forecast | Commercial | Healthcare | New | Food Preparation | Natural Gas | Oven | E8 |  | Codes & Standards Forecast | 0 | 0 | 0 | 0 | 0 | 0 | 0 | 0 | 0 | 0 | 0 | 0 | 0 | 0 | 0 | 0 | 0 | 0 | 0 | 0 | 0 | 0 | 0 | 0 | 0 | 0 | 0 | 0 | 0 | 0 | 0
Commercial_Healthcare_New_Food Preparation_Natural Gas_Oven_E9_Codes & Standards Forecast | Commercial | Healthcare | New | Food Preparation | Natural Gas | Oven | E9 |  | Codes & Standards Forecast | 0 | 0 | 0 | 0 | 0 | 0 | 0 | 0 | 0 | 0 | 0 | 0 | 0 | 0 | 0 | 0 | 0 | 0 | 0 | 0 | 0 | 0 | 0 | 0 | 0 | 0 | 0 | 0 | 0 | 0 | 0
Commercial_Healthcare_New_Food Preparation_Natural Gas_Oven_E10_Codes & Standards Forecast | Commercial | Healthcare | New | Food Preparation | Natural Gas | Oven | E10 |  | Codes & Standards Forecast | 0 | 0 | 0 | 0 | 0 | 0 | 0 | 0 | 0 | 0 | 0 | 0 | 0 | 0 | 0 | 0 | 0 | 0 | 0 | 0 | 0 | 0 | 0 | 0 | 0 | 0 | 0 | 0 | 0 | 0 | 0
Commercial_Healthcare_New_Food Preparation_Natural Gas_Conveyor Oven_E1_Codes & Standards Forecast | Commercial | Healthcare | New | Food Preparation | Natural Gas | Conveyor Oven | E1 | Standard | Codes & Standards Forecast | 0 | 3480.5116 | 3512.4289 | 3723.7554 | 2043.803 | 1665.0936 | 1640.7465 | 1616.9308 | 1593.6361 | 1570.8522 | 1548.5691 | 1526.7771 | 1505.4665 | 1484.628 | 1464.2524 | 1444.3306 | 1424.8538 | 2101.9156 | 2646.5683 | 3121.2528 | 3161.7827 | 3115.3118 | 3982.5809 | 3764.596 | 3629.6418 | 3018.4644 | 2863.3765 | 2825.1054 | 2787.6943 | 2751.1264 | 2715.3854
Commercial_Healthcare_New_Food Preparation_Natural Gas_Conveyor Oven_E2_Codes & Standards Forecast | Commercial | Healthcare | New | Food Preparation | Natural Gas | Conveyor Oven | E2 | ENERGY STAR (EF ≥ 44%) Convection Oven utilizing ASTM Std F1496 | Codes & Standards Forecast | 0 | 0 | 0 | 0 | 0 | 0 | 0 | 0 | 0 | 0 | 0 | 0 | 0 | 0 | 0 | 0 | 0 | 0 | 0 | 0 | 0 | 0 | 0 | 0 | 0 | 0 | 0 | 0 | 0 | 0 | 0
Commercial_Healthcare_New_Food Preparation_Natural Gas_Conveyor Oven_E3_Codes & Standards Forecast | Commercial | Healthcare | New | Food Preparation | Natural Gas | Conveyor Oven | E3 |  | Codes & Standards Forecast | 0 | 0 | 0 | 0 | 0 | 0 | 0 | 0 | 0 | 0 | 0 | 0 | 0 | 0 | 0 | 0 | 0 | 0 | 0 | 0 | 0 | 0 | 0 | 0 | 0 | 0 | 0 | 0 | 0 | 0 | 0
Commercial_Healthcare_New_Food Preparation_Natural Gas_Conveyor Oven_E4_Codes & Standards Forecast | Commercial | Healthcare | New | Food Preparation | Natural Gas | Conveyor Oven | E4 |  | Codes & Standards Forecast | 0 | 0 | 0 | 0 | 0 | 0 | 0 | 0 | 0 | 0 | 0 | 0 | 0 | 0 | 0 | 0 | 0 | 0 | 0 | 0 | 0 | 0 | 0 | 0 | 0 | 0 | 0 | 0 | 0 | 0 | 0
Commercial_Healthcare_New_Food Preparation_Natural Gas_Conveyor Oven_E5_Codes & Standards Forecast | Commercial | Healthcare | New | Food Preparation | Natural Gas | Conveyor Oven | E5 |  | Codes & Standards Forecast | 0 | 0 | 0 | 0 | 0 | 0 | 0 | 0 | 0 | 0 | 0 | 0 | 0 | 0 | 0 | 0 | 0 | 0 | 0 | 0 | 0 | 0 | 0 | 0 | 0 | 0 | 0 | 0 | 0 | 0 | 0
Commercial_Healthcare_New_Food Preparation_Natural Gas_Conveyor Oven_E6_Codes & Standards Forecast | Commercial | Healthcare | New | Food Preparation | Natural Gas | Conveyor Oven | E6 |  | Codes & Standards Forecast | 0 | 0 | 0 | 0 | 0 | 0 | 0 | 0 | 0 | 0 | 0 | 0 | 0 | 0 | 0 | 0 | 0 | 0 | 0 | 0 | 0 | 0 | 0 | 0 | 0 | 0 | 0 | 0 | 0 | 0 | 0
Commercial_Healthcare_New_Food Preparation_Natural Gas_Conveyor Oven_E7_Codes & Standards Forecast | Commercial | Healthcare | New | Food Preparation | Natural Gas | Conveyor Oven | E7 |  | Codes & Standards Forecast | 0 | 0 | 0 | 0 | 0 | 0 | 0 | 0 | 0 | 0 | 0 | 0 | 0 | 0 | 0 | 0 | 0 | 0 | 0 | 0 | 0 | 0 | 0 | 0 | 0 | 0 | 0 | 0 | 0 | 0 | 0
Commercial_Healthcare_New_Food Preparation_Natural Gas_Conveyor Oven_E8_Codes & Standards Forecast | Commercial | Healthcare | New | Food Preparation | Natural Gas | Conveyor Oven | E8 |  | Codes & Standards Forecast | 0 | 0 | 0 | 0 | 0 | 0 | 0 | 0 | 0 | 0 | 0 | 0 | 0 | 0 | 0 | 0 | 0 | 0 | 0 | 0 | 0 | 0 | 0 | 0 | 0 | 0 | 0 | 0 | 0 | 0 | 0
Commercial_Healthcare_New_Food Preparation_Natural Gas_Conveyor Oven_E9_Codes & Standards Forecast | Commercial | Healthcare | New | Food Preparation | Natural Gas | Conveyor Oven | E9 |  | Codes & Standards Forecast | 0 | 0 | 0 | 0 | 0 | 0 | 0 | 0 | 0 | 0 | 0 | 0 | 0 | 0 | 0 | 0 | 0 | 0 | 0 | 0 | 0 | 0 | 0 | 0 | 0 | 0 | 0 | 0 | 0 | 0 | 0
Commercial_Healthcare_New_Food Preparation_Natural Gas_Conveyor Oven_E10_Codes & Standards Forecast | Commercial | Healthcare | New | Food Preparation | Natural Gas | Conveyor Oven | E10 |  | Codes & Standards Forecast | 0 | 0 | 0 | 0 | 0 | 0 | 0 | 0 | 0 | 0 | 0 | 0 | 0 | 0 | 0 | 0 | 0 | 0 | 0 | 0 | 0 | 0 | 0 | 0 | 0 | 0 | 0 | 0 | 0 | 0 | 0
Commercial_Healthcare_New_Food Preparation_Natural Gas_Double Rack Oven_E1_Codes & Standards Forecast | Commercial | Healthcare | New | Food Preparation | Natural Gas | Double Rack Oven | E1 | Standard | Codes & Standards Forecast | 0 | 3480.5116 | 3512.4289 | 3723.7554 | 2043.803 | 1665.0936 | 1640.7465 | 1616.9308 | 1593.6361 | 1570.8522 | 1548.5691 | 1526.7771 | 2201.5689 | 2743.9957 | 3216.4976 | 3254.8873 | 3206.3179 | 4071.5291 | 3851.5264 | 3714.5934 | 3101.4756 | 2944.4848 | 2904.3477 | 3004.3271 | 3189.994 | 3430.292 | 3627.5372 | 3773.012 | 4242.3678 | 4536.5454 | 4723.625
Commercial_Healthcare_New_Food Preparation_Natural Gas_Double Rack Oven_E2_Codes & Standards Forecast | Commercial | Healthcare | New | Food Preparation | Natural Gas | Double Rack Oven | E2 | FTSC Qualified (>50% Cooking Efficiency) | Codes & Standards Forecast | 0 | 0 | 0 | 0 | 0 | 0 | 0 | 0 | 0 | 0 | 0 | 0 | 0 | 0 | 0 | 0 | 0 | 0 | 0 | 0 | 0 | 0 | 0 | 0 | 0 | 0 | 0 | 0 | 0 | 0 | 0
Commercial_Healthcare_New_Food Preparation_Natural Gas_Double Rack Oven_E3_Codes & Standards Forecast | Commercial | Healthcare | New | Food Preparation | Natural Gas | Double Rack Oven | E3 |  | Codes & Standards Forecast | 0 | 0 | 0 | 0 | 0 | 0 | 0 | 0 | 0 | 0 | 0 | 0 | 0 | 0 | 0 | 0 | 0 | 0 | 0 | 0 | 0 | 0 | 0 | 0 | 0 | 0 | 0 | 0 | 0 | 0 | 0
Commercial_Healthcare_New_Food Preparation_Natural Gas_Double Rack Oven_E4_Codes & Standards Forecast | Commercial | Healthcare | New | Food Preparation | Natural Gas | Double Rack Oven | E4 |  | Codes & Standards Forecast | 0 | 0 | 0 | 0 | 0 | 0 | 0 | 0 | 0 | 0 | 0 | 0 | 0 | 0 | 0 | 0 | 0 | 0 | 0 | 0 | 0 | 0 | 0 | 0 | 0 | 0 | 0 | 0 | 0 | 0 | 0
Commercial_Healthcare_New_Food Preparation_Natural Gas_Double Rack Oven_E5_Codes & Standards Forecast | Commercial | Healthcare | New | Food Preparation | Natural Gas | Double Rack Oven | E5 |  | Codes & Standards Forecast | 0 | 0 | 0 | 0 | 0 | 0 | 0 | 0 | 0 | 0 | 0 | 0 | 0 | 0 | 0 | 0 | 0 | 0 | 0 | 0 | 0 | 0 | 0 | 0 | 0 | 0 | 0 | 0 | 0 | 0 | 0
Commercial_Healthcare_New_Food Preparation_Natural Gas_Double Rack Oven_E6_Codes & Standards Forecast | Commercial | Healthcare | New | Food Preparation | Natural Gas | Double Rack Oven | E6 |  | Codes & Standards Forecast | 0 | 0 | 0 | 0 | 0 | 0 | 0 | 0 | 0 | 0 | 0 | 0 | 0 | 0 | 0 | 0 | 0 | 0 | 0 | 0 | 0 | 0 | 0 | 0 | 0 | 0 | 0 | 0 | 0 | 0 | 0
Commercial_Healthcare_New_Food Preparation_Natural Gas_Double Rack Oven_E7_Codes & Standards Forecast | Commercial | Healthcare | New | Food Preparation | Natural Gas | Double Rack Oven | E7 |  | Codes & Standards Forecast | 0 | 0 | 0 | 0 | 0 | 0 | 0 | 0 | 0 | 0 | 0 | 0 | 0 | 0 | 0 | 0 | 0 | 0 | 0 | 0 | 0 | 0 | 0 | 0 | 0 | 0 | 0 | 0 | 0 | 0 | 0
Commercial_Healthcare_New_Food Preparation_Natural Gas_Double Rack Oven_E8_Codes & Standards Forecast | Commercial | Healthcare | New | Food Preparation | Natural Gas | Double Rack Oven | E8 |  | Codes & Standards Forecast | 0 | 0 | 0 | 0 | 0 | 0 | 0 | 0 | 0 | 0 | 0 | 0 | 0 | 0 | 0 | 0 | 0 | 0 | 0 | 0 | 0 | 0 | 0 | 0 | 0 | 0 | 0 | 0 | 0 | 0 | 0
Commercial_Healthcare_New_Food Preparation_Natural Gas_Double Rack Oven_E9_Codes & Standards Forecast | Commercial | Healthcare | New | Food Preparation | Natural Gas | Double Rack Oven | E9 |  | Codes & Standards Forecast | 0 | 0 | 0 | 0 | 0 | 0 | 0 | 0 | 0 | 0 | 0 | 0 | 0 | 0 | 0 | 0 | 0 | 0 | 0 | 0 | 0 | 0 | 0 | 0 | 0 | 0 | 0 | 0 | 0 | 0 | 0
Commercial_Healthcare_New_Food Preparation_Natural Gas_Double Rack Oven_E10_Codes & Standards Forecast | Commercial | Healthcare | New | Food Preparation | Natural Gas | Double Rack Oven | E10 |  | Codes & Standards Forecast | 0 | 0 | 0 | 0 | 0 | 0 | 0 | 0 | 0 | 0 | 0 | 0 | 0 | 0 | 0 | 0 | 0 | 0 | 0 | 0 | 0 | 0 | 0 | 0 | 0 | 0 | 0 | 0 | 0 | 0 | 0
Commercial_Healthcare_New_Food Preparation_Natural Gas_Fryer_E1_Codes & Standards Forecast | Commercial | Healthcare | New | Food Preparation | Natural Gas | Fryer | E1 | Standard | Codes & Standards Forecast | 0 | 4004.8379 | 4041.5634 | 0 | 0 | 0 | 0 | 0 | 0 | 0 | 0 | 0 | 0 | 0 | 0 | 0 | 0 | 0 | 0 | 0 | 0 | 0 | 0 | 0 | 0 | 0 | 0 | 0 | 0 | 0 | 0
Commercial_Healthcare_New_Food Preparation_Natural Gas_Fryer_E2_Codes & Standards Forecast | Commercial | Healthcare | New | Food Preparation | Natural Gas | Fryer | E2 | ENERGY STAR | Codes & Standards Forecast | 0 | 0 | 0 | 4284.7255 | 2351.6945 | 1915.9338 | 1887.9189 | 1860.5155 | 1833.7115 | 2608.4629 | 3230.9421 | 3772.995 | 3815.57 | 3758.1169 | 4752.1328 | 4497.481 | 4338.4424 | 3791.7058 | 3867.4232 | 4139.4953 | 4362.1149 | 4525.2493 | 5061.1387 | 5395.5409 | 5606.7904 | 5532.2055 | 5458.2347 | 5725.9602 | 5654.2599 | 5651.5903 | 5652.0708
Commercial_Healthcare_New_Food Preparation_Natural Gas_Fryer_E3_Codes & Standards Forecast | Commercial | Healthcare | New | Food Preparation | Natural Gas | Fryer | E3 |  | Codes & Standards Forecast | 0 | 0 | 0 | 0 | 0 | 0 | 0 | 0 | 0 | 0 | 0 | 0 | 0 | 0 | 0 | 0 | 0 | 0 | 0 | 0 | 0 | 0 | 0 | 0 | 0 | 0 | 0 | 0 | 0 | 0 | 0
Commercial_Healthcare_New_Food Preparation_Natural Gas_Fryer_E4_Codes & Standards Forecast | Commercial | Healthcare | New | Food Preparation | Natural Gas | Fryer | E4 |  | Codes & Standards Forecast | 0 | 0 | 0 | 0 | 0 | 0 | 0 | 0 | 0 | 0 | 0 | 0 | 0 | 0 | 0 | 0 | 0 | 0 | 0 | 0 | 0 | 0 | 0 | 0 | 0 | 0 | 0 | 0 | 0 | 0 | 0
Commercial_Healthcare_New_Food Preparation_Natural Gas_Fryer_E5_Codes & Standards Forecast | Commercial | Healthcare | New | Food Preparation | Natural Gas | Fryer | E5 |  | Codes & Standards Forecast | 0 | 0 | 0 | 0 | 0 | 0 | 0 | 0 | 0 | 0 | 0 | 0 | 0 | 0 | 0 | 0 | 0 | 0 | 0 | 0 | 0 | 0 | 0 | 0 | 0 | 0 | 0 | 0 | 0 | 0 | 0
Commercial_Healthcare_New_Food Preparation_Natural Gas_Fryer_E6_Codes & Standards Forecast | Commercial | Healthcare | New | Food Preparation | Natural Gas | Fryer | E6 |  | Codes & Standards Forecast | 0 | 0 | 0 | 0 | 0 | 0 | 0 | 0 | 0 | 0 | 0 | 0 | 0 | 0 | 0 | 0 | 0 | 0 | 0 | 0 | 0 | 0 | 0 | 0 | 0 | 0 | 0 | 0 | 0 | 0 | 0
Commercial_Healthcare_New_Food Preparation_Natural Gas_Fryer_E7_Codes & Standards Forecast | Commercial | Healthcare | New | Food Preparation | Natural Gas | Fryer | E7 |  | Codes & Standards Forecast | 0 | 0 | 0 | 0 | 0 | 0 | 0 | 0 | 0 | 0 | 0 | 0 | 0 | 0 | 0 | 0 | 0 | 0 | 0 | 0 | 0 | 0 | 0 | 0 | 0 | 0 | 0 | 0 | 0 | 0 | 0
Commercial_Healthcare_New_Food Preparation_Natural Gas_Fryer_E8_Codes & Standards Forecast | Commercial | Healthcare | New | Food Preparation | Natural Gas | Fryer | E8 |  | Codes & Standards Forecast | 0 | 0 | 0 | 0 | 0 | 0 | 0 | 0 | 0 | 0 | 0 | 0 | 0 | 0 | 0 | 0 | 0 | 0 | 0 | 0 | 0 | 0 | 0 | 0 | 0 | 0 | 0 | 0 | 0 | 0 | 0
Commercial_Healthcare_New_Food Preparation_Natural Gas_Fryer_E9_Codes & Standards Forecast | Commercial | Healthcare | New | Food Preparation | Natural Gas | Fryer | E9 |  | Codes & Standards Forecast | 0 | 0 | 0 | 0 | 0 | 0 | 0 | 0 | 0 | 0 | 0 | 0 | 0 | 0 | 0 | 0 | 0 | 0 | 0 | 0 | 0 | 0 | 0 | 0 | 0 | 0 | 0 | 0 | 0 | 0 | 0
Commercial_Healthcare_New_Food Preparation_Natural Gas_Fryer_E10_Codes & Standards Forecast | Commercial | Healthcare | New | Food Preparation | Natural Gas | Fryer | E10 |  | Codes & Standards Forecast | 0 | 0 | 0 | 0 | 0 | 0 | 0 | 0 | 0 | 0 | 0 | 0 | 0 | 0 | 0 | 0 | 0 | 0 | 0 | 0 | 0 | 0 | 0 | 0 | 0 | 0 | 0 | 0 | 0 | 0 | 0
Commercial_Healthcare_New_Food Preparation_Natural Gas_Broiler_E1_Codes & Standards Forecast | Commercial | Healthcare | New | Food Preparation | Natural Gas | Broiler | E1 | Standard | Codes & Standards Forecast | 0 | 2205.023 | 2225.2437 | 2359.1263 | 1294.8191 | 1054.8937 | 1039.4689 | 1024.3809 | 1009.6229 | 995.1885 | 981.0714 | 967.2655 | 1394.7691 | 1738.415 | 2037.7611 | 2062.0823 | 2031.3119 | 2579.4528 | 2440.0736 | 2353.3218 | 1964.8907 | 1865.4317 | 1840.0035 | 1903.3438 | 2020.9702 | 2173.2072 | 2298.1688 | 2390.332 | 2687.685 | 2874.0565 | 2992.5778
Commercial_Healthcare_New_Food Preparation_Natural Gas_Broiler_E2_Codes & Standards Forecast | Commercial | Healthcare | New | Food Preparation | Natural Gas | Broiler | E2 | Infrared Burners | Codes & Standards Forecast | 0 | 0 | 0 | 0 | 0 | 0 | 0 | 0 | 0 | 0 | 0 | 0 | 0 | 0 | 0 | 0 | 0 | 0 | 0 | 0 | 0 | 0 | 0 | 0 | 0 | 0 | 0 | 0 | 0 | 0 | 0
Commercial_Healthcare_New_Food Preparation_Natural Gas_Broiler_E3_Codes & Standards Forecast | Commercial | Healthcare | New | Food Preparation | Natural Gas | Broiler | E3 |  | Codes & Standards Forecast | 0 | 0 | 0 | 0 | 0 | 0 | 0 | 0 | 0 | 0 | 0 | 0 | 0 | 0 | 0 | 0 | 0 | 0 | 0 | 0 | 0 | 0 | 0 | 0 | 0 | 0 | 0 | 0 | 0 | 0 | 0
Commercial_Healthcare_New_Food Preparation_Natural Gas_Broiler_E4_Codes & Standards Forecast | Commercial | Healthcare | New | Food Preparation | Natural Gas | Broiler | E4 |  | Codes & Standards Forecast | 0 | 0 | 0 | 0 | 0 | 0 | 0 | 0 | 0 | 0 | 0 | 0 | 0 | 0 | 0 | 0 | 0 | 0 | 0 | 0 | 0 | 0 | 0 | 0 | 0 | 0 | 0 | 0 | 0 | 0 | 0
Commercial_Healthcare_New_Food Preparation_Natural Gas_Broiler_E5_Codes & Standards Forecast | Commercial | Healthcare | New | Food Preparation | Natural Gas | Broiler | E5 |  | Codes & Standards Forecast | 0 | 0 | 0 | 0 | 0 | 0 | 0 | 0 | 0 | 0 | 0 | 0 | 0 | 0 | 0 | 0 | 0 | 0 | 0 | 0 | 0 | 0 | 0 | 0 | 0 | 0 | 0 | 0 | 0 | 0 | 0
Commercial_Healthcare_New_Food Preparation_Natural Gas_Broiler_E6_Codes & Standards Forecast | Commercial | Healthcare | New | Food Preparation | Natural Gas | Broiler | E6 |  | Codes & Standards Forecast | 0 | 0 | 0 | 0 | 0 | 0 | 0 | 0 | 0 | 0 | 0 | 0 | 0 | 0 | 0 | 0 | 0 | 0 | 0 | 0 | 0 | 0 | 0 | 0 | 0 | 0 | 0 | 0 | 0 | 0 | 0
Commercial_Healthcare_New_Food Preparation_Natural Gas_Broiler_E7_Codes & Standards Forecast | Commercial | Healthcare | New | Food Preparation | Natural Gas | Broiler | E7 |  | Codes & Standards Forecast | 0 | 0 | 0 | 0 | 0 | 0 | 0 | 0 | 0 | 0 | 0 | 0 | 0 | 0 | 0 | 0 | 0 | 0 | 0 | 0 | 0 | 0 | 0 | 0 | 0 | 0 | 0 | 0 | 0 | 0 | 0
Commercial_Healthcare_New_Food Preparation_Natural Gas_Broiler_E8_Codes & Standards Forecast | Commercial | Healthcare | New | Food Preparation | Natural Gas | Broiler | E8 |  | Codes & Standards Forecast | 0 | 0 | 0 | 0 | 0 | 0 | 0 | 0 | 0 | 0 | 0 | 0 | 0 | 0 | 0 | 0 | 0 | 0 | 0 | 0 | 0 | 0 | 0 | 0 | 0 | 0 | 0 | 0 | 0 | 0 | 0
Commercial_Healthcare_New_Food Preparation_Natural Gas_Broiler_E9_Codes & Standards Forecast | Commercial | Healthcare | New | Food Preparation | Natural Gas | Broiler | E9 |  | Codes & Standards Forecast | 0 | 0 | 0 | 0 | 0 | 0 | 0 | 0 | 0 | 0 | 0 | 0 | 0 | 0 | 0 | 0 | 0 | 0 | 0 | 0 | 0 | 0 | 0 | 0 | 0 | 0 | 0 | 0 | 0 | 0 | 0
Commercial_Healthcare_New_Food Preparation_Natural Gas_Broiler_E10_Codes & Standards Forecast | Commercial | Healthcare | New | Food Preparation | Natural Gas | Broiler | E10 |  | Codes & Standards Forecast | 0 | 0 | 0 | 0 | 0 | 0 | 0 | 0 | 0 | 0 | 0 | 0 | 0 | 0 | 0 | 0 | 0 | 0 | 0 | 0 | 0 | 0 | 0 | 0 | 0 | 0 | 0 | 0 | 0 | 0 | 0
Commercial_Healthcare_New_Food Preparation_Natural Gas_Griddle_E1_Codes & Standards Forecast | Commercial | Healthcare | New | Food Preparation | Natural Gas | Griddle | E1 | Standard | Codes & Standards Forecast | 0 | 5384.2201 | 5433.595 | 5760.5091 | 3161.6862 | 2575.8369 | 2538.1729 | 2501.3309 | 2465.2949 | 2430.0491 | 2395.578 | 2361.8666 | 3405.744 | 4244.8578 | 4975.8004 | 5035.1879 | 4960.0528 | 6298.5019 | 5958.1661 | 5746.3358 | 4797.8657 | 4555.0069 | 4492.9163 | 4647.5806 | 4934.8003 | 5306.5323 | 5611.6632 | 5836.7072 | 6562.783 | 7017.8646 | 7307.2697
Commercial_Healthcare_New_Food Preparation_Natural Gas_Griddle_E2_Codes & Standards Forecast | Commercial | Healthcare | New | Food Preparation | Natural Gas | Griddle | E2 | ENERGY STAR | Codes & Standards Forecast | 0 | 0 | 0 | 0 | 0 | 0 | 0 | 0 | 0 | 0 | 0 | 0 | 0 | 0 | 0 | 0 | 0 | 0 | 0 | 0 | 0 | 0 | 0 | 0 | 0 | 0 | 0 | 0 | 0 | 0 | 0
Commercial_Healthcare_New_Food Preparation_Natural Gas_Griddle_E3_Codes & Standards Forecast | Commercial | Healthcare | New | Food Preparation | Natural Gas | Griddle | E3 |  | Codes & Standards Forecast | 0 | 0 | 0 | 0 | 0 | 0 | 0 | 0 | 0 | 0 | 0 | 0 | 0 | 0 | 0 | 0 | 0 | 0 | 0 | 0 | 0 | 0 | 0 | 0 | 0 | 0 | 0 | 0 | 0 | 0 | 0
Commercial_Healthcare_New_Food Preparation_Natural Gas_Griddle_E4_Codes & Standards Forecast | Commercial | Healthcare | New | Food Preparation | Natural Gas | Griddle | E4 |  | Codes & Standards Forecast | 0 | 0 | 0 | 0 | 0 | 0 | 0 | 0 | 0 | 0 | 0 | 0 | 0 | 0 | 0 | 0 | 0 | 0 | 0 | 0 | 0 | 0 | 0 | 0 | 0 | 0 | 0 | 0 | 0 | 0 | 0
Commercial_Healthcare_New_Food Preparation_Natural Gas_Griddle_E5_Codes & Standards Forecast | Commercial | Healthcare | New | Food Preparation | Natural Gas | Griddle | E5 |  | Codes & Standards Forecast | 0 | 0 | 0 | 0 | 0 | 0 | 0 | 0 | 0 | 0 | 0 | 0 | 0 | 0 | 0 | 0 | 0 | 0 | 0 | 0 | 0 | 0 | 0 | 0 | 0 | 0 | 0 | 0 | 0 | 0 | 0
Commercial_Healthcare_New_Food Preparation_Natural Gas_Griddle_E6_Codes & Standards Forecast | Commercial | Healthcare | New | Food Preparation | Natural Gas | Griddle | E6 |  | Codes & Standards Forecast | 0 | 0 | 0 | 0 | 0 | 0 | 0 | 0 | 0 | 0 | 0 | 0 | 0 | 0 | 0 | 0 | 0 | 0 | 0 | 0 | 0 | 0 | 0 | 0 | 0 | 0 | 0 | 0 | 0 | 0 | 0
Commercial_Healthcare_New_Food Preparation_Natural Gas_Griddle_E7_Codes & Standards Forecast | Commercial | Healthcare | New | Food Preparation | Natural Gas | Griddle | E7 |  | Codes & Standards Forecast | 0 | 0 | 0 | 0 | 0 | 0 | 0 | 0 | 0 | 0 | 0 | 0 | 0 | 0 | 0 | 0 | 0 | 0 | 0 | 0 | 0 | 0 | 0 | 0 | 0 | 0 | 0 | 0 | 0 | 0 | 0
Commercial_Healthcare_New_Food Preparation_Natural Gas_Griddle_E8_Codes & Standards Forecast | Commercial | Healthcare | New | Food Preparation | Natural Gas | Griddle | E8 |  | Codes & Standards Forecast | 0 | 0 | 0 | 0 | 0 | 0 | 0 | 0 | 0 | 0 | 0 | 0 | 0 | 0 | 0 | 0 | 0 | 0 | 0 | 0 | 0 | 0 | 0 | 0 | 0 | 0 | 0 | 0 | 0 | 0 | 0
Commercial_Healthcare_New_Food Preparation_Natural Gas_Griddle_E9_Codes & Standards Forecast | Commercial | Healthcare | New | Food Preparation | Natural Gas | Griddle | E9 |  | Codes & Standards Forecast | 0 | 0 | 0 | 0 | 0 | 0 | 0 | 0 | 0 | 0 | 0 | 0 | 0 | 0 | 0 | 0 | 0 | 0 | 0 | 0 | 0 | 0 | 0 | 0 | 0 | 0 | 0 | 0 | 0 | 0 | 0
Commercial_Healthcare_New_Food Preparation_Natural Gas_Griddle_E10_Codes & Standards Forecast | Commercial | Healthcare | New | Food Preparation | Natural Gas | Griddle | E10 |  | Codes & Standards Forecast | 0 | 0 | 0 | 0 | 0 | 0 | 0 | 0 | 0 | 0 | 0 | 0 | 0 | 0 | 0 | 0 | 0 | 0 | 0 | 0 | 0 | 0 | 0 | 0 | 0 | 0 | 0 | 0 | 0 | 0 | 0
Commercial_Healthcare_New_Food Preparation_Natural Gas_Range_E1_Codes & Standards Forecast | Commercial | Healthcare | New | Food Preparation | Natural Gas | Range | E1 | Standard | Codes & Standards Forecast | 0 | 31483.4175 | 31772.1293 | 33683.7104 | 18487.4845 | 15061.819 | 14841.5842 | 14626.1563 | 14415.4411 | 14209.3465 | 20304.4656 | 25202.4322 | 29468.0523 | 29807.0198 | 29359.548 | 37177.9558 | 35180.0757 | 33933.7651 | 28380.2123 | 28212.0982 | 29868.2925 | 32019.1118 | 33780.9351 | 35074.896 | 39298.9908 | 41938.9051 | 43610.4592 | 42782.892 | 41856.8902 | 43590.5885 | 42811.4046
Commercial_Healthcare_New_Food Preparation_Natural Gas_Range_E2_Codes & Standards Forecast | Commercial | Healthcare | New | Food Preparation | Natural Gas | Range | E2 | High Efficiency | Codes & Standards Forecast | 0 | 0 | 0 | 0 | 0 | 0 | 0 | 0 | 0 | 0 | 0 | 0 | 0 | 0 | 0 | 0 | 0 | 0 | 0 | 0 | 0 | 0 | 0 | 0 | 0 | 0 | 0 | 0 | 0 | 0 | 0
Commercial_Healthcare_New_Food Preparation_Natural Gas_Range_E3_Codes & Standards Forecast | Commercial | Healthcare | New | Food Preparation | Natural Gas | Range | E3 |  | Codes & Standards Forecast | 0 | 0 | 0 | 0 | 0 | 0 | 0 | 0 | 0 | 0 | 0 | 0 | 0 | 0 | 0 | 0 | 0 | 0 | 0 | 0 | 0 | 0 | 0 | 0 | 0 | 0 | 0 | 0 | 0 | 0 | 0
Commercial_Healthcare_New_Food Preparation_Natural Gas_Range_E4_Codes & Standards Forecast | Commercial | Healthcare | New | Food Preparation | Natural Gas | Range | E4 |  | Codes & Standards Forecast | 0 | 0 | 0 | 0 | 0 | 0 | 0 | 0 | 0 | 0 | 0 | 0 | 0 | 0 | 0 | 0 | 0 | 0 | 0 | 0 | 0 | 0 | 0 | 0 | 0 | 0 | 0 | 0 | 0 | 0 | 0
Commercial_Healthcare_New_Food Preparation_Natural Gas_Range_E5_Codes & Standards Forecast | Commercial | Healthcare | New | Food Preparation | Natural Gas | Range | E5 |  | Codes & Standards Forecast | 0 | 0 | 0 | 0 | 0 | 0 | 0 | 0 | 0 | 0 | 0 | 0 | 0 | 0 | 0 | 0 | 0 | 0 | 0 | 0 | 0 | 0 | 0 | 0 | 0 | 0 | 0 | 0 | 0 | 0 | 0
Commercial_Healthcare_New_Food Preparation_Natural Gas_Range_E6_Codes & Standards Forecast | Commercial | Healthcare | New | Food Preparation | Natural Gas | Range | E6 |  | Codes & Standards Forecast | 0 | 0 | 0 | 0 | 0 | 0 | 0 | 0 | 0 | 0 | 0 | 0 | 0 | 0 | 0 | 0 | 0 | 0 | 0 | 0 | 0 | 0 | 0 | 0 | 0 | 0 | 0 | 0 | 0 | 0 | 0
Commercial_Healthcare_New_Food Preparation_Natural Gas_Range_E7_Codes & Standards Forecast | Commercial | Healthcare | New | Food Preparation | Natural Gas | Range | E7 |  | Codes & Standards Forecast | 0 | 0 | 0 | 0 | 0 | 0 | 0 | 0 | 0 | 0 | 0 | 0 | 0 | 0 | 0 | 0 | 0 | 0 | 0 | 0 | 0 | 0 | 0 | 0 | 0 | 0 | 0 | 0 | 0 | 0 | 0
Commercial_Healthcare_New_Food Preparation_Natural Gas_Range_E8_Codes & Standards Forecast | Commercial | Healthcare | New | Food Preparation | Natural Gas | Range | E8 |  | Codes & Standards Forecast | 0 | 0 | 0 | 0 | 0 | 0 | 0 | 0 | 0 | 0 | 0 | 0 | 0 | 0 | 0 | 0 | 0 | 0 | 0 | 0 | 0 | 0 | 0 | 0 | 0 | 0 | 0 | 0 | 0 | 0 | 0
Commercial_Healthcare_New_Food Preparation_Natural Gas_Range_E9_Codes & Standards Forecast | Commercial | Healthcare | New | Food Preparation | Natural Gas | Range | E9 |  | Codes & Standards Forecast | 0 | 0 | 0 | 0 | 0 | 0 | 0 | 0 | 0 | 0 | 0 | 0 | 0 | 0 | 0 | 0 | 0 | 0 | 0 | 0 | 0 | 0 | 0 | 0 | 0 | 0 | 0 | 0 | 0 | 0 | 0
Commercial_Healthcare_New_Food Preparation_Natural Gas_Range_E10_Codes & Standards Forecast | Commercial | Healthcare | New | Food Preparation | Natural Gas | Range | E10 |  | Codes & Standards Forecast | 0 | 0 | 0 | 0 | 0 | 0 | 0 | 0 | 0 | 0 | 0 | 0 | 0 | 0 | 0 | 0 | 0 | 0 | 0 | 0 | 0 | 0 | 0 | 0 | 0 | 0 | 0 | 0 | 0 | 0 | 0
Commercial_Healthcare_New_Food Preparation_Natural Gas_Steamer_E1_Codes & Standards Forecast | Commercial | Healthcare | New | Food Preparation | Natural Gas | Steamer | E1 | Standard | Codes & Standards Forecast | 0 | 4571.1718 | 4613.0907 | 0 | 0 | 0 | 0 | 0 | 0 | 0 | 0 | 0 | 0 | 0 | 0 | 0 | 0 | 0 | 0 | 0 | 0 | 0 | 0 | 0 | 0 | 0 | 0 | 0 | 0 | 0 | 0
Commercial_Healthcare_New_Food Preparation_Natural Gas_Steamer_E2_Codes & Standards Forecast | Commercial | Healthcare | New | Food Preparation | Natural Gas | Steamer | E2 | ENERGY STAR | Codes & Standards Forecast | 0 | 0 | 0 | 4890.6389 | 2684.2533 | 2186.8707 | 2154.8941 | 2123.6155 | 2093.0211 | 2063.0976 | 2541.7399 | 2969.2505 | 3377.5508 | 3492.8407 | 3537.6227 | 3571.4987 | 3595.8126 | 3611.7564 | 3620.3872 | 5086.7511 | 5040.8063 | 5115.8293 | 4428.3921 | 4346.6247 | 4419.1046 | 4484.5714 | 4542.9152 | 4594.1548 | 4957.4975 | 5257.9167 | 5525.7163
Commercial_Healthcare_New_Food Preparation_Natural Gas_Steamer_E3_Codes & Standards Forecast | Commercial | Healthcare | New | Food Preparation | Natural Gas | Steamer | E3 |  | Codes & Standards Forecast | 0 | 0 | 0 | 0 | 0 | 0 | 0 | 0 | 0 | 0 | 0 | 0 | 0 | 0 | 0 | 0 | 0 | 0 | 0 | 0 | 0 | 0 | 0 | 0 | 0 | 0 | 0 | 0 | 0 | 0 | 0
Commercial_Healthcare_New_Food Preparation_Natural Gas_Steamer_E4_Codes & Standards Forecast | Commercial | Healthcare | New | Food Preparation | Natural Gas | Steamer | E4 |  | Codes & Standards Forecast | 0 | 0 | 0 | 0 | 0 | 0 | 0 | 0 | 0 | 0 | 0 | 0 | 0 | 0 | 0 | 0 | 0 | 0 | 0 | 0 | 0 | 0 | 0 | 0 | 0 | 0 | 0 | 0 | 0 | 0 | 0
Commercial_Healthcare_New_Food Preparation_Natural Gas_Steamer_E5_Codes & Standards Forecast | Commercial | Healthcare | New | Food Preparation | Natural Gas | Steamer | E5 |  | Codes & Standards Forecast | 0 | 0 | 0 | 0 | 0 | 0 | 0 | 0 | 0 | 0 | 0 | 0 | 0 | 0 | 0 | 0 | 0 | 0 | 0 | 0 | 0 | 0 | 0 | 0 | 0 | 0 | 0 | 0 | 0 | 0 | 0
Commercial_Healthcare_New_Food Preparation_Natural Gas_Steamer_E6_Codes & Standards Forecast | Commercial | Healthcare | New | Food Preparation | Natural Gas | Steamer | E6 |  | Codes & Standards Forecast | 0 | 0 | 0 | 0 | 0 | 0 | 0 | 0 | 0 | 0 | 0 | 0 | 0 | 0 | 0 | 0 | 0 | 0 | 0 | 0 | 0 | 0 | 0 | 0 | 0 | 0 | 0 | 0 | 0 | 0 | 0
Commercial_Healthcare_New_Food Preparation_Natural Gas_Steamer_E7_Codes & Standards Forecast | Commercial | Healthcare | New | Food Preparation | Natural Gas | Steamer | E7 |  | Codes & Standards Forecast | 0 | 0 | 0 | 0 | 0 | 0 | 0 | 0 | 0 | 0 | 0 | 0 | 0 | 0 | 0 | 0 | 0 | 0 | 0 | 0 | 0 | 0 | 0 | 0 | 0 | 0 | 0 | 0 | 0 | 0 | 0
Commercial_Healthcare_New_Food Preparation_Natural Gas_Steamer_E8_Codes & Standards Forecast | Commercial | Healthcare | New | Food Preparation | Natural Gas | Steamer | E8 |  | Codes & Standards Forecast | 0 | 0 | 0 | 0 | 0 | 0 | 0 | 0 | 0 | 0 | 0 | 0 | 0 | 0 | 0 | 0 | 0 | 0 | 0 | 0 | 0 | 0 | 0 | 0 | 0 | 0 | 0 | 0 | 0 | 0 | 0
Commercial_Healthcare_New_Food Preparation_Natural Gas_Steamer_E9_Codes & Standards Forecast | Commercial | Healthcare | New | Food Preparation | Natural Gas | Steamer | E9 |  | Codes & Standards Forecast | 0 | 0 | 0 | 0 | 0 | 0 | 0 | 0 | 0 | 0 | 0 | 0 | 0 | 0 | 0 | 0 | 0 | 0 | 0 | 0 | 0 | 0 | 0 | 0 | 0 | 0 | 0 | 0 | 0 | 0 | 0
Commercial_Healthcare_New_Food Preparation_Natural Gas_Steamer_E10_Codes & Standards Forecast | Commercial | Healthcare | New | Food Preparation | Natural Gas | Steamer | E10 |  | Codes & Standards Forecast | 0 | 0 | 0 | 0 | 0 | 0 | 0 | 0 | 0 | 0 | 0 | 0 | 0 | 0 | 0 | 0 | 0 | 0 | 0 | 0 | 0 | 0 | 0 | 0 | 0 | 0 | 0 | 0 | 0 | 0 | 0
Commercial_Healthcare_New_Food Preparation_Natural Gas_Food Prep Other_E1_Codes & Standards Forecast | Commercial | Healthcare | New | Food Preparation | Natural Gas | Food Prep Other | E1 | Standard | Codes & Standards Forecast | 0 | 4571.1718 | 4613.0907 | 4890.6389 | 2684.2533 | 2186.8707 | 2154.8941 | 2123.6155 | 2093.0211 | 2063.0976 | 2948.0662 | 3659.2167 | 4278.5549 | 4327.7706 | 4262.8008 | 5397.9789 | 5107.9007 | 4926.9451 | 4120.6081 | 4096.1991 | 4336.6669 | 4648.9508 | 4904.7553 | 5092.6293 | 5705.9383 | 6089.2354 | 6331.9333 | 6211.7764 | 6077.3274 | 6329.0482 | 6215.9162
Commercial_Healthcare_New_Food Preparation_Natural Gas_Food Prep Other_E2_Codes & Standards Forecast | Commercial | Healthcare | New | Food Preparation | Natural Gas | Food Prep Other | E2 | ENERGY STAR | Codes & Standards Forecast | 0 | 0 | 0 | 0 | 0 | 0 | 0 | 0 | 0 | 0 | 0 | 0 | 0 | 0 | 0 | 0 | 0 | 0 | 0 | 0 | 0 | 0 | 0 | 0 | 0 | 0 | 0 | 0 | 0 | 0 | 0
Commercial_Healthcare_New_Food Preparation_Natural Gas_Food Prep Other_E3_Codes & Standards Forecast | Commercial | Healthcare | New | Food Preparation | Natural Gas | Food Prep Other | E3 |  | Codes & Standards Forecast | 0 | 0 | 0 | 0 | 0 | 0 | 0 | 0 | 0 | 0 | 0 | 0 | 0 | 0 | 0 | 0 | 0 | 0 | 0 | 0 | 0 | 0 | 0 | 0 | 0 | 0 | 0 | 0 | 0 | 0 | 0
Commercial_Healthcare_New_Food Preparation_Natural Gas_Food Prep Other_E4_Codes & Standards Forecast | Commercial | Healthcare | New | Food Preparation | Natural Gas | Food Prep Other | E4 |  | Codes & Standards Forecast | 0 | 0 | 0 | 0 | 0 | 0 | 0 | 0 | 0 | 0 | 0 | 0 | 0 | 0 | 0 | 0 | 0 | 0 | 0 | 0 | 0 | 0 | 0 | 0 | 0 | 0 | 0 | 0 | 0 | 0 | 0
Commercial_Healthcare_New_Food Preparation_Natural Gas_Food Prep Other_E5_Codes & Standards Forecast | Commercial | Healthcare | New | Food Preparation | Natural Gas | Food Prep Other | E5 |  | Codes & Standards Forecast | 0 | 0 | 0 | 0 | 0 | 0 | 0 | 0 | 0 | 0 | 0 | 0 | 0 | 0 | 0 | 0 | 0 | 0 | 0 | 0 | 0 | 0 | 0 | 0 | 0 | 0 | 0 | 0 | 0 | 0 | 0
Commercial_Healthcare_New_Food Preparation_Natural Gas_Food Prep Other_E6_Codes & Standards Forecast | Commercial | Healthcare | New | Food Preparation | Natural Gas | Food Prep Other | E6 |  | Codes & Standards Forecast | 0 | 0 | 0 | 0 | 0 | 0 | 0 | 0 | 0 | 0 | 0 | 0 | 0 | 0 | 0 | 0 | 0 | 0 | 0 | 0 | 0 | 0 | 0 | 0 | 0 | 0 | 0 | 0 | 0 | 0 | 0
Commercial_Healthcare_New_Food Preparation_Natural Gas_Food Prep Other_E7_Codes & Standards Forecast | Commercial | Healthcare | New | Food Preparation | Natural Gas | Food Prep Other | E7 |  | Codes & Standards Forecast | 0 | 0 | 0 | 0 | 0 | 0 | 0 | 0 | 0 | 0 | 0 | 0 | 0 | 0 | 0 | 0 | 0 | 0 | 0 | 0 | 0 | 0 | 0 | 0 | 0 | 0 | 0 | 0 | 0 | 0 | 0
Commercial_Healthcare_New_Food Preparation_Natural Gas_Food Prep Other_E8_Codes & Standards Forecast | Commercial | Healthcare | New | Food Preparation | Natural Gas | Food Prep Other | E8 |  | Codes & Standards Forecast | 0 | 0 | 0 | 0 | 0 | 0 | 0 | 0 | 0 | 0 | 0 | 0 | 0 | 0 | 0 | 0 | 0 | 0 | 0 | 0 | 0 | 0 | 0 | 0 | 0 | 0 | 0 | 0 | 0 | 0 | 0
Commercial_Healthcare_New_Food Preparation_Natural Gas_Food Prep Other_E9_Codes & Standards Forecast | Commercial | Healthcare | New | Food Preparation | Natural Gas | Food Prep Other | E9 |  | Codes & Standards Forecast | 0 | 0 | 0 | 0 | 0 | 0 | 0 | 0 | 0 | 0 | 0 | 0 | 0 | 0 | 0 | 0 | 0 | 0 | 0 | 0 | 0 | 0 | 0 | 0 | 0 | 0 | 0 | 0 | 0 | 0 | 0
Commercial_Healthcare_New_Food Preparation_Natural Gas_Food Prep Other_E10_Codes & Standards Forecast | Commercial | Healthcare | New | Food Preparation | Natural Gas | Food Prep Other | E10 |  | Codes & Standards Forecast | 0 | 0 | 0 | 0 | 0 | 0 | 0 | 0 | 0 | 0 | 0 | 0 | 0 | 0 | 0 | 0 | 0 | 0 | 0 | 0 | 0 | 0 | 0 | 0 | 0 | 0 | 0 | 0 | 0 | 0 | 0
Commercial_Healthcare_New_Miscellaneous_Natural Gas_Pool Heater_E1_Codes & Standards Forecast | Commercial | Healthcare | New | Miscellaneous | Natural Gas | Pool Heater | E1 | Standard (EF .82) | Codes & Standards Forecast | 0 | 1239.9106 | 1251.2809 | 1326.5647 | 728.0921 | 593.1792 | 832.4879 | 1024.6634 | 1191.9494 | 1204.6059 | 1186.3036 | 1543.146 | 1543.6193 | 1592.8596 | 1456.842 | 1464.5969 | 1639.0083 | 1765.0442 | 1867.9921 | 1881.4351 | 1884.4751 | 2019.0081 | 2057.3244 | 2120.2792 | 2123.7206 | 2163.7484 | 2265.367 | 2340.6689 | 2406.4974 | 2435.4562 | 2462.995
Commercial_Healthcare_New_Miscellaneous_Natural Gas_Pool Heater_E2_Codes & Standards Forecast | Commercial | Healthcare | New | Miscellaneous | Natural Gas | Pool Heater | E2 | Condensing (EF .90) | Codes & Standards Forecast | 0 | 0 | 0 | 0 | 0 | 0 | 0 | 0 | 0 | 0 | 0 | 0 | 0 | 0 | 0 | 0 | 0 | 0 | 0 | 0 | 0 | 0 | 0 | 0 | 0 | 0 | 0 | 0 | 0 | 0 | 0
Commercial_Healthcare_New_Miscellaneous_Natural Gas_Pool Heater_E3_Codes & Standards Forecast | Commercial | Healthcare | New | Miscellaneous | Natural Gas | Pool Heater | E3 |  | Codes & Standards Forecast | 0 | 0 | 0 | 0 | 0 | 0 | 0 | 0 | 0 | 0 | 0 | 0 | 0 | 0 | 0 | 0 | 0 | 0 | 0 | 0 | 0 | 0 | 0 | 0 | 0 | 0 | 0 | 0 | 0 | 0 | 0
Commercial_Healthcare_New_Miscellaneous_Natural Gas_Pool Heater_E4_Codes & Standards Forecast | Commercial | Healthcare | New | Miscellaneous | Natural Gas | Pool Heater | E4 |  | Codes & Standards Forecast | 0 | 0 | 0 | 0 | 0 | 0 | 0 | 0 | 0 | 0 | 0 | 0 | 0 | 0 | 0 | 0 | 0 | 0 | 0 | 0 | 0 | 0 | 0 | 0 | 0 | 0 | 0 | 0 | 0 | 0 | 0
Commercial_Healthcare_New_Miscellaneous_Natural Gas_Pool Heater_E5_Codes & Standards Forecast | Commercial | Healthcare | New | Miscellaneous | Natural Gas | Pool Heater | E5 |  | Codes & Standards Forecast | 0 | 0 | 0 | 0 | 0 | 0 | 0 | 0 | 0 | 0 | 0 | 0 | 0 | 0 | 0 | 0 | 0 | 0 | 0 | 0 | 0 | 0 | 0 | 0 | 0 | 0 | 0 | 0 | 0 | 0 | 0
Commercial_Healthcare_New_Miscellaneous_Natural Gas_Pool Heater_E6_Codes & Standards Forecast | Commercial | Healthcare | New | Miscellaneous | Natural Gas | Pool Heater | E6 |  | Codes & Standards Forecast | 0 | 0 | 0 | 0 | 0 | 0 | 0 | 0 | 0 | 0 | 0 | 0 | 0 | 0 | 0 | 0 | 0 | 0 | 0 | 0 | 0 | 0 | 0 | 0 | 0 | 0 | 0 | 0 | 0 | 0 | 0
Commercial_Healthcare_New_Miscellaneous_Natural Gas_Pool Heater_E7_Codes & Standards Forecast | Commercial | Healthcare | New | Miscellaneous | Natural Gas | Pool Heater | E7 |  | Codes & Standards Forecast | 0 | 0 | 0 | 0 | 0 | 0 | 0 | 0 | 0 | 0 | 0 | 0 | 0 | 0 | 0 | 0 | 0 | 0 | 0 | 0 | 0 | 0 | 0 | 0 | 0 | 0 | 0 | 0 | 0 | 0 | 0
Commercial_Healthcare_New_Miscellaneous_Natural Gas_Pool Heater_E8_Codes & Standards Forecast | Commercial | Healthcare | New | Miscellaneous | Natural Gas | Pool Heater | E8 |  | Codes & Standards Forecast | 0 | 0 | 0 | 0 | 0 | 0 | 0 | 0 | 0 | 0 | 0 | 0 | 0 | 0 | 0 | 0 | 0 | 0 | 0 | 0 | 0 | 0 | 0 | 0 | 0 | 0 | 0 | 0 | 0 | 0 | 0
Commercial_Healthcare_New_Miscellaneous_Natural Gas_Pool Heater_E9_Codes & Standards Forecast | Commercial | Healthcare | New | Miscellaneous | Natural Gas | Pool Heater | E9 |  | Codes & Standards Forecast | 0 | 0 | 0 | 0 | 0 | 0 | 0 | 0 | 0 | 0 | 0 | 0 | 0 | 0 | 0 | 0 | 0 | 0 | 0 | 0 | 0 | 0 | 0 | 0 | 0 | 0 | 0 | 0 | 0 | 0 | 0
Commercial_Healthcare_New_Miscellaneous_Natural Gas_Pool Heater_E10_Codes & Standards Forecast | Commercial | Healthcare | New | Miscellaneous | Natural Gas | Pool Heater | E10 |  | Codes & Standards Forecast | 0 | 0 | 0 | 0 | 0 | 0 | 0 | 0 | 0 | 0 | 0 | 0 | 0 | 0 | 0 | 0 | 0 | 0 | 0 | 0 | 0 | 0 | 0 | 0 | 0 | 0 | 0 | 0 | 0 | 0 | 0
Commercial_Healthcare_New_Miscellaneous_Natural Gas_Miscellaneous_E1_Codes & Standards Forecast | Commercial | Healthcare | New | Miscellaneous | Natural Gas | Miscellaneous | E1 | Standard | Codes & Standards Forecast | 0 | 175914.2585 | 177527.4416 | 188208.4417 | 128429.8176 | 131059.8157 | 150015.943 | 157575.3117 | 164284.859 | 172601.5388 | 180670.8361 | 239663.6871 | 240500.2076 | 244881.9441 | 236409.2852 | 247325.5258 | 261943.6489 | 269823.9856 | 277774.567 | 287032.7186 | 295911.3951 | 319386.4274 | 323780.7307 | 329745.5684 | 334366.0497 | 344505.0965 | 355030.5091 | 362655.6539 | 370569.0306 | 379147.36 | 387391.948
Commercial_Healthcare_New_Miscellaneous_Natural Gas_Miscellaneous_E2_Codes & Standards Forecast | Commercial | Healthcare | New | Miscellaneous | Natural Gas | Miscellaneous | E2 |  | Codes & Standards Forecast | 0 | 0 | 0 | 0 | 0 | 0 | 0 | 0 | 0 | 0 | 0 | 0 | 0 | 0 | 0 | 0 | 0 | 0 | 0 | 0 | 0 | 0 | 0 | 0 | 0 | 0 | 0 | 0 | 0 | 0 | 0
Commercial_Healthcare_New_Miscellaneous_Natural Gas_Miscellaneous_E3_Codes & Standards Forecast | Commercial | Healthcare | New | Miscellaneous | Natural Gas | Miscellaneous | E3 |  | Codes & Standards Forecast | 0 | 0 | 0 | 0 | 0 | 0 | 0 | 0 | 0 | 0 | 0 | 0 | 0 | 0 | 0 | 0 | 0 | 0 | 0 | 0 | 0 | 0 | 0 | 0 | 0 | 0 | 0 | 0 | 0 | 0 | 0
Commercial_Healthcare_New_Miscellaneous_Natural Gas_Miscellaneous_E4_Codes & Standards Forecast | Commercial | Healthcare | New | Miscellaneous | Natural Gas | Miscellaneous | E4 |  | Codes & Standards Forecast | 0 | 0 | 0 | 0 | 0 | 0 | 0 | 0 | 0 | 0 | 0 | 0 | 0 | 0 | 0 | 0 | 0 | 0 | 0 | 0 | 0 | 0 | 0 | 0 | 0 | 0 | 0 | 0 | 0 | 0 | 0
Commercial_Healthcare_New_Miscellaneous_Natural Gas_Miscellaneous_E5_Codes & Standards Forecast | Commercial | Healthcare | New | Miscellaneous | Natural Gas | Miscellaneous | E5 |  | Codes & Standards Forecast | 0 | 0 | 0 | 0 | 0 | 0 | 0 | 0 | 0 | 0 | 0 | 0 | 0 | 0 | 0 | 0 | 0 | 0 | 0 | 0 | 0 | 0 | 0 | 0 | 0 | 0 | 0 | 0 | 0 | 0 | 0
Commercial_Healthcare_New_Miscellaneous_Natural Gas_Miscellaneous_E6_Codes & Standards Forecast | Commercial | Healthcare | New | Miscellaneous | Natural Gas | Miscellaneous | E6 |  | Codes & Standards Forecast | 0 | 0 | 0 | 0 | 0 | 0 | 0 | 0 | 0 | 0 | 0 | 0 | 0 | 0 | 0 | 0 | 0 | 0 | 0 | 0 | 0 | 0 | 0 | 0 | 0 | 0 | 0 | 0 | 0 | 0 | 0
Commercial_Healthcare_New_Miscellaneous_Natural Gas_Miscellaneous_E7_Codes & Standards Forecast | Commercial | Healthcare | New | Miscellaneous | Natural Gas | Miscellaneous | E7 |  | Codes & Standards Forecast | 0 | 0 | 0 | 0 | 0 | 0 | 0 | 0 | 0 | 0 | 0 | 0 | 0 | 0 | 0 | 0 | 0 | 0 | 0 | 0 | 0 | 0 | 0 | 0 | 0 | 0 | 0 | 0 | 0 | 0 | 0
Commercial_Healthcare_New_Miscellaneous_Natural Gas_Miscellaneous_E8_Codes & Standards Forecast | Commercial | Healthcare | New | Miscellaneous | Natural Gas | Miscellaneous | E8 |  | Codes & Standards Forecast | 0 | 0 | 0 | 0 | 0 | 0 | 0 | 0 | 0 | 0 | 0 | 0 | 0 | 0 | 0 | 0 | 0 | 0 | 0 | 0 | 0 | 0 | 0 | 0 | 0 | 0 | 0 | 0 | 0 | 0 | 0
Commercial_Healthcare_New_Miscellaneous_Natural Gas_Miscellaneous_E9_Codes & Standards Forecast | Commercial | Healthcare | New | Miscellaneous | Natural Gas | Miscellaneous | E9 |  | Codes & Standards Forecast | 0 | 0 | 0 | 0 | 0 | 0 | 0 | 0 | 0 | 0 | 0 | 0 | 0 | 0 | 0 | 0 | 0 | 0 | 0 | 0 | 0 | 0 | 0 | 0 | 0 | 0 | 0 | 0 | 0 | 0 | 0
Commercial_Healthcare_New_Miscellaneous_Natural Gas_Miscellaneous_E10_Codes & Standards Forecast | Commercial | Healthcare | New | Miscellaneous | Natural Gas | Miscellaneous | E10 |  | Codes & Standards Forecast | 0 | 0 | 0 | 0 | 0 | 0 | 0 | 0 | 0 | 0 | 0 | 0 | 0 | 0 | 0 | 0 | 0 | 0 | 0 | 0 | 0 | 0 | 0 | 0 | 0 | 0 | 0 | 0 | 0 | 0 | 0
Commercial_Lodging_Existing_Space Heating_Natural Gas_Furnace_E1_Codes & Standards Forecast | Commercial | Lodging | Existing | Space Heating | Natural Gas | Furnace | E1 | AFUE 80% (Standard) | Codes & Standards Forecast | 0 | 52068.0952 | 54403.5024 | 56430.0053 | 58174.1407 | 0 | 0 | 0 | 0 | 0 | 0 | 0 | 0 | 0 | 0 | 0 | 0 | 0 | 0 | 0 | 0 | 0 | 0 | 0 | 0 | 0 | 0 | 0 | 0 | 0 | 0
Commercial_Lodging_Existing_Space Heating_Natural Gas_Furnace_E2_Codes & Standards Forecast | Commercial | Lodging | Existing | Space Heating | Natural Gas | Furnace | E2 | AFUE 90% | Codes & Standards Forecast | 0 | 0 | 0 | 0 | 0 | 0 | 0 | 0 | 0 | 0 | 0 | 0 | 0 | 0 | 0 | 0 | 0 | 0 | 0 | 0 | 0 | 0 | 0 | 0 | 0 | 0 | 0 | 0 | 0 | 0 | 0
Commercial_Lodging_Existing_Space Heating_Natural Gas_Furnace_E3_Codes & Standards Forecast | Commercial | Lodging | Existing | Space Heating | Natural Gas | Furnace | E3 | AFUE 95% | Codes & Standards Forecast | 0 | 0 | 0 | 0 | 0 | 59660.3339 | 60911.0637 | 61947.0145 | 62787.2163 | 63449.1749 | 63948.9903 | 64301.4674 | 59308.6476 | 54703.5055 | 50455.9392 | 46538.1839 | 42924.6308 | 39591.6595 | 36517.4836 | 36466.1909 | 36494.3751 | 36581.8429 | 36711.4426 | 36868.6853 | 37041.4079 | 37219.4755 | 37394.5182 | 37559.698 | 37709.5034 | 37839.568 | 37667.8381
Commercial_Lodging_Existing_Space Heating_Natural Gas_Furnace_E4_Codes & Standards Forecast | Commercial | Lodging | Existing | Space Heating | Natural Gas | Furnace | E4 |  | Codes & Standards Forecast | 0 | 0 | 0 | 0 | 0 | 0 | 0 | 0 | 0 | 0 | 0 | 0 | 0 | 0 | 0 | 0 | 0 | 0 | 0 | 0 | 0 | 0 | 0 | 0 | 0 | 0 | 0 | 0 | 0 | 0 | 0
Commercial_Lodging_Existing_Space Heating_Natural Gas_Furnace_E5_Codes & Standards Forecast | Commercial | Lodging | Existing | Space Heating | Natural Gas | Furnace | E5 |  | Codes & Standards Forecast | 0 | 0 | 0 | 0 | 0 | 0 | 0 | 0 | 0 | 0 | 0 | 0 | 0 | 0 | 0 | 0 | 0 | 0 | 0 | 0 | 0 | 0 | 0 | 0 | 0 | 0 | 0 | 0 | 0 | 0 | 0
Commercial_Lodging_Existing_Space Heating_Natural Gas_Furnace_E6_Codes & Standards Forecast | Commercial | Lodging | Existing | Space Heating | Natural Gas | Furnace | E6 |  | Codes & Standards Forecast | 0 | 0 | 0 | 0 | 0 | 0 | 0 | 0 | 0 | 0 | 0 | 0 | 0 | 0 | 0 | 0 | 0 | 0 | 0 | 0 | 0 | 0 | 0 | 0 | 0 | 0 | 0 | 0 | 0 | 0 | 0
Commercial_Lodging_Existing_Space Heating_Natural Gas_Furnace_E7_Codes & Standards Forecast | Commercial | Lodging | Existing | Space Heating | Natural Gas | Furnace | E7 |  | Codes & Standards Forecast | 0 | 0 | 0 | 0 | 0 | 0 | 0 | 0 | 0 | 0 | 0 | 0 | 0 | 0 | 0 | 0 | 0 | 0 | 0 | 0 | 0 | 0 | 0 | 0 | 0 | 0 | 0 | 0 | 0 | 0 | 0
Commercial_Lodging_Existing_Space Heating_Natural Gas_Furnace_E8_Codes & Standards Forecast | Commercial | Lodging | Existing | Space Heating | Natural Gas | Furnace | E8 |  | Codes & Standards Forecast | 0 | 0 | 0 | 0 | 0 | 0 | 0 | 0 | 0 | 0 | 0 | 0 | 0 | 0 | 0 | 0 | 0 | 0 | 0 | 0 | 0 | 0 | 0 | 0 | 0 | 0 | 0 | 0 | 0 | 0 | 0
Commercial_Lodging_Existing_Space Heating_Natural Gas_Furnace_E9_Codes & Standards Forecast | Commercial | Lodging | Existing | Space Heating | Natural Gas | Furnace | E9 |  | Codes & Standards Forecast | 0 | 0 | 0 | 0 | 0 | 0 | 0 | 0 | 0 | 0 | 0 | 0 | 0 | 0 | 0 | 0 | 0 | 0 | 0 | 0 | 0 | 0 | 0 | 0 | 0 | 0 | 0 | 0 | 0 | 0 | 0
Commercial_Lodging_Existing_Space Heating_Natural Gas_Furnace_E10_Codes & Standards Forecast | Commercial | Lodging | Existing | Space Heating | Natural Gas | Furnace | E10 |  | Codes & Standards Forecast | 0 | 0 | 0 | 0 | 0 | 0 | 0 | 0 | 0 | 0 | 0 | 0 | 0 | 0 | 0 | 0 | 0 | 0 | 0 | 0 | 0 | 0 | 0 | 0 | 0 | 0 | 0 | 0 | 0 | 0 | 0
Commercial_Lodging_Existing_Space Heating_Natural Gas_Boiler_E1_Codes & Standards Forecast | Commercial | Lodging | Existing | Space Heating | Natural Gas | Boiler | E1 | AFUE 80% (Standard) | Codes & Standards Forecast | 0 | 24991.0098 | 24713.8368 | 24417.9184 | 24106.2794 | 0 | 0 | 0 | 0 | 0 | 0 | 0 | 0 | 0 | 0 | 0 | 0 | 0 | 0 | 0 | 0 | 0 | 0 | 0 | 0 | 0 | 0 | 0 | 0 | 0 | 0
Commercial_Lodging_Existing_Space Heating_Natural Gas_Boiler_E2_Codes & Standards Forecast | Commercial | Lodging | Existing | Space Heating | Natural Gas | Boiler | E2 | AFUE 85% | Codes & Standards Forecast | 0 | 0 | 0 | 0 | 0 | 0 | 0 | 0 | 0 | 0 | 0 | 0 | 0 | 0 | 0 | 0 | 0 | 0 | 0 | 0 | 0 | 0 | 0 | 0 | 0 | 0 | 0 | 0 | 0 | 0 | 0
Commercial_Lodging_Existing_Space Heating_Natural Gas_Boiler_E3_Codes & Standards Forecast | Commercial | Lodging | Existing | Space Heating | Natural Gas | Boiler | E3 | AFUE 98% | Codes & Standards Forecast | 0 | 0 | 0 | 0 | 0 | 23781.5946 | 23446.2282 | 23102.2674 | 22751.5534 | 22395.7085 | 22036.1601 | 21674.1628 | 21310.8172 | 20947.0871 | 20583.8149 | 20221.7352 | 19861.4865 | 19503.6224 | 19148.6213 | 18796.8941 | 18448.793 | 19388.0169 | 18559.7169 | 17822.2979 | 17163.3306 | 16572.0312 | 16039.0525 | 15556.3021 | 15116.7817 | 14714.4467 | 14344.0835
Commercial_Lodging_Existing_Space Heating_Natural Gas_Boiler_E4_Codes & Standards Forecast | Commercial | Lodging | Existing | Space Heating | Natural Gas | Boiler | E4 | Convert to NG Air Source Heat Pump | Codes & Standards Forecast | 0 | 0 | 0 | 0 | 0 | 0 | 0 | 0 | 0 | 0 | 0 | 0 | 0 | 0 | 0 | 0 | 0 | 0 | 0 | 0 | 0 | 0 | 0 | 0 | 0 | 0 | 0 | 0 | 0 | 0 | 0
Commercial_Lodging_Existing_Space Heating_Natural Gas_Boiler_E5_Codes & Standards Forecast | Commercial | Lodging | Existing | Space Heating | Natural Gas | Boiler | E5 |  | Codes & Standards Forecast | 0 | 0 | 0 | 0 | 0 | 0 | 0 | 0 | 0 | 0 | 0 | 0 | 0 | 0 | 0 | 0 | 0 | 0 | 0 | 0 | 0 | 0 | 0 | 0 | 0 | 0 | 0 | 0 | 0 | 0 | 0
Commercial_Lodging_Existing_Space Heating_Natural Gas_Boiler_E6_Codes & Standards Forecast | Commercial | Lodging | Existing | Space Heating | Natural Gas | Boiler | E6 |  | Codes & Standards Forecast | 0 | 0 | 0 | 0 | 0 | 0 | 0 | 0 | 0 | 0 | 0 | 0 | 0 | 0 | 0 | 0 | 0 | 0 | 0 | 0 | 0 | 0 | 0 | 0 | 0 | 0 | 0 | 0 | 0 | 0 | 0
Commercial_Lodging_Existing_Space Heating_Natural Gas_Boiler_E7_Codes & Standards Forecast | Commercial | Lodging | Existing | Space Heating | Natural Gas | Boiler | E7 |  | Codes & Standards Forecast | 0 | 0 | 0 | 0 | 0 | 0 | 0 | 0 | 0 | 0 | 0 | 0 | 0 | 0 | 0 | 0 | 0 | 0 | 0 | 0 | 0 | 0 | 0 | 0 | 0 | 0 | 0 | 0 | 0 | 0 | 0
Commercial_Lodging_Existing_Space Heating_Natural Gas_Boiler_E8_Codes & Standards Forecast | Commercial | Lodging | Existing | Space Heating | Natural Gas | Boiler | E8 |  | Codes & Standards Forecast | 0 | 0 | 0 | 0 | 0 | 0 | 0 | 0 | 0 | 0 | 0 | 0 | 0 | 0 | 0 | 0 | 0 | 0 | 0 | 0 | 0 | 0 | 0 | 0 | 0 | 0 | 0 | 0 | 0 | 0 | 0
Commercial_Lodging_Existing_Space Heating_Natural Gas_Boiler_E9_Codes & Standards Forecast | Commercial | Lodging | Existing | Space Heating | Natural Gas | Boiler | E9 |  | Codes & Standards Forecast | 0 | 0 | 0 | 0 | 0 | 0 | 0 | 0 | 0 | 0 | 0 | 0 | 0 | 0 | 0 | 0 | 0 | 0 | 0 | 0 | 0 | 0 | 0 | 0 | 0 | 0 | 0 | 0 | 0 | 0 | 0
Commercial_Lodging_Existing_Space Heating_Natural Gas_Boiler_E10_Codes & Standards Forecast | Commercial | Lodging | Existing | Space Heating | Natural Gas | Boiler | E10 |  | Codes & Standards Forecast | 0 | 0 | 0 | 0 | 0 | 0 | 0 | 0 | 0 | 0 | 0 | 0 | 0 | 0 | 0 | 0 | 0 | 0 | 0 | 0 | 0 | 0 | 0 | 0 | 0 | 0 | 0 | 0 | 0 | 0 | 0
Commercial_Lodging_Existing_Space Heating_Natural Gas_Unit Heater_E1_Codes & Standards Forecast | Commercial | Lodging | Existing | Space Heating | Natural Gas | Unit Heater | E1 | Standard | Codes & Standards Forecast | 0 | 227.9523 | 649.8713 | 1235.7524 | 1959.1306 | 0 | 0 | 0 | 0 | 0 | 0 | 0 | 0 | 0 | 0 | 0 | 0 | 0 | 0 | 0 | 0 | 0 | 0 | 0 | 0 | 0 | 0 | 0 | 0 | 0 | 0
Commercial_Lodging_Existing_Space Heating_Natural Gas_Unit Heater_E2_Codes & Standards Forecast | Commercial | Lodging | Existing | Space Heating | Natural Gas | Unit Heater | E2 | Condensing | Codes & Standards Forecast | 0 | 0 | 0 | 0 | 0 | 2796.6869 | 3727.8988 | 4734.7276 | 5801.3415 | 6913.8684 | 7870.1207 | 8714.4523 | 9481.0432 | 10195.8927 | 10878.4532 | 11542.9671 | 12199.5561 | 11370.1867 | 10782.9556 | 10405.1808 | 10185.7512 | 10086.8594 | 10080.6899 | 10146.8712 | 10270.524 | 10440.7783 | 10649.6546 | 10678.6215 | 10595.6468 | 10451.8275 | 10282.337
Commercial_Lodging_Existing_Space Heating_Natural Gas_Unit Heater_E3_Codes & Standards Forecast | Commercial | Lodging | Existing | Space Heating | Natural Gas | Unit Heater | E3 | Infrared Radiant | Codes & Standards Forecast | 0 | 0 | 0 | 0 | 0 | 0 | 0 | 0 | 0 | 0 | 0 | 0 | 0 | 0 | 0 | 0 | 0 | 0 | 0 | 0 | 0 | 0 | 0 | 0 | 0 | 0 | 0 | 0 | 0 | 0 | 0
Commercial_Lodging_Existing_Space Heating_Natural Gas_Unit Heater_E4_Codes & Standards Forecast | Commercial | Lodging | Existing | Space Heating | Natural Gas | Unit Heater | E4 |  | Codes & Standards Forecast | 0 | 0 | 0 | 0 | 0 | 0 | 0 | 0 | 0 | 0 | 0 | 0 | 0 | 0 | 0 | 0 | 0 | 0 | 0 | 0 | 0 | 0 | 0 | 0 | 0 | 0 | 0 | 0 | 0 | 0 | 0
Commercial_Lodging_Existing_Space Heating_Natural Gas_Unit Heater_E5_Codes & Standards Forecast | Commercial | Lodging | Existing | Space Heating | Natural Gas | Unit Heater | E5 |  | Codes & Standards Forecast | 0 | 0 | 0 | 0 | 0 | 0 | 0 | 0 | 0 | 0 | 0 | 0 | 0 | 0 | 0 | 0 | 0 | 0 | 0 | 0 | 0 | 0 | 0 | 0 | 0 | 0 | 0 | 0 | 0 | 0 | 0
Commercial_Lodging_Existing_Space Heating_Natural Gas_Unit Heater_E6_Codes & Standards Forecast | Commercial | Lodging | Existing | Space Heating | Natural Gas | Unit Heater | E6 |  | Codes & Standards Forecast | 0 | 0 | 0 | 0 | 0 | 0 | 0 | 0 | 0 | 0 | 0 | 0 | 0 | 0 | 0 | 0 | 0 | 0 | 0 | 0 | 0 | 0 | 0 | 0 | 0 | 0 | 0 | 0 | 0 | 0 | 0
Commercial_Lodging_Existing_Space Heating_Natural Gas_Unit Heater_E7_Codes & Standards Forecast | Commercial | Lodging | Existing | Space Heating | Natural Gas | Unit Heater | E7 |  | Codes & Standards Forecast | 0 | 0 | 0 | 0 | 0 | 0 | 0 | 0 | 0 | 0 | 0 | 0 | 0 | 0 | 0 | 0 | 0 | 0 | 0 | 0 | 0 | 0 | 0 | 0 | 0 | 0 | 0 | 0 | 0 | 0 | 0
Commercial_Lodging_Existing_Space Heating_Natural Gas_Unit Heater_E8_Codes & Standards Forecast | Commercial | Lodging | Existing | Space Heating | Natural Gas | Unit Heater | E8 |  | Codes & Standards Forecast | 0 | 0 | 0 | 0 | 0 | 0 | 0 | 0 | 0 | 0 | 0 | 0 | 0 | 0 | 0 | 0 | 0 | 0 | 0 | 0 | 0 | 0 | 0 | 0 | 0 | 0 | 0 | 0 | 0 | 0 | 0
Commercial_Lodging_Existing_Space Heating_Natural Gas_Unit Heater_E9_Codes & Standards Forecast | Commercial | Lodging | Existing | Space Heating | Natural Gas | Unit Heater | E9 |  | Codes & Standards Forecast | 0 | 0 | 0 | 0 | 0 | 0 | 0 | 0 | 0 | 0 | 0 | 0 | 0 | 0 | 0 | 0 | 0 | 0 | 0 | 0 | 0 | 0 | 0 | 0 | 0 | 0 | 0 | 0 | 0 | 0 | 0
Commercial_Lodging_Existing_Space Heating_Natural Gas_Unit Heater_E10_Codes & Standards Forecast | Commercial | Lodging | Existing | Space Heating | Natural Gas | Unit Heater | E10 |  | Codes & Standards Forecast | 0 | 0 | 0 | 0 | 0 | 0 | 0 | 0 | 0 | 0 | 0 | 0 | 0 | 0 | 0 | 0 | 0 | 0 | 0 | 0 | 0 | 0 | 0 | 0 | 0 | 0 | 0 | 0 | 0 | 0 | 0
Commercial_Lodging_Existing_Water Heating_Natural Gas_Water Heater_E1_Codes & Standards Forecast | Commercial | Lodging | Existing | Water Heating | Natural Gas | Water Heater | E1 | TE 0.80 | Codes & Standards Forecast | 0 | 85568.4179 | 93005.0913 | 99295.0631 | 104570.1365 | 108947.6021 | 112531.8236 | 115415.6509 | 117681.6783 | 119403.3662 | 134914.5352 | 148162.8369 | 145703.0813 | 143237.5934 | 140772.48 | 155218.2007 | 150924.944 | 146847.2498 | 142966.6581 | 141645.8867 | 142049.0316 | 141268.4719 | 139633.8187 | 137396.336 | 140384.4707 | 141271.2866 | 137920.0457 | 134353.5884 | 131077.1046 | 131683.6247 | 128185.1268
Commercial_Lodging_Existing_Water Heating_Natural Gas_Water Heater_E2_Codes & Standards Forecast | Commercial | Lodging | Existing | Water Heating | Natural Gas | Water Heater | E2 | TE 0.90 | Codes & Standards Forecast | 0 | 0 | 0 | 0 | 0 | 0 | 0 | 0 | 0 | 0 | 0 | 0 | 0 | 0 | 0 | 0 | 0 | 0 | 0 | 0 | 0 | 0 | 0 | 0 | 0 | 0 | 0 | 0 | 0 | 0 | 0
Commercial_Lodging_Existing_Water Heating_Natural Gas_Water Heater_E3_Codes & Standards Forecast | Commercial | Lodging | Existing | Water Heating | Natural Gas | Water Heater | E3 | TE 0.94 | Codes & Standards Forecast | 0 | 0 | 0 | 0 | 0 | 0 | 0 | 0 | 0 | 0 | 0 | 0 | 0 | 0 | 0 | 0 | 0 | 0 | 0 | 0 | 0 | 0 | 0 | 0 | 0 | 0 | 0 | 0 | 0 | 0 | 0
Commercial_Lodging_Existing_Water Heating_Natural Gas_Water Heater_E4_Codes & Standards Forecast | Commercial | Lodging | Existing | Water Heating | Natural Gas | Water Heater | E4 | Instantaneous TE 0.94 | Codes & Standards Forecast | 0 | 0 | 0 | 0 | 0 | 0 | 0 | 0 | 0 | 0 | 0 | 0 | 0 | 0 | 0 | 0 | 0 | 0 | 0 | 0 | 0 | 0 | 0 | 0 | 0 | 0 | 0 | 0 | 0 | 0 | 0
Commercial_Lodging_Existing_Water Heating_Natural Gas_Water Heater_E5_Codes & Standards Forecast | Commercial | Lodging | Existing | Water Heating | Natural Gas | Water Heater | E5 | Gas-Fired Absorption HPWH | Codes & Standards Forecast | 0 | 0 | 0 | 0 | 0 | 0 | 0 | 0 | 0 | 0 | 0 | 0 | 0 | 0 | 0 | 0 | 0 | 0 | 0 | 0 | 0 | 0 | 0 | 0 | 0 | 0 | 0 | 0 | 0 | 0 | 0
Commercial_Lodging_Existing_Water Heating_Natural Gas_Water Heater_E6_Codes & Standards Forecast | Commercial | Lodging | Existing | Water Heating | Natural Gas | Water Heater | E6 |  | Codes & Standards Forecast | 0 | 0 | 0 | 0 | 0 | 0 | 0 | 0 | 0 | 0 | 0 | 0 | 0 | 0 | 0 | 0 | 0 | 0 | 0 | 0 | 0 | 0 | 0 | 0 | 0 | 0 | 0 | 0 | 0 | 0 | 0
Commercial_Lodging_Existing_Water Heating_Natural Gas_Water Heater_E7_Codes & Standards Forecast | Commercial | Lodging | Existing | Water Heating | Natural Gas | Water Heater | E7 |  | Codes & Standards Forecast | 0 | 0 | 0 | 0 | 0 | 0 | 0 | 0 | 0 | 0 | 0 | 0 | 0 | 0 | 0 | 0 | 0 | 0 | 0 | 0 | 0 | 0 | 0 | 0 | 0 | 0 | 0 | 0 | 0 | 0 | 0
Commercial_Lodging_Existing_Water Heating_Natural Gas_Water Heater_E8_Codes & Standards Forecast | Commercial | Lodging | Existing | Water Heating | Natural Gas | Water Heater | E8 |  | Codes & Standards Forecast | 0 | 0 | 0 | 0 | 0 | 0 | 0 | 0 | 0 | 0 | 0 | 0 | 0 | 0 | 0 | 0 | 0 | 0 | 0 | 0 | 0 | 0 | 0 | 0 | 0 | 0 | 0 | 0 | 0 | 0 | 0
Commercial_Lodging_Existing_Water Heating_Natural Gas_Water Heater_E9_Codes & Standards Forecast | Commercial | Lodging | Existing | Water Heating | Natural Gas | Water Heater | E9 |  | Codes & Standards Forecast | 0 | 0 | 0 | 0 | 0 | 0 | 0 | 0 | 0 | 0 | 0 | 0 | 0 | 0 | 0 | 0 | 0 | 0 | 0 | 0 | 0 | 0 | 0 | 0 | 0 | 0 | 0 | 0 | 0 | 0 | 0
Commercial_Lodging_Existing_Water Heating_Natural Gas_Water Heater_E10_Codes & Standards Forecast | Commercial | Lodging | Existing | Water Heating | Natural Gas | Water Heater | E10 |  | Codes & Standards Forecast | 0 | 0 | 0 | 0 | 0 | 0 | 0 | 0 | 0 | 0 | 0 | 0 | 0 | 0 | 0 | 0 | 0 | 0 | 0 | 0 | 0 | 0 | 0 | 0 | 0 | 0 | 0 | 0 | 0 | 0 | 0
Commercial_Lodging_Existing_Food Preparation_Natural Gas_Oven_E1_Codes & Standards Forecast | Commercial | Lodging | Existing | Food Preparation | Natural Gas | Oven | E1 | Standard | Codes & Standards Forecast | 0 | 11642.1255 | 14832.0679 | 17218.8898 | 18978.3473 | 20248.1872 | 21136.3585 | 21727.4491 | 22087.7333 | 22269.1278 | 19076.7622 | 17070.0625 | 15886.1163 | 15260.2991 | 15001.3892 | 14972.729 | 17477.6891 | 17915.7802 | 18174.9782 | 17846.0063 | 17222.4154 | 16488.981 | 15756.282 | 15085.2695 | 14504.5489 | 13688.9307 | 13319.0325 | 13217.4821 | 13201.5073 | 13176.8234 | 13102.6829
Commercial_Lodging_Existing_Food Preparation_Natural Gas_Oven_E2_Codes & Standards Forecast | Commercial | Lodging | Existing | Food Preparation | Natural Gas | Oven | E2 | ENERGY STAR (EF ≥ 44%) Convection Oven utilizing ASTM Std F1496 | Codes & Standards Forecast | 0 | 0 | 0 | 0 | 0 | 0 | 0 | 0 | 0 | 0 | 0 | 0 | 0 | 0 | 0 | 0 | 0 | 0 | 0 | 0 | 0 | 0 | 0 | 0 | 0 | 0 | 0 | 0 | 0 | 0 | 0
Commercial_Lodging_Existing_Food Preparation_Natural Gas_Oven_E3_Codes & Standards Forecast | Commercial | Lodging | Existing | Food Preparation | Natural Gas | Oven | E3 |  | Codes & Standards Forecast | 0 | 0 | 0 | 0 | 0 | 0 | 0 | 0 | 0 | 0 | 0 | 0 | 0 | 0 | 0 | 0 | 0 | 0 | 0 | 0 | 0 | 0 | 0 | 0 | 0 | 0 | 0 | 0 | 0 | 0 | 0
Commercial_Lodging_Existing_Food Preparation_Natural Gas_Oven_E4_Codes & Standards Forecast | Commercial | Lodging | Existing | Food Preparation | Natural Gas | Oven | E4 |  | Codes & Standards Forecast | 0 | 0 | 0 | 0 | 0 | 0 | 0 | 0 | 0 | 0 | 0 | 0 | 0 | 0 | 0 | 0 | 0 | 0 | 0 | 0 | 0 | 0 | 0 | 0 | 0 | 0 | 0 | 0 | 0 | 0 | 0
Commercial_Lodging_Existing_Food Preparation_Natural Gas_Oven_E5_Codes & Standards Forecast | Commercial | Lodging | Existing | Food Preparation | Natural Gas | Oven | E5 |  | Codes & Standards Forecast | 0 | 0 | 0 | 0 | 0 | 0 | 0 | 0 | 0 | 0 | 0 | 0 | 0 | 0 | 0 | 0 | 0 | 0 | 0 | 0 | 0 | 0 | 0 | 0 | 0 | 0 | 0 | 0 | 0 | 0 | 0
Commercial_Lodging_Existing_Food Preparation_Natural Gas_Oven_E6_Codes & Standards Forecast | Commercial | Lodging | Existing | Food Preparation | Natural Gas | Oven | E6 |  | Codes & Standards Forecast | 0 | 0 | 0 | 0 | 0 | 0 | 0 | 0 | 0 | 0 | 0 | 0 | 0 | 0 | 0 | 0 | 0 | 0 | 0 | 0 | 0 | 0 | 0 | 0 | 0 | 0 | 0 | 0 | 0 | 0 | 0
Commercial_Lodging_Existing_Food Preparation_Natural Gas_Oven_E7_Codes & Standards Forecast | Commercial | Lodging | Existing | Food Preparation | Natural Gas | Oven | E7 |  | Codes & Standards Forecast | 0 | 0 | 0 | 0 | 0 | 0 | 0 | 0 | 0 | 0 | 0 | 0 | 0 | 0 | 0 | 0 | 0 | 0 | 0 | 0 | 0 | 0 | 0 | 0 | 0 | 0 | 0 | 0 | 0 | 0 | 0
Commercial_Lodging_Existing_Food Preparation_Natural Gas_Oven_E8_Codes & Standards Forecast | Commercial | Lodging | Existing | Food Preparation | Natural Gas | Oven | E8 |  | Codes & Standards Forecast | 0 | 0 | 0 | 0 | 0 | 0 | 0 | 0 | 0 | 0 | 0 | 0 | 0 | 0 | 0 | 0 | 0 | 0 | 0 | 0 | 0 | 0 | 0 | 0 | 0 | 0 | 0 | 0 | 0 | 0 | 0
Commercial_Lodging_Existing_Food Preparation_Natural Gas_Oven_E9_Codes & Standards Forecast | Commercial | Lodging | Existing | Food Preparation | Natural Gas | Oven | E9 |  | Codes & Standards Forecast | 0 | 0 | 0 | 0 | 0 | 0 | 0 | 0 | 0 | 0 | 0 | 0 | 0 | 0 | 0 | 0 | 0 | 0 | 0 | 0 | 0 | 0 | 0 | 0 | 0 | 0 | 0 | 0 | 0 | 0 | 0
Commercial_Lodging_Existing_Food Preparation_Natural Gas_Oven_E10_Codes & Standards Forecast | Commercial | Lodging | Existing | Food Preparation | Natural Gas | Oven | E10 |  | Codes & Standards Forecast | 0 | 0 | 0 | 0 | 0 | 0 | 0 | 0 | 0 | 0 | 0 | 0 | 0 | 0 | 0 | 0 | 0 | 0 | 0 | 0 | 0 | 0 | 0 | 0 | 0 | 0 | 0 | 0 | 0 | 0 | 0
Commercial_Lodging_Existing_Food Preparation_Natural Gas_Conveyor Oven_E1_Codes & Standards Forecast | Commercial | Lodging | Existing | Food Preparation | Natural Gas | Conveyor Oven | E1 | Standard | Codes & Standards Forecast | 0 | 0 | 0 | 0 | 0 | 536.9163 | 1473.2983 | 2702.0291 | 4139.7561 | 5721.7412 | 6912.4941 | 7797.5114 | 8443.8027 | 8903.8839 | 9218.9088 | 9421.123 | 9535.789 | 7476.0586 | 5861.2299 | 4595.2043 | 3602.6401 | 2902.1936 | 2488.5938 | 2342.202 | 2435.5556 | 2737.7522 | 3239.1334 | 3830.6846 | 4441.3702 | 5026.8083 | 5561.0679
Commercial_Lodging_Existing_Food Preparation_Natural Gas_Conveyor Oven_E2_Codes & Standards Forecast | Commercial | Lodging | Existing | Food Preparation | Natural Gas | Conveyor Oven | E2 | ENERGY STAR (EF ≥ 44%) Convection Oven utilizing ASTM Std F1496 | Codes & Standards Forecast | 0 | 0 | 0 | 0 | 0 | 0 | 0 | 0 | 0 | 0 | 0 | 0 | 0 | 0 | 0 | 0 | 0 | 0 | 0 | 0 | 0 | 0 | 0 | 0 | 0 | 0 | 0 | 0 | 0 | 0 | 0
Commercial_Lodging_Existing_Food Preparation_Natural Gas_Conveyor Oven_E3_Codes & Standards Forecast | Commercial | Lodging | Existing | Food Preparation | Natural Gas | Conveyor Oven | E3 |  | Codes & Standards Forecast | 0 | 0 | 0 | 0 | 0 | 0 | 0 | 0 | 0 | 0 | 0 | 0 | 0 | 0 | 0 | 0 | 0 | 0 | 0 | 0 | 0 | 0 | 0 | 0 | 0 | 0 | 0 | 0 | 0 | 0 | 0
Commercial_Lodging_Existing_Food Preparation_Natural Gas_Conveyor Oven_E4_Codes & Standards Forecast | Commercial | Lodging | Existing | Food Preparation | Natural Gas | Conveyor Oven | E4 |  | Codes & Standards Forecast | 0 | 0 | 0 | 0 | 0 | 0 | 0 | 0 | 0 | 0 | 0 | 0 | 0 | 0 | 0 | 0 | 0 | 0 | 0 | 0 | 0 | 0 | 0 | 0 | 0 | 0 | 0 | 0 | 0 | 0 | 0
Commercial_Lodging_Existing_Food Preparation_Natural Gas_Conveyor Oven_E5_Codes & Standards Forecast | Commercial | Lodging | Existing | Food Preparation | Natural Gas | Conveyor Oven | E5 |  | Codes & Standards Forecast | 0 | 0 | 0 | 0 | 0 | 0 | 0 | 0 | 0 | 0 | 0 | 0 | 0 | 0 | 0 | 0 | 0 | 0 | 0 | 0 | 0 | 0 | 0 | 0 | 0 | 0 | 0 | 0 | 0 | 0 | 0
Commercial_Lodging_Existing_Food Preparation_Natural Gas_Conveyor Oven_E6_Codes & Standards Forecast | Commercial | Lodging | Existing | Food Preparation | Natural Gas | Conveyor Oven | E6 |  | Codes & Standards Forecast | 0 | 0 | 0 | 0 | 0 | 0 | 0 | 0 | 0 | 0 | 0 | 0 | 0 | 0 | 0 | 0 | 0 | 0 | 0 | 0 | 0 | 0 | 0 | 0 | 0 | 0 | 0 | 0 | 0 | 0 | 0
Commercial_Lodging_Existing_Food Preparation_Natural Gas_Conveyor Oven_E7_Codes & Standards Forecast | Commercial | Lodging | Existing | Food Preparation | Natural Gas | Conveyor Oven | E7 |  | Codes & Standards Forecast | 0 | 0 | 0 | 0 | 0 | 0 | 0 | 0 | 0 | 0 | 0 | 0 | 0 | 0 | 0 | 0 | 0 | 0 | 0 | 0 | 0 | 0 | 0 | 0 | 0 | 0 | 0 | 0 | 0 | 0 | 0
Commercial_Lodging_Existing_Food Preparation_Natural Gas_Conveyor Oven_E8_Codes & Standards Forecast | Commercial | Lodging | Existing | Food Preparation | Natural Gas | Conveyor Oven | E8 |  | Codes & Standards Forecast | 0 | 0 | 0 | 0 | 0 | 0 | 0 | 0 | 0 | 0 | 0 | 0 | 0 | 0 | 0 | 0 | 0 | 0 | 0 | 0 | 0 | 0 | 0 | 0 | 0 | 0 | 0 | 0 | 0 | 0 | 0
Commercial_Lodging_Existing_Food Preparation_Natural Gas_Conveyor Oven_E9_Codes & Standards Forecast | Commercial | Lodging | Existing | Food Preparation | Natural Gas | Conveyor Oven | E9 |  | Codes & Standards Forecast | 0 | 0 | 0 | 0 | 0 | 0 | 0 | 0 | 0 | 0 | 0 | 0 | 0 | 0 | 0 | 0 | 0 | 0 | 0 | 0 | 0 | 0 | 0 | 0 | 0 | 0 | 0 | 0 | 0 | 0 | 0
Commercial_Lodging_Existing_Food Preparation_Natural Gas_Conveyor Oven_E10_Codes & Standards Forecast | Commercial | Lodging | Existing | Food Preparation | Natural Gas | Conveyor Oven | E10 |  | Codes & Standards Forecast | 0 | 0 | 0 | 0 | 0 | 0 | 0 | 0 | 0 | 0 | 0 | 0 | 0 | 0 | 0 | 0 | 0 | 0 | 0 | 0 | 0 | 0 | 0 | 0 | 0 | 0 | 0 | 0 | 0 | 0 | 0
Commercial_Lodging_Existing_Food Preparation_Natural Gas_Double Rack Oven_E1_Codes & Standards Forecast | Commercial | Lodging | Existing | Food Preparation | Natural Gas | Double Rack Oven | E1 | Standard | Codes & Standards Forecast | 0 | 3233.9237 | 4401.7295 | 5387.3257 | 6214.8308 | 6905.2423 | 7476.8388 | 7945.5307 | 8325.166 | 8627.7959 | 7515.7689 | 6547.0698 | 6221.1261 | 6079.0977 | 6061.5532 | 6124.5395 | 6235.8966 | 6986.0135 | 7232.5402 | 7424.3535 | 7568.964 | 7457.0059 | 7172.941 | 6862.1838 | 6564.574 | 6301.2327 | 5825.3665 | 5482.4454 | 5442.7259 | 5476.6433 | 5549.9931
Commercial_Lodging_Existing_Food Preparation_Natural Gas_Double Rack Oven_E2_Codes & Standards Forecast | Commercial | Lodging | Existing | Food Preparation | Natural Gas | Double Rack Oven | E2 | FTSC Qualified (>50% Cooking Efficiency) | Codes & Standards Forecast | 0 | 0 | 0 | 0 | 0 | 0 | 0 | 0 | 0 | 0 | 0 | 0 | 0 | 0 | 0 | 0 | 0 | 0 | 0 | 0 | 0 | 0 | 0 | 0 | 0 | 0 | 0 | 0 | 0 | 0 | 0
Commercial_Lodging_Existing_Food Preparation_Natural Gas_Double Rack Oven_E3_Codes & Standards Forecast | Commercial | Lodging | Existing | Food Preparation | Natural Gas | Double Rack Oven | E3 |  | Codes & Standards Forecast | 0 | 0 | 0 | 0 | 0 | 0 | 0 | 0 | 0 | 0 | 0 | 0 | 0 | 0 | 0 | 0 | 0 | 0 | 0 | 0 | 0 | 0 | 0 | 0 | 0 | 0 | 0 | 0 | 0 | 0 | 0
Commercial_Lodging_Existing_Food Preparation_Natural Gas_Double Rack Oven_E4_Codes & Standards Forecast | Commercial | Lodging | Existing | Food Preparation | Natural Gas | Double Rack Oven | E4 |  | Codes & Standards Forecast | 0 | 0 | 0 | 0 | 0 | 0 | 0 | 0 | 0 | 0 | 0 | 0 | 0 | 0 | 0 | 0 | 0 | 0 | 0 | 0 | 0 | 0 | 0 | 0 | 0 | 0 | 0 | 0 | 0 | 0 | 0
Commercial_Lodging_Existing_Food Preparation_Natural Gas_Double Rack Oven_E5_Codes & Standards Forecast | Commercial | Lodging | Existing | Food Preparation | Natural Gas | Double Rack Oven | E5 |  | Codes & Standards Forecast | 0 | 0 | 0 | 0 | 0 | 0 | 0 | 0 | 0 | 0 | 0 | 0 | 0 | 0 | 0 | 0 | 0 | 0 | 0 | 0 | 0 | 0 | 0 | 0 | 0 | 0 | 0 | 0 | 0 | 0 | 0
Commercial_Lodging_Existing_Food Preparation_Natural Gas_Double Rack Oven_E6_Codes & Standards Forecast | Commercial | Lodging | Existing | Food Preparation | Natural Gas | Double Rack Oven | E6 |  | Codes & Standards Forecast | 0 | 0 | 0 | 0 | 0 | 0 | 0 | 0 | 0 | 0 | 0 | 0 | 0 | 0 | 0 | 0 | 0 | 0 | 0 | 0 | 0 | 0 | 0 | 0 | 0 | 0 | 0 | 0 | 0 | 0 | 0
Commercial_Lodging_Existing_Food Preparation_Natural Gas_Double Rack Oven_E7_Codes & Standards Forecast | Commercial | Lodging | Existing | Food Preparation | Natural Gas | Double Rack Oven | E7 |  | Codes & Standards Forecast | 0 | 0 | 0 | 0 | 0 | 0 | 0 | 0 | 0 | 0 | 0 | 0 | 0 | 0 | 0 | 0 | 0 | 0 | 0 | 0 | 0 | 0 | 0 | 0 | 0 | 0 | 0 | 0 | 0 | 0 | 0
Commercial_Lodging_Existing_Food Preparation_Natural Gas_Double Rack Oven_E8_Codes & Standards Forecast | Commercial | Lodging | Existing | Food Preparation | Natural Gas | Double Rack Oven | E8 |  | Codes & Standards Forecast | 0 | 0 | 0 | 0 | 0 | 0 | 0 | 0 | 0 | 0 | 0 | 0 | 0 | 0 | 0 | 0 | 0 | 0 | 0 | 0 | 0 | 0 | 0 | 0 | 0 | 0 | 0 | 0 | 0 | 0 | 0
Commercial_Lodging_Existing_Food Preparation_Natural Gas_Double Rack Oven_E9_Codes & Standards Forecast | Commercial | Lodging | Existing | Food Preparation | Natural Gas | Double Rack Oven | E9 |  | Codes & Standards Forecast | 0 | 0 | 0 | 0 | 0 | 0 | 0 | 0 | 0 | 0 | 0 | 0 | 0 | 0 | 0 | 0 | 0 | 0 | 0 | 0 | 0 | 0 | 0 | 0 | 0 | 0 | 0 | 0 | 0 | 0 | 0
Commercial_Lodging_Existing_Food Preparation_Natural Gas_Double Rack Oven_E10_Codes & Standards Forecast | Commercial | Lodging | Existing | Food Preparation | Natural Gas | Double Rack Oven | E10 |  | Codes & Standards Forecast | 0 | 0 | 0 | 0 | 0 | 0 | 0 | 0 | 0 | 0 | 0 | 0 | 0 | 0 | 0 | 0 | 0 | 0 | 0 | 0 | 0 | 0 | 0 | 0 | 0 | 0 | 0 | 0 | 0 | 0 | 0
Commercial_Lodging_Existing_Food Preparation_Natural Gas_Fryer_E1_Codes & Standards Forecast | Commercial | Lodging | Existing | Food Preparation | Natural Gas | Fryer | E1 | Standard | Codes & Standards Forecast | 0 | 11698.4761 | 12715.18 | 0 | 0 | 0 | 0 | 0 | 0 | 0 | 0 | 0 | 0 | 0 | 0 | 0 | 0 | 0 | 0 | 0 | 0 | 0 | 0 | 0 | 0 | 0 | 0 | 0 | 0 | 0 | 0
Commercial_Lodging_Existing_Food Preparation_Natural Gas_Fryer_E2_Codes & Standards Forecast | Commercial | Lodging | Existing | Food Preparation | Natural Gas | Fryer | E2 | ENERGY STAR | Codes & Standards Forecast | 0 | 0 | 0 | 13575.1127 | 14296.2938 | 14894.7585 | 15384.7749 | 15779.037 | 16088.8366 | 18314.7432 | 20218.2025 | 21835.9831 | 21327.3431 | 20836.7219 | 22721.2526 | 22005.8629 | 21333.2499 | 21038.1456 | 21000.1267 | 21129.2942 | 21040.4064 | 20794.9321 | 21242.1813 | 21354.0584 | 21223.0505 | 20599.5491 | 20062.6933 | 20102.1794 | 19567.2366 | 19081.3045 | 18822.6462
Commercial_Lodging_Existing_Food Preparation_Natural Gas_Fryer_E3_Codes & Standards Forecast | Commercial | Lodging | Existing | Food Preparation | Natural Gas | Fryer | E3 |  | Codes & Standards Forecast | 0 | 0 | 0 | 0 | 0 | 0 | 0 | 0 | 0 | 0 | 0 | 0 | 0 | 0 | 0 | 0 | 0 | 0 | 0 | 0 | 0 | 0 | 0 | 0 | 0 | 0 | 0 | 0 | 0 | 0 | 0
Commercial_Lodging_Existing_Food Preparation_Natural Gas_Fryer_E4_Codes & Standards Forecast | Commercial | Lodging | Existing | Food Preparation | Natural Gas | Fryer | E4 |  | Codes & Standards Forecast | 0 | 0 | 0 | 0 | 0 | 0 | 0 | 0 | 0 | 0 | 0 | 0 | 0 | 0 | 0 | 0 | 0 | 0 | 0 | 0 | 0 | 0 | 0 | 0 | 0 | 0 | 0 | 0 | 0 | 0 | 0
Commercial_Lodging_Existing_Food Preparation_Natural Gas_Fryer_E5_Codes & Standards Forecast | Commercial | Lodging | Existing | Food Preparation | Natural Gas | Fryer | E5 |  | Codes & Standards Forecast | 0 | 0 | 0 | 0 | 0 | 0 | 0 | 0 | 0 | 0 | 0 | 0 | 0 | 0 | 0 | 0 | 0 | 0 | 0 | 0 | 0 | 0 | 0 | 0 | 0 | 0 | 0 | 0 | 0 | 0 | 0
Commercial_Lodging_Existing_Food Preparation_Natural Gas_Fryer_E6_Codes & Standards Forecast | Commercial | Lodging | Existing | Food Preparation | Natural Gas | Fryer | E6 |  | Codes & Standards Forecast | 0 | 0 | 0 | 0 | 0 | 0 | 0 | 0 | 0 | 0 | 0 | 0 | 0 | 0 | 0 | 0 | 0 | 0 | 0 | 0 | 0 | 0 | 0 | 0 | 0 | 0 | 0 | 0 | 0 | 0 | 0
Commercial_Lodging_Existing_Food Preparation_Natural Gas_Fryer_E7_Codes & Standards Forecast | Commercial | Lodging | Existing | Food Preparation | Natural Gas | Fryer | E7 |  | Codes & Standards Forecast | 0 | 0 | 0 | 0 | 0 | 0 | 0 | 0 | 0 | 0 | 0 | 0 | 0 | 0 | 0 | 0 | 0 | 0 | 0 | 0 | 0 | 0 | 0 | 0 | 0 | 0 | 0 | 0 | 0 | 0 | 0
Commercial_Lodging_Existing_Food Preparation_Natural Gas_Fryer_E8_Codes & Standards Forecast | Commercial | Lodging | Existing | Food Preparation | Natural Gas | Fryer | E8 |  | Codes & Standards Forecast | 0 | 0 | 0 | 0 | 0 | 0 | 0 | 0 | 0 | 0 | 0 | 0 | 0 | 0 | 0 | 0 | 0 | 0 | 0 | 0 | 0 | 0 | 0 | 0 | 0 | 0 | 0 | 0 | 0 | 0 | 0
Commercial_Lodging_Existing_Food Preparation_Natural Gas_Fryer_E9_Codes & Standards Forecast | Commercial | Lodging | Existing | Food Preparation | Natural Gas | Fryer | E9 |  | Codes & Standards Forecast | 0 | 0 | 0 | 0 | 0 | 0 | 0 | 0 | 0 | 0 | 0 | 0 | 0 | 0 | 0 | 0 | 0 | 0 | 0 | 0 | 0 | 0 | 0 | 0 | 0 | 0 | 0 | 0 | 0 | 0 | 0
Commercial_Lodging_Existing_Food Preparation_Natural Gas_Fryer_E10_Codes & Standards Forecast | Commercial | Lodging | Existing | Food Preparation | Natural Gas | Fryer | E10 |  | Codes & Standards Forecast | 0 | 0 | 0 | 0 | 0 | 0 | 0 | 0 | 0 | 0 | 0 | 0 | 0 | 0 | 0 | 0 | 0 | 0 | 0 | 0 | 0 | 0 | 0 | 0 | 0 | 0 | 0 | 0 | 0 | 0 | 0
Commercial_Lodging_Existing_Food Preparation_Natural Gas_Broiler_E1_Codes & Standards Forecast | Commercial | Lodging | Existing | Food Preparation | Natural Gas | Broiler | E1 | Standard | Codes & Standards Forecast | 0 | 9298.2843 | 10377.9184 | 11272.8381 | 12007.7622 | 12604.2054 | 13080.8915 | 13454.1135 | 13738.0473 | 13945.0247 | 12147.666 | 10581.9668 | 10707.1544 | 10859.3902 | 11018.5638 | 11170.8937 | 11307.3011 | 13186.4186 | 13135.7046 | 13058.5497 | 12959.0214 | 12530.2693 | 11888.6098 | 11357.8804 | 10924.6019 | 10574.1935 | 9924.5915 | 9457.0689 | 9691.3554 | 9859.4589 | 9969.411
Commercial_Lodging_Existing_Food Preparation_Natural Gas_Broiler_E2_Codes & Standards Forecast | Commercial | Lodging | Existing | Food Preparation | Natural Gas | Broiler | E2 | Infrared Burners | Codes & Standards Forecast | 0 | 0 | 0 | 0 | 0 | 0 | 0 | 0 | 0 | 0 | 0 | 0 | 0 | 0 | 0 | 0 | 0 | 0 | 0 | 0 | 0 | 0 | 0 | 0 | 0 | 0 | 0 | 0 | 0 | 0 | 0
Commercial_Lodging_Existing_Food Preparation_Natural Gas_Broiler_E3_Codes & Standards Forecast | Commercial | Lodging | Existing | Food Preparation | Natural Gas | Broiler | E3 |  | Codes & Standards Forecast | 0 | 0 | 0 | 0 | 0 | 0 | 0 | 0 | 0 | 0 | 0 | 0 | 0 | 0 | 0 | 0 | 0 | 0 | 0 | 0 | 0 | 0 | 0 | 0 | 0 | 0 | 0 | 0 | 0 | 0 | 0
Commercial_Lodging_Existing_Food Preparation_Natural Gas_Broiler_E4_Codes & Standards Forecast | Commercial | Lodging | Existing | Food Preparation | Natural Gas | Broiler | E4 |  | Codes & Standards Forecast | 0 | 0 | 0 | 0 | 0 | 0 | 0 | 0 | 0 | 0 | 0 | 0 | 0 | 0 | 0 | 0 | 0 | 0 | 0 | 0 | 0 | 0 | 0 | 0 | 0 | 0 | 0 | 0 | 0 | 0 | 0
Commercial_Lodging_Existing_Food Preparation_Natural Gas_Broiler_E5_Codes & Standards Forecast | Commercial | Lodging | Existing | Food Preparation | Natural Gas | Broiler | E5 |  | Codes & Standards Forecast | 0 | 0 | 0 | 0 | 0 | 0 | 0 | 0 | 0 | 0 | 0 | 0 | 0 | 0 | 0 | 0 | 0 | 0 | 0 | 0 | 0 | 0 | 0 | 0 | 0 | 0 | 0 | 0 | 0 | 0 | 0
Commercial_Lodging_Existing_Food Preparation_Natural Gas_Broiler_E6_Codes & Standards Forecast | Commercial | Lodging | Existing | Food Preparation | Natural Gas | Broiler | E6 |  | Codes & Standards Forecast | 0 | 0 | 0 | 0 | 0 | 0 | 0 | 0 | 0 | 0 | 0 | 0 | 0 | 0 | 0 | 0 | 0 | 0 | 0 | 0 | 0 | 0 | 0 | 0 | 0 | 0 | 0 | 0 | 0 | 0 | 0
Commercial_Lodging_Existing_Food Preparation_Natural Gas_Broiler_E7_Codes & Standards Forecast | Commercial | Lodging | Existing | Food Preparation | Natural Gas | Broiler | E7 |  | Codes & Standards Forecast | 0 | 0 | 0 | 0 | 0 | 0 | 0 | 0 | 0 | 0 | 0 | 0 | 0 | 0 | 0 | 0 | 0 | 0 | 0 | 0 | 0 | 0 | 0 | 0 | 0 | 0 | 0 | 0 | 0 | 0 | 0
Commercial_Lodging_Existing_Food Preparation_Natural Gas_Broiler_E8_Codes & Standards Forecast | Commercial | Lodging | Existing | Food Preparation | Natural Gas | Broiler | E8 |  | Codes & Standards Forecast | 0 | 0 | 0 | 0 | 0 | 0 | 0 | 0 | 0 | 0 | 0 | 0 | 0 | 0 | 0 | 0 | 0 | 0 | 0 | 0 | 0 | 0 | 0 | 0 | 0 | 0 | 0 | 0 | 0 | 0 | 0
Commercial_Lodging_Existing_Food Preparation_Natural Gas_Broiler_E9_Codes & Standards Forecast | Commercial | Lodging | Existing | Food Preparation | Natural Gas | Broiler | E9 |  | Codes & Standards Forecast | 0 | 0 | 0 | 0 | 0 | 0 | 0 | 0 | 0 | 0 | 0 | 0 | 0 | 0 | 0 | 0 | 0 | 0 | 0 | 0 | 0 | 0 | 0 | 0 | 0 | 0 | 0 | 0 | 0 | 0 | 0
Commercial_Lodging_Existing_Food Preparation_Natural Gas_Broiler_E10_Codes & Standards Forecast | Commercial | Lodging | Existing | Food Preparation | Natural Gas | Broiler | E10 |  | Codes & Standards Forecast | 0 | 0 | 0 | 0 | 0 | 0 | 0 | 0 | 0 | 0 | 0 | 0 | 0 | 0 | 0 | 0 | 0 | 0 | 0 | 0 | 0 | 0 | 0 | 0 | 0 | 0 | 0 | 0 | 0 | 0 | 0
Commercial_Lodging_Existing_Food Preparation_Natural Gas_Griddle_E1_Codes & Standards Forecast | Commercial | Lodging | Existing | Food Preparation | Natural Gas | Griddle | E1 | Standard | Codes & Standards Forecast | 0 | 13502.7893 | 15070.6132 | 16370.1983 | 17437.441 | 18303.5843 | 18995.8187 | 19537.8045 | 19950.1276 | 20250.6963 | 17640.6066 | 15366.9284 | 15548.7234 | 15769.7973 | 16000.9462 | 16222.1566 | 16420.2448 | 19149.0631 | 19075.4172 | 18963.3744 | 18818.8413 | 18196.2157 | 17264.4102 | 16493.6951 | 15864.4965 | 15355.6402 | 14412.3007 | 13733.3733 | 14073.5997 | 14317.7163 | 14477.3866
Commercial_Lodging_Existing_Food Preparation_Natural Gas_Griddle_E2_Codes & Standards Forecast | Commercial | Lodging | Existing | Food Preparation | Natural Gas | Griddle | E2 | ENERGY STAR | Codes & Standards Forecast | 0 | 0 | 0 | 0 | 0 | 0 | 0 | 0 | 0 | 0 | 0 | 0 | 0 | 0 | 0 | 0 | 0 | 0 | 0 | 0 | 0 | 0 | 0 | 0 | 0 | 0 | 0 | 0 | 0 | 0 | 0
Commercial_Lodging_Existing_Food Preparation_Natural Gas_Griddle_E3_Codes & Standards Forecast | Commercial | Lodging | Existing | Food Preparation | Natural Gas | Griddle | E3 |  | Codes & Standards Forecast | 0 | 0 | 0 | 0 | 0 | 0 | 0 | 0 | 0 | 0 | 0 | 0 | 0 | 0 | 0 | 0 | 0 | 0 | 0 | 0 | 0 | 0 | 0 | 0 | 0 | 0 | 0 | 0 | 0 | 0 | 0
Commercial_Lodging_Existing_Food Preparation_Natural Gas_Griddle_E4_Codes & Standards Forecast | Commercial | Lodging | Existing | Food Preparation | Natural Gas | Griddle | E4 |  | Codes & Standards Forecast | 0 | 0 | 0 | 0 | 0 | 0 | 0 | 0 | 0 | 0 | 0 | 0 | 0 | 0 | 0 | 0 | 0 | 0 | 0 | 0 | 0 | 0 | 0 | 0 | 0 | 0 | 0 | 0 | 0 | 0 | 0
Commercial_Lodging_Existing_Food Preparation_Natural Gas_Griddle_E5_Codes & Standards Forecast | Commercial | Lodging | Existing | Food Preparation | Natural Gas | Griddle | E5 |  | Codes & Standards Forecast | 0 | 0 | 0 | 0 | 0 | 0 | 0 | 0 | 0 | 0 | 0 | 0 | 0 | 0 | 0 | 0 | 0 | 0 | 0 | 0 | 0 | 0 | 0 | 0 | 0 | 0 | 0 | 0 | 0 | 0 | 0
Commercial_Lodging_Existing_Food Preparation_Natural Gas_Griddle_E6_Codes & Standards Forecast | Commercial | Lodging | Existing | Food Preparation | Natural Gas | Griddle | E6 |  | Codes & Standards Forecast | 0 | 0 | 0 | 0 | 0 | 0 | 0 | 0 | 0 | 0 | 0 | 0 | 0 | 0 | 0 | 0 | 0 | 0 | 0 | 0 | 0 | 0 | 0 | 0 | 0 | 0 | 0 | 0 | 0 | 0 | 0
Commercial_Lodging_Existing_Food Preparation_Natural Gas_Griddle_E7_Codes & Standards Forecast | Commercial | Lodging | Existing | Food Preparation | Natural Gas | Griddle | E7 |  | Codes & Standards Forecast | 0 | 0 | 0 | 0 | 0 | 0 | 0 | 0 | 0 | 0 | 0 | 0 | 0 | 0 | 0 | 0 | 0 | 0 | 0 | 0 | 0 | 0 | 0 | 0 | 0 | 0 | 0 | 0 | 0 | 0 | 0
Commercial_Lodging_Existing_Food Preparation_Natural Gas_Griddle_E8_Codes & Standards Forecast | Commercial | Lodging | Existing | Food Preparation | Natural Gas | Griddle | E8 |  | Codes & Standards Forecast | 0 | 0 | 0 | 0 | 0 | 0 | 0 | 0 | 0 | 0 | 0 | 0 | 0 | 0 | 0 | 0 | 0 | 0 | 0 | 0 | 0 | 0 | 0 | 0 | 0 | 0 | 0 | 0 | 0 | 0 | 0
Commercial_Lodging_Existing_Food Preparation_Natural Gas_Griddle_E9_Codes & Standards Forecast | Commercial | Lodging | Existing | Food Preparation | Natural Gas | Griddle | E9 |  | Codes & Standards Forecast | 0 | 0 | 0 | 0 | 0 | 0 | 0 | 0 | 0 | 0 | 0 | 0 | 0 | 0 | 0 | 0 | 0 | 0 | 0 | 0 | 0 | 0 | 0 | 0 | 0 | 0 | 0 | 0 | 0 | 0 | 0
Commercial_Lodging_Existing_Food Preparation_Natural Gas_Griddle_E10_Codes & Standards Forecast | Commercial | Lodging | Existing | Food Preparation | Natural Gas | Griddle | E10 |  | Codes & Standards Forecast | 0 | 0 | 0 | 0 | 0 | 0 | 0 | 0 | 0 | 0 | 0 | 0 | 0 | 0 | 0 | 0 | 0 | 0 | 0 | 0 | 0 | 0 | 0 | 0 | 0 | 0 | 0 | 0 | 0 | 0 | 0
Commercial_Lodging_Existing_Food Preparation_Natural Gas_Range_E1_Codes & Standards Forecast | Commercial | Lodging | Existing | Food Preparation | Natural Gas | Range | E1 | Standard | Codes & Standards Forecast | 0 | 41427.8516 | 52779.0829 | 61272.4554 | 67533.3863 | 72052.0405 | 75212.548 | 77315.911 | 78597.9621 | 79243.4444 | 69034.9361 | 62924.2784 | 59549.7888 | 57948.1963 | 57446.0314 | 65763.9461 | 66857.5993 | 67409.0502 | 67541.5338 | 65623.6663 | 62850.644 | 59917.5356 | 57196.964 | 54859.6036 | 52272.3282 | 51195.5165 | 50959.6704 | 51133.7835 | 51161.3623 | 52461.1185 | 51596.6543
Commercial_Lodging_Existing_Food Preparation_Natural Gas_Range_E2_Codes & Standards Forecast | Commercial | Lodging | Existing | Food Preparation | Natural Gas | Range | E2 | High Efficiency | Codes & Standards Forecast | 0 | 0 | 0 | 0 | 0 | 0 | 0 | 0 | 0 | 0 | 0 | 0 | 0 | 0 | 0 | 0 | 0 | 0 | 0 | 0 | 0 | 0 | 0 | 0 | 0 | 0 | 0 | 0 | 0 | 0 | 0
Commercial_Lodging_Existing_Food Preparation_Natural Gas_Range_E3_Codes & Standards Forecast | Commercial | Lodging | Existing | Food Preparation | Natural Gas | Range | E3 |  | Codes & Standards Forecast | 0 | 0 | 0 | 0 | 0 | 0 | 0 | 0 | 0 | 0 | 0 | 0 | 0 | 0 | 0 | 0 | 0 | 0 | 0 | 0 | 0 | 0 | 0 | 0 | 0 | 0 | 0 | 0 | 0 | 0 | 0
Commercial_Lodging_Existing_Food Preparation_Natural Gas_Range_E4_Codes & Standards Forecast | Commercial | Lodging | Existing | Food Preparation | Natural Gas | Range | E4 |  | Codes & Standards Forecast | 0 | 0 | 0 | 0 | 0 | 0 | 0 | 0 | 0 | 0 | 0 | 0 | 0 | 0 | 0 | 0 | 0 | 0 | 0 | 0 | 0 | 0 | 0 | 0 | 0 | 0 | 0 | 0 | 0 | 0 | 0
Commercial_Lodging_Existing_Food Preparation_Natural Gas_Range_E5_Codes & Standards Forecast | Commercial | Lodging | Existing | Food Preparation | Natural Gas | Range | E5 |  | Codes & Standards Forecast | 0 | 0 | 0 | 0 | 0 | 0 | 0 | 0 | 0 | 0 | 0 | 0 | 0 | 0 | 0 | 0 | 0 | 0 | 0 | 0 | 0 | 0 | 0 | 0 | 0 | 0 | 0 | 0 | 0 | 0 | 0
Commercial_Lodging_Existing_Food Preparation_Natural Gas_Range_E6_Codes & Standards Forecast | Commercial | Lodging | Existing | Food Preparation | Natural Gas | Range | E6 |  | Codes & Standards Forecast | 0 | 0 | 0 | 0 | 0 | 0 | 0 | 0 | 0 | 0 | 0 | 0 | 0 | 0 | 0 | 0 | 0 | 0 | 0 | 0 | 0 | 0 | 0 | 0 | 0 | 0 | 0 | 0 | 0 | 0 | 0
Commercial_Lodging_Existing_Food Preparation_Natural Gas_Range_E7_Codes & Standards Forecast | Commercial | Lodging | Existing | Food Preparation | Natural Gas | Range | E7 |  | Codes & Standards Forecast | 0 | 0 | 0 | 0 | 0 | 0 | 0 | 0 | 0 | 0 | 0 | 0 | 0 | 0 | 0 | 0 | 0 | 0 | 0 | 0 | 0 | 0 | 0 | 0 | 0 | 0 | 0 | 0 | 0 | 0 | 0
Commercial_Lodging_Existing_Food Preparation_Natural Gas_Range_E8_Codes & Standards Forecast | Commercial | Lodging | Existing | Food Preparation | Natural Gas | Range | E8 |  | Codes & Standards Forecast | 0 | 0 | 0 | 0 | 0 | 0 | 0 | 0 | 0 | 0 | 0 | 0 | 0 | 0 | 0 | 0 | 0 | 0 | 0 | 0 | 0 | 0 | 0 | 0 | 0 | 0 | 0 | 0 | 0 | 0 | 0
Commercial_Lodging_Existing_Food Preparation_Natural Gas_Range_E9_Codes & Standards Forecast | Commercial | Lodging | Existing | Food Preparation | Natural Gas | Range | E9 |  | Codes & Standards Forecast | 0 | 0 | 0 | 0 | 0 | 0 | 0 | 0 | 0 | 0 | 0 | 0 | 0 | 0 | 0 | 0 | 0 | 0 | 0 | 0 | 0 | 0 | 0 | 0 | 0 | 0 | 0 | 0 | 0 | 0 | 0
Commercial_Lodging_Existing_Food Preparation_Natural Gas_Range_E10_Codes & Standards Forecast | Commercial | Lodging | Existing | Food Preparation | Natural Gas | Range | E10 |  | Codes & Standards Forecast | 0 | 0 | 0 | 0 | 0 | 0 | 0 | 0 | 0 | 0 | 0 | 0 | 0 | 0 | 0 | 0 | 0 | 0 | 0 | 0 | 0 | 0 | 0 | 0 | 0 | 0 | 0 | 0 | 0 | 0 | 0
Commercial_Lodging_Existing_Food Preparation_Natural Gas_Steamer_E1_Codes & Standards Forecast | Commercial | Lodging | Existing | Food Preparation | Natural Gas | Steamer | E1 | Standard | Codes & Standards Forecast | 0 | 6665.2461 | 7439.1552 | 0 | 0 | 0 | 0 | 0 | 0 | 0 | 0 | 0 | 0 | 0 | 0 | 0 | 0 | 0 | 0 | 0 | 0 | 0 | 0 | 0 | 0 | 0 | 0 | 0 | 0 | 0 | 0
Commercial_Lodging_Existing_Food Preparation_Natural Gas_Steamer_E2_Codes & Standards Forecast | Commercial | Lodging | Existing | Food Preparation | Natural Gas | Steamer | E2 | ENERGY STAR | Codes & Standards Forecast | 0 | 0 | 0 | 8080.6564 | 8607.4686 | 9035.0143 | 9376.715 | 9644.25 | 9847.7809 | 9996.1476 | 9325.2146 | 8812.4512 | 8425.2052 | 8136.6741 | 7924.9386 | 7772.1482 | 7663.8349 | 7588.3367 | 7536.314 | 8855.6329 | 8724.8158 | 8549.9552 | 8349.0986 | 8135.5214 | 7918.7717 | 7705.5113 | 7500.1882 | 7305.5723 | 7083.5126 | 6908.9412 | 6765.3448
Commercial_Lodging_Existing_Food Preparation_Natural Gas_Steamer_E3_Codes & Standards Forecast | Commercial | Lodging | Existing | Food Preparation | Natural Gas | Steamer | E3 |  | Codes & Standards Forecast | 0 | 0 | 0 | 0 | 0 | 0 | 0 | 0 | 0 | 0 | 0 | 0 | 0 | 0 | 0 | 0 | 0 | 0 | 0 | 0 | 0 | 0 | 0 | 0 | 0 | 0 | 0 | 0 | 0 | 0 | 0
Commercial_Lodging_Existing_Food Preparation_Natural Gas_Steamer_E4_Codes & Standards Forecast | Commercial | Lodging | Existing | Food Preparation | Natural Gas | Steamer | E4 |  | Codes & Standards Forecast | 0 | 0 | 0 | 0 | 0 | 0 | 0 | 0 | 0 | 0 | 0 | 0 | 0 | 0 | 0 | 0 | 0 | 0 | 0 | 0 | 0 | 0 | 0 | 0 | 0 | 0 | 0 | 0 | 0 | 0 | 0
Commercial_Lodging_Existing_Food Preparation_Natural Gas_Steamer_E5_Codes & Standards Forecast | Commercial | Lodging | Existing | Food Preparation | Natural Gas | Steamer | E5 |  | Codes & Standards Forecast | 0 | 0 | 0 | 0 | 0 | 0 | 0 | 0 | 0 | 0 | 0 | 0 | 0 | 0 | 0 | 0 | 0 | 0 | 0 | 0 | 0 | 0 | 0 | 0 | 0 | 0 | 0 | 0 | 0 | 0 | 0
Commercial_Lodging_Existing_Food Preparation_Natural Gas_Steamer_E6_Codes & Standards Forecast | Commercial | Lodging | Existing | Food Preparation | Natural Gas | Steamer | E6 |  | Codes & Standards Forecast | 0 | 0 | 0 | 0 | 0 | 0 | 0 | 0 | 0 | 0 | 0 | 0 | 0 | 0 | 0 | 0 | 0 | 0 | 0 | 0 | 0 | 0 | 0 | 0 | 0 | 0 | 0 | 0 | 0 | 0 | 0
Commercial_Lodging_Existing_Food Preparation_Natural Gas_Steamer_E7_Codes & Standards Forecast | Commercial | Lodging | Existing | Food Preparation | Natural Gas | Steamer | E7 |  | Codes & Standards Forecast | 0 | 0 | 0 | 0 | 0 | 0 | 0 | 0 | 0 | 0 | 0 | 0 | 0 | 0 | 0 | 0 | 0 | 0 | 0 | 0 | 0 | 0 | 0 | 0 | 0 | 0 | 0 | 0 | 0 | 0 | 0
Commercial_Lodging_Existing_Food Preparation_Natural Gas_Steamer_E8_Codes & Standards Forecast | Commercial | Lodging | Existing | Food Preparation | Natural Gas | Steamer | E8 |  | Codes & Standards Forecast | 0 | 0 | 0 | 0 | 0 | 0 | 0 | 0 | 0 | 0 | 0 | 0 | 0 | 0 | 0 | 0 | 0 | 0 | 0 | 0 | 0 | 0 | 0 | 0 | 0 | 0 | 0 | 0 | 0 | 0 | 0
Commercial_Lodging_Existing_Food Preparation_Natural Gas_Steamer_E9_Codes & Standards Forecast | Commercial | Lodging | Existing | Food Preparation | Natural Gas | Steamer | E9 |  | Codes & Standards Forecast | 0 | 0 | 0 | 0 | 0 | 0 | 0 | 0 | 0 | 0 | 0 | 0 | 0 | 0 | 0 | 0 | 0 | 0 | 0 | 0 | 0 | 0 | 0 | 0 | 0 | 0 | 0 | 0 | 0 | 0 | 0
Commercial_Lodging_Existing_Food Preparation_Natural Gas_Steamer_E10_Codes & Standards Forecast | Commercial | Lodging | Existing | Food Preparation | Natural Gas | Steamer | E10 |  | Codes & Standards Forecast | 0 | 0 | 0 | 0 | 0 | 0 | 0 | 0 | 0 | 0 | 0 | 0 | 0 | 0 | 0 | 0 | 0 | 0 | 0 | 0 | 0 | 0 | 0 | 0 | 0 | 0 | 0 | 0 | 0 | 0 | 0
Commercial_Lodging_Existing_Food Preparation_Natural Gas_Food Prep Other_E1_Codes & Standards Forecast | Commercial | Lodging | Existing | Food Preparation | Natural Gas | Food Prep Other | E1 | Standard | Codes & Standards Forecast | 0 | 7198.4658 | 9170.8454 | 10646.6461 | 11734.5397 | 12519.697 | 13068.8639 | 13434.3423 | 13657.1104 | 13769.2688 | 11995.4477 | 10933.6654 | 10347.3171 | 10069.0259 | 9981.7701 | 11427.0834 | 11617.1156 | 11712.9352 | 11735.9555 | 11402.7086 | 10920.8707 | 10411.2165 | 9938.4924 | 9532.3548 | 9082.7922 | 8895.6864 | 8854.706 | 8884.9597 | 8889.7518 | 9115.5962 | 8965.3877
Commercial_Lodging_Existing_Food Preparation_Natural Gas_Food Prep Other_E2_Codes & Standards Forecast | Commercial | Lodging | Existing | Food Preparation | Natural Gas | Food Prep Other | E2 | ENERGY STAR | Codes & Standards Forecast | 0 | 0 | 0 | 0 | 0 | 0 | 0 | 0 | 0 | 0 | 0 | 0 | 0 | 0 | 0 | 0 | 0 | 0 | 0 | 0 | 0 | 0 | 0 | 0 | 0 | 0 | 0 | 0 | 0 | 0 | 0
Commercial_Lodging_Existing_Food Preparation_Natural Gas_Food Prep Other_E3_Codes & Standards Forecast | Commercial | Lodging | Existing | Food Preparation | Natural Gas | Food Prep Other | E3 |  | Codes & Standards Forecast | 0 | 0 | 0 | 0 | 0 | 0 | 0 | 0 | 0 | 0 | 0 | 0 | 0 | 0 | 0 | 0 | 0 | 0 | 0 | 0 | 0 | 0 | 0 | 0 | 0 | 0 | 0 | 0 | 0 | 0 | 0
Commercial_Lodging_Existing_Food Preparation_Natural Gas_Food Prep Other_E4_Codes & Standards Forecast | Commercial | Lodging | Existing | Food Preparation | Natural Gas | Food Prep Other | E4 |  | Codes & Standards Forecast | 0 | 0 | 0 | 0 | 0 | 0 | 0 | 0 | 0 | 0 | 0 | 0 | 0 | 0 | 0 | 0 | 0 | 0 | 0 | 0 | 0 | 0 | 0 | 0 | 0 | 0 | 0 | 0 | 0 | 0 | 0
Commercial_Lodging_Existing_Food Preparation_Natural Gas_Food Prep Other_E5_Codes & Standards Forecast | Commercial | Lodging | Existing | Food Preparation | Natural Gas | Food Prep Other | E5 |  | Codes & Standards Forecast | 0 | 0 | 0 | 0 | 0 | 0 | 0 | 0 | 0 | 0 | 0 | 0 | 0 | 0 | 0 | 0 | 0 | 0 | 0 | 0 | 0 | 0 | 0 | 0 | 0 | 0 | 0 | 0 | 0 | 0 | 0
Commercial_Lodging_Existing_Food Preparation_Natural Gas_Food Prep Other_E6_Codes & Standards Forecast | Commercial | Lodging | Existing | Food Preparation | Natural Gas | Food Prep Other | E6 |  | Codes & Standards Forecast | 0 | 0 | 0 | 0 | 0 | 0 | 0 | 0 | 0 | 0 | 0 | 0 | 0 | 0 | 0 | 0 | 0 | 0 | 0 | 0 | 0 | 0 | 0 | 0 | 0 | 0 | 0 | 0 | 0 | 0 | 0
Commercial_Lodging_Existing_Food Preparation_Natural Gas_Food Prep Other_E7_Codes & Standards Forecast | Commercial | Lodging | Existing | Food Preparation | Natural Gas | Food Prep Other | E7 |  | Codes & Standards Forecast | 0 | 0 | 0 | 0 | 0 | 0 | 0 | 0 | 0 | 0 | 0 | 0 | 0 | 0 | 0 | 0 | 0 | 0 | 0 | 0 | 0 | 0 | 0 | 0 | 0 | 0 | 0 | 0 | 0 | 0 | 0
Commercial_Lodging_Existing_Food Preparation_Natural Gas_Food Prep Other_E8_Codes & Standards Forecast | Commercial | Lodging | Existing | Food Preparation | Natural Gas | Food Prep Other | E8 |  | Codes & Standards Forecast | 0 | 0 | 0 | 0 | 0 | 0 | 0 | 0 | 0 | 0 | 0 | 0 | 0 | 0 | 0 | 0 | 0 | 0 | 0 | 0 | 0 | 0 | 0 | 0 | 0 | 0 | 0 | 0 | 0 | 0 | 0
Commercial_Lodging_Existing_Food Preparation_Natural Gas_Food Prep Other_E9_Codes & Standards Forecast | Commercial | Lodging | Existing | Food Preparation | Natural Gas | Food Prep Other | E9 |  | Codes & Standards Forecast | 0 | 0 | 0 | 0 | 0 | 0 | 0 | 0 | 0 | 0 | 0 | 0 | 0 | 0 | 0 | 0 | 0 | 0 | 0 | 0 | 0 | 0 | 0 | 0 | 0 | 0 | 0 | 0 | 0 | 0 | 0
Commercial_Lodging_Existing_Food Preparation_Natural Gas_Food Prep Other_E10_Codes & Standards Forecast | Commercial | Lodging | Existing | Food Preparation | Natural Gas | Food Prep Other | E10 |  | Codes & Standards Forecast | 0 | 0 | 0 | 0 | 0 | 0 | 0 | 0 | 0 | 0 | 0 | 0 | 0 | 0 | 0 | 0 | 0 | 0 | 0 | 0 | 0 | 0 | 0 | 0 | 0 | 0 | 0 | 0 | 0 | 0 | 0
Commercial_Lodging_Existing_Miscellaneous_Natural Gas_Pool Heater_E1_Codes & Standards Forecast | Commercial | Lodging | Existing | Miscellaneous | Natural Gas | Pool Heater | E1 | Standard (EF .82) | Codes & Standards Forecast | 0 | 186662.7425 | 176831.8381 | 168514.6441 | 161396.3943 | 155230.0682 | 155446.0404 | 153838.0909 | 151073.8415 | 147619.8032 | 143797.0631 | 180820.509 | 168268.709 | 158210.4742 | 149921.5562 | 142905.3536 | 145438.517 | 144765.6086 | 142165.122 | 138468.2475 | 134207.7106 | 140057.9042 | 134062.848 | 129372.9262 | 125363.5748 | 121687.1013 | 121877.6981 | 120267.4555 | 117741.4097 | 114790.1865 | 111675.2113
Commercial_Lodging_Existing_Miscellaneous_Natural Gas_Pool Heater_E2_Codes & Standards Forecast | Commercial | Lodging | Existing | Miscellaneous | Natural Gas | Pool Heater | E2 | Condensing (EF .90) | Codes & Standards Forecast | 0 | 0 | 0 | 0 | 0 | 0 | 0 | 0 | 0 | 0 | 0 | 0 | 0 | 0 | 0 | 0 | 0 | 0 | 0 | 0 | 0 | 0 | 0 | 0 | 0 | 0 | 0 | 0 | 0 | 0 | 0
Commercial_Lodging_Existing_Miscellaneous_Natural Gas_Pool Heater_E3_Codes & Standards Forecast | Commercial | Lodging | Existing | Miscellaneous | Natural Gas | Pool Heater | E3 |  | Codes & Standards Forecast | 0 | 0 | 0 | 0 | 0 | 0 | 0 | 0 | 0 | 0 | 0 | 0 | 0 | 0 | 0 | 0 | 0 | 0 | 0 | 0 | 0 | 0 | 0 | 0 | 0 | 0 | 0 | 0 | 0 | 0 | 0
Commercial_Lodging_Existing_Miscellaneous_Natural Gas_Pool Heater_E4_Codes & Standards Forecast | Commercial | Lodging | Existing | Miscellaneous | Natural Gas | Pool Heater | E4 |  | Codes & Standards Forecast | 0 | 0 | 0 | 0 | 0 | 0 | 0 | 0 | 0 | 0 | 0 | 0 | 0 | 0 | 0 | 0 | 0 | 0 | 0 | 0 | 0 | 0 | 0 | 0 | 0 | 0 | 0 | 0 | 0 | 0 | 0
Commercial_Lodging_Existing_Miscellaneous_Natural Gas_Pool Heater_E5_Codes & Standards Forecast | Commercial | Lodging | Existing | Miscellaneous | Natural Gas | Pool Heater | E5 |  | Codes & Standards Forecast | 0 | 0 | 0 | 0 | 0 | 0 | 0 | 0 | 0 | 0 | 0 | 0 | 0 | 0 | 0 | 0 | 0 | 0 | 0 | 0 | 0 | 0 | 0 | 0 | 0 | 0 | 0 | 0 | 0 | 0 | 0
Commercial_Lodging_Existing_Miscellaneous_Natural Gas_Pool Heater_E6_Codes & Standards Forecast | Commercial | Lodging | Existing | Miscellaneous | Natural Gas | Pool Heater | E6 |  | Codes & Standards Forecast | 0 | 0 | 0 | 0 | 0 | 0 | 0 | 0 | 0 | 0 | 0 | 0 | 0 | 0 | 0 | 0 | 0 | 0 | 0 | 0 | 0 | 0 | 0 | 0 | 0 | 0 | 0 | 0 | 0 | 0 | 0
Commercial_Lodging_Existing_Miscellaneous_Natural Gas_Pool Heater_E7_Codes & Standards Forecast | Commercial | Lodging | Existing | Miscellaneous | Natural Gas | Pool Heater | E7 |  | Codes & Standards Forecast | 0 | 0 | 0 | 0 | 0 | 0 | 0 | 0 | 0 | 0 | 0 | 0 | 0 | 0 | 0 | 0 | 0 | 0 | 0 | 0 | 0 | 0 | 0 | 0 | 0 | 0 | 0 | 0 | 0 | 0 | 0
Commercial_Lodging_Existing_Miscellaneous_Natural Gas_Pool Heater_E8_Codes & Standards Forecast | Commercial | Lodging | Existing | Miscellaneous | Natural Gas | Pool Heater | E8 |  | Codes & Standards Forecast | 0 | 0 | 0 | 0 | 0 | 0 | 0 | 0 | 0 | 0 | 0 | 0 | 0 | 0 | 0 | 0 | 0 | 0 | 0 | 0 | 0 | 0 | 0 | 0 | 0 | 0 | 0 | 0 | 0 | 0 | 0
Commercial_Lodging_Existing_Miscellaneous_Natural Gas_Pool Heater_E9_Codes & Standards Forecast | Commercial | Lodging | Existing | Miscellaneous | Natural Gas | Pool Heater | E9 |  | Codes & Standards Forecast | 0 | 0 | 0 | 0 | 0 | 0 | 0 | 0 | 0 | 0 | 0 | 0 | 0 | 0 | 0 | 0 | 0 | 0 | 0 | 0 | 0 | 0 | 0 | 0 | 0 | 0 | 0 | 0 | 0 | 0 | 0
Commercial_Lodging_Existing_Miscellaneous_Natural Gas_Pool Heater_E10_Codes & Standards Forecast | Commercial | Lodging | Existing | Miscellaneous | Natural Gas | Pool Heater | E10 |  | Codes & Standards Forecast | 0 | 0 | 0 | 0 | 0 | 0 | 0 | 0 | 0 | 0 | 0 | 0 | 0 | 0 | 0 | 0 | 0 | 0 | 0 | 0 | 0 | 0 | 0 | 0 | 0 | 0 | 0 | 0 | 0 | 0 | 0
Commercial_Lodging_Existing_Miscellaneous_Natural Gas_Miscellaneous_E1_Codes & Standards Forecast | Commercial | Lodging | Existing | Miscellaneous | Natural Gas | Miscellaneous | E1 | Standard | Codes & Standards Forecast | 0 | 310942.8977 | 362766.714 | 404267.2261 | 381392.6082 | 369145.9522 | 364438.754 | 357409.0779 | 349857.5136 | 342881.2885 | 336076.0773 | 403367.4148 | 398748.7144 | 391743.1822 | 379778.7077 | 371528.7191 | 365393.3275 | 358055.6021 | 350624.9419 | 343659.2579 | 336828.9785 | 347699.4708 | 339095.5897 | 330359.7579 | 323269.3815 | 316983.9272 | 310993.6817 | 304693.0924 | 298498.4199 | 292564.7839 | 286732.447
Commercial_Lodging_Existing_Miscellaneous_Natural Gas_Miscellaneous_E2_Codes & Standards Forecast | Commercial | Lodging | Existing | Miscellaneous | Natural Gas | Miscellaneous | E2 |  | Codes & Standards Forecast | 0 | 0 | 0 | 0 | 0 | 0 | 0 | 0 | 0 | 0 | 0 | 0 | 0 | 0 | 0 | 0 | 0 | 0 | 0 | 0 | 0 | 0 | 0 | 0 | 0 | 0 | 0 | 0 | 0 | 0 | 0
Commercial_Lodging_Existing_Miscellaneous_Natural Gas_Miscellaneous_E3_Codes & Standards Forecast | Commercial | Lodging | Existing | Miscellaneous | Natural Gas | Miscellaneous | E3 |  | Codes & Standards Forecast | 0 | 0 | 0 | 0 | 0 | 0 | 0 | 0 | 0 | 0 | 0 | 0 | 0 | 0 | 0 | 0 | 0 | 0 | 0 | 0 | 0 | 0 | 0 | 0 | 0 | 0 | 0 | 0 | 0 | 0 | 0
Commercial_Lodging_Existing_Miscellaneous_Natural Gas_Miscellaneous_E4_Codes & Standards Forecast | Commercial | Lodging | Existing | Miscellaneous | Natural Gas | Miscellaneous | E4 |  | Codes & Standards Forecast | 0 | 0 | 0 | 0 | 0 | 0 | 0 | 0 | 0 | 0 | 0 | 0 | 0 | 0 | 0 | 0 | 0 | 0 | 0 | 0 | 0 | 0 | 0 | 0 | 0 | 0 | 0 | 0 | 0 | 0 | 0
Commercial_Lodging_Existing_Miscellaneous_Natural Gas_Miscellaneous_E5_Codes & Standards Forecast | Commercial | Lodging | Existing | Miscellaneous | Natural Gas | Miscellaneous | E5 |  | Codes & Standards Forecast | 0 | 0 | 0 | 0 | 0 | 0 | 0 | 0 | 0 | 0 | 0 | 0 | 0 | 0 | 0 | 0 | 0 | 0 | 0 | 0 | 0 | 0 | 0 | 0 | 0 | 0 | 0 | 0 | 0 | 0 | 0
Commercial_Lodging_Existing_Miscellaneous_Natural Gas_Miscellaneous_E6_Codes & Standards Forecast | Commercial | Lodging | Existing | Miscellaneous | Natural Gas | Miscellaneous | E6 |  | Codes & Standards Forecast | 0 | 0 | 0 | 0 | 0 | 0 | 0 | 0 | 0 | 0 | 0 | 0 | 0 | 0 | 0 | 0 | 0 | 0 | 0 | 0 | 0 | 0 | 0 | 0 | 0 | 0 | 0 | 0 | 0 | 0 | 0
Commercial_Lodging_Existing_Miscellaneous_Natural Gas_Miscellaneous_E7_Codes & Standards Forecast | Commercial | Lodging | Existing | Miscellaneous | Natural Gas | Miscellaneous | E7 |  | Codes & Standards Forecast | 0 | 0 | 0 | 0 | 0 | 0 | 0 | 0 | 0 | 0 | 0 | 0 | 0 | 0 | 0 | 0 | 0 | 0 | 0 | 0 | 0 | 0 | 0 | 0 | 0 | 0 | 0 | 0 | 0 | 0 | 0
Commercial_Lodging_Existing_Miscellaneous_Natural Gas_Miscellaneous_E8_Codes & Standards Forecast | Commercial | Lodging | Existing | Miscellaneous | Natural Gas | Miscellaneous | E8 |  | Codes & Standards Forecast | 0 | 0 | 0 | 0 | 0 | 0 | 0 | 0 | 0 | 0 | 0 | 0 | 0 | 0 | 0 | 0 | 0 | 0 | 0 | 0 | 0 | 0 | 0 | 0 | 0 | 0 | 0 | 0 | 0 | 0 | 0
Commercial_Lodging_Existing_Miscellaneous_Natural Gas_Miscellaneous_E9_Codes & Standards Forecast | Commercial | Lodging | Existing | Miscellaneous | Natural Gas | Miscellaneous | E9 |  | Codes & Standards Forecast | 0 | 0 | 0 | 0 | 0 | 0 | 0 | 0 | 0 | 0 | 0 | 0 | 0 | 0 | 0 | 0 | 0 | 0 | 0 | 0 | 0 | 0 | 0 | 0 | 0 | 0 | 0 | 0 | 0 | 0 | 0
Commercial_Lodging_Existing_Miscellaneous_Natural Gas_Miscellaneous_E10_Codes & Standards Forecast | Commercial | Lodging | Existing | Miscellaneous | Natural Gas | Miscellaneous | E10 |  | Codes & Standards Forecast | 0 | 0 | 0 | 0 | 0 | 0 | 0 | 0 | 0 | 0 | 0 | 0 | 0 | 0 | 0 | 0 | 0 | 0 | 0 | 0 | 0 | 0 | 0 | 0 | 0 | 0 | 0 | 0 | 0 | 0 | 0
Commercial_Lodging_New_Space Heating_Natural Gas_Furnace_E1_Codes & Standards Forecast | Commercial | Lodging | New | Space Heating | Natural Gas | Furnace | E1 | AFUE 80% (Standard) | Codes & Standards Forecast | 0 | 0 | 0 | 0 | 0 | 0 | 0 | 0 | 0 | 0 | 0 | 0 | 0 | 0 | 0 | 0 | 0 | 0 | 0 | 0 | 0 | 0 | 0 | 0 | 0 | 0 | 0 | 0 | 0 | 0 | 0
Commercial_Lodging_New_Space Heating_Natural Gas_Furnace_E2_Codes & Standards Forecast | Commercial | Lodging | New | Space Heating | Natural Gas | Furnace | E2 | AFUE 90% | Codes & Standards Forecast | 0 | 0 | 0 | 0 | 0 | 0 | 0 | 0 | 0 | 0 | 0 | 0 | 0 | 0 | 0 | 0 | 0 | 0 | 0 | 0 | 0 | 0 | 0 | 0 | 0 | 0 | 0 | 0 | 0 | 0 | 0
Commercial_Lodging_New_Space Heating_Natural Gas_Furnace_E3_Codes & Standards Forecast | Commercial | Lodging | New | Space Heating | Natural Gas | Furnace | E3 | AFUE 95% | Codes & Standards Forecast | 0 | 0 | 0 | 0 | 0 | 0 | 0 | 0 | 0 | 0 | 0 | 0 | 0 | 0 | 0 | 0 | 0 | 0 | 0 | 0 | 0 | 0 | 0 | 0 | 0 | 0 | 0 | 0 | 0 | 0 | 0
Commercial_Lodging_New_Space Heating_Natural Gas_Furnace_E4_Codes & Standards Forecast | Commercial | Lodging | New | Space Heating | Natural Gas | Furnace | E4 |  | Codes & Standards Forecast | 0 | 0 | 0 | 0 | 0 | 0 | 0 | 0 | 0 | 0 | 0 | 0 | 0 | 0 | 0 | 0 | 0 | 0 | 0 | 0 | 0 | 0 | 0 | 0 | 0 | 0 | 0 | 0 | 0 | 0 | 0
Commercial_Lodging_New_Space Heating_Natural Gas_Furnace_E5_Codes & Standards Forecast | Commercial | Lodging | New | Space Heating | Natural Gas | Furnace | E5 |  | Codes & Standards Forecast | 0 | 0 | 0 | 0 | 0 | 0 | 0 | 0 | 0 | 0 | 0 | 0 | 0 | 0 | 0 | 0 | 0 | 0 | 0 | 0 | 0 | 0 | 0 | 0 | 0 | 0 | 0 | 0 | 0 | 0 | 0
Commercial_Lodging_New_Space Heating_Natural Gas_Furnace_E6_Codes & Standards Forecast | Commercial | Lodging | New | Space Heating | Natural Gas | Furnace | E6 |  | Codes & Standards Forecast | 0 | 0 | 0 | 0 | 0 | 0 | 0 | 0 | 0 | 0 | 0 | 0 | 0 | 0 | 0 | 0 | 0 | 0 | 0 | 0 | 0 | 0 | 0 | 0 | 0 | 0 | 0 | 0 | 0 | 0 | 0
Commercial_Lodging_New_Space Heating_Natural Gas_Furnace_E7_Codes & Standards Forecast | Commercial | Lodging | New | Space Heating | Natural Gas | Furnace | E7 |  | Codes & Standards Forecast | 0 | 0 | 0 | 0 | 0 | 0 | 0 | 0 | 0 | 0 | 0 | 0 | 0 | 0 | 0 | 0 | 0 | 0 | 0 | 0 | 0 | 0 | 0 | 0 | 0 | 0 | 0 | 0 | 0 | 0 | 0
Commercial_Lodging_New_Space Heating_Natural Gas_Furnace_E8_Codes & Standards Forecast | Commercial | Lodging | New | Space Heating | Natural Gas | Furnace | E8 |  | Codes & Standards Forecast | 0 | 0 | 0 | 0 | 0 | 0 | 0 | 0 | 0 | 0 | 0 | 0 | 0 | 0 | 0 | 0 | 0 | 0 | 0 | 0 | 0 | 0 | 0 | 0 | 0 | 0 | 0 | 0 | 0 | 0 | 0
Commercial_Lodging_New_Space Heating_Natural Gas_Furnace_E9_Codes & Standards Forecast | Commercial | Lodging | New | Space Heating | Natural Gas | Furnace | E9 |  | Codes & Standards Forecast | 0 | 0 | 0 | 0 | 0 | 0 | 0 | 0 | 0 | 0 | 0 | 0 | 0 | 0 | 0 | 0 | 0 | 0 | 0 | 0 | 0 | 0 | 0 | 0 | 0 | 0 | 0 | 0 | 0 | 0 | 0
Commercial_Lodging_New_Space Heating_Natural Gas_Furnace_E10_Codes & Standards Forecast | Commercial | Lodging | New | Space Heating | Natural Gas | Furnace | E10 |  | Codes & Standards Forecast | 0 | 0 | 0 | 0 | 0 | 0 | 0 | 0 | 0 | 0 | 0 | 0 | 0 | 0 | 0 | 0 | 0 | 0 | 0 | 0 | 0 | 0 | 0 | 0 | 0 | 0 | 0 | 0 | 0 | 0 | 0
Commercial_Lodging_New_Space Heating_Natural Gas_Boiler_E1_Codes & Standards Forecast | Commercial | Lodging | New | Space Heating | Natural Gas | Boiler | E1 | AFUE 80% (Standard) | Codes & Standards Forecast | 0 | 0 | 0 | 0 | 0 | 0 | 0 | 0 | 0 | 0 | 0 | 0 | 0 | 0 | 0 | 0 | 0 | 0 | 0 | 0 | 0 | 0 | 0 | 0 | 0 | 0 | 0 | 0 | 0 | 0 | 0
Commercial_Lodging_New_Space Heating_Natural Gas_Boiler_E2_Codes & Standards Forecast | Commercial | Lodging | New | Space Heating | Natural Gas | Boiler | E2 | AFUE 85% | Codes & Standards Forecast | 0 | 0 | 0 | 0 | 0 | 0 | 0 | 0 | 0 | 0 | 0 | 0 | 0 | 0 | 0 | 0 | 0 | 0 | 0 | 0 | 0 | 0 | 0 | 0 | 0 | 0 | 0 | 0 | 0 | 0 | 0
Commercial_Lodging_New_Space Heating_Natural Gas_Boiler_E3_Codes & Standards Forecast | Commercial | Lodging | New | Space Heating | Natural Gas | Boiler | E3 | AFUE 98% | Codes & Standards Forecast | 0 | 0 | 0 | 0 | 0 | 0 | 0 | 0 | 0 | 0 | 0 | 0 | 0 | 0 | 0 | 0 | 0 | 0 | 0 | 0 | 0 | 0 | 0 | 0 | 0 | 0 | 0 | 0 | 0 | 0 | 0
Commercial_Lodging_New_Space Heating_Natural Gas_Boiler_E4_Codes & Standards Forecast | Commercial | Lodging | New | Space Heating | Natural Gas | Boiler | E4 | Convert to NG Air Source Heat Pump | Codes & Standards Forecast | 0 | 0 | 0 | 0 | 0 | 0 | 0 | 0 | 0 | 0 | 0 | 0 | 0 | 0 | 0 | 0 | 0 | 0 | 0 | 0 | 0 | 0 | 0 | 0 | 0 | 0 | 0 | 0 | 0 | 0 | 0
Commercial_Lodging_New_Space Heating_Natural Gas_Boiler_E5_Codes & Standards Forecast | Commercial | Lodging | New | Space Heating | Natural Gas | Boiler | E5 |  | Codes & Standards Forecast | 0 | 0 | 0 | 0 | 0 | 0 | 0 | 0 | 0 | 0 | 0 | 0 | 0 | 0 | 0 | 0 | 0 | 0 | 0 | 0 | 0 | 0 | 0 | 0 | 0 | 0 | 0 | 0 | 0 | 0 | 0
Commercial_Lodging_New_Space Heating_Natural Gas_Boiler_E6_Codes & Standards Forecast | Commercial | Lodging | New | Space Heating | Natural Gas | Boiler | E6 |  | Codes & Standards Forecast | 0 | 0 | 0 | 0 | 0 | 0 | 0 | 0 | 0 | 0 | 0 | 0 | 0 | 0 | 0 | 0 | 0 | 0 | 0 | 0 | 0 | 0 | 0 | 0 | 0 | 0 | 0 | 0 | 0 | 0 | 0
Commercial_Lodging_New_Space Heating_Natural Gas_Boiler_E7_Codes & Standards Forecast | Commercial | Lodging | New | Space Heating | Natural Gas | Boiler | E7 |  | Codes & Standards Forecast | 0 | 0 | 0 | 0 | 0 | 0 | 0 | 0 | 0 | 0 | 0 | 0 | 0 | 0 | 0 | 0 | 0 | 0 | 0 | 0 | 0 | 0 | 0 | 0 | 0 | 0 | 0 | 0 | 0 | 0 | 0
Commercial_Lodging_New_Space Heating_Natural Gas_Boiler_E8_Codes & Standards Forecast | Commercial | Lodging | New | Space Heating | Natural Gas | Boiler | E8 |  | Codes & Standards Forecast | 0 | 0 | 0 | 0 | 0 | 0 | 0 | 0 | 0 | 0 | 0 | 0 | 0 | 0 | 0 | 0 | 0 | 0 | 0 | 0 | 0 | 0 | 0 | 0 | 0 | 0 | 0 | 0 | 0 | 0 | 0
Commercial_Lodging_New_Space Heating_Natural Gas_Boiler_E9_Codes & Standards Forecast | Commercial | Lodging | New | Space Heating | Natural Gas | Boiler | E9 |  | Codes & Standards Forecast | 0 | 0 | 0 | 0 | 0 | 0 | 0 | 0 | 0 | 0 | 0 | 0 | 0 | 0 | 0 | 0 | 0 | 0 | 0 | 0 | 0 | 0 | 0 | 0 | 0 | 0 | 0 | 0 | 0 | 0 | 0
Commercial_Lodging_New_Space Heating_Natural Gas_Boiler_E10_Codes & Standards Forecast | Commercial | Lodging | New | Space Heating | Natural Gas | Boiler | E10 |  | Codes & Standards Forecast | 0 | 0 | 0 | 0 | 0 | 0 | 0 | 0 | 0 | 0 | 0 | 0 | 0 | 0 | 0 | 0 | 0 | 0 | 0 | 0 | 0 | 0 | 0 | 0 | 0 | 0 | 0 | 0 | 0 | 0 | 0
Commercial_Lodging_New_Space Heating_Natural Gas_Unit Heater_E1_Codes & Standards Forecast | Commercial | Lodging | New | Space Heating | Natural Gas | Unit Heater | E1 | Standard | Codes & Standards Forecast | 0 | 2717.4842 | 2742.4043 | 2907.402 | 1595.7431 | 0 | 0 | 0 | 0 | 0 | 0 | 0 | 0 | 0 | 0 | 0 | 0 | 0 | 0 | 0 | 0 | 0 | 0 | 0 | 0 | 0 | 0 | 0 | 0 | 0 | 0
Commercial_Lodging_New_Space Heating_Natural Gas_Unit Heater_E2_Codes & Standards Forecast | Commercial | Lodging | New | Space Heating | Natural Gas | Unit Heater | E2 | Condensing | Codes & Standards Forecast | 0 | 0 | 0 | 0 | 0 | 1300.0576 | 1281.048 | 1262.4534 | 1244.2656 | 1226.4766 | 1209.0786 | 1580.276 | 1899.9505 | 2195.5199 | 2259.5224 | 2270.2226 | 2274.8038 | 2274.2426 | 3061.1319 | 2946.821 | 2885.4594 | 2453.9891 | 2424.2068 | 2519.9235 | 2609.6766 | 2686.7376 | 2752.0794 | 2806.6743 | 3077.6915 | 3277.2728 | 3431.2093
Commercial_Lodging_New_Space Heating_Natural Gas_Unit Heater_E3_Codes & Standards Forecast | Commercial | Lodging | New | Space Heating | Natural Gas | Unit Heater | E3 | Infrared Radiant | Codes & Standards Forecast | 0 | 0 | 0 | 0 | 0 | 0 | 0 | 0 | 0 | 0 | 0 | 0 | 0 | 0 | 0 | 0 | 0 | 0 | 0 | 0 | 0 | 0 | 0 | 0 | 0 | 0 | 0 | 0 | 0 | 0 | 0
Commercial_Lodging_New_Space Heating_Natural Gas_Unit Heater_E4_Codes & Standards Forecast | Commercial | Lodging | New | Space Heating | Natural Gas | Unit Heater | E4 |  | Codes & Standards Forecast | 0 | 0 | 0 | 0 | 0 | 0 | 0 | 0 | 0 | 0 | 0 | 0 | 0 | 0 | 0 | 0 | 0 | 0 | 0 | 0 | 0 | 0 | 0 | 0 | 0 | 0 | 0 | 0 | 0 | 0 | 0
Commercial_Lodging_New_Space Heating_Natural Gas_Unit Heater_E5_Codes & Standards Forecast | Commercial | Lodging | New | Space Heating | Natural Gas | Unit Heater | E5 |  | Codes & Standards Forecast | 0 | 0 | 0 | 0 | 0 | 0 | 0 | 0 | 0 | 0 | 0 | 0 | 0 | 0 | 0 | 0 | 0 | 0 | 0 | 0 | 0 | 0 | 0 | 0 | 0 | 0 | 0 | 0 | 0 | 0 | 0
Commercial_Lodging_New_Space Heating_Natural Gas_Unit Heater_E6_Codes & Standards Forecast | Commercial | Lodging | New | Space Heating | Natural Gas | Unit Heater | E6 |  | Codes & Standards Forecast | 0 | 0 | 0 | 0 | 0 | 0 | 0 | 0 | 0 | 0 | 0 | 0 | 0 | 0 | 0 | 0 | 0 | 0 | 0 | 0 | 0 | 0 | 0 | 0 | 0 | 0 | 0 | 0 | 0 | 0 | 0
Commercial_Lodging_New_Space Heating_Natural Gas_Unit Heater_E7_Codes & Standards Forecast | Commercial | Lodging | New | Space Heating | Natural Gas | Unit Heater | E7 |  | Codes & Standards Forecast | 0 | 0 | 0 | 0 | 0 | 0 | 0 | 0 | 0 | 0 | 0 | 0 | 0 | 0 | 0 | 0 | 0 | 0 | 0 | 0 | 0 | 0 | 0 | 0 | 0 | 0 | 0 | 0 | 0 | 0 | 0
Commercial_Lodging_New_Space Heating_Natural Gas_Unit Heater_E8_Codes & Standards Forecast | Commercial | Lodging | New | Space Heating | Natural Gas | Unit Heater | E8 |  | Codes & Standards Forecast | 0 | 0 | 0 | 0 | 0 | 0 | 0 | 0 | 0 | 0 | 0 | 0 | 0 | 0 | 0 | 0 | 0 | 0 | 0 | 0 | 0 | 0 | 0 | 0 | 0 | 0 | 0 | 0 | 0 | 0 | 0
Commercial_Lodging_New_Space Heating_Natural Gas_Unit Heater_E9_Codes & Standards Forecast | Commercial | Lodging | New | Space Heating | Natural Gas | Unit Heater | E9 |  | Codes & Standards Forecast | 0 | 0 | 0 | 0 | 0 | 0 | 0 | 0 | 0 | 0 | 0 | 0 | 0 | 0 | 0 | 0 | 0 | 0 | 0 | 0 | 0 | 0 | 0 | 0 | 0 | 0 | 0 | 0 | 0 | 0 | 0
Commercial_Lodging_New_Space Heating_Natural Gas_Unit Heater_E10_Codes & Standards Forecast | Commercial | Lodging | New | Space Heating | Natural Gas | Unit Heater | E10 |  | Codes & Standards Forecast | 0 | 0 | 0 | 0 | 0 | 0 | 0 | 0 | 0 | 0 | 0 | 0 | 0 | 0 | 0 | 0 | 0 | 0 | 0 | 0 | 0 | 0 | 0 | 0 | 0 | 0 | 0 | 0 | 0 | 0 | 0
Commercial_Lodging_New_Water Heating_Natural Gas_Water Heater_E1_Codes & Standards Forecast | Commercial | Lodging | New | Water Heating | Natural Gas | Water Heater | E1 | TE 0.80 | Codes & Standards Forecast | 0 | 0 | 0 | 0 | 0 | 0 | 0 | 0 | 0 | 0 | 0 | 0 | 0 | 0 | 0 | 0 | 0 | 0 | 0 | 0 | 0 | 0 | 0 | 0 | 0 | 0 | 0 | 0 | 0 | 0 | 0
Commercial_Lodging_New_Water Heating_Natural Gas_Water Heater_E2_Codes & Standards Forecast | Commercial | Lodging | New | Water Heating | Natural Gas | Water Heater | E2 | TE 0.90 | Codes & Standards Forecast | 0 | 0 | 0 | 0 | 0 | 0 | 0 | 0 | 0 | 0 | 0 | 0 | 0 | 0 | 0 | 0 | 0 | 0 | 0 | 0 | 0 | 0 | 0 | 0 | 0 | 0 | 0 | 0 | 0 | 0 | 0
Commercial_Lodging_New_Water Heating_Natural Gas_Water Heater_E3_Codes & Standards Forecast | Commercial | Lodging | New | Water Heating | Natural Gas | Water Heater | E3 | TE 0.94 | Codes & Standards Forecast | 0 | 0 | 0 | 0 | 0 | 0 | 0 | 0 | 0 | 0 | 0 | 0 | 0 | 0 | 0 | 0 | 0 | 0 | 0 | 0 | 0 | 0 | 0 | 0 | 0 | 0 | 0 | 0 | 0 | 0 | 0
Commercial_Lodging_New_Water Heating_Natural Gas_Water Heater_E4_Codes & Standards Forecast | Commercial | Lodging | New | Water Heating | Natural Gas | Water Heater | E4 | Instantaneous TE 0.94 | Codes & Standards Forecast | 0 | 0 | 0 | 0 | 0 | 0 | 0 | 0 | 0 | 0 | 0 | 0 | 0 | 0 | 0 | 0 | 0 | 0 | 0 | 0 | 0 | 0 | 0 | 0 | 0 | 0 | 0 | 0 | 0 | 0 | 0
Commercial_Lodging_New_Water Heating_Natural Gas_Water Heater_E5_Codes & Standards Forecast | Commercial | Lodging | New | Water Heating | Natural Gas | Water Heater | E5 | Gas-Fired Absorption HPWH | Codes & Standards Forecast | 0 | 0 | 0 | 0 | 0 | 0 | 0 | 0 | 0 | 0 | 0 | 0 | 0 | 0 | 0 | 0 | 0 | 0 | 0 | 0 | 0 | 0 | 0 | 0 | 0 | 0 | 0 | 0 | 0 | 0 | 0
Commercial_Lodging_New_Water Heating_Natural Gas_Water Heater_E6_Codes & Standards Forecast | Commercial | Lodging | New | Water Heating | Natural Gas | Water Heater | E6 |  | Codes & Standards Forecast | 0 | 0 | 0 | 0 | 0 | 0 | 0 | 0 | 0 | 0 | 0 | 0 | 0 | 0 | 0 | 0 | 0 | 0 | 0 | 0 | 0 | 0 | 0 | 0 | 0 | 0 | 0 | 0 | 0 | 0 | 0
Commercial_Lodging_New_Water Heating_Natural Gas_Water Heater_E7_Codes & Standards Forecast | Commercial | Lodging | New | Water Heating | Natural Gas | Water Heater | E7 |  | Codes & Standards Forecast | 0 | 0 | 0 | 0 | 0 | 0 | 0 | 0 | 0 | 0 | 0 | 0 | 0 | 0 | 0 | 0 | 0 | 0 | 0 | 0 | 0 | 0 | 0 | 0 | 0 | 0 | 0 | 0 | 0 | 0 | 0
Commercial_Lodging_New_Water Heating_Natural Gas_Water Heater_E8_Codes & Standards Forecast | Commercial | Lodging | New | Water Heating | Natural Gas | Water Heater | E8 |  | Codes & Standards Forecast | 0 | 0 | 0 | 0 | 0 | 0 | 0 | 0 | 0 | 0 | 0 | 0 | 0 | 0 | 0 | 0 | 0 | 0 | 0 | 0 | 0 | 0 | 0 | 0 | 0 | 0 | 0 | 0 | 0 | 0 | 0
Commercial_Lodging_New_Water Heating_Natural Gas_Water Heater_E9_Codes & Standards Forecast | Commercial | Lodging | New | Water Heating | Natural Gas | Water Heater | E9 |  | Codes & Standards Forecast | 0 | 0 | 0 | 0 | 0 | 0 | 0 | 0 | 0 | 0 | 0 | 0 | 0 | 0 | 0 | 0 | 0 | 0 | 0 | 0 | 0 | 0 | 0 | 0 | 0 | 0 | 0 | 0 | 0 | 0 | 0
Commercial_Lodging_New_Water Heating_Natural Gas_Water Heater_E10_Codes & Standards Forecast | Commercial | Lodging | New | Water Heating | Natural Gas | Water Heater | E10 |  | Codes & Standards Forecast | 0 | 0 | 0 | 0 | 0 | 0 | 0 | 0 | 0 | 0 | 0 | 0 | 0 | 0 | 0 | 0 | 0 | 0 | 0 | 0 | 0 | 0 | 0 | 0 | 0 | 0 | 0 | 0 | 0 | 0 | 0
Commercial_Lodging_New_Food Preparation_Natural Gas_Oven_E1_Codes & Standards Forecast | Commercial | Lodging | New | Food Preparation | Natural Gas | Oven | E1 | Standard | Codes & Standards Forecast | 0 | 7301.6145 | 7368.5723 | 7811.905 | 4287.6058 | 3493.1276 | 3442.0509 | 3392.089 | 3343.2201 | 3295.4227 | 4465.6118 | 5445.168 | 6328.7443 | 6471.2138 | 6451.2104 | 6419.856 | 8417.1149 | 8048.3982 | 7832.4475 | 6734.5992 | 6739.33 | 7092.6338 | 7405.8633 | 7658.7351 | 7859.5307 | 8694.7679 | 9271.3727 | 9684.4406 | 9634.3125 | 9543.546 | 9519.2915
Commercial_Lodging_New_Food Preparation_Natural Gas_Oven_E2_Codes & Standards Forecast | Commercial | Lodging | New | Food Preparation | Natural Gas | Oven | E2 | ENERGY STAR (EF ≥ 44%) Convection Oven utilizing ASTM Std F1496 | Codes & Standards Forecast | 0 | 0 | 0 | 0 | 0 | 0 | 0 | 0 | 0 | 0 | 0 | 0 | 0 | 0 | 0 | 0 | 0 | 0 | 0 | 0 | 0 | 0 | 0 | 0 | 0 | 0 | 0 | 0 | 0 | 0 | 0
Commercial_Lodging_New_Food Preparation_Natural Gas_Oven_E3_Codes & Standards Forecast | Commercial | Lodging | New | Food Preparation | Natural Gas | Oven | E3 |  | Codes & Standards Forecast | 0 | 0 | 0 | 0 | 0 | 0 | 0 | 0 | 0 | 0 | 0 | 0 | 0 | 0 | 0 | 0 | 0 | 0 | 0 | 0 | 0 | 0 | 0 | 0 | 0 | 0 | 0 | 0 | 0 | 0 | 0
Commercial_Lodging_New_Food Preparation_Natural Gas_Oven_E4_Codes & Standards Forecast | Commercial | Lodging | New | Food Preparation | Natural Gas | Oven | E4 |  | Codes & Standards Forecast | 0 | 0 | 0 | 0 | 0 | 0 | 0 | 0 | 0 | 0 | 0 | 0 | 0 | 0 | 0 | 0 | 0 | 0 | 0 | 0 | 0 | 0 | 0 | 0 | 0 | 0 | 0 | 0 | 0 | 0 | 0
Commercial_Lodging_New_Food Preparation_Natural Gas_Oven_E5_Codes & Standards Forecast | Commercial | Lodging | New | Food Preparation | Natural Gas | Oven | E5 |  | Codes & Standards Forecast | 0 | 0 | 0 | 0 | 0 | 0 | 0 | 0 | 0 | 0 | 0 | 0 | 0 | 0 | 0 | 0 | 0 | 0 | 0 | 0 | 0 | 0 | 0 | 0 | 0 | 0 | 0 | 0 | 0 | 0 | 0
Commercial_Lodging_New_Food Preparation_Natural Gas_Oven_E6_Codes & Standards Forecast | Commercial | Lodging | New | Food Preparation | Natural Gas | Oven | E6 |  | Codes & Standards Forecast | 0 | 0 | 0 | 0 | 0 | 0 | 0 | 0 | 0 | 0 | 0 | 0 | 0 | 0 | 0 | 0 | 0 | 0 | 0 | 0 | 0 | 0 | 0 | 0 | 0 | 0 | 0 | 0 | 0 | 0 | 0
Commercial_Lodging_New_Food Preparation_Natural Gas_Oven_E7_Codes & Standards Forecast | Commercial | Lodging | New | Food Preparation | Natural Gas | Oven | E7 |  | Codes & Standards Forecast | 0 | 0 | 0 | 0 | 0 | 0 | 0 | 0 | 0 | 0 | 0 | 0 | 0 | 0 | 0 | 0 | 0 | 0 | 0 | 0 | 0 | 0 | 0 | 0 | 0 | 0 | 0 | 0 | 0 | 0 | 0
Commercial_Lodging_New_Food Preparation_Natural Gas_Oven_E8_Codes & Standards Forecast | Commercial | Lodging | New | Food Preparation | Natural Gas | Oven | E8 |  | Codes & Standards Forecast | 0 | 0 | 0 | 0 | 0 | 0 | 0 | 0 | 0 | 0 | 0 | 0 | 0 | 0 | 0 | 0 | 0 | 0 | 0 | 0 | 0 | 0 | 0 | 0 | 0 | 0 | 0 | 0 | 0 | 0 | 0
Commercial_Lodging_New_Food Preparation_Natural Gas_Oven_E9_Codes & Standards Forecast | Commercial | Lodging | New | Food Preparation | Natural Gas | Oven | E9 |  | Codes & Standards Forecast | 0 | 0 | 0 | 0 | 0 | 0 | 0 | 0 | 0 | 0 | 0 | 0 | 0 | 0 | 0 | 0 | 0 | 0 | 0 | 0 | 0 | 0 | 0 | 0 | 0 | 0 | 0 | 0 | 0 | 0 | 0
Commercial_Lodging_New_Food Preparation_Natural Gas_Oven_E10_Codes & Standards Forecast | Commercial | Lodging | New | Food Preparation | Natural Gas | Oven | E10 |  | Codes & Standards Forecast | 0 | 0 | 0 | 0 | 0 | 0 | 0 | 0 | 0 | 0 | 0 | 0 | 0 | 0 | 0 | 0 | 0 | 0 | 0 | 0 | 0 | 0 | 0 | 0 | 0 | 0 | 0 | 0 | 0 | 0 | 0
Commercial_Lodging_New_Food Preparation_Natural Gas_Conveyor Oven_E1_Codes & Standards Forecast | Commercial | Lodging | New | Food Preparation | Natural Gas | Conveyor Oven | E1 | Standard | Codes & Standards Forecast | 0 | 3650.8072 | 3684.2862 | 3905.9525 | 2143.8029 | 1746.5638 | 1721.0255 | 1696.0445 | 1671.61 | 1647.7114 | 1624.338 | 1601.4798 | 1579.1265 | 1557.2684 | 1535.8958 | 1514.9993 | 1494.5695 | 2204.7588 | 2776.0605 | 3273.9705 | 3316.4835 | 3267.7388 | 4177.4419 | 3948.7914 | 3807.2341 | 3166.1528 | 3003.4767 | 2963.3331 | 2924.0915 | 2885.7344 | 2848.2447
Commercial_Lodging_New_Food Preparation_Natural Gas_Conveyor Oven_E2_Codes & Standards Forecast | Commercial | Lodging | New | Food Preparation | Natural Gas | Conveyor Oven | E2 | ENERGY STAR (EF ≥ 44%) Convection Oven utilizing ASTM Std F1496 | Codes & Standards Forecast | 0 | 0 | 0 | 0 | 0 | 0 | 0 | 0 | 0 | 0 | 0 | 0 | 0 | 0 | 0 | 0 | 0 | 0 | 0 | 0 | 0 | 0 | 0 | 0 | 0 | 0 | 0 | 0 | 0 | 0 | 0
Commercial_Lodging_New_Food Preparation_Natural Gas_Conveyor Oven_E3_Codes & Standards Forecast | Commercial | Lodging | New | Food Preparation | Natural Gas | Conveyor Oven | E3 |  | Codes & Standards Forecast | 0 | 0 | 0 | 0 | 0 | 0 | 0 | 0 | 0 | 0 | 0 | 0 | 0 | 0 | 0 | 0 | 0 | 0 | 0 | 0 | 0 | 0 | 0 | 0 | 0 | 0 | 0 | 0 | 0 | 0 | 0
Commercial_Lodging_New_Food Preparation_Natural Gas_Conveyor Oven_E4_Codes & Standards Forecast | Commercial | Lodging | New | Food Preparation | Natural Gas | Conveyor Oven | E4 |  | Codes & Standards Forecast | 0 | 0 | 0 | 0 | 0 | 0 | 0 | 0 | 0 | 0 | 0 | 0 | 0 | 0 | 0 | 0 | 0 | 0 | 0 | 0 | 0 | 0 | 0 | 0 | 0 | 0 | 0 | 0 | 0 | 0 | 0
Commercial_Lodging_New_Food Preparation_Natural Gas_Conveyor Oven_E5_Codes & Standards Forecast | Commercial | Lodging | New | Food Preparation | Natural Gas | Conveyor Oven | E5 |  | Codes & Standards Forecast | 0 | 0 | 0 | 0 | 0 | 0 | 0 | 0 | 0 | 0 | 0 | 0 | 0 | 0 | 0 | 0 | 0 | 0 | 0 | 0 | 0 | 0 | 0 | 0 | 0 | 0 | 0 | 0 | 0 | 0 | 0
Commercial_Lodging_New_Food Preparation_Natural Gas_Conveyor Oven_E6_Codes & Standards Forecast | Commercial | Lodging | New | Food Preparation | Natural Gas | Conveyor Oven | E6 |  | Codes & Standards Forecast | 0 | 0 | 0 | 0 | 0 | 0 | 0 | 0 | 0 | 0 | 0 | 0 | 0 | 0 | 0 | 0 | 0 | 0 | 0 | 0 | 0 | 0 | 0 | 0 | 0 | 0 | 0 | 0 | 0 | 0 | 0
Commercial_Lodging_New_Food Preparation_Natural Gas_Conveyor Oven_E7_Codes & Standards Forecast | Commercial | Lodging | New | Food Preparation | Natural Gas | Conveyor Oven | E7 |  | Codes & Standards Forecast | 0 | 0 | 0 | 0 | 0 | 0 | 0 | 0 | 0 | 0 | 0 | 0 | 0 | 0 | 0 | 0 | 0 | 0 | 0 | 0 | 0 | 0 | 0 | 0 | 0 | 0 | 0 | 0 | 0 | 0 | 0
Commercial_Lodging_New_Food Preparation_Natural Gas_Conveyor Oven_E8_Codes & Standards Forecast | Commercial | Lodging | New | Food Preparation | Natural Gas | Conveyor Oven | E8 |  | Codes & Standards Forecast | 0 | 0 | 0 | 0 | 0 | 0 | 0 | 0 | 0 | 0 | 0 | 0 | 0 | 0 | 0 | 0 | 0 | 0 | 0 | 0 | 0 | 0 | 0 | 0 | 0 | 0 | 0 | 0 | 0 | 0 | 0
Commercial_Lodging_New_Food Preparation_Natural Gas_Conveyor Oven_E9_Codes & Standards Forecast | Commercial | Lodging | New | Food Preparation | Natural Gas | Conveyor Oven | E9 |  | Codes & Standards Forecast | 0 | 0 | 0 | 0 | 0 | 0 | 0 | 0 | 0 | 0 | 0 | 0 | 0 | 0 | 0 | 0 | 0 | 0 | 0 | 0 | 0 | 0 | 0 | 0 | 0 | 0 | 0 | 0 | 0 | 0 | 0
Commercial_Lodging_New_Food Preparation_Natural Gas_Conveyor Oven_E10_Codes & Standards Forecast | Commercial | Lodging | New | Food Preparation | Natural Gas | Conveyor Oven | E10 |  | Codes & Standards Forecast | 0 | 0 | 0 | 0 | 0 | 0 | 0 | 0 | 0 | 0 | 0 | 0 | 0 | 0 | 0 | 0 | 0 | 0 | 0 | 0 | 0 | 0 | 0 | 0 | 0 | 0 | 0 | 0 | 0 | 0 | 0
Commercial_Lodging_New_Food Preparation_Natural Gas_Double Rack Oven_E1_Codes & Standards Forecast | Commercial | Lodging | New | Food Preparation | Natural Gas | Double Rack Oven | E1 | Standard | Codes & Standards Forecast | 0 | 3650.8072 | 3684.2862 | 3905.9525 | 2143.8029 | 1746.5638 | 1721.0255 | 1696.0445 | 1671.61 | 1647.7114 | 1624.338 | 1601.4798 | 2309.2879 | 2878.2548 | 3373.8754 | 3414.1435 | 3363.1977 | 4270.7422 | 4039.9752 | 3896.3422 | 3253.2256 | 3088.5535 | 3046.4526 | 3151.3238 | 3346.075 | 3598.1304 | 3805.0266 | 3957.6191 | 4449.9398 | 4758.511 | 4954.7441
Commercial_Lodging_New_Food Preparation_Natural Gas_Double Rack Oven_E2_Codes & Standards Forecast | Commercial | Lodging | New | Food Preparation | Natural Gas | Double Rack Oven | E2 | FTSC Qualified (>50% Cooking Efficiency) | Codes & Standards Forecast | 0 | 0 | 0 | 0 | 0 | 0 | 0 | 0 | 0 | 0 | 0 | 0 | 0 | 0 | 0 | 0 | 0 | 0 | 0 | 0 | 0 | 0 | 0 | 0 | 0 | 0 | 0 | 0 | 0 | 0 | 0
Commercial_Lodging_New_Food Preparation_Natural Gas_Double Rack Oven_E3_Codes & Standards Forecast | Commercial | Lodging | New | Food Preparation | Natural Gas | Double Rack Oven | E3 |  | Codes & Standards Forecast | 0 | 0 | 0 | 0 | 0 | 0 | 0 | 0 | 0 | 0 | 0 | 0 | 0 | 0 | 0 | 0 | 0 | 0 | 0 | 0 | 0 | 0 | 0 | 0 | 0 | 0 | 0 | 0 | 0 | 0 | 0
Commercial_Lodging_New_Food Preparation_Natural Gas_Double Rack Oven_E4_Codes & Standards Forecast | Commercial | Lodging | New | Food Preparation | Natural Gas | Double Rack Oven | E4 |  | Codes & Standards Forecast | 0 | 0 | 0 | 0 | 0 | 0 | 0 | 0 | 0 | 0 | 0 | 0 | 0 | 0 | 0 | 0 | 0 | 0 | 0 | 0 | 0 | 0 | 0 | 0 | 0 | 0 | 0 | 0 | 0 | 0 | 0
Commercial_Lodging_New_Food Preparation_Natural Gas_Double Rack Oven_E5_Codes & Standards Forecast | Commercial | Lodging | New | Food Preparation | Natural Gas | Double Rack Oven | E5 |  | Codes & Standards Forecast | 0 | 0 | 0 | 0 | 0 | 0 | 0 | 0 | 0 | 0 | 0 | 0 | 0 | 0 | 0 | 0 | 0 | 0 | 0 | 0 | 0 | 0 | 0 | 0 | 0 | 0 | 0 | 0 | 0 | 0 | 0
Commercial_Lodging_New_Food Preparation_Natural Gas_Double Rack Oven_E6_Codes & Standards Forecast | Commercial | Lodging | New | Food Preparation | Natural Gas | Double Rack Oven | E6 |  | Codes & Standards Forecast | 0 | 0 | 0 | 0 | 0 | 0 | 0 | 0 | 0 | 0 | 0 | 0 | 0 | 0 | 0 | 0 | 0 | 0 | 0 | 0 | 0 | 0 | 0 | 0 | 0 | 0 | 0 | 0 | 0 | 0 | 0
Commercial_Lodging_New_Food Preparation_Natural Gas_Double Rack Oven_E7_Codes & Standards Forecast | Commercial | Lodging | New | Food Preparation | Natural Gas | Double Rack Oven | E7 |  | Codes & Standards Forecast | 0 | 0 | 0 | 0 | 0 | 0 | 0 | 0 | 0 | 0 | 0 | 0 | 0 | 0 | 0 | 0 | 0 | 0 | 0 | 0 | 0 | 0 | 0 | 0 | 0 | 0 | 0 | 0 | 0 | 0 | 0
Commercial_Lodging_New_Food Preparation_Natural Gas_Double Rack Oven_E8_Codes & Standards Forecast | Commercial | Lodging | New | Food Preparation | Natural Gas | Double Rack Oven | E8 |  | Codes & Standards Forecast | 0 | 0 | 0 | 0 | 0 | 0 | 0 | 0 | 0 | 0 | 0 | 0 | 0 | 0 | 0 | 0 | 0 | 0 | 0 | 0 | 0 | 0 | 0 | 0 | 0 | 0 | 0 | 0 | 0 | 0 | 0
Commercial_Lodging_New_Food Preparation_Natural Gas_Double Rack Oven_E9_Codes & Standards Forecast | Commercial | Lodging | New | Food Preparation | Natural Gas | Double Rack Oven | E9 |  | Codes & Standards Forecast | 0 | 0 | 0 | 0 | 0 | 0 | 0 | 0 | 0 | 0 | 0 | 0 | 0 | 0 | 0 | 0 | 0 | 0 | 0 | 0 | 0 | 0 | 0 | 0 | 0 | 0 | 0 | 0 | 0 | 0 | 0
Commercial_Lodging_New_Food Preparation_Natural Gas_Double Rack Oven_E10_Codes & Standards Forecast | Commercial | Lodging | New | Food Preparation | Natural Gas | Double Rack Oven | E10 |  | Codes & Standards Forecast | 0 | 0 | 0 | 0 | 0 | 0 | 0 | 0 | 0 | 0 | 0 | 0 | 0 | 0 | 0 | 0 | 0 | 0 | 0 | 0 | 0 | 0 | 0 | 0 | 0 | 0 | 0 | 0 | 0 | 0 | 0
Commercial_Lodging_New_Food Preparation_Natural Gas_Fryer_E1_Codes & Standards Forecast | Commercial | Lodging | New | Food Preparation | Natural Gas | Fryer | E1 | Standard | Codes & Standards Forecast | 0 | 9684.7819 | 9773.594 | 0 | 0 | 0 | 0 | 0 | 0 | 0 | 0 | 0 | 0 | 0 | 0 | 0 | 0 | 0 | 0 | 0 | 0 | 0 | 0 | 0 | 0 | 0 | 0 | 0 | 0 | 0 | 0
Commercial_Lodging_New_Food Preparation_Natural Gas_Fryer_E2_Codes & Standards Forecast | Commercial | Lodging | New | Food Preparation | Natural Gas | Fryer | E2 | ENERGY STAR | Codes & Standards Forecast | 0 | 0 | 0 | 10361.6257 | 5687.0337 | 4633.2464 | 4565.4988 | 4499.2299 | 4434.4107 | 6307.9692 | 7813.2924 | 9124.1229 | 9227.0809 | 9088.1438 | 11491.9431 | 10876.1263 | 10491.5279 | 9169.3706 | 9352.476 | 10010.42 | 10548.7744 | 10943.2773 | 12239.2031 | 13047.8781 | 13558.7366 | 13378.37 | 13199.4885 | 13846.9213 | 13673.5307 | 13667.0748 | 13668.2367
Commercial_Lodging_New_Food Preparation_Natural Gas_Fryer_E3_Codes & Standards Forecast | Commercial | Lodging | New | Food Preparation | Natural Gas | Fryer | E3 |  | Codes & Standards Forecast | 0 | 0 | 0 | 0 | 0 | 0 | 0 | 0 | 0 | 0 | 0 | 0 | 0 | 0 | 0 | 0 | 0 | 0 | 0 | 0 | 0 | 0 | 0 | 0 | 0 | 0 | 0 | 0 | 0 | 0 | 0
Commercial_Lodging_New_Food Preparation_Natural Gas_Fryer_E4_Codes & Standards Forecast | Commercial | Lodging | New | Food Preparation | Natural Gas | Fryer | E4 |  | Codes & Standards Forecast | 0 | 0 | 0 | 0 | 0 | 0 | 0 | 0 | 0 | 0 | 0 | 0 | 0 | 0 | 0 | 0 | 0 | 0 | 0 | 0 | 0 | 0 | 0 | 0 | 0 | 0 | 0 | 0 | 0 | 0 | 0
Commercial_Lodging_New_Food Preparation_Natural Gas_Fryer_E5_Codes & Standards Forecast | Commercial | Lodging | New | Food Preparation | Natural Gas | Fryer | E5 |  | Codes & Standards Forecast | 0 | 0 | 0 | 0 | 0 | 0 | 0 | 0 | 0 | 0 | 0 | 0 | 0 | 0 | 0 | 0 | 0 | 0 | 0 | 0 | 0 | 0 | 0 | 0 | 0 | 0 | 0 | 0 | 0 | 0 | 0
Commercial_Lodging_New_Food Preparation_Natural Gas_Fryer_E6_Codes & Standards Forecast | Commercial | Lodging | New | Food Preparation | Natural Gas | Fryer | E6 |  | Codes & Standards Forecast | 0 | 0 | 0 | 0 | 0 | 0 | 0 | 0 | 0 | 0 | 0 | 0 | 0 | 0 | 0 | 0 | 0 | 0 | 0 | 0 | 0 | 0 | 0 | 0 | 0 | 0 | 0 | 0 | 0 | 0 | 0
Commercial_Lodging_New_Food Preparation_Natural Gas_Fryer_E7_Codes & Standards Forecast | Commercial | Lodging | New | Food Preparation | Natural Gas | Fryer | E7 |  | Codes & Standards Forecast | 0 | 0 | 0 | 0 | 0 | 0 | 0 | 0 | 0 | 0 | 0 | 0 | 0 | 0 | 0 | 0 | 0 | 0 | 0 | 0 | 0 | 0 | 0 | 0 | 0 | 0 | 0 | 0 | 0 | 0 | 0
Commercial_Lodging_New_Food Preparation_Natural Gas_Fryer_E8_Codes & Standards Forecast | Commercial | Lodging | New | Food Preparation | Natural Gas | Fryer | E8 |  | Codes & Standards Forecast | 0 | 0 | 0 | 0 | 0 | 0 | 0 | 0 | 0 | 0 | 0 | 0 | 0 | 0 | 0 | 0 | 0 | 0 | 0 | 0 | 0 | 0 | 0 | 0 | 0 | 0 | 0 | 0 | 0 | 0 | 0
Commercial_Lodging_New_Food Preparation_Natural Gas_Fryer_E9_Codes & Standards Forecast | Commercial | Lodging | New | Food Preparation | Natural Gas | Fryer | E9 |  | Codes & Standards Forecast | 0 | 0 | 0 | 0 | 0 | 0 | 0 | 0 | 0 | 0 | 0 | 0 | 0 | 0 | 0 | 0 | 0 | 0 | 0 | 0 | 0 | 0 | 0 | 0 | 0 | 0 | 0 | 0 | 0 | 0 | 0
Commercial_Lodging_New_Food Preparation_Natural Gas_Fryer_E10_Codes & Standards Forecast | Commercial | Lodging | New | Food Preparation | Natural Gas | Fryer | E10 |  | Codes & Standards Forecast | 0 | 0 | 0 | 0 | 0 | 0 | 0 | 0 | 0 | 0 | 0 | 0 | 0 | 0 | 0 | 0 | 0 | 0 | 0 | 0 | 0 | 0 | 0 | 0 | 0 | 0 | 0 | 0 | 0 | 0 | 0
Commercial_Lodging_New_Food Preparation_Natural Gas_Broiler_E1_Codes & Standards Forecast | Commercial | Lodging | New | Food Preparation | Natural Gas | Broiler | E1 | Standard | Codes & Standards Forecast | 0 | 6298.1529 | 6355.9087 | 6738.3141 | 3698.3597 | 3013.0668 | 2969.0095 | 2925.9139 | 2883.761 | 2842.5325 | 2802.2102 | 2762.7765 | 3983.8446 | 4965.3919 | 5820.4068 | 5889.8749 | 5801.9862 | 7367.6274 | 6969.522 | 6721.7351 | 5612.269 | 5328.1866 | 5255.5566 | 5436.4741 | 5772.4472 | 6207.278 | 6564.2028 | 6827.4463 | 7676.7683 | 8209.0968 | 8547.6263
Commercial_Lodging_New_Food Preparation_Natural Gas_Broiler_E2_Codes & Standards Forecast | Commercial | Lodging | New | Food Preparation | Natural Gas | Broiler | E2 | Infrared Burners | Codes & Standards Forecast | 0 | 0 | 0 | 0 | 0 | 0 | 0 | 0 | 0 | 0 | 0 | 0 | 0 | 0 | 0 | 0 | 0 | 0 | 0 | 0 | 0 | 0 | 0 | 0 | 0 | 0 | 0 | 0 | 0 | 0 | 0
Commercial_Lodging_New_Food Preparation_Natural Gas_Broiler_E3_Codes & Standards Forecast | Commercial | Lodging | New | Food Preparation | Natural Gas | Broiler | E3 |  | Codes & Standards Forecast | 0 | 0 | 0 | 0 | 0 | 0 | 0 | 0 | 0 | 0 | 0 | 0 | 0 | 0 | 0 | 0 | 0 | 0 | 0 | 0 | 0 | 0 | 0 | 0 | 0 | 0 | 0 | 0 | 0 | 0 | 0
Commercial_Lodging_New_Food Preparation_Natural Gas_Broiler_E4_Codes & Standards Forecast | Commercial | Lodging | New | Food Preparation | Natural Gas | Broiler | E4 |  | Codes & Standards Forecast | 0 | 0 | 0 | 0 | 0 | 0 | 0 | 0 | 0 | 0 | 0 | 0 | 0 | 0 | 0 | 0 | 0 | 0 | 0 | 0 | 0 | 0 | 0 | 0 | 0 | 0 | 0 | 0 | 0 | 0 | 0
Commercial_Lodging_New_Food Preparation_Natural Gas_Broiler_E5_Codes & Standards Forecast | Commercial | Lodging | New | Food Preparation | Natural Gas | Broiler | E5 |  | Codes & Standards Forecast | 0 | 0 | 0 | 0 | 0 | 0 | 0 | 0 | 0 | 0 | 0 | 0 | 0 | 0 | 0 | 0 | 0 | 0 | 0 | 0 | 0 | 0 | 0 | 0 | 0 | 0 | 0 | 0 | 0 | 0 | 0
Commercial_Lodging_New_Food Preparation_Natural Gas_Broiler_E6_Codes & Standards Forecast | Commercial | Lodging | New | Food Preparation | Natural Gas | Broiler | E6 |  | Codes & Standards Forecast | 0 | 0 | 0 | 0 | 0 | 0 | 0 | 0 | 0 | 0 | 0 | 0 | 0 | 0 | 0 | 0 | 0 | 0 | 0 | 0 | 0 | 0 | 0 | 0 | 0 | 0 | 0 | 0 | 0 | 0 | 0
Commercial_Lodging_New_Food Preparation_Natural Gas_Broiler_E7_Codes & Standards Forecast | Commercial | Lodging | New | Food Preparation | Natural Gas | Broiler | E7 |  | Codes & Standards Forecast | 0 | 0 | 0 | 0 | 0 | 0 | 0 | 0 | 0 | 0 | 0 | 0 | 0 | 0 | 0 | 0 | 0 | 0 | 0 | 0 | 0 | 0 | 0 | 0 | 0 | 0 | 0 | 0 | 0 | 0 | 0
Commercial_Lodging_New_Food Preparation_Natural Gas_Broiler_E8_Codes & Standards Forecast | Commercial | Lodging | New | Food Preparation | Natural Gas | Broiler | E8 |  | Codes & Standards Forecast | 0 | 0 | 0 | 0 | 0 | 0 | 0 | 0 | 0 | 0 | 0 | 0 | 0 | 0 | 0 | 0 | 0 | 0 | 0 | 0 | 0 | 0 | 0 | 0 | 0 | 0 | 0 | 0 | 0 | 0 | 0
Commercial_Lodging_New_Food Preparation_Natural Gas_Broiler_E9_Codes & Standards Forecast | Commercial | Lodging | New | Food Preparation | Natural Gas | Broiler | E9 |  | Codes & Standards Forecast | 0 | 0 | 0 | 0 | 0 | 0 | 0 | 0 | 0 | 0 | 0 | 0 | 0 | 0 | 0 | 0 | 0 | 0 | 0 | 0 | 0 | 0 | 0 | 0 | 0 | 0 | 0 | 0 | 0 | 0 | 0
Commercial_Lodging_New_Food Preparation_Natural Gas_Broiler_E10_Codes & Standards Forecast | Commercial | Lodging | New | Food Preparation | Natural Gas | Broiler | E10 |  | Codes & Standards Forecast | 0 | 0 | 0 | 0 | 0 | 0 | 0 | 0 | 0 | 0 | 0 | 0 | 0 | 0 | 0 | 0 | 0 | 0 | 0 | 0 | 0 | 0 | 0 | 0 | 0 | 0 | 0 | 0 | 0 | 0 | 0
Commercial_Lodging_New_Food Preparation_Natural Gas_Griddle_E1_Codes & Standards Forecast | Commercial | Lodging | New | Food Preparation | Natural Gas | Griddle | E1 | Standard | Codes & Standards Forecast | 0 | 9146.0563 | 9229.9282 | 9785.25 | 5370.6868 | 4375.5175 | 4311.5384 | 4248.9558 | 4187.7422 | 4127.8709 | 4069.3156 | 4012.0508 | 5785.2623 | 7210.6465 | 8452.2826 | 8553.1629 | 8425.5325 | 10699.1266 | 10121.0056 | 9761.1742 | 8150.0289 | 7737.49 | 7632.0181 | 7894.7429 | 8382.6367 | 9014.0896 | 9532.4088 | 9914.686 | 11148.055 | 11921.0922 | 12412.6982
Commercial_Lodging_New_Food Preparation_Natural Gas_Griddle_E2_Codes & Standards Forecast | Commercial | Lodging | New | Food Preparation | Natural Gas | Griddle | E2 | ENERGY STAR | Codes & Standards Forecast | 0 | 0 | 0 | 0 | 0 | 0 | 0 | 0 | 0 | 0 | 0 | 0 | 0 | 0 | 0 | 0 | 0 | 0 | 0 | 0 | 0 | 0 | 0 | 0 | 0 | 0 | 0 | 0 | 0 | 0 | 0
Commercial_Lodging_New_Food Preparation_Natural Gas_Griddle_E3_Codes & Standards Forecast | Commercial | Lodging | New | Food Preparation | Natural Gas | Griddle | E3 |  | Codes & Standards Forecast | 0 | 0 | 0 | 0 | 0 | 0 | 0 | 0 | 0 | 0 | 0 | 0 | 0 | 0 | 0 | 0 | 0 | 0 | 0 | 0 | 0 | 0 | 0 | 0 | 0 | 0 | 0 | 0 | 0 | 0 | 0
Commercial_Lodging_New_Food Preparation_Natural Gas_Griddle_E4_Codes & Standards Forecast | Commercial | Lodging | New | Food Preparation | Natural Gas | Griddle | E4 |  | Codes & Standards Forecast | 0 | 0 | 0 | 0 | 0 | 0 | 0 | 0 | 0 | 0 | 0 | 0 | 0 | 0 | 0 | 0 | 0 | 0 | 0 | 0 | 0 | 0 | 0 | 0 | 0 | 0 | 0 | 0 | 0 | 0 | 0
Commercial_Lodging_New_Food Preparation_Natural Gas_Griddle_E5_Codes & Standards Forecast | Commercial | Lodging | New | Food Preparation | Natural Gas | Griddle | E5 |  | Codes & Standards Forecast | 0 | 0 | 0 | 0 | 0 | 0 | 0 | 0 | 0 | 0 | 0 | 0 | 0 | 0 | 0 | 0 | 0 | 0 | 0 | 0 | 0 | 0 | 0 | 0 | 0 | 0 | 0 | 0 | 0 | 0 | 0
Commercial_Lodging_New_Food Preparation_Natural Gas_Griddle_E6_Codes & Standards Forecast | Commercial | Lodging | New | Food Preparation | Natural Gas | Griddle | E6 |  | Codes & Standards Forecast | 0 | 0 | 0 | 0 | 0 | 0 | 0 | 0 | 0 | 0 | 0 | 0 | 0 | 0 | 0 | 0 | 0 | 0 | 0 | 0 | 0 | 0 | 0 | 0 | 0 | 0 | 0 | 0 | 0 | 0 | 0
Commercial_Lodging_New_Food Preparation_Natural Gas_Griddle_E7_Codes & Standards Forecast | Commercial | Lodging | New | Food Preparation | Natural Gas | Griddle | E7 |  | Codes & Standards Forecast | 0 | 0 | 0 | 0 | 0 | 0 | 0 | 0 | 0 | 0 | 0 | 0 | 0 | 0 | 0 | 0 | 0 | 0 | 0 | 0 | 0 | 0 | 0 | 0 | 0 | 0 | 0 | 0 | 0 | 0 | 0
Commercial_Lodging_New_Food Preparation_Natural Gas_Griddle_E8_Codes & Standards Forecast | Commercial | Lodging | New | Food Preparation | Natural Gas | Griddle | E8 |  | Codes & Standards Forecast | 0 | 0 | 0 | 0 | 0 | 0 | 0 | 0 | 0 | 0 | 0 | 0 | 0 | 0 | 0 | 0 | 0 | 0 | 0 | 0 | 0 | 0 | 0 | 0 | 0 | 0 | 0 | 0 | 0 | 0 | 0
Commercial_Lodging_New_Food Preparation_Natural Gas_Griddle_E9_Codes & Standards Forecast | Commercial | Lodging | New | Food Preparation | Natural Gas | Griddle | E9 |  | Codes & Standards Forecast | 0 | 0 | 0 | 0 | 0 | 0 | 0 | 0 | 0 | 0 | 0 | 0 | 0 | 0 | 0 | 0 | 0 | 0 | 0 | 0 | 0 | 0 | 0 | 0 | 0 | 0 | 0 | 0 | 0 | 0 | 0
Commercial_Lodging_New_Food Preparation_Natural Gas_Griddle_E10_Codes & Standards Forecast | Commercial | Lodging | New | Food Preparation | Natural Gas | Griddle | E10 |  | Codes & Standards Forecast | 0 | 0 | 0 | 0 | 0 | 0 | 0 | 0 | 0 | 0 | 0 | 0 | 0 | 0 | 0 | 0 | 0 | 0 | 0 | 0 | 0 | 0 | 0 | 0 | 0 | 0 | 0 | 0 | 0 | 0 | 0
Commercial_Lodging_New_Food Preparation_Natural Gas_Range_E1_Codes & Standards Forecast | Commercial | Lodging | New | Food Preparation | Natural Gas | Range | E1 | Standard | Codes & Standards Forecast | 0 | 25982.3862 | 26220.6519 | 27798.2265 | 15257.2052 | 12430.0991 | 12248.3454 | 12070.5587 | 11896.6614 | 11726.5772 | 16756.709 | 20798.8642 | 24319.1615 | 24598.9019 | 24229.6159 | 30681.9298 | 29033.1351 | 28004.5897 | 23421.3975 | 23282.6576 | 24649.4685 | 26424.4797 | 27878.4634 | 28946.3332 | 32432.3608 | 34611.0084 | 35990.4954 | 35307.5273 | 34543.3238 | 35974.0967 | 35331.0579
Commercial_Lodging_New_Food Preparation_Natural Gas_Range_E2_Codes & Standards Forecast | Commercial | Lodging | New | Food Preparation | Natural Gas | Range | E2 | High Efficiency | Codes & Standards Forecast | 0 | 0 | 0 | 0 | 0 | 0 | 0 | 0 | 0 | 0 | 0 | 0 | 0 | 0 | 0 | 0 | 0 | 0 | 0 | 0 | 0 | 0 | 0 | 0 | 0 | 0 | 0 | 0 | 0 | 0 | 0
Commercial_Lodging_New_Food Preparation_Natural Gas_Range_E3_Codes & Standards Forecast | Commercial | Lodging | New | Food Preparation | Natural Gas | Range | E3 |  | Codes & Standards Forecast | 0 | 0 | 0 | 0 | 0 | 0 | 0 | 0 | 0 | 0 | 0 | 0 | 0 | 0 | 0 | 0 | 0 | 0 | 0 | 0 | 0 | 0 | 0 | 0 | 0 | 0 | 0 | 0 | 0 | 0 | 0
Commercial_Lodging_New_Food Preparation_Natural Gas_Range_E4_Codes & Standards Forecast | Commercial | Lodging | New | Food Preparation | Natural Gas | Range | E4 |  | Codes & Standards Forecast | 0 | 0 | 0 | 0 | 0 | 0 | 0 | 0 | 0 | 0 | 0 | 0 | 0 | 0 | 0 | 0 | 0 | 0 | 0 | 0 | 0 | 0 | 0 | 0 | 0 | 0 | 0 | 0 | 0 | 0 | 0
Commercial_Lodging_New_Food Preparation_Natural Gas_Range_E5_Codes & Standards Forecast | Commercial | Lodging | New | Food Preparation | Natural Gas | Range | E5 |  | Codes & Standards Forecast | 0 | 0 | 0 | 0 | 0 | 0 | 0 | 0 | 0 | 0 | 0 | 0 | 0 | 0 | 0 | 0 | 0 | 0 | 0 | 0 | 0 | 0 | 0 | 0 | 0 | 0 | 0 | 0 | 0 | 0 | 0
Commercial_Lodging_New_Food Preparation_Natural Gas_Range_E6_Codes & Standards Forecast | Commercial | Lodging | New | Food Preparation | Natural Gas | Range | E6 |  | Codes & Standards Forecast | 0 | 0 | 0 | 0 | 0 | 0 | 0 | 0 | 0 | 0 | 0 | 0 | 0 | 0 | 0 | 0 | 0 | 0 | 0 | 0 | 0 | 0 | 0 | 0 | 0 | 0 | 0 | 0 | 0 | 0 | 0
Commercial_Lodging_New_Food Preparation_Natural Gas_Range_E7_Codes & Standards Forecast | Commercial | Lodging | New | Food Preparation | Natural Gas | Range | E7 |  | Codes & Standards Forecast | 0 | 0 | 0 | 0 | 0 | 0 | 0 | 0 | 0 | 0 | 0 | 0 | 0 | 0 | 0 | 0 | 0 | 0 | 0 | 0 | 0 | 0 | 0 | 0 | 0 | 0 | 0 | 0 | 0 | 0 | 0
Commercial_Lodging_New_Food Preparation_Natural Gas_Range_E8_Codes & Standards Forecast | Commercial | Lodging | New | Food Preparation | Natural Gas | Range | E8 |  | Codes & Standards Forecast | 0 | 0 | 0 | 0 | 0 | 0 | 0 | 0 | 0 | 0 | 0 | 0 | 0 | 0 | 0 | 0 | 0 | 0 | 0 | 0 | 0 | 0 | 0 | 0 | 0 | 0 | 0 | 0 | 0 | 0 | 0
Commercial_Lodging_New_Food Preparation_Natural Gas_Range_E9_Codes & Standards Forecast | Commercial | Lodging | New | Food Preparation | Natural Gas | Range | E9 |  | Codes & Standards Forecast | 0 | 0 | 0 | 0 | 0 | 0 | 0 | 0 | 0 | 0 | 0 | 0 | 0 | 0 | 0 | 0 | 0 | 0 | 0 | 0 | 0 | 0 | 0 | 0 | 0 | 0 | 0 | 0 | 0 | 0 | 0
Commercial_Lodging_New_Food Preparation_Natural Gas_Range_E10_Codes & Standards Forecast | Commercial | Lodging | New | Food Preparation | Natural Gas | Range | E10 |  | Codes & Standards Forecast | 0 | 0 | 0 | 0 | 0 | 0 | 0 | 0 | 0 | 0 | 0 | 0 | 0 | 0 | 0 | 0 | 0 | 0 | 0 | 0 | 0 | 0 | 0 | 0 | 0 | 0 | 0 | 0 | 0 | 0 | 0
Commercial_Lodging_New_Food Preparation_Natural Gas_Steamer_E1_Codes & Standards Forecast | Commercial | Lodging | New | Food Preparation | Natural Gas | Steamer | E1 | Standard | Codes & Standards Forecast | 0 | 4514.6758 | 4556.0766 | 0 | 0 | 0 | 0 | 0 | 0 | 0 | 0 | 0 | 0 | 0 | 0 | 0 | 0 | 0 | 0 | 0 | 0 | 0 | 0 | 0 | 0 | 0 | 0 | 0 | 0 | 0 | 0
Commercial_Lodging_New_Food Preparation_Natural Gas_Steamer_E2_Codes & Standards Forecast | Commercial | Lodging | New | Food Preparation | Natural Gas | Steamer | E2 | ENERGY STAR | Codes & Standards Forecast | 0 | 0 | 0 | 4830.1946 | 2651.0781 | 2159.8427 | 2128.2614 | 2097.3693 | 2067.1531 | 2037.5994 | 2510.326 | 2932.5529 | 3335.807 | 3449.672 | 3493.9006 | 3527.3579 | 3551.3712 | 3567.118 | 3575.6421 | 5023.883 | 4978.506 | 5052.6018 | 4373.6608 | 4292.9039 | 4364.488 | 4429.1457 | 4486.7684 | 4537.3748 | 4896.2269 | 5192.9331 | 5457.4229
Commercial_Lodging_New_Food Preparation_Natural Gas_Steamer_E3_Codes & Standards Forecast | Commercial | Lodging | New | Food Preparation | Natural Gas | Steamer | E3 |  | Codes & Standards Forecast | 0 | 0 | 0 | 0 | 0 | 0 | 0 | 0 | 0 | 0 | 0 | 0 | 0 | 0 | 0 | 0 | 0 | 0 | 0 | 0 | 0 | 0 | 0 | 0 | 0 | 0 | 0 | 0 | 0 | 0 | 0
Commercial_Lodging_New_Food Preparation_Natural Gas_Steamer_E4_Codes & Standards Forecast | Commercial | Lodging | New | Food Preparation | Natural Gas | Steamer | E4 |  | Codes & Standards Forecast | 0 | 0 | 0 | 0 | 0 | 0 | 0 | 0 | 0 | 0 | 0 | 0 | 0 | 0 | 0 | 0 | 0 | 0 | 0 | 0 | 0 | 0 | 0 | 0 | 0 | 0 | 0 | 0 | 0 | 0 | 0
Commercial_Lodging_New_Food Preparation_Natural Gas_Steamer_E5_Codes & Standards Forecast | Commercial | Lodging | New | Food Preparation | Natural Gas | Steamer | E5 |  | Codes & Standards Forecast | 0 | 0 | 0 | 0 | 0 | 0 | 0 | 0 | 0 | 0 | 0 | 0 | 0 | 0 | 0 | 0 | 0 | 0 | 0 | 0 | 0 | 0 | 0 | 0 | 0 | 0 | 0 | 0 | 0 | 0 | 0
Commercial_Lodging_New_Food Preparation_Natural Gas_Steamer_E6_Codes & Standards Forecast | Commercial | Lodging | New | Food Preparation | Natural Gas | Steamer | E6 |  | Codes & Standards Forecast | 0 | 0 | 0 | 0 | 0 | 0 | 0 | 0 | 0 | 0 | 0 | 0 | 0 | 0 | 0 | 0 | 0 | 0 | 0 | 0 | 0 | 0 | 0 | 0 | 0 | 0 | 0 | 0 | 0 | 0 | 0
Commercial_Lodging_New_Food Preparation_Natural Gas_Steamer_E7_Codes & Standards Forecast | Commercial | Lodging | New | Food Preparation | Natural Gas | Steamer | E7 |  | Codes & Standards Forecast | 0 | 0 | 0 | 0 | 0 | 0 | 0 | 0 | 0 | 0 | 0 | 0 | 0 | 0 | 0 | 0 | 0 | 0 | 0 | 0 | 0 | 0 | 0 | 0 | 0 | 0 | 0 | 0 | 0 | 0 | 0
Commercial_Lodging_New_Food Preparation_Natural Gas_Steamer_E8_Codes & Standards Forecast | Commercial | Lodging | New | Food Preparation | Natural Gas | Steamer | E8 |  | Codes & Standards Forecast | 0 | 0 | 0 | 0 | 0 | 0 | 0 | 0 | 0 | 0 | 0 | 0 | 0 | 0 | 0 | 0 | 0 | 0 | 0 | 0 | 0 | 0 | 0 | 0 | 0 | 0 | 0 | 0 | 0 | 0 | 0
Commercial_Lodging_New_Food Preparation_Natural Gas_Steamer_E9_Codes & Standards Forecast | Commercial | Lodging | New | Food Preparation | Natural Gas | Steamer | E9 |  | Codes & Standards Forecast | 0 | 0 | 0 | 0 | 0 | 0 | 0 | 0 | 0 | 0 | 0 | 0 | 0 | 0 | 0 | 0 | 0 | 0 | 0 | 0 | 0 | 0 | 0 | 0 | 0 | 0 | 0 | 0 | 0 | 0 | 0
Commercial_Lodging_New_Food Preparation_Natural Gas_Steamer_E10_Codes & Standards Forecast | Commercial | Lodging | New | Food Preparation | Natural Gas | Steamer | E10 |  | Codes & Standards Forecast | 0 | 0 | 0 | 0 | 0 | 0 | 0 | 0 | 0 | 0 | 0 | 0 | 0 | 0 | 0 | 0 | 0 | 0 | 0 | 0 | 0 | 0 | 0 | 0 | 0 | 0 | 0 | 0 | 0 | 0 | 0
Commercial_Lodging_New_Food Preparation_Natural Gas_Food Prep Other_E1_Codes & Standards Forecast | Commercial | Lodging | New | Food Preparation | Natural Gas | Food Prep Other | E1 | Standard | Codes & Standards Forecast | 0 | 4514.6758 | 4556.0766 | 4830.1946 | 2651.0781 | 2159.8427 | 2128.2614 | 2097.3693 | 2067.1531 | 2037.5994 | 2911.6305 | 3613.9917 | 4225.6754 | 4274.2828 | 4210.116 | 5331.2642 | 5044.7711 | 4866.052 | 4069.6807 | 4045.5734 | 4283.0692 | 4591.4936 | 4844.1364 | 5029.6885 | 5635.4175 | 6013.9773 | 6253.6757 | 6135.0038 | 6002.2165 | 6250.8263 | 6139.0925
Commercial_Lodging_New_Food Preparation_Natural Gas_Food Prep Other_E2_Codes & Standards Forecast | Commercial | Lodging | New | Food Preparation | Natural Gas | Food Prep Other | E2 | ENERGY STAR | Codes & Standards Forecast | 0 | 0 | 0 | 0 | 0 | 0 | 0 | 0 | 0 | 0 | 0 | 0 | 0 | 0 | 0 | 0 | 0 | 0 | 0 | 0 | 0 | 0 | 0 | 0 | 0 | 0 | 0 | 0 | 0 | 0 | 0
Commercial_Lodging_New_Food Preparation_Natural Gas_Food Prep Other_E3_Codes & Standards Forecast | Commercial | Lodging | New | Food Preparation | Natural Gas | Food Prep Other | E3 |  | Codes & Standards Forecast | 0 | 0 | 0 | 0 | 0 | 0 | 0 | 0 | 0 | 0 | 0 | 0 | 0 | 0 | 0 | 0 | 0 | 0 | 0 | 0 | 0 | 0 | 0 | 0 | 0 | 0 | 0 | 0 | 0 | 0 | 0
Commercial_Lodging_New_Food Preparation_Natural Gas_Food Prep Other_E4_Codes & Standards Forecast | Commercial | Lodging | New | Food Preparation | Natural Gas | Food Prep Other | E4 |  | Codes & Standards Forecast | 0 | 0 | 0 | 0 | 0 | 0 | 0 | 0 | 0 | 0 | 0 | 0 | 0 | 0 | 0 | 0 | 0 | 0 | 0 | 0 | 0 | 0 | 0 | 0 | 0 | 0 | 0 | 0 | 0 | 0 | 0
Commercial_Lodging_New_Food Preparation_Natural Gas_Food Prep Other_E5_Codes & Standards Forecast | Commercial | Lodging | New | Food Preparation | Natural Gas | Food Prep Other | E5 |  | Codes & Standards Forecast | 0 | 0 | 0 | 0 | 0 | 0 | 0 | 0 | 0 | 0 | 0 | 0 | 0 | 0 | 0 | 0 | 0 | 0 | 0 | 0 | 0 | 0 | 0 | 0 | 0 | 0 | 0 | 0 | 0 | 0 | 0
Commercial_Lodging_New_Food Preparation_Natural Gas_Food Prep Other_E6_Codes & Standards Forecast | Commercial | Lodging | New | Food Preparation | Natural Gas | Food Prep Other | E6 |  | Codes & Standards Forecast | 0 | 0 | 0 | 0 | 0 | 0 | 0 | 0 | 0 | 0 | 0 | 0 | 0 | 0 | 0 | 0 | 0 | 0 | 0 | 0 | 0 | 0 | 0 | 0 | 0 | 0 | 0 | 0 | 0 | 0 | 0
Commercial_Lodging_New_Food Preparation_Natural Gas_Food Prep Other_E7_Codes & Standards Forecast | Commercial | Lodging | New | Food Preparation | Natural Gas | Food Prep Other | E7 |  | Codes & Standards Forecast | 0 | 0 | 0 | 0 | 0 | 0 | 0 | 0 | 0 | 0 | 0 | 0 | 0 | 0 | 0 | 0 | 0 | 0 | 0 | 0 | 0 | 0 | 0 | 0 | 0 | 0 | 0 | 0 | 0 | 0 | 0
Commercial_Lodging_New_Food Preparation_Natural Gas_Food Prep Other_E8_Codes & Standards Forecast | Commercial | Lodging | New | Food Preparation | Natural Gas | Food Prep Other | E8 |  | Codes & Standards Forecast | 0 | 0 | 0 | 0 | 0 | 0 | 0 | 0 | 0 | 0 | 0 | 0 | 0 | 0 | 0 | 0 | 0 | 0 | 0 | 0 | 0 | 0 | 0 | 0 | 0 | 0 | 0 | 0 | 0 | 0 | 0
Commercial_Lodging_New_Food Preparation_Natural Gas_Food Prep Other_E9_Codes & Standards Forecast | Commercial | Lodging | New | Food Preparation | Natural Gas | Food Prep Other | E9 |  | Codes & Standards Forecast | 0 | 0 | 0 | 0 | 0 | 0 | 0 | 0 | 0 | 0 | 0 | 0 | 0 | 0 | 0 | 0 | 0 | 0 | 0 | 0 | 0 | 0 | 0 | 0 | 0 | 0 | 0 | 0 | 0 | 0 | 0
Commercial_Lodging_New_Food Preparation_Natural Gas_Food Prep Other_E10_Codes & Standards Forecast | Commercial | Lodging | New | Food Preparation | Natural Gas | Food Prep Other | E10 |  | Codes & Standards Forecast | 0 | 0 | 0 | 0 | 0 | 0 | 0 | 0 | 0 | 0 | 0 | 0 | 0 | 0 | 0 | 0 | 0 | 0 | 0 | 0 | 0 | 0 | 0 | 0 | 0 | 0 | 0 | 0 | 0 | 0 | 0
Commercial_Lodging_New_Miscellaneous_Natural Gas_Pool Heater_E1_Codes & Standards Forecast | Commercial | Lodging | New | Miscellaneous | Natural Gas | Pool Heater | E1 | Standard (EF .82) | Codes & Standards Forecast | 0 | 39023.2116 | 39381.0654 | 41750.4409 | 22914.9526 | 18668.893 | 26200.5577 | 32248.8226 | 37513.7472 | 37912.0806 | 37336.0605 | 48566.8164 | 48581.7146 | 50131.4326 | 45850.6075 | 46094.6729 | 51583.8532 | 55550.5305 | 58790.569 | 59213.6544 | 59309.3316 | 63543.4346 | 64749.3492 | 66730.7003 | 66839.0098 | 68098.7898 | 71296.9895 | 73666.9382 | 75738.7312 | 76650.1411 | 77516.8571
Commercial_Lodging_New_Miscellaneous_Natural Gas_Pool Heater_E2_Codes & Standards Forecast | Commercial | Lodging | New | Miscellaneous | Natural Gas | Pool Heater | E2 | Condensing (EF .90) | Codes & Standards Forecast | 0 | 0 | 0 | 0 | 0 | 0 | 0 | 0 | 0 | 0 | 0 | 0 | 0 | 0 | 0 | 0 | 0 | 0 | 0 | 0 | 0 | 0 | 0 | 0 | 0 | 0 | 0 | 0 | 0 | 0 | 0
Commercial_Lodging_New_Miscellaneous_Natural Gas_Pool Heater_E3_Codes & Standards Forecast | Commercial | Lodging | New | Miscellaneous | Natural Gas | Pool Heater | E3 |  | Codes & Standards Forecast | 0 | 0 | 0 | 0 | 0 | 0 | 0 | 0 | 0 | 0 | 0 | 0 | 0 | 0 | 0 | 0 | 0 | 0 | 0 | 0 | 0 | 0 | 0 | 0 | 0 | 0 | 0 | 0 | 0 | 0 | 0
Commercial_Lodging_New_Miscellaneous_Natural Gas_Pool Heater_E4_Codes & Standards Forecast | Commercial | Lodging | New | Miscellaneous | Natural Gas | Pool Heater | E4 |  | Codes & Standards Forecast | 0 | 0 | 0 | 0 | 0 | 0 | 0 | 0 | 0 | 0 | 0 | 0 | 0 | 0 | 0 | 0 | 0 | 0 | 0 | 0 | 0 | 0 | 0 | 0 | 0 | 0 | 0 | 0 | 0 | 0 | 0
Commercial_Lodging_New_Miscellaneous_Natural Gas_Pool Heater_E5_Codes & Standards Forecast | Commercial | Lodging | New | Miscellaneous | Natural Gas | Pool Heater | E5 |  | Codes & Standards Forecast | 0 | 0 | 0 | 0 | 0 | 0 | 0 | 0 | 0 | 0 | 0 | 0 | 0 | 0 | 0 | 0 | 0 | 0 | 0 | 0 | 0 | 0 | 0 | 0 | 0 | 0 | 0 | 0 | 0 | 0 | 0
Commercial_Lodging_New_Miscellaneous_Natural Gas_Pool Heater_E6_Codes & Standards Forecast | Commercial | Lodging | New | Miscellaneous | Natural Gas | Pool Heater | E6 |  | Codes & Standards Forecast | 0 | 0 | 0 | 0 | 0 | 0 | 0 | 0 | 0 | 0 | 0 | 0 | 0 | 0 | 0 | 0 | 0 | 0 | 0 | 0 | 0 | 0 | 0 | 0 | 0 | 0 | 0 | 0 | 0 | 0 | 0
Commercial_Lodging_New_Miscellaneous_Natural Gas_Pool Heater_E7_Codes & Standards Forecast | Commercial | Lodging | New | Miscellaneous | Natural Gas | Pool Heater | E7 |  | Codes & Standards Forecast | 0 | 0 | 0 | 0 | 0 | 0 | 0 | 0 | 0 | 0 | 0 | 0 | 0 | 0 | 0 | 0 | 0 | 0 | 0 | 0 | 0 | 0 | 0 | 0 | 0 | 0 | 0 | 0 | 0 | 0 | 0
Commercial_Lodging_New_Miscellaneous_Natural Gas_Pool Heater_E8_Codes & Standards Forecast | Commercial | Lodging | New | Miscellaneous | Natural Gas | Pool Heater | E8 |  | Codes & Standards Forecast | 0 | 0 | 0 | 0 | 0 | 0 | 0 | 0 | 0 | 0 | 0 | 0 | 0 | 0 | 0 | 0 | 0 | 0 | 0 | 0 | 0 | 0 | 0 | 0 | 0 | 0 | 0 | 0 | 0 | 0 | 0
Commercial_Lodging_New_Miscellaneous_Natural Gas_Pool Heater_E9_Codes & Standards Forecast | Commercial | Lodging | New | Miscellaneous | Natural Gas | Pool Heater | E9 |  | Codes & Standards Forecast | 0 | 0 | 0 | 0 | 0 | 0 | 0 | 0 | 0 | 0 | 0 | 0 | 0 | 0 | 0 | 0 | 0 | 0 | 0 | 0 | 0 | 0 | 0 | 0 | 0 | 0 | 0 | 0 | 0 | 0 | 0
Commercial_Lodging_New_Miscellaneous_Natural Gas_Pool Heater_E10_Codes & Standards Forecast | Commercial | Lodging | New | Miscellaneous | Natural Gas | Pool Heater | E10 |  | Codes & Standards Forecast | 0 | 0 | 0 | 0 | 0 | 0 | 0 | 0 | 0 | 0 | 0 | 0 | 0 | 0 | 0 | 0 | 0 | 0 | 0 | 0 | 0 | 0 | 0 | 0 | 0 | 0 | 0 | 0 | 0 | 0 | 0
Commercial_Lodging_New_Miscellaneous_Natural Gas_Miscellaneous_E1_Codes & Standards Forecast | Commercial | Lodging | New | Miscellaneous | Natural Gas | Miscellaneous | E1 | Standard | Codes & Standards Forecast | 0 | 182013.6838 | 183682.8003 | 194734.1397 | 132882.8283 | 135604.0156 | 155217.4034 | 163038.8759 | 169981.0614 | 178586.1031 | 186935.1849 | 247973.4783 | 248839.0032 | 253372.6665 | 244606.2375 | 255900.9738 | 271025.9469 | 279179.5163 | 287405.766 | 296984.9229 | 306171.4472 | 330460.4226 | 335007.0883 | 341178.7432 | 345959.4292 | 356450.0243 | 367340.3815 | 375229.9108 | 383417.6658 | 392293.4292 | 400823.8794
Commercial_Lodging_New_Miscellaneous_Natural Gas_Miscellaneous_E2_Codes & Standards Forecast | Commercial | Lodging | New | Miscellaneous | Natural Gas | Miscellaneous | E2 |  | Codes & Standards Forecast | 0 | 0 | 0 | 0 | 0 | 0 | 0 | 0 | 0 | 0 | 0 | 0 | 0 | 0 | 0 | 0 | 0 | 0 | 0 | 0 | 0 | 0 | 0 | 0 | 0 | 0 | 0 | 0 | 0 | 0 | 0
Commercial_Lodging_New_Miscellaneous_Natural Gas_Miscellaneous_E3_Codes & Standards Forecast | Commercial | Lodging | New | Miscellaneous | Natural Gas | Miscellaneous | E3 |  | Codes & Standards Forecast | 0 | 0 | 0 | 0 | 0 | 0 | 0 | 0 | 0 | 0 | 0 | 0 | 0 | 0 | 0 | 0 | 0 | 0 | 0 | 0 | 0 | 0 | 0 | 0 | 0 | 0 | 0 | 0 | 0 | 0 | 0
Commercial_Lodging_New_Miscellaneous_Natural Gas_Miscellaneous_E4_Codes & Standards Forecast | Commercial | Lodging | New | Miscellaneous | Natural Gas | Miscellaneous | E4 |  | Codes & Standards Forecast | 0 | 0 | 0 | 0 | 0 | 0 | 0 | 0 | 0 | 0 | 0 | 0 | 0 | 0 | 0 | 0 | 0 | 0 | 0 | 0 | 0 | 0 | 0 | 0 | 0 | 0 | 0 | 0 | 0 | 0 | 0
Commercial_Lodging_New_Miscellaneous_Natural Gas_Miscellaneous_E5_Codes & Standards Forecast | Commercial | Lodging | New | Miscellaneous | Natural Gas | Miscellaneous | E5 |  | Codes & Standards Forecast | 0 | 0 | 0 | 0 | 0 | 0 | 0 | 0 | 0 | 0 | 0 | 0 | 0 | 0 | 0 | 0 | 0 | 0 | 0 | 0 | 0 | 0 | 0 | 0 | 0 | 0 | 0 | 0 | 0 | 0 | 0
Commercial_Lodging_New_Miscellaneous_Natural Gas_Miscellaneous_E6_Codes & Standards Forecast | Commercial | Lodging | New | Miscellaneous | Natural Gas | Miscellaneous | E6 |  | Codes & Standards Forecast | 0 | 0 | 0 | 0 | 0 | 0 | 0 | 0 | 0 | 0 | 0 | 0 | 0 | 0 | 0 | 0 | 0 | 0 | 0 | 0 | 0 | 0 | 0 | 0 | 0 | 0 | 0 | 0 | 0 | 0 | 0
Commercial_Lodging_New_Miscellaneous_Natural Gas_Miscellaneous_E7_Codes & Standards Forecast | Commercial | Lodging | New | Miscellaneous | Natural Gas | Miscellaneous | E7 |  | Codes & Standards Forecast | 0 | 0 | 0 | 0 | 0 | 0 | 0 | 0 | 0 | 0 | 0 | 0 | 0 | 0 | 0 | 0 | 0 | 0 | 0 | 0 | 0 | 0 | 0 | 0 | 0 | 0 | 0 | 0 | 0 | 0 | 0
Commercial_Lodging_New_Miscellaneous_Natural Gas_Miscellaneous_E8_Codes & Standards Forecast | Commercial | Lodging | New | Miscellaneous | Natural Gas | Miscellaneous | E8 |  | Codes & Standards Forecast | 0 | 0 | 0 | 0 | 0 | 0 | 0 | 0 | 0 | 0 | 0 | 0 | 0 | 0 | 0 | 0 | 0 | 0 | 0 | 0 | 0 | 0 | 0 | 0 | 0 | 0 | 0 | 0 | 0 | 0 | 0
Commercial_Lodging_New_Miscellaneous_Natural Gas_Miscellaneous_E9_Codes & Standards Forecast | Commercial | Lodging | New | Miscellaneous | Natural Gas | Miscellaneous | E9 |  | Codes & Standards Forecast | 0 | 0 | 0 | 0 | 0 | 0 | 0 | 0 | 0 | 0 | 0 | 0 | 0 | 0 | 0 | 0 | 0 | 0 | 0 | 0 | 0 | 0 | 0 | 0 | 0 | 0 | 0 | 0 | 0 | 0 | 0
Commercial_Lodging_New_Miscellaneous_Natural Gas_Miscellaneous_E10_Codes & Standards Forecast | Commercial | Lodging | New | Miscellaneous | Natural Gas | Miscellaneous | E10 |  | Codes & Standards Forecast | 0 | 0 | 0 | 0 | 0 | 0 | 0 | 0 | 0 | 0 | 0 | 0 | 0 | 0 | 0 | 0 | 0 | 0 | 0 | 0 | 0 | 0 | 0 | 0 | 0 | 0 | 0 | 0 | 0 | 0 | 0
Commercial_Warehouse_Existing_Space Heating_Natural Gas_Furnace_E1_Codes & Standards Forecast | Commercial | Warehouse | Existing | Space Heating | Natural Gas | Furnace | E1 | AFUE 80% (Standard) | Codes & Standards Forecast | 0 | 248465.9887 | 259610.419 | 269280.7755 | 277603.6904 | 0 | 0 | 0 | 0 | 0 | 0 | 0 | 0 | 0 | 0 | 0 | 0 | 0 | 0 | 0 | 0 | 0 | 0 | 0 | 0 | 0 | 0 | 0 | 0 | 0 | 0
Commercial_Warehouse_Existing_Space Heating_Natural Gas_Furnace_E2_Codes & Standards Forecast | Commercial | Warehouse | Existing | Space Heating | Natural Gas | Furnace | E2 | AFUE 90% | Codes & Standards Forecast | 0 | 0 | 0 | 0 | 0 | 0 | 0 | 0 | 0 | 0 | 0 | 0 | 0 | 0 | 0 | 0 | 0 | 0 | 0 | 0 | 0 | 0 | 0 | 0 | 0 | 0 | 0 | 0 | 0 | 0 | 0
Commercial_Warehouse_Existing_Space Heating_Natural Gas_Furnace_E3_Codes & Standards Forecast | Commercial | Warehouse | Existing | Space Heating | Natural Gas | Furnace | E3 | AFUE 95% | Codes & Standards Forecast | 0 | 0 | 0 | 0 | 0 | 284695.7199 | 290664.1314 | 295607.6294 | 299617.025 | 302775.8537 | 305160.9444 | 306842.9449 | 283017.4927 | 261042.0168 | 240772.872 | 222077.5666 | 204833.8968 | 188929.1471 | 174259.3545 | 174014.5887 | 174149.0822 | 174566.4733 | 175184.9161 | 175935.2693 | 176759.4915 | 177609.22 | 178444.5138 | 179232.7424 | 179947.6052 | 180568.266 | 179748.7806
Commercial_Warehouse_Existing_Space Heating_Natural Gas_Furnace_E4_Codes & Standards Forecast | Commercial | Warehouse | Existing | Space Heating | Natural Gas | Furnace | E4 |  | Codes & Standards Forecast | 0 | 0 | 0 | 0 | 0 | 0 | 0 | 0 | 0 | 0 | 0 | 0 | 0 | 0 | 0 | 0 | 0 | 0 | 0 | 0 | 0 | 0 | 0 | 0 | 0 | 0 | 0 | 0 | 0 | 0 | 0
Commercial_Warehouse_Existing_Space Heating_Natural Gas_Furnace_E5_Codes & Standards Forecast | Commercial | Warehouse | Existing | Space Heating | Natural Gas | Furnace | E5 |  | Codes & Standards Forecast | 0 | 0 | 0 | 0 | 0 | 0 | 0 | 0 | 0 | 0 | 0 | 0 | 0 | 0 | 0 | 0 | 0 | 0 | 0 | 0 | 0 | 0 | 0 | 0 | 0 | 0 | 0 | 0 | 0 | 0 | 0
Commercial_Warehouse_Existing_Space Heating_Natural Gas_Furnace_E6_Codes & Standards Forecast | Commercial | Warehouse | Existing | Space Heating | Natural Gas | Furnace | E6 |  | Codes & Standards Forecast | 0 | 0 | 0 | 0 | 0 | 0 | 0 | 0 | 0 | 0 | 0 | 0 | 0 | 0 | 0 | 0 | 0 | 0 | 0 | 0 | 0 | 0 | 0 | 0 | 0 | 0 | 0 | 0 | 0 | 0 | 0
Commercial_Warehouse_Existing_Space Heating_Natural Gas_Furnace_E7_Codes & Standards Forecast | Commercial | Warehouse | Existing | Space Heating | Natural Gas | Furnace | E7 |  | Codes & Standards Forecast | 0 | 0 | 0 | 0 | 0 | 0 | 0 | 0 | 0 | 0 | 0 | 0 | 0 | 0 | 0 | 0 | 0 | 0 | 0 | 0 | 0 | 0 | 0 | 0 | 0 | 0 | 0 | 0 | 0 | 0 | 0
Commercial_Warehouse_Existing_Space Heating_Natural Gas_Furnace_E8_Codes & Standards Forecast | Commercial | Warehouse | Existing | Space Heating | Natural Gas | Furnace | E8 |  | Codes & Standards Forecast | 0 | 0 | 0 | 0 | 0 | 0 | 0 | 0 | 0 | 0 | 0 | 0 | 0 | 0 | 0 | 0 | 0 | 0 | 0 | 0 | 0 | 0 | 0 | 0 | 0 | 0 | 0 | 0 | 0 | 0 | 0
Commercial_Warehouse_Existing_Space Heating_Natural Gas_Furnace_E9_Codes & Standards Forecast | Commercial | Warehouse | Existing | Space Heating | Natural Gas | Furnace | E9 |  | Codes & Standards Forecast | 0 | 0 | 0 | 0 | 0 | 0 | 0 | 0 | 0 | 0 | 0 | 0 | 0 | 0 | 0 | 0 | 0 | 0 | 0 | 0 | 0 | 0 | 0 | 0 | 0 | 0 | 0 | 0 | 0 | 0 | 0
Commercial_Warehouse_Existing_Space Heating_Natural Gas_Furnace_E10_Codes & Standards Forecast | Commercial | Warehouse | Existing | Space Heating | Natural Gas | Furnace | E10 |  | Codes & Standards Forecast | 0 | 0 | 0 | 0 | 0 | 0 | 0 | 0 | 0 | 0 | 0 | 0 | 0 | 0 | 0 | 0 | 0 | 0 | 0 | 0 | 0 | 0 | 0 | 0 | 0 | 0 | 0 | 0 | 0 | 0 | 0
Commercial_Warehouse_Existing_Space Heating_Natural Gas_Boiler_E1_Codes & Standards Forecast | Commercial | Warehouse | Existing | Space Heating | Natural Gas | Boiler | E1 | AFUE 80% (Standard) | Codes & Standards Forecast | 0 | 39967.5257 | 39524.2495 | 39050.9944 | 38552.5974 | 0 | 0 | 0 | 0 | 0 | 0 | 0 | 0 | 0 | 0 | 0 | 0 | 0 | 0 | 0 | 0 | 0 | 0 | 0 | 0 | 0 | 0 | 0 | 0 | 0 | 0
Commercial_Warehouse_Existing_Space Heating_Natural Gas_Boiler_E2_Codes & Standards Forecast | Commercial | Warehouse | Existing | Space Heating | Natural Gas | Boiler | E2 | AFUE 85% | Codes & Standards Forecast | 0 | 0 | 0 | 0 | 0 | 0 | 0 | 0 | 0 | 0 | 0 | 0 | 0 | 0 | 0 | 0 | 0 | 0 | 0 | 0 | 0 | 0 | 0 | 0 | 0 | 0 | 0 | 0 | 0 | 0 | 0
Commercial_Warehouse_Existing_Space Heating_Natural Gas_Boiler_E3_Codes & Standards Forecast | Commercial | Warehouse | Existing | Space Heating | Natural Gas | Boiler | E3 | AFUE 98% | Codes & Standards Forecast | 0 | 0 | 0 | 0 | 0 | 38033.3368 | 37496.9933 | 36946.905 | 36386.0165 | 35816.9222 | 35241.9051 | 34662.9715 | 34081.8815 | 33500.1766 | 32919.2041 | 32340.1386 | 31764.0014 | 31191.678 | 30623.9331 | 30061.4243 | 29504.7145 | 31006.7929 | 29682.1124 | 28502.7757 | 27448.9052 | 26503.2541 | 25650.874 | 24878.8228 | 24175.9082 | 23532.4636 | 22940.1505
Commercial_Warehouse_Existing_Space Heating_Natural Gas_Boiler_E4_Codes & Standards Forecast | Commercial | Warehouse | Existing | Space Heating | Natural Gas | Boiler | E4 | Convert to NG Air Source Heat Pump | Codes & Standards Forecast | 0 | 0 | 0 | 0 | 0 | 0 | 0 | 0 | 0 | 0 | 0 | 0 | 0 | 0 | 0 | 0 | 0 | 0 | 0 | 0 | 0 | 0 | 0 | 0 | 0 | 0 | 0 | 0 | 0 | 0 | 0
Commercial_Warehouse_Existing_Space Heating_Natural Gas_Boiler_E5_Codes & Standards Forecast | Commercial | Warehouse | Existing | Space Heating | Natural Gas | Boiler | E5 |  | Codes & Standards Forecast | 0 | 0 | 0 | 0 | 0 | 0 | 0 | 0 | 0 | 0 | 0 | 0 | 0 | 0 | 0 | 0 | 0 | 0 | 0 | 0 | 0 | 0 | 0 | 0 | 0 | 0 | 0 | 0 | 0 | 0 | 0
Commercial_Warehouse_Existing_Space Heating_Natural Gas_Boiler_E6_Codes & Standards Forecast | Commercial | Warehouse | Existing | Space Heating | Natural Gas | Boiler | E6 |  | Codes & Standards Forecast | 0 | 0 | 0 | 0 | 0 | 0 | 0 | 0 | 0 | 0 | 0 | 0 | 0 | 0 | 0 | 0 | 0 | 0 | 0 | 0 | 0 | 0 | 0 | 0 | 0 | 0 | 0 | 0 | 0 | 0 | 0
Commercial_Warehouse_Existing_Space Heating_Natural Gas_Boiler_E7_Codes & Standards Forecast | Commercial | Warehouse | Existing | Space Heating | Natural Gas | Boiler | E7 |  | Codes & Standards Forecast | 0 | 0 | 0 | 0 | 0 | 0 | 0 | 0 | 0 | 0 | 0 | 0 | 0 | 0 | 0 | 0 | 0 | 0 | 0 | 0 | 0 | 0 | 0 | 0 | 0 | 0 | 0 | 0 | 0 | 0 | 0
Commercial_Warehouse_Existing_Space Heating_Natural Gas_Boiler_E8_Codes & Standards Forecast | Commercial | Warehouse | Existing | Space Heating | Natural Gas | Boiler | E8 |  | Codes & Standards Forecast | 0 | 0 | 0 | 0 | 0 | 0 | 0 | 0 | 0 | 0 | 0 | 0 | 0 | 0 | 0 | 0 | 0 | 0 | 0 | 0 | 0 | 0 | 0 | 0 | 0 | 0 | 0 | 0 | 0 | 0 | 0
Commercial_Warehouse_Existing_Space Heating_Natural Gas_Boiler_E9_Codes & Standards Forecast | Commercial | Warehouse | Existing | Space Heating | Natural Gas | Boiler | E9 |  | Codes & Standards Forecast | 0 | 0 | 0 | 0 | 0 | 0 | 0 | 0 | 0 | 0 | 0 | 0 | 0 | 0 | 0 | 0 | 0 | 0 | 0 | 0 | 0 | 0 | 0 | 0 | 0 | 0 | 0 | 0 | 0 | 0 | 0
Commercial_Warehouse_Existing_Space Heating_Natural Gas_Boiler_E10_Codes & Standards Forecast | Commercial | Warehouse | Existing | Space Heating | Natural Gas | Boiler | E10 |  | Codes & Standards Forecast | 0 | 0 | 0 | 0 | 0 | 0 | 0 | 0 | 0 | 0 | 0 | 0 | 0 | 0 | 0 | 0 | 0 | 0 | 0 | 0 | 0 | 0 | 0 | 0 | 0 | 0 | 0 | 0 | 0 | 0 | 0
Commercial_Warehouse_Existing_Space Heating_Natural Gas_Unit Heater_E1_Codes & Standards Forecast | Commercial | Warehouse | Existing | Space Heating | Natural Gas | Unit Heater | E1 | Standard | Codes & Standards Forecast | 0 | 9963.2668 | 28404.368 | 54011.874 | 85629.0577 | 0 | 0 | 0 | 0 | 0 | 0 | 0 | 0 | 0 | 0 | 0 | 0 | 0 | 0 | 0 | 0 | 0 | 0 | 0 | 0 | 0 | 0 | 0 | 0 | 0 | 0
Commercial_Warehouse_Existing_Space Heating_Natural Gas_Unit Heater_E2_Codes & Standards Forecast | Commercial | Warehouse | Existing | Space Heating | Natural Gas | Unit Heater | E2 | Condensing | Codes & Standards Forecast | 0 | 0 | 0 | 0 | 0 | 122236.7064 | 162937.8175 | 206943.9709 | 253563.1956 | 302189.1671 | 343984.7389 | 380888.5198 | 414394.4316 | 445638.8433 | 475471.9841 | 504516.3459 | 533214.3318 | 496964.5154 | 471298.006 | 454786.3423 | 445195.5854 | 440873.2508 | 440603.5994 | 443496.2291 | 448900.8046 | 456342.2276 | 465471.7248 | 466737.8019 | 463111.169 | 456825.1627 | 449417.1233
Commercial_Warehouse_Existing_Space Heating_Natural Gas_Unit Heater_E3_Codes & Standards Forecast | Commercial | Warehouse | Existing | Space Heating | Natural Gas | Unit Heater | E3 | Infrared Radiant | Codes & Standards Forecast | 0 | 0 | 0 | 0 | 0 | 0 | 0 | 0 | 0 | 0 | 0 | 0 | 0 | 0 | 0 | 0 | 0 | 0 | 0 | 0 | 0 | 0 | 0 | 0 | 0 | 0 | 0 | 0 | 0 | 0 | 0
Commercial_Warehouse_Existing_Space Heating_Natural Gas_Unit Heater_E4_Codes & Standards Forecast | Commercial | Warehouse | Existing | Space Heating | Natural Gas | Unit Heater | E4 |  | Codes & Standards Forecast | 0 | 0 | 0 | 0 | 0 | 0 | 0 | 0 | 0 | 0 | 0 | 0 | 0 | 0 | 0 | 0 | 0 | 0 | 0 | 0 | 0 | 0 | 0 | 0 | 0 | 0 | 0 | 0 | 0 | 0 | 0
Commercial_Warehouse_Existing_Space Heating_Natural Gas_Unit Heater_E5_Codes & Standards Forecast | Commercial | Warehouse | Existing | Space Heating | Natural Gas | Unit Heater | E5 |  | Codes & Standards Forecast | 0 | 0 | 0 | 0 | 0 | 0 | 0 | 0 | 0 | 0 | 0 | 0 | 0 | 0 | 0 | 0 | 0 | 0 | 0 | 0 | 0 | 0 | 0 | 0 | 0 | 0 | 0 | 0 | 0 | 0 | 0
Commercial_Warehouse_Existing_Space Heating_Natural Gas_Unit Heater_E6_Codes & Standards Forecast | Commercial | Warehouse | Existing | Space Heating | Natural Gas | Unit Heater | E6 |  | Codes & Standards Forecast | 0 | 0 | 0 | 0 | 0 | 0 | 0 | 0 | 0 | 0 | 0 | 0 | 0 | 0 | 0 | 0 | 0 | 0 | 0 | 0 | 0 | 0 | 0 | 0 | 0 | 0 | 0 | 0 | 0 | 0 | 0
Commercial_Warehouse_Existing_Space Heating_Natural Gas_Unit Heater_E7_Codes & Standards Forecast | Commercial | Warehouse | Existing | Space Heating | Natural Gas | Unit Heater | E7 |  | Codes & Standards Forecast | 0 | 0 | 0 | 0 | 0 | 0 | 0 | 0 | 0 | 0 | 0 | 0 | 0 | 0 | 0 | 0 | 0 | 0 | 0 | 0 | 0 | 0 | 0 | 0 | 0 | 0 | 0 | 0 | 0 | 0 | 0
Commercial_Warehouse_Existing_Space Heating_Natural Gas_Unit Heater_E8_Codes & Standards Forecast | Commercial | Warehouse | Existing | Space Heating | Natural Gas | Unit Heater | E8 |  | Codes & Standards Forecast | 0 | 0 | 0 | 0 | 0 | 0 | 0 | 0 | 0 | 0 | 0 | 0 | 0 | 0 | 0 | 0 | 0 | 0 | 0 | 0 | 0 | 0 | 0 | 0 | 0 | 0 | 0 | 0 | 0 | 0 | 0
Commercial_Warehouse_Existing_Space Heating_Natural Gas_Unit Heater_E9_Codes & Standards Forecast | Commercial | Warehouse | Existing | Space Heating | Natural Gas | Unit Heater | E9 |  | Codes & Standards Forecast | 0 | 0 | 0 | 0 | 0 | 0 | 0 | 0 | 0 | 0 | 0 | 0 | 0 | 0 | 0 | 0 | 0 | 0 | 0 | 0 | 0 | 0 | 0 | 0 | 0 | 0 | 0 | 0 | 0 | 0 | 0
Commercial_Warehouse_Existing_Space Heating_Natural Gas_Unit Heater_E10_Codes & Standards Forecast | Commercial | Warehouse | Existing | Space Heating | Natural Gas | Unit Heater | E10 |  | Codes & Standards Forecast | 0 | 0 | 0 | 0 | 0 | 0 | 0 | 0 | 0 | 0 | 0 | 0 | 0 | 0 | 0 | 0 | 0 | 0 | 0 | 0 | 0 | 0 | 0 | 0 | 0 | 0 | 0 | 0 | 0 | 0 | 0
Commercial_Warehouse_Existing_Water Heating_Natural Gas_Water Heater_E1_Codes & Standards Forecast | Commercial | Warehouse | Existing | Water Heating | Natural Gas | Water Heater | E1 | TE 0.80 | Codes & Standards Forecast | 0 | 336811.567 | 366083.5541 | 390841.9322 | 411605.501 | 428835.9357 | 442944.0297 | 454295.2549 | 463214.7168 | 469991.5676 | 531046.1163 | 583193.6417 | 573511.6333 | 563807.0617 | 554103.964 | 610964.7305 | 594065.756 | 578015.2715 | 562740.6152 | 557541.8387 | 559128.6842 | 556056.271 | 549622.0034 | 540814.8982 | 552576.6948 | 556067.3502 | 542876.3069 | 528838.136 | 515941.3492 | 518328.7133 | 504558.0421
Commercial_Warehouse_Existing_Water Heating_Natural Gas_Water Heater_E2_Codes & Standards Forecast | Commercial | Warehouse | Existing | Water Heating | Natural Gas | Water Heater | E2 | TE 0.90 | Codes & Standards Forecast | 0 | 0 | 0 | 0 | 0 | 0 | 0 | 0 | 0 | 0 | 0 | 0 | 0 | 0 | 0 | 0 | 0 | 0 | 0 | 0 | 0 | 0 | 0 | 0 | 0 | 0 | 0 | 0 | 0 | 0 | 0
Commercial_Warehouse_Existing_Water Heating_Natural Gas_Water Heater_E3_Codes & Standards Forecast | Commercial | Warehouse | Existing | Water Heating | Natural Gas | Water Heater | E3 | TE 0.94 | Codes & Standards Forecast | 0 | 0 | 0 | 0 | 0 | 0 | 0 | 0 | 0 | 0 | 0 | 0 | 0 | 0 | 0 | 0 | 0 | 0 | 0 | 0 | 0 | 0 | 0 | 0 | 0 | 0 | 0 | 0 | 0 | 0 | 0
Commercial_Warehouse_Existing_Water Heating_Natural Gas_Water Heater_E4_Codes & Standards Forecast | Commercial | Warehouse | Existing | Water Heating | Natural Gas | Water Heater | E4 | Instantaneous TE 0.94 | Codes & Standards Forecast | 0 | 0 | 0 | 0 | 0 | 0 | 0 | 0 | 0 | 0 | 0 | 0 | 0 | 0 | 0 | 0 | 0 | 0 | 0 | 0 | 0 | 0 | 0 | 0 | 0 | 0 | 0 | 0 | 0 | 0 | 0
Commercial_Warehouse_Existing_Water Heating_Natural Gas_Water Heater_E5_Codes & Standards Forecast | Commercial | Warehouse | Existing | Water Heating | Natural Gas | Water Heater | E5 | Gas-Fired Absorption HPWH | Codes & Standards Forecast | 0 | 0 | 0 | 0 | 0 | 0 | 0 | 0 | 0 | 0 | 0 | 0 | 0 | 0 | 0 | 0 | 0 | 0 | 0 | 0 | 0 | 0 | 0 | 0 | 0 | 0 | 0 | 0 | 0 | 0 | 0
Commercial_Warehouse_Existing_Water Heating_Natural Gas_Water Heater_E6_Codes & Standards Forecast | Commercial | Warehouse | Existing | Water Heating | Natural Gas | Water Heater | E6 |  | Codes & Standards Forecast | 0 | 0 | 0 | 0 | 0 | 0 | 0 | 0 | 0 | 0 | 0 | 0 | 0 | 0 | 0 | 0 | 0 | 0 | 0 | 0 | 0 | 0 | 0 | 0 | 0 | 0 | 0 | 0 | 0 | 0 | 0
Commercial_Warehouse_Existing_Water Heating_Natural Gas_Water Heater_E7_Codes & Standards Forecast | Commercial | Warehouse | Existing | Water Heating | Natural Gas | Water Heater | E7 |  | Codes & Standards Forecast | 0 | 0 | 0 | 0 | 0 | 0 | 0 | 0 | 0 | 0 | 0 | 0 | 0 | 0 | 0 | 0 | 0 | 0 | 0 | 0 | 0 | 0 | 0 | 0 | 0 | 0 | 0 | 0 | 0 | 0 | 0
Commercial_Warehouse_Existing_Water Heating_Natural Gas_Water Heater_E8_Codes & Standards Forecast | Commercial | Warehouse | Existing | Water Heating | Natural Gas | Water Heater | E8 |  | Codes & Standards Forecast | 0 | 0 | 0 | 0 | 0 | 0 | 0 | 0 | 0 | 0 | 0 | 0 | 0 | 0 | 0 | 0 | 0 | 0 | 0 | 0 | 0 | 0 | 0 | 0 | 0 | 0 | 0 | 0 | 0 | 0 | 0
Commercial_Warehouse_Existing_Water Heating_Natural Gas_Water Heater_E9_Codes & Standards Forecast | Commercial | Warehouse | Existing | Water Heating | Natural Gas | Water Heater | E9 |  | Codes & Standards Forecast | 0 | 0 | 0 | 0 | 0 | 0 | 0 | 0 | 0 | 0 | 0 | 0 | 0 | 0 | 0 | 0 | 0 | 0 | 0 | 0 | 0 | 0 | 0 | 0 | 0 | 0 | 0 | 0 | 0 | 0 | 0
Commercial_Warehouse_Existing_Water Heating_Natural Gas_Water Heater_E10_Codes & Standards Forecast | Commercial | Warehouse | Existing | Water Heating | Natural Gas | Water Heater | E10 |  | Codes & Standards Forecast | 0 | 0 | 0 | 0 | 0 | 0 | 0 | 0 | 0 | 0 | 0 | 0 | 0 | 0 | 0 | 0 | 0 | 0 | 0 | 0 | 0 | 0 | 0 | 0 | 0 | 0 | 0 | 0 | 0 | 0 | 0
Commercial_Warehouse_Existing_Food Preparation_Natural Gas_Oven_E1_Codes & Standards Forecast | Commercial | Warehouse | Existing | Food Preparation | Natural Gas | Oven | E1 | Standard | Codes & Standards Forecast | 0 | 176.6307 | 225.0275 | 261.2397 | 287.9336 | 307.1992 | 320.6743 | 329.6421 | 335.1082 | 337.8603 | 289.4267 | 258.9817 | 241.0192 | 231.5245 | 227.5964 | 227.1616 | 265.1661 | 271.8127 | 275.7451 | 270.7541 | 261.2931 | 250.1657 | 239.0494 | 228.869 | 220.0585 | 207.6842 | 202.0722 | 200.5315 | 200.2892 | 199.9147 | 198.7898
Commercial_Warehouse_Existing_Food Preparation_Natural Gas_Oven_E2_Codes & Standards Forecast | Commercial | Warehouse | Existing | Food Preparation | Natural Gas | Oven | E2 | ENERGY STAR (EF ≥ 44%) Convection Oven utilizing ASTM Std F1496 | Codes & Standards Forecast | 0 | 0 | 0 | 0 | 0 | 0 | 0 | 0 | 0 | 0 | 0 | 0 | 0 | 0 | 0 | 0 | 0 | 0 | 0 | 0 | 0 | 0 | 0 | 0 | 0 | 0 | 0 | 0 | 0 | 0 | 0
Commercial_Warehouse_Existing_Food Preparation_Natural Gas_Oven_E3_Codes & Standards Forecast | Commercial | Warehouse | Existing | Food Preparation | Natural Gas | Oven | E3 |  | Codes & Standards Forecast | 0 | 0 | 0 | 0 | 0 | 0 | 0 | 0 | 0 | 0 | 0 | 0 | 0 | 0 | 0 | 0 | 0 | 0 | 0 | 0 | 0 | 0 | 0 | 0 | 0 | 0 | 0 | 0 | 0 | 0 | 0
Commercial_Warehouse_Existing_Food Preparation_Natural Gas_Oven_E4_Codes & Standards Forecast | Commercial | Warehouse | Existing | Food Preparation | Natural Gas | Oven | E4 |  | Codes & Standards Forecast | 0 | 0 | 0 | 0 | 0 | 0 | 0 | 0 | 0 | 0 | 0 | 0 | 0 | 0 | 0 | 0 | 0 | 0 | 0 | 0 | 0 | 0 | 0 | 0 | 0 | 0 | 0 | 0 | 0 | 0 | 0
Commercial_Warehouse_Existing_Food Preparation_Natural Gas_Oven_E5_Codes & Standards Forecast | Commercial | Warehouse | Existing | Food Preparation | Natural Gas | Oven | E5 |  | Codes & Standards Forecast | 0 | 0 | 0 | 0 | 0 | 0 | 0 | 0 | 0 | 0 | 0 | 0 | 0 | 0 | 0 | 0 | 0 | 0 | 0 | 0 | 0 | 0 | 0 | 0 | 0 | 0 | 0 | 0 | 0 | 0 | 0
Commercial_Warehouse_Existing_Food Preparation_Natural Gas_Oven_E6_Codes & Standards Forecast | Commercial | Warehouse | Existing | Food Preparation | Natural Gas | Oven | E6 |  | Codes & Standards Forecast | 0 | 0 | 0 | 0 | 0 | 0 | 0 | 0 | 0 | 0 | 0 | 0 | 0 | 0 | 0 | 0 | 0 | 0 | 0 | 0 | 0 | 0 | 0 | 0 | 0 | 0 | 0 | 0 | 0 | 0 | 0
Commercial_Warehouse_Existing_Food Preparation_Natural Gas_Oven_E7_Codes & Standards Forecast | Commercial | Warehouse | Existing | Food Preparation | Natural Gas | Oven | E7 |  | Codes & Standards Forecast | 0 | 0 | 0 | 0 | 0 | 0 | 0 | 0 | 0 | 0 | 0 | 0 | 0 | 0 | 0 | 0 | 0 | 0 | 0 | 0 | 0 | 0 | 0 | 0 | 0 | 0 | 0 | 0 | 0 | 0 | 0
Commercial_Warehouse_Existing_Food Preparation_Natural Gas_Oven_E8_Codes & Standards Forecast | Commercial | Warehouse | Existing | Food Preparation | Natural Gas | Oven | E8 |  | Codes & Standards Forecast | 0 | 0 | 0 | 0 | 0 | 0 | 0 | 0 | 0 | 0 | 0 | 0 | 0 | 0 | 0 | 0 | 0 | 0 | 0 | 0 | 0 | 0 | 0 | 0 | 0 | 0 | 0 | 0 | 0 | 0 | 0
Commercial_Warehouse_Existing_Food Preparation_Natural Gas_Oven_E9_Codes & Standards Forecast | Commercial | Warehouse | Existing | Food Preparation | Natural Gas | Oven | E9 |  | Codes & Standards Forecast | 0 | 0 | 0 | 0 | 0 | 0 | 0 | 0 | 0 | 0 | 0 | 0 | 0 | 0 | 0 | 0 | 0 | 0 | 0 | 0 | 0 | 0 | 0 | 0 | 0 | 0 | 0 | 0 | 0 | 0 | 0
Commercial_Warehouse_Existing_Food Preparation_Natural Gas_Oven_E10_Codes & Standards Forecast | Commercial | Warehouse | Existing | Food Preparation | Natural Gas | Oven | E10 |  | Codes & Standards Forecast | 0 | 0 | 0 | 0 | 0 | 0 | 0 | 0 | 0 | 0 | 0 | 0 | 0 | 0 | 0 | 0 | 0 | 0 | 0 | 0 | 0 | 0 | 0 | 0 | 0 | 0 | 0 | 0 | 0 | 0 | 0
Commercial_Warehouse_Existing_Food Preparation_Natural Gas_Conveyor Oven_E1_Codes & Standards Forecast | Commercial | Warehouse | Existing | Food Preparation | Natural Gas | Conveyor Oven | E1 | Standard | Codes & Standards Forecast | 0 | 0 | 0 | 0 | 0 | 8.1459 | 22.3524 | 40.9943 | 62.8071 | 86.8085 | 104.8742 | 118.3014 | 128.1068 | 135.087 | 139.8664 | 142.9344 | 144.674 | 113.4244 | 88.9248 | 69.717 | 54.6581 | 44.0312 | 37.7562 | 35.5352 | 36.9515 | 41.5363 | 49.1431 | 58.118 | 67.3831 | 76.2652 | 84.3708
Commercial_Warehouse_Existing_Food Preparation_Natural Gas_Conveyor Oven_E2_Codes & Standards Forecast | Commercial | Warehouse | Existing | Food Preparation | Natural Gas | Conveyor Oven | E2 | ENERGY STAR (EF ≥ 44%) Convection Oven utilizing ASTM Std F1496 | Codes & Standards Forecast | 0 | 0 | 0 | 0 | 0 | 0 | 0 | 0 | 0 | 0 | 0 | 0 | 0 | 0 | 0 | 0 | 0 | 0 | 0 | 0 | 0 | 0 | 0 | 0 | 0 | 0 | 0 | 0 | 0 | 0 | 0
Commercial_Warehouse_Existing_Food Preparation_Natural Gas_Conveyor Oven_E3_Codes & Standards Forecast | Commercial | Warehouse | Existing | Food Preparation | Natural Gas | Conveyor Oven | E3 |  | Codes & Standards Forecast | 0 | 0 | 0 | 0 | 0 | 0 | 0 | 0 | 0 | 0 | 0 | 0 | 0 | 0 | 0 | 0 | 0 | 0 | 0 | 0 | 0 | 0 | 0 | 0 | 0 | 0 | 0 | 0 | 0 | 0 | 0
Commercial_Warehouse_Existing_Food Preparation_Natural Gas_Conveyor Oven_E4_Codes & Standards Forecast | Commercial | Warehouse | Existing | Food Preparation | Natural Gas | Conveyor Oven | E4 |  | Codes & Standards Forecast | 0 | 0 | 0 | 0 | 0 | 0 | 0 | 0 | 0 | 0 | 0 | 0 | 0 | 0 | 0 | 0 | 0 | 0 | 0 | 0 | 0 | 0 | 0 | 0 | 0 | 0 | 0 | 0 | 0 | 0 | 0
Commercial_Warehouse_Existing_Food Preparation_Natural Gas_Conveyor Oven_E5_Codes & Standards Forecast | Commercial | Warehouse | Existing | Food Preparation | Natural Gas | Conveyor Oven | E5 |  | Codes & Standards Forecast | 0 | 0 | 0 | 0 | 0 | 0 | 0 | 0 | 0 | 0 | 0 | 0 | 0 | 0 | 0 | 0 | 0 | 0 | 0 | 0 | 0 | 0 | 0 | 0 | 0 | 0 | 0 | 0 | 0 | 0 | 0
Commercial_Warehouse_Existing_Food Preparation_Natural Gas_Conveyor Oven_E6_Codes & Standards Forecast | Commercial | Warehouse | Existing | Food Preparation | Natural Gas | Conveyor Oven | E6 |  | Codes & Standards Forecast | 0 | 0 | 0 | 0 | 0 | 0 | 0 | 0 | 0 | 0 | 0 | 0 | 0 | 0 | 0 | 0 | 0 | 0 | 0 | 0 | 0 | 0 | 0 | 0 | 0 | 0 | 0 | 0 | 0 | 0 | 0
Commercial_Warehouse_Existing_Food Preparation_Natural Gas_Conveyor Oven_E7_Codes & Standards Forecast | Commercial | Warehouse | Existing | Food Preparation | Natural Gas | Conveyor Oven | E7 |  | Codes & Standards Forecast | 0 | 0 | 0 | 0 | 0 | 0 | 0 | 0 | 0 | 0 | 0 | 0 | 0 | 0 | 0 | 0 | 0 | 0 | 0 | 0 | 0 | 0 | 0 | 0 | 0 | 0 | 0 | 0 | 0 | 0 | 0
Commercial_Warehouse_Existing_Food Preparation_Natural Gas_Conveyor Oven_E8_Codes & Standards Forecast | Commercial | Warehouse | Existing | Food Preparation | Natural Gas | Conveyor Oven | E8 |  | Codes & Standards Forecast | 0 | 0 | 0 | 0 | 0 | 0 | 0 | 0 | 0 | 0 | 0 | 0 | 0 | 0 | 0 | 0 | 0 | 0 | 0 | 0 | 0 | 0 | 0 | 0 | 0 | 0 | 0 | 0 | 0 | 0 | 0
Commercial_Warehouse_Existing_Food Preparation_Natural Gas_Conveyor Oven_E9_Codes & Standards Forecast | Commercial | Warehouse | Existing | Food Preparation | Natural Gas | Conveyor Oven | E9 |  | Codes & Standards Forecast | 0 | 0 | 0 | 0 | 0 | 0 | 0 | 0 | 0 | 0 | 0 | 0 | 0 | 0 | 0 | 0 | 0 | 0 | 0 | 0 | 0 | 0 | 0 | 0 | 0 | 0 | 0 | 0 | 0 | 0 | 0
Commercial_Warehouse_Existing_Food Preparation_Natural Gas_Conveyor Oven_E10_Codes & Standards Forecast | Commercial | Warehouse | Existing | Food Preparation | Natural Gas | Conveyor Oven | E10 |  | Codes & Standards Forecast | 0 | 0 | 0 | 0 | 0 | 0 | 0 | 0 | 0 | 0 | 0 | 0 | 0 | 0 | 0 | 0 | 0 | 0 | 0 | 0 | 0 | 0 | 0 | 0 | 0 | 0 | 0 | 0 | 0 | 0 | 0
Commercial_Warehouse_Existing_Food Preparation_Natural Gas_Double Rack Oven_E1_Codes & Standards Forecast | Commercial | Warehouse | Existing | Food Preparation | Natural Gas | Double Rack Oven | E1 | Standard | Codes & Standards Forecast | 0 | 49.0641 | 66.7817 | 81.7348 | 94.2895 | 104.7642 | 113.4363 | 120.5471 | 126.3068 | 130.8982 | 114.0269 | 99.3301 | 94.385 | 92.2302 | 91.964 | 92.9196 | 94.6091 | 105.9896 | 109.7299 | 112.64 | 114.834 | 113.1354 | 108.8256 | 104.1109 | 99.5957 | 95.6004 | 88.3807 | 83.178 | 82.5754 | 83.0899 | 84.2028
Commercial_Warehouse_Existing_Food Preparation_Natural Gas_Double Rack Oven_E2_Codes & Standards Forecast | Commercial | Warehouse | Existing | Food Preparation | Natural Gas | Double Rack Oven | E2 | FTSC Qualified (>50% Cooking Efficiency) | Codes & Standards Forecast | 0 | 0 | 0 | 0 | 0 | 0 | 0 | 0 | 0 | 0 | 0 | 0 | 0 | 0 | 0 | 0 | 0 | 0 | 0 | 0 | 0 | 0 | 0 | 0 | 0 | 0 | 0 | 0 | 0 | 0 | 0
Commercial_Warehouse_Existing_Food Preparation_Natural Gas_Double Rack Oven_E3_Codes & Standards Forecast | Commercial | Warehouse | Existing | Food Preparation | Natural Gas | Double Rack Oven | E3 |  | Codes & Standards Forecast | 0 | 0 | 0 | 0 | 0 | 0 | 0 | 0 | 0 | 0 | 0 | 0 | 0 | 0 | 0 | 0 | 0 | 0 | 0 | 0 | 0 | 0 | 0 | 0 | 0 | 0 | 0 | 0 | 0 | 0 | 0
Commercial_Warehouse_Existing_Food Preparation_Natural Gas_Double Rack Oven_E4_Codes & Standards Forecast | Commercial | Warehouse | Existing | Food Preparation | Natural Gas | Double Rack Oven | E4 |  | Codes & Standards Forecast | 0 | 0 | 0 | 0 | 0 | 0 | 0 | 0 | 0 | 0 | 0 | 0 | 0 | 0 | 0 | 0 | 0 | 0 | 0 | 0 | 0 | 0 | 0 | 0 | 0 | 0 | 0 | 0 | 0 | 0 | 0
Commercial_Warehouse_Existing_Food Preparation_Natural Gas_Double Rack Oven_E5_Codes & Standards Forecast | Commercial | Warehouse | Existing | Food Preparation | Natural Gas | Double Rack Oven | E5 |  | Codes & Standards Forecast | 0 | 0 | 0 | 0 | 0 | 0 | 0 | 0 | 0 | 0 | 0 | 0 | 0 | 0 | 0 | 0 | 0 | 0 | 0 | 0 | 0 | 0 | 0 | 0 | 0 | 0 | 0 | 0 | 0 | 0 | 0
Commercial_Warehouse_Existing_Food Preparation_Natural Gas_Double Rack Oven_E6_Codes & Standards Forecast | Commercial | Warehouse | Existing | Food Preparation | Natural Gas | Double Rack Oven | E6 |  | Codes & Standards Forecast | 0 | 0 | 0 | 0 | 0 | 0 | 0 | 0 | 0 | 0 | 0 | 0 | 0 | 0 | 0 | 0 | 0 | 0 | 0 | 0 | 0 | 0 | 0 | 0 | 0 | 0 | 0 | 0 | 0 | 0 | 0
Commercial_Warehouse_Existing_Food Preparation_Natural Gas_Double Rack Oven_E7_Codes & Standards Forecast | Commercial | Warehouse | Existing | Food Preparation | Natural Gas | Double Rack Oven | E7 |  | Codes & Standards Forecast | 0 | 0 | 0 | 0 | 0 | 0 | 0 | 0 | 0 | 0 | 0 | 0 | 0 | 0 | 0 | 0 | 0 | 0 | 0 | 0 | 0 | 0 | 0 | 0 | 0 | 0 | 0 | 0 | 0 | 0 | 0
Commercial_Warehouse_Existing_Food Preparation_Natural Gas_Double Rack Oven_E8_Codes & Standards Forecast | Commercial | Warehouse | Existing | Food Preparation | Natural Gas | Double Rack Oven | E8 |  | Codes & Standards Forecast | 0 | 0 | 0 | 0 | 0 | 0 | 0 | 0 | 0 | 0 | 0 | 0 | 0 | 0 | 0 | 0 | 0 | 0 | 0 | 0 | 0 | 0 | 0 | 0 | 0 | 0 | 0 | 0 | 0 | 0 | 0
Commercial_Warehouse_Existing_Food Preparation_Natural Gas_Double Rack Oven_E9_Codes & Standards Forecast | Commercial | Warehouse | Existing | Food Preparation | Natural Gas | Double Rack Oven | E9 |  | Codes & Standards Forecast | 0 | 0 | 0 | 0 | 0 | 0 | 0 | 0 | 0 | 0 | 0 | 0 | 0 | 0 | 0 | 0 | 0 | 0 | 0 | 0 | 0 | 0 | 0 | 0 | 0 | 0 | 0 | 0 | 0 | 0 | 0
Commercial_Warehouse_Existing_Food Preparation_Natural Gas_Double Rack Oven_E10_Codes & Standards Forecast | Commercial | Warehouse | Existing | Food Preparation | Natural Gas | Double Rack Oven | E10 |  | Codes & Standards Forecast | 0 | 0 | 0 | 0 | 0 | 0 | 0 | 0 | 0 | 0 | 0 | 0 | 0 | 0 | 0 | 0 | 0 | 0 | 0 | 0 | 0 | 0 | 0 | 0 | 0 | 0 | 0 | 0 | 0 | 0 | 0
Commercial_Warehouse_Existing_Food Preparation_Natural Gas_Fryer_E1_Codes & Standards Forecast | Commercial | Warehouse | Existing | Food Preparation | Natural Gas | Fryer | E1 | Standard | Codes & Standards Forecast | 0 | 4469.2273 | 4857.6438 | 0 | 0 | 0 | 0 | 0 | 0 | 0 | 0 | 0 | 0 | 0 | 0 | 0 | 0 | 0 | 0 | 0 | 0 | 0 | 0 | 0 | 0 | 0 | 0 | 0 | 0 | 0 | 0
Commercial_Warehouse_Existing_Food Preparation_Natural Gas_Fryer_E2_Codes & Standards Forecast | Commercial | Warehouse | Existing | Food Preparation | Natural Gas | Fryer | E2 | ENERGY STAR | Codes & Standards Forecast | 0 | 0 | 0 | 5186.1682 | 5461.6845 | 5690.319 | 5877.5224 | 6028.1443 | 6146.4987 | 6996.8729 | 7724.0609 | 8342.1097 | 8147.7915 | 7960.357 | 8680.3137 | 8407.0098 | 8150.0481 | 8037.3079 | 8022.7834 | 8072.1298 | 8038.1716 | 7944.3918 | 8115.2567 | 8157.9977 | 8107.948 | 7869.7487 | 7664.651 | 7679.736 | 7475.3692 | 7289.7261 | 7190.9096
Commercial_Warehouse_Existing_Food Preparation_Natural Gas_Fryer_E3_Codes & Standards Forecast | Commercial | Warehouse | Existing | Food Preparation | Natural Gas | Fryer | E3 |  | Codes & Standards Forecast | 0 | 0 | 0 | 0 | 0 | 0 | 0 | 0 | 0 | 0 | 0 | 0 | 0 | 0 | 0 | 0 | 0 | 0 | 0 | 0 | 0 | 0 | 0 | 0 | 0 | 0 | 0 | 0 | 0 | 0 | 0
Commercial_Warehouse_Existing_Food Preparation_Natural Gas_Fryer_E4_Codes & Standards Forecast | Commercial | Warehouse | Existing | Food Preparation | Natural Gas | Fryer | E4 |  | Codes & Standards Forecast | 0 | 0 | 0 | 0 | 0 | 0 | 0 | 0 | 0 | 0 | 0 | 0 | 0 | 0 | 0 | 0 | 0 | 0 | 0 | 0 | 0 | 0 | 0 | 0 | 0 | 0 | 0 | 0 | 0 | 0 | 0
Commercial_Warehouse_Existing_Food Preparation_Natural Gas_Fryer_E5_Codes & Standards Forecast | Commercial | Warehouse | Existing | Food Preparation | Natural Gas | Fryer | E5 |  | Codes & Standards Forecast | 0 | 0 | 0 | 0 | 0 | 0 | 0 | 0 | 0 | 0 | 0 | 0 | 0 | 0 | 0 | 0 | 0 | 0 | 0 | 0 | 0 | 0 | 0 | 0 | 0 | 0 | 0 | 0 | 0 | 0 | 0
Commercial_Warehouse_Existing_Food Preparation_Natural Gas_Fryer_E6_Codes & Standards Forecast | Commercial | Warehouse | Existing | Food Preparation | Natural Gas | Fryer | E6 |  | Codes & Standards Forecast | 0 | 0 | 0 | 0 | 0 | 0 | 0 | 0 | 0 | 0 | 0 | 0 | 0 | 0 | 0 | 0 | 0 | 0 | 0 | 0 | 0 | 0 | 0 | 0 | 0 | 0 | 0 | 0 | 0 | 0 | 0
Commercial_Warehouse_Existing_Food Preparation_Natural Gas_Fryer_E7_Codes & Standards Forecast | Commercial | Warehouse | Existing | Food Preparation | Natural Gas | Fryer | E7 |  | Codes & Standards Forecast | 0 | 0 | 0 | 0 | 0 | 0 | 0 | 0 | 0 | 0 | 0 | 0 | 0 | 0 | 0 | 0 | 0 | 0 | 0 | 0 | 0 | 0 | 0 | 0 | 0 | 0 | 0 | 0 | 0 | 0 | 0
Commercial_Warehouse_Existing_Food Preparation_Natural Gas_Fryer_E8_Codes & Standards Forecast | Commercial | Warehouse | Existing | Food Preparation | Natural Gas | Fryer | E8 |  | Codes & Standards Forecast | 0 | 0 | 0 | 0 | 0 | 0 | 0 | 0 | 0 | 0 | 0 | 0 | 0 | 0 | 0 | 0 | 0 | 0 | 0 | 0 | 0 | 0 | 0 | 0 | 0 | 0 | 0 | 0 | 0 | 0 | 0
Commercial_Warehouse_Existing_Food Preparation_Natural Gas_Fryer_E9_Codes & Standards Forecast | Commercial | Warehouse | Existing | Food Preparation | Natural Gas | Fryer | E9 |  | Codes & Standards Forecast | 0 | 0 | 0 | 0 | 0 | 0 | 0 | 0 | 0 | 0 | 0 | 0 | 0 | 0 | 0 | 0 | 0 | 0 | 0 | 0 | 0 | 0 | 0 | 0 | 0 | 0 | 0 | 0 | 0 | 0 | 0
Commercial_Warehouse_Existing_Food Preparation_Natural Gas_Fryer_E10_Codes & Standards Forecast | Commercial | Warehouse | Existing | Food Preparation | Natural Gas | Fryer | E10 |  | Codes & Standards Forecast | 0 | 0 | 0 | 0 | 0 | 0 | 0 | 0 | 0 | 0 | 0 | 0 | 0 | 0 | 0 | 0 | 0 | 0 | 0 | 0 | 0 | 0 | 0 | 0 | 0 | 0 | 0 | 0 | 0 | 0 | 0
Commercial_Warehouse_Existing_Food Preparation_Natural Gas_Broiler_E1_Codes & Standards Forecast | Commercial | Warehouse | Existing | Food Preparation | Natural Gas | Broiler | E1 | Standard | Codes & Standards Forecast | 0 | 0 | 0 | 0 | 0 | 0 | 0 | 0 | 0 | 0 | 0 | 0 | 0 | 0 | 0 | 0 | 0 | 0 | 0 | 0 | 0 | 0 | 0 | 0 | 0 | 0 | 0 | 0 | 0 | 0 | 0
Commercial_Warehouse_Existing_Food Preparation_Natural Gas_Broiler_E2_Codes & Standards Forecast | Commercial | Warehouse | Existing | Food Preparation | Natural Gas | Broiler | E2 | Infrared Burners | Codes & Standards Forecast | 0 | 0 | 0 | 0 | 0 | 0 | 0 | 0 | 0 | 0 | 0 | 0 | 0 | 0 | 0 | 0 | 0 | 0 | 0 | 0 | 0 | 0 | 0 | 0 | 0 | 0 | 0 | 0 | 0 | 0 | 0
Commercial_Warehouse_Existing_Food Preparation_Natural Gas_Broiler_E3_Codes & Standards Forecast | Commercial | Warehouse | Existing | Food Preparation | Natural Gas | Broiler | E3 |  | Codes & Standards Forecast | 0 | 0 | 0 | 0 | 0 | 0 | 0 | 0 | 0 | 0 | 0 | 0 | 0 | 0 | 0 | 0 | 0 | 0 | 0 | 0 | 0 | 0 | 0 | 0 | 0 | 0 | 0 | 0 | 0 | 0 | 0
Commercial_Warehouse_Existing_Food Preparation_Natural Gas_Broiler_E4_Codes & Standards Forecast | Commercial | Warehouse | Existing | Food Preparation | Natural Gas | Broiler | E4 |  | Codes & Standards Forecast | 0 | 0 | 0 | 0 | 0 | 0 | 0 | 0 | 0 | 0 | 0 | 0 | 0 | 0 | 0 | 0 | 0 | 0 | 0 | 0 | 0 | 0 | 0 | 0 | 0 | 0 | 0 | 0 | 0 | 0 | 0
Commercial_Warehouse_Existing_Food Preparation_Natural Gas_Broiler_E5_Codes & Standards Forecast | Commercial | Warehouse | Existing | Food Preparation | Natural Gas | Broiler | E5 |  | Codes & Standards Forecast | 0 | 0 | 0 | 0 | 0 | 0 | 0 | 0 | 0 | 0 | 0 | 0 | 0 | 0 | 0 | 0 | 0 | 0 | 0 | 0 | 0 | 0 | 0 | 0 | 0 | 0 | 0 | 0 | 0 | 0 | 0
Commercial_Warehouse_Existing_Food Preparation_Natural Gas_Broiler_E6_Codes & Standards Forecast | Commercial | Warehouse | Existing | Food Preparation | Natural Gas | Broiler | E6 |  | Codes & Standards Forecast | 0 | 0 | 0 | 0 | 0 | 0 | 0 | 0 | 0 | 0 | 0 | 0 | 0 | 0 | 0 | 0 | 0 | 0 | 0 | 0 | 0 | 0 | 0 | 0 | 0 | 0 | 0 | 0 | 0 | 0 | 0
Commercial_Warehouse_Existing_Food Preparation_Natural Gas_Broiler_E7_Codes & Standards Forecast | Commercial | Warehouse | Existing | Food Preparation | Natural Gas | Broiler | E7 |  | Codes & Standards Forecast | 0 | 0 | 0 | 0 | 0 | 0 | 0 | 0 | 0 | 0 | 0 | 0 | 0 | 0 | 0 | 0 | 0 | 0 | 0 | 0 | 0 | 0 | 0 | 0 | 0 | 0 | 0 | 0 | 0 | 0 | 0
Commercial_Warehouse_Existing_Food Preparation_Natural Gas_Broiler_E8_Codes & Standards Forecast | Commercial | Warehouse | Existing | Food Preparation | Natural Gas | Broiler | E8 |  | Codes & Standards Forecast | 0 | 0 | 0 | 0 | 0 | 0 | 0 | 0 | 0 | 0 | 0 | 0 | 0 | 0 | 0 | 0 | 0 | 0 | 0 | 0 | 0 | 0 | 0 | 0 | 0 | 0 | 0 | 0 | 0 | 0 | 0
Commercial_Warehouse_Existing_Food Preparation_Natural Gas_Broiler_E9_Codes & Standards Forecast | Commercial | Warehouse | Existing | Food Preparation | Natural Gas | Broiler | E9 |  | Codes & Standards Forecast | 0 | 0 | 0 | 0 | 0 | 0 | 0 | 0 | 0 | 0 | 0 | 0 | 0 | 0 | 0 | 0 | 0 | 0 | 0 | 0 | 0 | 0 | 0 | 0 | 0 | 0 | 0 | 0 | 0 | 0 | 0
Commercial_Warehouse_Existing_Food Preparation_Natural Gas_Broiler_E10_Codes & Standards Forecast | Commercial | Warehouse | Existing | Food Preparation | Natural Gas | Broiler | E10 |  | Codes & Standards Forecast | 0 | 0 | 0 | 0 | 0 | 0 | 0 | 0 | 0 | 0 | 0 | 0 | 0 | 0 | 0 | 0 | 0 | 0 | 0 | 0 | 0 | 0 | 0 | 0 | 0 | 0 | 0 | 0 | 0 | 0 | 0
Commercial_Warehouse_Existing_Food Preparation_Natural Gas_Griddle_E1_Codes & Standards Forecast | Commercial | Warehouse | Existing | Food Preparation | Natural Gas | Griddle | E1 | Standard | Codes & Standards Forecast | 0 | 0 | 0 | 0 | 0 | 0 | 0 | 0 | 0 | 0 | 0 | 0 | 0 | 0 | 0 | 0 | 0 | 0 | 0 | 0 | 0 | 0 | 0 | 0 | 0 | 0 | 0 | 0 | 0 | 0 | 0
Commercial_Warehouse_Existing_Food Preparation_Natural Gas_Griddle_E2_Codes & Standards Forecast | Commercial | Warehouse | Existing | Food Preparation | Natural Gas | Griddle | E2 | ENERGY STAR | Codes & Standards Forecast | 0 | 0 | 0 | 0 | 0 | 0 | 0 | 0 | 0 | 0 | 0 | 0 | 0 | 0 | 0 | 0 | 0 | 0 | 0 | 0 | 0 | 0 | 0 | 0 | 0 | 0 | 0 | 0 | 0 | 0 | 0
Commercial_Warehouse_Existing_Food Preparation_Natural Gas_Griddle_E3_Codes & Standards Forecast | Commercial | Warehouse | Existing | Food Preparation | Natural Gas | Griddle | E3 |  | Codes & Standards Forecast | 0 | 0 | 0 | 0 | 0 | 0 | 0 | 0 | 0 | 0 | 0 | 0 | 0 | 0 | 0 | 0 | 0 | 0 | 0 | 0 | 0 | 0 | 0 | 0 | 0 | 0 | 0 | 0 | 0 | 0 | 0
Commercial_Warehouse_Existing_Food Preparation_Natural Gas_Griddle_E4_Codes & Standards Forecast | Commercial | Warehouse | Existing | Food Preparation | Natural Gas | Griddle | E4 |  | Codes & Standards Forecast | 0 | 0 | 0 | 0 | 0 | 0 | 0 | 0 | 0 | 0 | 0 | 0 | 0 | 0 | 0 | 0 | 0 | 0 | 0 | 0 | 0 | 0 | 0 | 0 | 0 | 0 | 0 | 0 | 0 | 0 | 0
Commercial_Warehouse_Existing_Food Preparation_Natural Gas_Griddle_E5_Codes & Standards Forecast | Commercial | Warehouse | Existing | Food Preparation | Natural Gas | Griddle | E5 |  | Codes & Standards Forecast | 0 | 0 | 0 | 0 | 0 | 0 | 0 | 0 | 0 | 0 | 0 | 0 | 0 | 0 | 0 | 0 | 0 | 0 | 0 | 0 | 0 | 0 | 0 | 0 | 0 | 0 | 0 | 0 | 0 | 0 | 0
Commercial_Warehouse_Existing_Food Preparation_Natural Gas_Griddle_E6_Codes & Standards Forecast | Commercial | Warehouse | Existing | Food Preparation | Natural Gas | Griddle | E6 |  | Codes & Standards Forecast | 0 | 0 | 0 | 0 | 0 | 0 | 0 | 0 | 0 | 0 | 0 | 0 | 0 | 0 | 0 | 0 | 0 | 0 | 0 | 0 | 0 | 0 | 0 | 0 | 0 | 0 | 0 | 0 | 0 | 0 | 0
Commercial_Warehouse_Existing_Food Preparation_Natural Gas_Griddle_E7_Codes & Standards Forecast | Commercial | Warehouse | Existing | Food Preparation | Natural Gas | Griddle | E7 |  | Codes & Standards Forecast | 0 | 0 | 0 | 0 | 0 | 0 | 0 | 0 | 0 | 0 | 0 | 0 | 0 | 0 | 0 | 0 | 0 | 0 | 0 | 0 | 0 | 0 | 0 | 0 | 0 | 0 | 0 | 0 | 0 | 0 | 0
Commercial_Warehouse_Existing_Food Preparation_Natural Gas_Griddle_E8_Codes & Standards Forecast | Commercial | Warehouse | Existing | Food Preparation | Natural Gas | Griddle | E8 |  | Codes & Standards Forecast | 0 | 0 | 0 | 0 | 0 | 0 | 0 | 0 | 0 | 0 | 0 | 0 | 0 | 0 | 0 | 0 | 0 | 0 | 0 | 0 | 0 | 0 | 0 | 0 | 0 | 0 | 0 | 0 | 0 | 0 | 0
Commercial_Warehouse_Existing_Food Preparation_Natural Gas_Griddle_E9_Codes & Standards Forecast | Commercial | Warehouse | Existing | Food Preparation | Natural Gas | Griddle | E9 |  | Codes & Standards Forecast | 0 | 0 | 0 | 0 | 0 | 0 | 0 | 0 | 0 | 0 | 0 | 0 | 0 | 0 | 0 | 0 | 0 | 0 | 0 | 0 | 0 | 0 | 0 | 0 | 0 | 0 | 0 | 0 | 0 | 0 | 0
Commercial_Warehouse_Existing_Food Preparation_Natural Gas_Griddle_E10_Codes & Standards Forecast | Commercial | Warehouse | Existing | Food Preparation | Natural Gas | Griddle | E10 |  | Codes & Standards Forecast | 0 | 0 | 0 | 0 | 0 | 0 | 0 | 0 | 0 | 0 | 0 | 0 | 0 | 0 | 0 | 0 | 0 | 0 | 0 | 0 | 0 | 0 | 0 | 0 | 0 | 0 | 0 | 0 | 0 | 0 | 0
Commercial_Warehouse_Existing_Food Preparation_Natural Gas_Range_E1_Codes & Standards Forecast | Commercial | Warehouse | Existing | Food Preparation | Natural Gas | Range | E1 | Standard | Codes & Standards Forecast | 0 | 12781.8987 | 16284.1389 | 18904.6327 | 20836.3424 | 22230.5007 | 23205.6245 | 23854.5834 | 24250.1397 | 24449.2929 | 21299.6215 | 19414.2762 | 18373.1316 | 17878.9859 | 17724.051 | 20290.4101 | 20627.8392 | 20797.9805 | 20838.8562 | 20247.129 | 19391.5575 | 18486.5939 | 17647.2052 | 16926.0502 | 16127.7879 | 15795.5549 | 15722.7884 | 15776.5082 | 15785.0172 | 16186.0361 | 15919.3196
Commercial_Warehouse_Existing_Food Preparation_Natural Gas_Range_E2_Codes & Standards Forecast | Commercial | Warehouse | Existing | Food Preparation | Natural Gas | Range | E2 | High Efficiency | Codes & Standards Forecast | 0 | 0 | 0 | 0 | 0 | 0 | 0 | 0 | 0 | 0 | 0 | 0 | 0 | 0 | 0 | 0 | 0 | 0 | 0 | 0 | 0 | 0 | 0 | 0 | 0 | 0 | 0 | 0 | 0 | 0 | 0
Commercial_Warehouse_Existing_Food Preparation_Natural Gas_Range_E3_Codes & Standards Forecast | Commercial | Warehouse | Existing | Food Preparation | Natural Gas | Range | E3 |  | Codes & Standards Forecast | 0 | 0 | 0 | 0 | 0 | 0 | 0 | 0 | 0 | 0 | 0 | 0 | 0 | 0 | 0 | 0 | 0 | 0 | 0 | 0 | 0 | 0 | 0 | 0 | 0 | 0 | 0 | 0 | 0 | 0 | 0
Commercial_Warehouse_Existing_Food Preparation_Natural Gas_Range_E4_Codes & Standards Forecast | Commercial | Warehouse | Existing | Food Preparation | Natural Gas | Range | E4 |  | Codes & Standards Forecast | 0 | 0 | 0 | 0 | 0 | 0 | 0 | 0 | 0 | 0 | 0 | 0 | 0 | 0 | 0 | 0 | 0 | 0 | 0 | 0 | 0 | 0 | 0 | 0 | 0 | 0 | 0 | 0 | 0 | 0 | 0
Commercial_Warehouse_Existing_Food Preparation_Natural Gas_Range_E5_Codes & Standards Forecast | Commercial | Warehouse | Existing | Food Preparation | Natural Gas | Range | E5 |  | Codes & Standards Forecast | 0 | 0 | 0 | 0 | 0 | 0 | 0 | 0 | 0 | 0 | 0 | 0 | 0 | 0 | 0 | 0 | 0 | 0 | 0 | 0 | 0 | 0 | 0 | 0 | 0 | 0 | 0 | 0 | 0 | 0 | 0
Commercial_Warehouse_Existing_Food Preparation_Natural Gas_Range_E6_Codes & Standards Forecast | Commercial | Warehouse | Existing | Food Preparation | Natural Gas | Range | E6 |  | Codes & Standards Forecast | 0 | 0 | 0 | 0 | 0 | 0 | 0 | 0 | 0 | 0 | 0 | 0 | 0 | 0 | 0 | 0 | 0 | 0 | 0 | 0 | 0 | 0 | 0 | 0 | 0 | 0 | 0 | 0 | 0 | 0 | 0
Commercial_Warehouse_Existing_Food Preparation_Natural Gas_Range_E7_Codes & Standards Forecast | Commercial | Warehouse | Existing | Food Preparation | Natural Gas | Range | E7 |  | Codes & Standards Forecast | 0 | 0 | 0 | 0 | 0 | 0 | 0 | 0 | 0 | 0 | 0 | 0 | 0 | 0 | 0 | 0 | 0 | 0 | 0 | 0 | 0 | 0 | 0 | 0 | 0 | 0 | 0 | 0 | 0 | 0 | 0
Commercial_Warehouse_Existing_Food Preparation_Natural Gas_Range_E8_Codes & Standards Forecast | Commercial | Warehouse | Existing | Food Preparation | Natural Gas | Range | E8 |  | Codes & Standards Forecast | 0 | 0 | 0 | 0 | 0 | 0 | 0 | 0 | 0 | 0 | 0 | 0 | 0 | 0 | 0 | 0 | 0 | 0 | 0 | 0 | 0 | 0 | 0 | 0 | 0 | 0 | 0 | 0 | 0 | 0 | 0
Commercial_Warehouse_Existing_Food Preparation_Natural Gas_Range_E9_Codes & Standards Forecast | Commercial | Warehouse | Existing | Food Preparation | Natural Gas | Range | E9 |  | Codes & Standards Forecast | 0 | 0 | 0 | 0 | 0 | 0 | 0 | 0 | 0 | 0 | 0 | 0 | 0 | 0 | 0 | 0 | 0 | 0 | 0 | 0 | 0 | 0 | 0 | 0 | 0 | 0 | 0 | 0 | 0 | 0 | 0
Commercial_Warehouse_Existing_Food Preparation_Natural Gas_Range_E10_Codes & Standards Forecast | Commercial | Warehouse | Existing | Food Preparation | Natural Gas | Range | E10 |  | Codes & Standards Forecast | 0 | 0 | 0 | 0 | 0 | 0 | 0 | 0 | 0 | 0 | 0 | 0 | 0 | 0 | 0 | 0 | 0 | 0 | 0 | 0 | 0 | 0 | 0 | 0 | 0 | 0 | 0 | 0 | 0 | 0 | 0
Commercial_Warehouse_Existing_Food Preparation_Natural Gas_Steamer_E1_Codes & Standards Forecast | Commercial | Warehouse | Existing | Food Preparation | Natural Gas | Steamer | E1 | Standard | Codes & Standards Forecast | 0 | 0 | 0 | 0 | 0 | 0 | 0 | 0 | 0 | 0 | 0 | 0 | 0 | 0 | 0 | 0 | 0 | 0 | 0 | 0 | 0 | 0 | 0 | 0 | 0 | 0 | 0 | 0 | 0 | 0 | 0
Commercial_Warehouse_Existing_Food Preparation_Natural Gas_Steamer_E2_Codes & Standards Forecast | Commercial | Warehouse | Existing | Food Preparation | Natural Gas | Steamer | E2 | ENERGY STAR | Codes & Standards Forecast | 0 | 0 | 0 | 0 | 0 | 0 | 0 | 0 | 0 | 0 | 0 | 0 | 0 | 0 | 0 | 0 | 0 | 0 | 0 | 0 | 0 | 0 | 0 | 0 | 0 | 0 | 0 | 0 | 0 | 0 | 0
Commercial_Warehouse_Existing_Food Preparation_Natural Gas_Steamer_E3_Codes & Standards Forecast | Commercial | Warehouse | Existing | Food Preparation | Natural Gas | Steamer | E3 |  | Codes & Standards Forecast | 0 | 0 | 0 | 0 | 0 | 0 | 0 | 0 | 0 | 0 | 0 | 0 | 0 | 0 | 0 | 0 | 0 | 0 | 0 | 0 | 0 | 0 | 0 | 0 | 0 | 0 | 0 | 0 | 0 | 0 | 0
Commercial_Warehouse_Existing_Food Preparation_Natural Gas_Steamer_E4_Codes & Standards Forecast | Commercial | Warehouse | Existing | Food Preparation | Natural Gas | Steamer | E4 |  | Codes & Standards Forecast | 0 | 0 | 0 | 0 | 0 | 0 | 0 | 0 | 0 | 0 | 0 | 0 | 0 | 0 | 0 | 0 | 0 | 0 | 0 | 0 | 0 | 0 | 0 | 0 | 0 | 0 | 0 | 0 | 0 | 0 | 0
Commercial_Warehouse_Existing_Food Preparation_Natural Gas_Steamer_E5_Codes & Standards Forecast | Commercial | Warehouse | Existing | Food Preparation | Natural Gas | Steamer | E5 |  | Codes & Standards Forecast | 0 | 0 | 0 | 0 | 0 | 0 | 0 | 0 | 0 | 0 | 0 | 0 | 0 | 0 | 0 | 0 | 0 | 0 | 0 | 0 | 0 | 0 | 0 | 0 | 0 | 0 | 0 | 0 | 0 | 0 | 0
Commercial_Warehouse_Existing_Food Preparation_Natural Gas_Steamer_E6_Codes & Standards Forecast | Commercial | Warehouse | Existing | Food Preparation | Natural Gas | Steamer | E6 |  | Codes & Standards Forecast | 0 | 0 | 0 | 0 | 0 | 0 | 0 | 0 | 0 | 0 | 0 | 0 | 0 | 0 | 0 | 0 | 0 | 0 | 0 | 0 | 0 | 0 | 0 | 0 | 0 | 0 | 0 | 0 | 0 | 0 | 0
Commercial_Warehouse_Existing_Food Preparation_Natural Gas_Steamer_E7_Codes & Standards Forecast | Commercial | Warehouse | Existing | Food Preparation | Natural Gas | Steamer | E7 |  | Codes & Standards Forecast | 0 | 0 | 0 | 0 | 0 | 0 | 0 | 0 | 0 | 0 | 0 | 0 | 0 | 0 | 0 | 0 | 0 | 0 | 0 | 0 | 0 | 0 | 0 | 0 | 0 | 0 | 0 | 0 | 0 | 0 | 0
Commercial_Warehouse_Existing_Food Preparation_Natural Gas_Steamer_E8_Codes & Standards Forecast | Commercial | Warehouse | Existing | Food Preparation | Natural Gas | Steamer | E8 |  | Codes & Standards Forecast | 0 | 0 | 0 | 0 | 0 | 0 | 0 | 0 | 0 | 0 | 0 | 0 | 0 | 0 | 0 | 0 | 0 | 0 | 0 | 0 | 0 | 0 | 0 | 0 | 0 | 0 | 0 | 0 | 0 | 0 | 0
Commercial_Warehouse_Existing_Food Preparation_Natural Gas_Steamer_E9_Codes & Standards Forecast | Commercial | Warehouse | Existing | Food Preparation | Natural Gas | Steamer | E9 |  | Codes & Standards Forecast | 0 | 0 | 0 | 0 | 0 | 0 | 0 | 0 | 0 | 0 | 0 | 0 | 0 | 0 | 0 | 0 | 0 | 0 | 0 | 0 | 0 | 0 | 0 | 0 | 0 | 0 | 0 | 0 | 0 | 0 | 0
Commercial_Warehouse_Existing_Food Preparation_Natural Gas_Steamer_E10_Codes & Standards Forecast | Commercial | Warehouse | Existing | Food Preparation | Natural Gas | Steamer | E10 |  | Codes & Standards Forecast | 0 | 0 | 0 | 0 | 0 | 0 | 0 | 0 | 0 | 0 | 0 | 0 | 0 | 0 | 0 | 0 | 0 | 0 | 0 | 0 | 0 | 0 | 0 | 0 | 0 | 0 | 0 | 0 | 0 | 0 | 0
Commercial_Warehouse_Existing_Food Preparation_Natural Gas_Food Prep Other_E1_Codes & Standards Forecast | Commercial | Warehouse | Existing | Food Preparation | Natural Gas | Food Prep Other | E1 | Standard | Codes & Standards Forecast | 0 | 0 | 0 | 0 | 0 | 0 | 0 | 0 | 0 | 0 | 0 | 0 | 0 | 0 | 0 | 0 | 0 | 0 | 0 | 0 | 0 | 0 | 0 | 0 | 0 | 0 | 0 | 0 | 0 | 0 | 0
Commercial_Warehouse_Existing_Food Preparation_Natural Gas_Food Prep Other_E2_Codes & Standards Forecast | Commercial | Warehouse | Existing | Food Preparation | Natural Gas | Food Prep Other | E2 | ENERGY STAR | Codes & Standards Forecast | 0 | 0 | 0 | 0 | 0 | 0 | 0 | 0 | 0 | 0 | 0 | 0 | 0 | 0 | 0 | 0 | 0 | 0 | 0 | 0 | 0 | 0 | 0 | 0 | 0 | 0 | 0 | 0 | 0 | 0 | 0
Commercial_Warehouse_Existing_Food Preparation_Natural Gas_Food Prep Other_E3_Codes & Standards Forecast | Commercial | Warehouse | Existing | Food Preparation | Natural Gas | Food Prep Other | E3 |  | Codes & Standards Forecast | 0 | 0 | 0 | 0 | 0 | 0 | 0 | 0 | 0 | 0 | 0 | 0 | 0 | 0 | 0 | 0 | 0 | 0 | 0 | 0 | 0 | 0 | 0 | 0 | 0 | 0 | 0 | 0 | 0 | 0 | 0
Commercial_Warehouse_Existing_Food Preparation_Natural Gas_Food Prep Other_E4_Codes & Standards Forecast | Commercial | Warehouse | Existing | Food Preparation | Natural Gas | Food Prep Other | E4 |  | Codes & Standards Forecast | 0 | 0 | 0 | 0 | 0 | 0 | 0 | 0 | 0 | 0 | 0 | 0 | 0 | 0 | 0 | 0 | 0 | 0 | 0 | 0 | 0 | 0 | 0 | 0 | 0 | 0 | 0 | 0 | 0 | 0 | 0
Commercial_Warehouse_Existing_Food Preparation_Natural Gas_Food Prep Other_E5_Codes & Standards Forecast | Commercial | Warehouse | Existing | Food Preparation | Natural Gas | Food Prep Other | E5 |  | Codes & Standards Forecast | 0 | 0 | 0 | 0 | 0 | 0 | 0 | 0 | 0 | 0 | 0 | 0 | 0 | 0 | 0 | 0 | 0 | 0 | 0 | 0 | 0 | 0 | 0 | 0 | 0 | 0 | 0 | 0 | 0 | 0 | 0
Commercial_Warehouse_Existing_Food Preparation_Natural Gas_Food Prep Other_E6_Codes & Standards Forecast | Commercial | Warehouse | Existing | Food Preparation | Natural Gas | Food Prep Other | E6 |  | Codes & Standards Forecast | 0 | 0 | 0 | 0 | 0 | 0 | 0 | 0 | 0 | 0 | 0 | 0 | 0 | 0 | 0 | 0 | 0 | 0 | 0 | 0 | 0 | 0 | 0 | 0 | 0 | 0 | 0 | 0 | 0 | 0 | 0
Commercial_Warehouse_Existing_Food Preparation_Natural Gas_Food Prep Other_E7_Codes & Standards Forecast | Commercial | Warehouse | Existing | Food Preparation | Natural Gas | Food Prep Other | E7 |  | Codes & Standards Forecast | 0 | 0 | 0 | 0 | 0 | 0 | 0 | 0 | 0 | 0 | 0 | 0 | 0 | 0 | 0 | 0 | 0 | 0 | 0 | 0 | 0 | 0 | 0 | 0 | 0 | 0 | 0 | 0 | 0 | 0 | 0
Commercial_Warehouse_Existing_Food Preparation_Natural Gas_Food Prep Other_E8_Codes & Standards Forecast | Commercial | Warehouse | Existing | Food Preparation | Natural Gas | Food Prep Other | E8 |  | Codes & Standards Forecast | 0 | 0 | 0 | 0 | 0 | 0 | 0 | 0 | 0 | 0 | 0 | 0 | 0 | 0 | 0 | 0 | 0 | 0 | 0 | 0 | 0 | 0 | 0 | 0 | 0 | 0 | 0 | 0 | 0 | 0 | 0
Commercial_Warehouse_Existing_Food Preparation_Natural Gas_Food Prep Other_E9_Codes & Standards Forecast | Commercial | Warehouse | Existing | Food Preparation | Natural Gas | Food Prep Other | E9 |  | Codes & Standards Forecast | 0 | 0 | 0 | 0 | 0 | 0 | 0 | 0 | 0 | 0 | 0 | 0 | 0 | 0 | 0 | 0 | 0 | 0 | 0 | 0 | 0 | 0 | 0 | 0 | 0 | 0 | 0 | 0 | 0 | 0 | 0
Commercial_Warehouse_Existing_Food Preparation_Natural Gas_Food Prep Other_E10_Codes & Standards Forecast | Commercial | Warehouse | Existing | Food Preparation | Natural Gas | Food Prep Other | E10 |  | Codes & Standards Forecast | 0 | 0 | 0 | 0 | 0 | 0 | 0 | 0 | 0 | 0 | 0 | 0 | 0 | 0 | 0 | 0 | 0 | 0 | 0 | 0 | 0 | 0 | 0 | 0 | 0 | 0 | 0 | 0 | 0 | 0 | 0
Commercial_Warehouse_Existing_Miscellaneous_Natural Gas_Pool Heater_E1_Codes & Standards Forecast | Commercial | Warehouse | Existing | Miscellaneous | Natural Gas | Pool Heater | E1 | Standard (EF .82) | Codes & Standards Forecast | 0 | 0 | 0 | 0 | 0 | 0 | 0 | 0 | 0 | 0 | 0 | 0 | 0 | 0 | 0 | 0 | 0 | 0 | 0 | 0 | 0 | 0 | 0 | 0 | 0 | 0 | 0 | 0 | 0 | 0 | 0
Commercial_Warehouse_Existing_Miscellaneous_Natural Gas_Pool Heater_E2_Codes & Standards Forecast | Commercial | Warehouse | Existing | Miscellaneous | Natural Gas | Pool Heater | E2 | Condensing (EF .90) | Codes & Standards Forecast | 0 | 0 | 0 | 0 | 0 | 0 | 0 | 0 | 0 | 0 | 0 | 0 | 0 | 0 | 0 | 0 | 0 | 0 | 0 | 0 | 0 | 0 | 0 | 0 | 0 | 0 | 0 | 0 | 0 | 0 | 0
Commercial_Warehouse_Existing_Miscellaneous_Natural Gas_Pool Heater_E3_Codes & Standards Forecast | Commercial | Warehouse | Existing | Miscellaneous | Natural Gas | Pool Heater | E3 |  | Codes & Standards Forecast | 0 | 0 | 0 | 0 | 0 | 0 | 0 | 0 | 0 | 0 | 0 | 0 | 0 | 0 | 0 | 0 | 0 | 0 | 0 | 0 | 0 | 0 | 0 | 0 | 0 | 0 | 0 | 0 | 0 | 0 | 0
Commercial_Warehouse_Existing_Miscellaneous_Natural Gas_Pool Heater_E4_Codes & Standards Forecast | Commercial | Warehouse | Existing | Miscellaneous | Natural Gas | Pool Heater | E4 |  | Codes & Standards Forecast | 0 | 0 | 0 | 0 | 0 | 0 | 0 | 0 | 0 | 0 | 0 | 0 | 0 | 0 | 0 | 0 | 0 | 0 | 0 | 0 | 0 | 0 | 0 | 0 | 0 | 0 | 0 | 0 | 0 | 0 | 0
Commercial_Warehouse_Existing_Miscellaneous_Natural Gas_Pool Heater_E5_Codes & Standards Forecast | Commercial | Warehouse | Existing | Miscellaneous | Natural Gas | Pool Heater | E5 |  | Codes & Standards Forecast | 0 | 0 | 0 | 0 | 0 | 0 | 0 | 0 | 0 | 0 | 0 | 0 | 0 | 0 | 0 | 0 | 0 | 0 | 0 | 0 | 0 | 0 | 0 | 0 | 0 | 0 | 0 | 0 | 0 | 0 | 0
Commercial_Warehouse_Existing_Miscellaneous_Natural Gas_Pool Heater_E6_Codes & Standards Forecast | Commercial | Warehouse | Existing | Miscellaneous | Natural Gas | Pool Heater | E6 |  | Codes & Standards Forecast | 0 | 0 | 0 | 0 | 0 | 0 | 0 | 0 | 0 | 0 | 0 | 0 | 0 | 0 | 0 | 0 | 0 | 0 | 0 | 0 | 0 | 0 | 0 | 0 | 0 | 0 | 0 | 0 | 0 | 0 | 0
Commercial_Warehouse_Existing_Miscellaneous_Natural Gas_Pool Heater_E7_Codes & Standards Forecast | Commercial | Warehouse | Existing | Miscellaneous | Natural Gas | Pool Heater | E7 |  | Codes & Standards Forecast | 0 | 0 | 0 | 0 | 0 | 0 | 0 | 0 | 0 | 0 | 0 | 0 | 0 | 0 | 0 | 0 | 0 | 0 | 0 | 0 | 0 | 0 | 0 | 0 | 0 | 0 | 0 | 0 | 0 | 0 | 0
Commercial_Warehouse_Existing_Miscellaneous_Natural Gas_Pool Heater_E8_Codes & Standards Forecast | Commercial | Warehouse | Existing | Miscellaneous | Natural Gas | Pool Heater | E8 |  | Codes & Standards Forecast | 0 | 0 | 0 | 0 | 0 | 0 | 0 | 0 | 0 | 0 | 0 | 0 | 0 | 0 | 0 | 0 | 0 | 0 | 0 | 0 | 0 | 0 | 0 | 0 | 0 | 0 | 0 | 0 | 0 | 0 | 0
Commercial_Warehouse_Existing_Miscellaneous_Natural Gas_Pool Heater_E9_Codes & Standards Forecast | Commercial | Warehouse | Existing | Miscellaneous | Natural Gas | Pool Heater | E9 |  | Codes & Standards Forecast | 0 | 0 | 0 | 0 | 0 | 0 | 0 | 0 | 0 | 0 | 0 | 0 | 0 | 0 | 0 | 0 | 0 | 0 | 0 | 0 | 0 | 0 | 0 | 0 | 0 | 0 | 0 | 0 | 0 | 0 | 0
Commercial_Warehouse_Existing_Miscellaneous_Natural Gas_Pool Heater_E10_Codes & Standards Forecast | Commercial | Warehouse | Existing | Miscellaneous | Natural Gas | Pool Heater | E10 |  | Codes & Standards Forecast | 0 | 0 | 0 | 0 | 0 | 0 | 0 | 0 | 0 | 0 | 0 | 0 | 0 | 0 | 0 | 0 | 0 | 0 | 0 | 0 | 0 | 0 | 0 | 0 | 0 | 0 | 0 | 0 | 0 | 0 | 0
Commercial_Warehouse_Existing_Miscellaneous_Natural Gas_Miscellaneous_E1_Codes & Standards Forecast | Commercial | Warehouse | Existing | Miscellaneous | Natural Gas | Miscellaneous | E1 | Standard | Codes & Standards Forecast | 0 | 0 | 0 | 0 | 0 | 0 | 0 | 0 | 0 | 0 | 0 | 0 | 0 | 0 | 0 | 0 | 0 | 0 | 0 | 0 | 0 | 0 | 0 | 0 | 0 | 0 | 0 | 0 | 0 | 0 | 0
Commercial_Warehouse_Existing_Miscellaneous_Natural Gas_Miscellaneous_E2_Codes & Standards Forecast | Commercial | Warehouse | Existing | Miscellaneous | Natural Gas | Miscellaneous | E2 |  | Codes & Standards Forecast | 0 | 0 | 0 | 0 | 0 | 0 | 0 | 0 | 0 | 0 | 0 | 0 | 0 | 0 | 0 | 0 | 0 | 0 | 0 | 0 | 0 | 0 | 0 | 0 | 0 | 0 | 0 | 0 | 0 | 0 | 0
Commercial_Warehouse_Existing_Miscellaneous_Natural Gas_Miscellaneous_E3_Codes & Standards Forecast | Commercial | Warehouse | Existing | Miscellaneous | Natural Gas | Miscellaneous | E3 |  | Codes & Standards Forecast | 0 | 0 | 0 | 0 | 0 | 0 | 0 | 0 | 0 | 0 | 0 | 0 | 0 | 0 | 0 | 0 | 0 | 0 | 0 | 0 | 0 | 0 | 0 | 0 | 0 | 0 | 0 | 0 | 0 | 0 | 0
Commercial_Warehouse_Existing_Miscellaneous_Natural Gas_Miscellaneous_E4_Codes & Standards Forecast | Commercial | Warehouse | Existing | Miscellaneous | Natural Gas | Miscellaneous | E4 |  | Codes & Standards Forecast | 0 | 0 | 0 | 0 | 0 | 0 | 0 | 0 | 0 | 0 | 0 | 0 | 0 | 0 | 0 | 0 | 0 | 0 | 0 | 0 | 0 | 0 | 0 | 0 | 0 | 0 | 0 | 0 | 0 | 0 | 0
Commercial_Warehouse_Existing_Miscellaneous_Natural Gas_Miscellaneous_E5_Codes & Standards Forecast | Commercial | Warehouse | Existing | Miscellaneous | Natural Gas | Miscellaneous | E5 |  | Codes & Standards Forecast | 0 | 0 | 0 | 0 | 0 | 0 | 0 | 0 | 0 | 0 | 0 | 0 | 0 | 0 | 0 | 0 | 0 | 0 | 0 | 0 | 0 | 0 | 0 | 0 | 0 | 0 | 0 | 0 | 0 | 0 | 0
Commercial_Warehouse_Existing_Miscellaneous_Natural Gas_Miscellaneous_E6_Codes & Standards Forecast | Commercial | Warehouse | Existing | Miscellaneous | Natural Gas | Miscellaneous | E6 |  | Codes & Standards Forecast | 0 | 0 | 0 | 0 | 0 | 0 | 0 | 0 | 0 | 0 | 0 | 0 | 0 | 0 | 0 | 0 | 0 | 0 | 0 | 0 | 0 | 0 | 0 | 0 | 0 | 0 | 0 | 0 | 0 | 0 | 0
Commercial_Warehouse_Existing_Miscellaneous_Natural Gas_Miscellaneous_E7_Codes & Standards Forecast | Commercial | Warehouse | Existing | Miscellaneous | Natural Gas | Miscellaneous | E7 |  | Codes & Standards Forecast | 0 | 0 | 0 | 0 | 0 | 0 | 0 | 0 | 0 | 0 | 0 | 0 | 0 | 0 | 0 | 0 | 0 | 0 | 0 | 0 | 0 | 0 | 0 | 0 | 0 | 0 | 0 | 0 | 0 | 0 | 0
Commercial_Warehouse_Existing_Miscellaneous_Natural Gas_Miscellaneous_E8_Codes & Standards Forecast | Commercial | Warehouse | Existing | Miscellaneous | Natural Gas | Miscellaneous | E8 |  | Codes & Standards Forecast | 0 | 0 | 0 | 0 | 0 | 0 | 0 | 0 | 0 | 0 | 0 | 0 | 0 | 0 | 0 | 0 | 0 | 0 | 0 | 0 | 0 | 0 | 0 | 0 | 0 | 0 | 0 | 0 | 0 | 0 | 0
Commercial_Warehouse_Existing_Miscellaneous_Natural Gas_Miscellaneous_E9_Codes & Standards Forecast | Commercial | Warehouse | Existing | Miscellaneous | Natural Gas | Miscellaneous | E9 |  | Codes & Standards Forecast | 0 | 0 | 0 | 0 | 0 | 0 | 0 | 0 | 0 | 0 | 0 | 0 | 0 | 0 | 0 | 0 | 0 | 0 | 0 | 0 | 0 | 0 | 0 | 0 | 0 | 0 | 0 | 0 | 0 | 0 | 0
Commercial_Warehouse_Existing_Miscellaneous_Natural Gas_Miscellaneous_E10_Codes & Standards Forecast | Commercial | Warehouse | Existing | Miscellaneous | Natural Gas | Miscellaneous | E10 |  | Codes & Standards Forecast | 0 | 0 | 0 | 0 | 0 | 0 | 0 | 0 | 0 | 0 | 0 | 0 | 0 | 0 | 0 | 0 | 0 | 0 | 0 | 0 | 0 | 0 | 0 | 0 | 0 | 0 | 0 | 0 | 0 | 0 | 0
Commercial_Warehouse_New_Space Heating_Natural Gas_Furnace_E1_Codes & Standards Forecast | Commercial | Warehouse | New | Space Heating | Natural Gas | Furnace | E1 | AFUE 80% (Standard) | Codes & Standards Forecast | 0 | 0 | 0 | 0 | 0 | 0 | 0 | 0 | 0 | 0 | 0 | 0 | 0 | 0 | 0 | 0 | 0 | 0 | 0 | 0 | 0 | 0 | 0 | 0 | 0 | 0 | 0 | 0 | 0 | 0 | 0
Commercial_Warehouse_New_Space Heating_Natural Gas_Furnace_E2_Codes & Standards Forecast | Commercial | Warehouse | New | Space Heating | Natural Gas | Furnace | E2 | AFUE 90% | Codes & Standards Forecast | 0 | 0 | 0 | 0 | 0 | 0 | 0 | 0 | 0 | 0 | 0 | 0 | 0 | 0 | 0 | 0 | 0 | 0 | 0 | 0 | 0 | 0 | 0 | 0 | 0 | 0 | 0 | 0 | 0 | 0 | 0
Commercial_Warehouse_New_Space Heating_Natural Gas_Furnace_E3_Codes & Standards Forecast | Commercial | Warehouse | New | Space Heating | Natural Gas | Furnace | E3 | AFUE 95% | Codes & Standards Forecast | 0 | 0 | 0 | 0 | 0 | 0 | 0 | 0 | 0 | 0 | 0 | 0 | 0 | 0 | 0 | 0 | 0 | 0 | 0 | 0 | 0 | 0 | 0 | 0 | 0 | 0 | 0 | 0 | 0 | 0 | 0
Commercial_Warehouse_New_Space Heating_Natural Gas_Furnace_E4_Codes & Standards Forecast | Commercial | Warehouse | New | Space Heating | Natural Gas | Furnace | E4 |  | Codes & Standards Forecast | 0 | 0 | 0 | 0 | 0 | 0 | 0 | 0 | 0 | 0 | 0 | 0 | 0 | 0 | 0 | 0 | 0 | 0 | 0 | 0 | 0 | 0 | 0 | 0 | 0 | 0 | 0 | 0 | 0 | 0 | 0
Commercial_Warehouse_New_Space Heating_Natural Gas_Furnace_E5_Codes & Standards Forecast | Commercial | Warehouse | New | Space Heating | Natural Gas | Furnace | E5 |  | Codes & Standards Forecast | 0 | 0 | 0 | 0 | 0 | 0 | 0 | 0 | 0 | 0 | 0 | 0 | 0 | 0 | 0 | 0 | 0 | 0 | 0 | 0 | 0 | 0 | 0 | 0 | 0 | 0 | 0 | 0 | 0 | 0 | 0
Commercial_Warehouse_New_Space Heating_Natural Gas_Furnace_E6_Codes & Standards Forecast | Commercial | Warehouse | New | Space Heating | Natural Gas | Furnace | E6 |  | Codes & Standards Forecast | 0 | 0 | 0 | 0 | 0 | 0 | 0 | 0 | 0 | 0 | 0 | 0 | 0 | 0 | 0 | 0 | 0 | 0 | 0 | 0 | 0 | 0 | 0 | 0 | 0 | 0 | 0 | 0 | 0 | 0 | 0
Commercial_Warehouse_New_Space Heating_Natural Gas_Furnace_E7_Codes & Standards Forecast | Commercial | Warehouse | New | Space Heating | Natural Gas | Furnace | E7 |  | Codes & Standards Forecast | 0 | 0 | 0 | 0 | 0 | 0 | 0 | 0 | 0 | 0 | 0 | 0 | 0 | 0 | 0 | 0 | 0 | 0 | 0 | 0 | 0 | 0 | 0 | 0 | 0 | 0 | 0 | 0 | 0 | 0 | 0
Commercial_Warehouse_New_Space Heating_Natural Gas_Furnace_E8_Codes & Standards Forecast | Commercial | Warehouse | New | Space Heating | Natural Gas | Furnace | E8 |  | Codes & Standards Forecast | 0 | 0 | 0 | 0 | 0 | 0 | 0 | 0 | 0 | 0 | 0 | 0 | 0 | 0 | 0 | 0 | 0 | 0 | 0 | 0 | 0 | 0 | 0 | 0 | 0 | 0 | 0 | 0 | 0 | 0 | 0
Commercial_Warehouse_New_Space Heating_Natural Gas_Furnace_E9_Codes & Standards Forecast | Commercial | Warehouse | New | Space Heating | Natural Gas | Furnace | E9 |  | Codes & Standards Forecast | 0 | 0 | 0 | 0 | 0 | 0 | 0 | 0 | 0 | 0 | 0 | 0 | 0 | 0 | 0 | 0 | 0 | 0 | 0 | 0 | 0 | 0 | 0 | 0 | 0 | 0 | 0 | 0 | 0 | 0 | 0
Commercial_Warehouse_New_Space Heating_Natural Gas_Furnace_E10_Codes & Standards Forecast | Commercial | Warehouse | New | Space Heating | Natural Gas | Furnace | E10 |  | Codes & Standards Forecast | 0 | 0 | 0 | 0 | 0 | 0 | 0 | 0 | 0 | 0 | 0 | 0 | 0 | 0 | 0 | 0 | 0 | 0 | 0 | 0 | 0 | 0 | 0 | 0 | 0 | 0 | 0 | 0 | 0 | 0 | 0
Commercial_Warehouse_New_Space Heating_Natural Gas_Boiler_E1_Codes & Standards Forecast | Commercial | Warehouse | New | Space Heating | Natural Gas | Boiler | E1 | AFUE 80% (Standard) | Codes & Standards Forecast | 0 | 0 | 0 | 0 | 0 | 0 | 0 | 0 | 0 | 0 | 0 | 0 | 0 | 0 | 0 | 0 | 0 | 0 | 0 | 0 | 0 | 0 | 0 | 0 | 0 | 0 | 0 | 0 | 0 | 0 | 0
Commercial_Warehouse_New_Space Heating_Natural Gas_Boiler_E2_Codes & Standards Forecast | Commercial | Warehouse | New | Space Heating | Natural Gas | Boiler | E2 | AFUE 85% | Codes & Standards Forecast | 0 | 0 | 0 | 0 | 0 | 0 | 0 | 0 | 0 | 0 | 0 | 0 | 0 | 0 | 0 | 0 | 0 | 0 | 0 | 0 | 0 | 0 | 0 | 0 | 0 | 0 | 0 | 0 | 0 | 0 | 0
Commercial_Warehouse_New_Space Heating_Natural Gas_Boiler_E3_Codes & Standards Forecast | Commercial | Warehouse | New | Space Heating | Natural Gas | Boiler | E3 | AFUE 98% | Codes & Standards Forecast | 0 | 0 | 0 | 0 | 0 | 0 | 0 | 0 | 0 | 0 | 0 | 0 | 0 | 0 | 0 | 0 | 0 | 0 | 0 | 0 | 0 | 0 | 0 | 0 | 0 | 0 | 0 | 0 | 0 | 0 | 0
Commercial_Warehouse_New_Space Heating_Natural Gas_Boiler_E4_Codes & Standards Forecast | Commercial | Warehouse | New | Space Heating | Natural Gas | Boiler | E4 | Convert to NG Air Source Heat Pump | Codes & Standards Forecast | 0 | 0 | 0 | 0 | 0 | 0 | 0 | 0 | 0 | 0 | 0 | 0 | 0 | 0 | 0 | 0 | 0 | 0 | 0 | 0 | 0 | 0 | 0 | 0 | 0 | 0 | 0 | 0 | 0 | 0 | 0
Commercial_Warehouse_New_Space Heating_Natural Gas_Boiler_E5_Codes & Standards Forecast | Commercial | Warehouse | New | Space Heating | Natural Gas | Boiler | E5 |  | Codes & Standards Forecast | 0 | 0 | 0 | 0 | 0 | 0 | 0 | 0 | 0 | 0 | 0 | 0 | 0 | 0 | 0 | 0 | 0 | 0 | 0 | 0 | 0 | 0 | 0 | 0 | 0 | 0 | 0 | 0 | 0 | 0 | 0
Commercial_Warehouse_New_Space Heating_Natural Gas_Boiler_E6_Codes & Standards Forecast | Commercial | Warehouse | New | Space Heating | Natural Gas | Boiler | E6 |  | Codes & Standards Forecast | 0 | 0 | 0 | 0 | 0 | 0 | 0 | 0 | 0 | 0 | 0 | 0 | 0 | 0 | 0 | 0 | 0 | 0 | 0 | 0 | 0 | 0 | 0 | 0 | 0 | 0 | 0 | 0 | 0 | 0 | 0
Commercial_Warehouse_New_Space Heating_Natural Gas_Boiler_E7_Codes & Standards Forecast | Commercial | Warehouse | New | Space Heating | Natural Gas | Boiler | E7 |  | Codes & Standards Forecast | 0 | 0 | 0 | 0 | 0 | 0 | 0 | 0 | 0 | 0 | 0 | 0 | 0 | 0 | 0 | 0 | 0 | 0 | 0 | 0 | 0 | 0 | 0 | 0 | 0 | 0 | 0 | 0 | 0 | 0 | 0
Commercial_Warehouse_New_Space Heating_Natural Gas_Boiler_E8_Codes & Standards Forecast | Commercial | Warehouse | New | Space Heating | Natural Gas | Boiler | E8 |  | Codes & Standards Forecast | 0 | 0 | 0 | 0 | 0 | 0 | 0 | 0 | 0 | 0 | 0 | 0 | 0 | 0 | 0 | 0 | 0 | 0 | 0 | 0 | 0 | 0 | 0 | 0 | 0 | 0 | 0 | 0 | 0 | 0 | 0
Commercial_Warehouse_New_Space Heating_Natural Gas_Boiler_E9_Codes & Standards Forecast | Commercial | Warehouse | New | Space Heating | Natural Gas | Boiler | E9 |  | Codes & Standards Forecast | 0 | 0 | 0 | 0 | 0 | 0 | 0 | 0 | 0 | 0 | 0 | 0 | 0 | 0 | 0 | 0 | 0 | 0 | 0 | 0 | 0 | 0 | 0 | 0 | 0 | 0 | 0 | 0 | 0 | 0 | 0
Commercial_Warehouse_New_Space Heating_Natural Gas_Boiler_E10_Codes & Standards Forecast | Commercial | Warehouse | New | Space Heating | Natural Gas | Boiler | E10 |  | Codes & Standards Forecast | 0 | 0 | 0 | 0 | 0 | 0 | 0 | 0 | 0 | 0 | 0 | 0 | 0 | 0 | 0 | 0 | 0 | 0 | 0 | 0 | 0 | 0 | 0 | 0 | 0 | 0 | 0 | 0 | 0 | 0 | 0
Commercial_Warehouse_New_Space Heating_Natural Gas_Unit Heater_E1_Codes & Standards Forecast | Commercial | Warehouse | New | Space Heating | Natural Gas | Unit Heater | E1 | Standard | Codes & Standards Forecast | 0 | 118774.9363 | 119864.1357 | 127075.803 | 69746.2337 | 0 | 0 | 0 | 0 | 0 | 0 | 0 | 0 | 0 | 0 | 0 | 0 | 0 | 0 | 0 | 0 | 0 | 0 | 0 | 0 | 0 | 0 | 0 | 0 | 0 | 0
Commercial_Warehouse_New_Space Heating_Natural Gas_Unit Heater_E2_Codes & Standards Forecast | Commercial | Warehouse | New | Space Heating | Natural Gas | Unit Heater | E2 | Condensing | Codes & Standards Forecast | 0 | 0 | 0 | 0 | 0 | 56822.5033 | 55991.6414 | 55178.9138 | 54383.9656 | 53606.4492 | 52846.0238 | 69070.2035 | 83042.435 | 95961.0898 | 98758.4895 | 99226.1677 | 99426.4053 | 99401.8726 | 133794.9844 | 128798.7185 | 126116.7436 | 107258.1764 | 105956.4612 | 110140.0172 | 114062.9156 | 117431.0759 | 120287.012 | 122673.232 | 134518.7641 | 143242.0007 | 149970.2066
Commercial_Warehouse_New_Space Heating_Natural Gas_Unit Heater_E3_Codes & Standards Forecast | Commercial | Warehouse | New | Space Heating | Natural Gas | Unit Heater | E3 | Infrared Radiant | Codes & Standards Forecast | 0 | 0 | 0 | 0 | 0 | 0 | 0 | 0 | 0 | 0 | 0 | 0 | 0 | 0 | 0 | 0 | 0 | 0 | 0 | 0 | 0 | 0 | 0 | 0 | 0 | 0 | 0 | 0 | 0 | 0 | 0
Commercial_Warehouse_New_Space Heating_Natural Gas_Unit Heater_E4_Codes & Standards Forecast | Commercial | Warehouse | New | Space Heating | Natural Gas | Unit Heater | E4 |  | Codes & Standards Forecast | 0 | 0 | 0 | 0 | 0 | 0 | 0 | 0 | 0 | 0 | 0 | 0 | 0 | 0 | 0 | 0 | 0 | 0 | 0 | 0 | 0 | 0 | 0 | 0 | 0 | 0 | 0 | 0 | 0 | 0 | 0
Commercial_Warehouse_New_Space Heating_Natural Gas_Unit Heater_E5_Codes & Standards Forecast | Commercial | Warehouse | New | Space Heating | Natural Gas | Unit Heater | E5 |  | Codes & Standards Forecast | 0 | 0 | 0 | 0 | 0 | 0 | 0 | 0 | 0 | 0 | 0 | 0 | 0 | 0 | 0 | 0 | 0 | 0 | 0 | 0 | 0 | 0 | 0 | 0 | 0 | 0 | 0 | 0 | 0 | 0 | 0
Commercial_Warehouse_New_Space Heating_Natural Gas_Unit Heater_E6_Codes & Standards Forecast | Commercial | Warehouse | New | Space Heating | Natural Gas | Unit Heater | E6 |  | Codes & Standards Forecast | 0 | 0 | 0 | 0 | 0 | 0 | 0 | 0 | 0 | 0 | 0 | 0 | 0 | 0 | 0 | 0 | 0 | 0 | 0 | 0 | 0 | 0 | 0 | 0 | 0 | 0 | 0 | 0 | 0 | 0 | 0
Commercial_Warehouse_New_Space Heating_Natural Gas_Unit Heater_E7_Codes & Standards Forecast | Commercial | Warehouse | New | Space Heating | Natural Gas | Unit Heater | E7 |  | Codes & Standards Forecast | 0 | 0 | 0 | 0 | 0 | 0 | 0 | 0 | 0 | 0 | 0 | 0 | 0 | 0 | 0 | 0 | 0 | 0 | 0 | 0 | 0 | 0 | 0 | 0 | 0 | 0 | 0 | 0 | 0 | 0 | 0
Commercial_Warehouse_New_Space Heating_Natural Gas_Unit Heater_E8_Codes & Standards Forecast | Commercial | Warehouse | New | Space Heating | Natural Gas | Unit Heater | E8 |  | Codes & Standards Forecast | 0 | 0 | 0 | 0 | 0 | 0 | 0 | 0 | 0 | 0 | 0 | 0 | 0 | 0 | 0 | 0 | 0 | 0 | 0 | 0 | 0 | 0 | 0 | 0 | 0 | 0 | 0 | 0 | 0 | 0 | 0
Commercial_Warehouse_New_Space Heating_Natural Gas_Unit Heater_E9_Codes & Standards Forecast | Commercial | Warehouse | New | Space Heating | Natural Gas | Unit Heater | E9 |  | Codes & Standards Forecast | 0 | 0 | 0 | 0 | 0 | 0 | 0 | 0 | 0 | 0 | 0 | 0 | 0 | 0 | 0 | 0 | 0 | 0 | 0 | 0 | 0 | 0 | 0 | 0 | 0 | 0 | 0 | 0 | 0 | 0 | 0
Commercial_Warehouse_New_Space Heating_Natural Gas_Unit Heater_E10_Codes & Standards Forecast | Commercial | Warehouse | New | Space Heating | Natural Gas | Unit Heater | E10 |  | Codes & Standards Forecast | 0 | 0 | 0 | 0 | 0 | 0 | 0 | 0 | 0 | 0 | 0 | 0 | 0 | 0 | 0 | 0 | 0 | 0 | 0 | 0 | 0 | 0 | 0 | 0 | 0 | 0 | 0 | 0 | 0 | 0 | 0
Commercial_Warehouse_New_Water Heating_Natural Gas_Water Heater_E1_Codes & Standards Forecast | Commercial | Warehouse | New | Water Heating | Natural Gas | Water Heater | E1 | TE 0.80 | Codes & Standards Forecast | 0 | 0 | 0 | 0 | 0 | 0 | 0 | 0 | 0 | 0 | 0 | 0 | 0 | 0 | 0 | 0 | 0 | 0 | 0 | 0 | 0 | 0 | 0 | 0 | 0 | 0 | 0 | 0 | 0 | 0 | 0
Commercial_Warehouse_New_Water Heating_Natural Gas_Water Heater_E2_Codes & Standards Forecast | Commercial | Warehouse | New | Water Heating | Natural Gas | Water Heater | E2 | TE 0.90 | Codes & Standards Forecast | 0 | 0 | 0 | 0 | 0 | 0 | 0 | 0 | 0 | 0 | 0 | 0 | 0 | 0 | 0 | 0 | 0 | 0 | 0 | 0 | 0 | 0 | 0 | 0 | 0 | 0 | 0 | 0 | 0 | 0 | 0
Commercial_Warehouse_New_Water Heating_Natural Gas_Water Heater_E3_Codes & Standards Forecast | Commercial | Warehouse | New | Water Heating | Natural Gas | Water Heater | E3 | TE 0.94 | Codes & Standards Forecast | 0 | 0 | 0 | 0 | 0 | 0 | 0 | 0 | 0 | 0 | 0 | 0 | 0 | 0 | 0 | 0 | 0 | 0 | 0 | 0 | 0 | 0 | 0 | 0 | 0 | 0 | 0 | 0 | 0 | 0 | 0
Commercial_Warehouse_New_Water Heating_Natural Gas_Water Heater_E4_Codes & Standards Forecast | Commercial | Warehouse | New | Water Heating | Natural Gas | Water Heater | E4 | Instantaneous TE 0.94 | Codes & Standards Forecast | 0 | 0 | 0 | 0 | 0 | 0 | 0 | 0 | 0 | 0 | 0 | 0 | 0 | 0 | 0 | 0 | 0 | 0 | 0 | 0 | 0 | 0 | 0 | 0 | 0 | 0 | 0 | 0 | 0 | 0 | 0
Commercial_Warehouse_New_Water Heating_Natural Gas_Water Heater_E5_Codes & Standards Forecast | Commercial | Warehouse | New | Water Heating | Natural Gas | Water Heater | E5 | Gas-Fired Absorption HPWH | Codes & Standards Forecast | 0 | 0 | 0 | 0 | 0 | 0 | 0 | 0 | 0 | 0 | 0 | 0 | 0 | 0 | 0 | 0 | 0 | 0 | 0 | 0 | 0 | 0 | 0 | 0 | 0 | 0 | 0 | 0 | 0 | 0 | 0
Commercial_Warehouse_New_Water Heating_Natural Gas_Water Heater_E6_Codes & Standards Forecast | Commercial | Warehouse | New | Water Heating | Natural Gas | Water Heater | E6 |  | Codes & Standards Forecast | 0 | 0 | 0 | 0 | 0 | 0 | 0 | 0 | 0 | 0 | 0 | 0 | 0 | 0 | 0 | 0 | 0 | 0 | 0 | 0 | 0 | 0 | 0 | 0 | 0 | 0 | 0 | 0 | 0 | 0 | 0
Commercial_Warehouse_New_Water Heating_Natural Gas_Water Heater_E7_Codes & Standards Forecast | Commercial | Warehouse | New | Water Heating | Natural Gas | Water Heater | E7 |  | Codes & Standards Forecast | 0 | 0 | 0 | 0 | 0 | 0 | 0 | 0 | 0 | 0 | 0 | 0 | 0 | 0 | 0 | 0 | 0 | 0 | 0 | 0 | 0 | 0 | 0 | 0 | 0 | 0 | 0 | 0 | 0 | 0 | 0
Commercial_Warehouse_New_Water Heating_Natural Gas_Water Heater_E8_Codes & Standards Forecast | Commercial | Warehouse | New | Water Heating | Natural Gas | Water Heater | E8 |  | Codes & Standards Forecast | 0 | 0 | 0 | 0 | 0 | 0 | 0 | 0 | 0 | 0 | 0 | 0 | 0 | 0 | 0 | 0 | 0 | 0 | 0 | 0 | 0 | 0 | 0 | 0 | 0 | 0 | 0 | 0 | 0 | 0 | 0
Commercial_Warehouse_New_Water Heating_Natural Gas_Water Heater_E9_Codes & Standards Forecast | Commercial | Warehouse | New | Water Heating | Natural Gas | Water Heater | E9 |  | Codes & Standards Forecast | 0 | 0 | 0 | 0 | 0 | 0 | 0 | 0 | 0 | 0 | 0 | 0 | 0 | 0 | 0 | 0 | 0 | 0 | 0 | 0 | 0 | 0 | 0 | 0 | 0 | 0 | 0 | 0 | 0 | 0 | 0
Commercial_Warehouse_New_Water Heating_Natural Gas_Water Heater_E10_Codes & Standards Forecast | Commercial | Warehouse | New | Water Heating | Natural Gas | Water Heater | E10 |  | Codes & Standards Forecast | 0 | 0 | 0 | 0 | 0 | 0 | 0 | 0 | 0 | 0 | 0 | 0 | 0 | 0 | 0 | 0 | 0 | 0 | 0 | 0 | 0 | 0 | 0 | 0 | 0 | 0 | 0 | 0 | 0 | 0 | 0
Commercial_Warehouse_New_Food Preparation_Natural Gas_Oven_E1_Codes & Standards Forecast | Commercial | Warehouse | New | Food Preparation | Natural Gas | Oven | E1 | Standard | Codes & Standards Forecast | 0 | 110.7778 | 111.7937 | 118.5198 | 65.0502 | 52.9967 | 52.2217 | 51.4637 | 50.7223 | 49.9971 | 67.7509 | 82.6124 | 96.0177 | 98.1793 | 97.8758 | 97.4001 | 127.7019 | 122.1078 | 118.8315 | 102.1753 | 102.247 | 107.6072 | 112.3595 | 116.196 | 119.2424 | 131.9143 | 140.6624 | 146.9293 | 146.1688 | 144.7917 | 144.4237
Commercial_Warehouse_New_Food Preparation_Natural Gas_Oven_E2_Codes & Standards Forecast | Commercial | Warehouse | New | Food Preparation | Natural Gas | Oven | E2 | ENERGY STAR (EF ≥ 44%) Convection Oven utilizing ASTM Std F1496 | Codes & Standards Forecast | 0 | 0 | 0 | 0 | 0 | 0 | 0 | 0 | 0 | 0 | 0 | 0 | 0 | 0 | 0 | 0 | 0 | 0 | 0 | 0 | 0 | 0 | 0 | 0 | 0 | 0 | 0 | 0 | 0 | 0 | 0
Commercial_Warehouse_New_Food Preparation_Natural Gas_Oven_E3_Codes & Standards Forecast | Commercial | Warehouse | New | Food Preparation | Natural Gas | Oven | E3 |  | Codes & Standards Forecast | 0 | 0 | 0 | 0 | 0 | 0 | 0 | 0 | 0 | 0 | 0 | 0 | 0 | 0 | 0 | 0 | 0 | 0 | 0 | 0 | 0 | 0 | 0 | 0 | 0 | 0 | 0 | 0 | 0 | 0 | 0
Commercial_Warehouse_New_Food Preparation_Natural Gas_Oven_E4_Codes & Standards Forecast | Commercial | Warehouse | New | Food Preparation | Natural Gas | Oven | E4 |  | Codes & Standards Forecast | 0 | 0 | 0 | 0 | 0 | 0 | 0 | 0 | 0 | 0 | 0 | 0 | 0 | 0 | 0 | 0 | 0 | 0 | 0 | 0 | 0 | 0 | 0 | 0 | 0 | 0 | 0 | 0 | 0 | 0 | 0
Commercial_Warehouse_New_Food Preparation_Natural Gas_Oven_E5_Codes & Standards Forecast | Commercial | Warehouse | New | Food Preparation | Natural Gas | Oven | E5 |  | Codes & Standards Forecast | 0 | 0 | 0 | 0 | 0 | 0 | 0 | 0 | 0 | 0 | 0 | 0 | 0 | 0 | 0 | 0 | 0 | 0 | 0 | 0 | 0 | 0 | 0 | 0 | 0 | 0 | 0 | 0 | 0 | 0 | 0
Commercial_Warehouse_New_Food Preparation_Natural Gas_Oven_E6_Codes & Standards Forecast | Commercial | Warehouse | New | Food Preparation | Natural Gas | Oven | E6 |  | Codes & Standards Forecast | 0 | 0 | 0 | 0 | 0 | 0 | 0 | 0 | 0 | 0 | 0 | 0 | 0 | 0 | 0 | 0 | 0 | 0 | 0 | 0 | 0 | 0 | 0 | 0 | 0 | 0 | 0 | 0 | 0 | 0 | 0
Commercial_Warehouse_New_Food Preparation_Natural Gas_Oven_E7_Codes & Standards Forecast | Commercial | Warehouse | New | Food Preparation | Natural Gas | Oven | E7 |  | Codes & Standards Forecast | 0 | 0 | 0 | 0 | 0 | 0 | 0 | 0 | 0 | 0 | 0 | 0 | 0 | 0 | 0 | 0 | 0 | 0 | 0 | 0 | 0 | 0 | 0 | 0 | 0 | 0 | 0 | 0 | 0 | 0 | 0
Commercial_Warehouse_New_Food Preparation_Natural Gas_Oven_E8_Codes & Standards Forecast | Commercial | Warehouse | New | Food Preparation | Natural Gas | Oven | E8 |  | Codes & Standards Forecast | 0 | 0 | 0 | 0 | 0 | 0 | 0 | 0 | 0 | 0 | 0 | 0 | 0 | 0 | 0 | 0 | 0 | 0 | 0 | 0 | 0 | 0 | 0 | 0 | 0 | 0 | 0 | 0 | 0 | 0 | 0
Commercial_Warehouse_New_Food Preparation_Natural Gas_Oven_E9_Codes & Standards Forecast | Commercial | Warehouse | New | Food Preparation | Natural Gas | Oven | E9 |  | Codes & Standards Forecast | 0 | 0 | 0 | 0 | 0 | 0 | 0 | 0 | 0 | 0 | 0 | 0 | 0 | 0 | 0 | 0 | 0 | 0 | 0 | 0 | 0 | 0 | 0 | 0 | 0 | 0 | 0 | 0 | 0 | 0 | 0
Commercial_Warehouse_New_Food Preparation_Natural Gas_Oven_E10_Codes & Standards Forecast | Commercial | Warehouse | New | Food Preparation | Natural Gas | Oven | E10 |  | Codes & Standards Forecast | 0 | 0 | 0 | 0 | 0 | 0 | 0 | 0 | 0 | 0 | 0 | 0 | 0 | 0 | 0 | 0 | 0 | 0 | 0 | 0 | 0 | 0 | 0 | 0 | 0 | 0 | 0 | 0 | 0 | 0 | 0
Commercial_Warehouse_New_Food Preparation_Natural Gas_Conveyor Oven_E1_Codes & Standards Forecast | Commercial | Warehouse | New | Food Preparation | Natural Gas | Conveyor Oven | E1 | Standard | Codes & Standards Forecast | 0 | 55.3889 | 55.8968 | 59.2599 | 32.5251 | 26.4983 | 26.1109 | 25.7319 | 25.3611 | 24.9986 | 24.644 | 24.2972 | 23.958 | 23.6264 | 23.3021 | 22.9851 | 22.6751 | 33.4499 | 42.1175 | 49.6717 | 50.3167 | 49.5771 | 63.3789 | 59.9098 | 57.7622 | 48.0359 | 45.5678 | 44.9588 | 44.3634 | 43.7815 | 43.2127
Commercial_Warehouse_New_Food Preparation_Natural Gas_Conveyor Oven_E2_Codes & Standards Forecast | Commercial | Warehouse | New | Food Preparation | Natural Gas | Conveyor Oven | E2 | ENERGY STAR (EF ≥ 44%) Convection Oven utilizing ASTM Std F1496 | Codes & Standards Forecast | 0 | 0 | 0 | 0 | 0 | 0 | 0 | 0 | 0 | 0 | 0 | 0 | 0 | 0 | 0 | 0 | 0 | 0 | 0 | 0 | 0 | 0 | 0 | 0 | 0 | 0 | 0 | 0 | 0 | 0 | 0
Commercial_Warehouse_New_Food Preparation_Natural Gas_Conveyor Oven_E3_Codes & Standards Forecast | Commercial | Warehouse | New | Food Preparation | Natural Gas | Conveyor Oven | E3 |  | Codes & Standards Forecast | 0 | 0 | 0 | 0 | 0 | 0 | 0 | 0 | 0 | 0 | 0 | 0 | 0 | 0 | 0 | 0 | 0 | 0 | 0 | 0 | 0 | 0 | 0 | 0 | 0 | 0 | 0 | 0 | 0 | 0 | 0
Commercial_Warehouse_New_Food Preparation_Natural Gas_Conveyor Oven_E4_Codes & Standards Forecast | Commercial | Warehouse | New | Food Preparation | Natural Gas | Conveyor Oven | E4 |  | Codes & Standards Forecast | 0 | 0 | 0 | 0 | 0 | 0 | 0 | 0 | 0 | 0 | 0 | 0 | 0 | 0 | 0 | 0 | 0 | 0 | 0 | 0 | 0 | 0 | 0 | 0 | 0 | 0 | 0 | 0 | 0 | 0 | 0
Commercial_Warehouse_New_Food Preparation_Natural Gas_Conveyor Oven_E5_Codes & Standards Forecast | Commercial | Warehouse | New | Food Preparation | Natural Gas | Conveyor Oven | E5 |  | Codes & Standards Forecast | 0 | 0 | 0 | 0 | 0 | 0 | 0 | 0 | 0 | 0 | 0 | 0 | 0 | 0 | 0 | 0 | 0 | 0 | 0 | 0 | 0 | 0 | 0 | 0 | 0 | 0 | 0 | 0 | 0 | 0 | 0
Commercial_Warehouse_New_Food Preparation_Natural Gas_Conveyor Oven_E6_Codes & Standards Forecast | Commercial | Warehouse | New | Food Preparation | Natural Gas | Conveyor Oven | E6 |  | Codes & Standards Forecast | 0 | 0 | 0 | 0 | 0 | 0 | 0 | 0 | 0 | 0 | 0 | 0 | 0 | 0 | 0 | 0 | 0 | 0 | 0 | 0 | 0 | 0 | 0 | 0 | 0 | 0 | 0 | 0 | 0 | 0 | 0
Commercial_Warehouse_New_Food Preparation_Natural Gas_Conveyor Oven_E7_Codes & Standards Forecast | Commercial | Warehouse | New | Food Preparation | Natural Gas | Conveyor Oven | E7 |  | Codes & Standards Forecast | 0 | 0 | 0 | 0 | 0 | 0 | 0 | 0 | 0 | 0 | 0 | 0 | 0 | 0 | 0 | 0 | 0 | 0 | 0 | 0 | 0 | 0 | 0 | 0 | 0 | 0 | 0 | 0 | 0 | 0 | 0
Commercial_Warehouse_New_Food Preparation_Natural Gas_Conveyor Oven_E8_Codes & Standards Forecast | Commercial | Warehouse | New | Food Preparation | Natural Gas | Conveyor Oven | E8 |  | Codes & Standards Forecast | 0 | 0 | 0 | 0 | 0 | 0 | 0 | 0 | 0 | 0 | 0 | 0 | 0 | 0 | 0 | 0 | 0 | 0 | 0 | 0 | 0 | 0 | 0 | 0 | 0 | 0 | 0 | 0 | 0 | 0 | 0
Commercial_Warehouse_New_Food Preparation_Natural Gas_Conveyor Oven_E9_Codes & Standards Forecast | Commercial | Warehouse | New | Food Preparation | Natural Gas | Conveyor Oven | E9 |  | Codes & Standards Forecast | 0 | 0 | 0 | 0 | 0 | 0 | 0 | 0 | 0 | 0 | 0 | 0 | 0 | 0 | 0 | 0 | 0 | 0 | 0 | 0 | 0 | 0 | 0 | 0 | 0 | 0 | 0 | 0 | 0 | 0 | 0
Commercial_Warehouse_New_Food Preparation_Natural Gas_Conveyor Oven_E10_Codes & Standards Forecast | Commercial | Warehouse | New | Food Preparation | Natural Gas | Conveyor Oven | E10 |  | Codes & Standards Forecast | 0 | 0 | 0 | 0 | 0 | 0 | 0 | 0 | 0 | 0 | 0 | 0 | 0 | 0 | 0 | 0 | 0 | 0 | 0 | 0 | 0 | 0 | 0 | 0 | 0 | 0 | 0 | 0 | 0 | 0 | 0
Commercial_Warehouse_New_Food Preparation_Natural Gas_Double Rack Oven_E1_Codes & Standards Forecast | Commercial | Warehouse | New | Food Preparation | Natural Gas | Double Rack Oven | E1 | Standard | Codes & Standards Forecast | 0 | 55.3889 | 55.8968 | 59.2599 | 32.5251 | 26.4983 | 26.1109 | 25.7319 | 25.3611 | 24.9986 | 24.644 | 24.2972 | 35.0358 | 43.668 | 51.1874 | 51.7983 | 51.0254 | 64.7944 | 61.2933 | 59.1141 | 49.3569 | 46.8586 | 46.2198 | 47.8109 | 50.7656 | 54.5897 | 57.7287 | 60.0438 | 67.5131 | 72.1947 | 75.1718
Commercial_Warehouse_New_Food Preparation_Natural Gas_Double Rack Oven_E2_Codes & Standards Forecast | Commercial | Warehouse | New | Food Preparation | Natural Gas | Double Rack Oven | E2 | FTSC Qualified (>50% Cooking Efficiency) | Codes & Standards Forecast | 0 | 0 | 0 | 0 | 0 | 0 | 0 | 0 | 0 | 0 | 0 | 0 | 0 | 0 | 0 | 0 | 0 | 0 | 0 | 0 | 0 | 0 | 0 | 0 | 0 | 0 | 0 | 0 | 0 | 0 | 0
Commercial_Warehouse_New_Food Preparation_Natural Gas_Double Rack Oven_E3_Codes & Standards Forecast | Commercial | Warehouse | New | Food Preparation | Natural Gas | Double Rack Oven | E3 |  | Codes & Standards Forecast | 0 | 0 | 0 | 0 | 0 | 0 | 0 | 0 | 0 | 0 | 0 | 0 | 0 | 0 | 0 | 0 | 0 | 0 | 0 | 0 | 0 | 0 | 0 | 0 | 0 | 0 | 0 | 0 | 0 | 0 | 0
Commercial_Warehouse_New_Food Preparation_Natural Gas_Double Rack Oven_E4_Codes & Standards Forecast | Commercial | Warehouse | New | Food Preparation | Natural Gas | Double Rack Oven | E4 |  | Codes & Standards Forecast | 0 | 0 | 0 | 0 | 0 | 0 | 0 | 0 | 0 | 0 | 0 | 0 | 0 | 0 | 0 | 0 | 0 | 0 | 0 | 0 | 0 | 0 | 0 | 0 | 0 | 0 | 0 | 0 | 0 | 0 | 0
Commercial_Warehouse_New_Food Preparation_Natural Gas_Double Rack Oven_E5_Codes & Standards Forecast | Commercial | Warehouse | New | Food Preparation | Natural Gas | Double Rack Oven | E5 |  | Codes & Standards Forecast | 0 | 0 | 0 | 0 | 0 | 0 | 0 | 0 | 0 | 0 | 0 | 0 | 0 | 0 | 0 | 0 | 0 | 0 | 0 | 0 | 0 | 0 | 0 | 0 | 0 | 0 | 0 | 0 | 0 | 0 | 0
Commercial_Warehouse_New_Food Preparation_Natural Gas_Double Rack Oven_E6_Codes & Standards Forecast | Commercial | Warehouse | New | Food Preparation | Natural Gas | Double Rack Oven | E6 |  | Codes & Standards Forecast | 0 | 0 | 0 | 0 | 0 | 0 | 0 | 0 | 0 | 0 | 0 | 0 | 0 | 0 | 0 | 0 | 0 | 0 | 0 | 0 | 0 | 0 | 0 | 0 | 0 | 0 | 0 | 0 | 0 | 0 | 0
Commercial_Warehouse_New_Food Preparation_Natural Gas_Double Rack Oven_E7_Codes & Standards Forecast | Commercial | Warehouse | New | Food Preparation | Natural Gas | Double Rack Oven | E7 |  | Codes & Standards Forecast | 0 | 0 | 0 | 0 | 0 | 0 | 0 | 0 | 0 | 0 | 0 | 0 | 0 | 0 | 0 | 0 | 0 | 0 | 0 | 0 | 0 | 0 | 0 | 0 | 0 | 0 | 0 | 0 | 0 | 0 | 0
Commercial_Warehouse_New_Food Preparation_Natural Gas_Double Rack Oven_E8_Codes & Standards Forecast | Commercial | Warehouse | New | Food Preparation | Natural Gas | Double Rack Oven | E8 |  | Codes & Standards Forecast | 0 | 0 | 0 | 0 | 0 | 0 | 0 | 0 | 0 | 0 | 0 | 0 | 0 | 0 | 0 | 0 | 0 | 0 | 0 | 0 | 0 | 0 | 0 | 0 | 0 | 0 | 0 | 0 | 0 | 0 | 0
Commercial_Warehouse_New_Food Preparation_Natural Gas_Double Rack Oven_E9_Codes & Standards Forecast | Commercial | Warehouse | New | Food Preparation | Natural Gas | Double Rack Oven | E9 |  | Codes & Standards Forecast | 0 | 0 | 0 | 0 | 0 | 0 | 0 | 0 | 0 | 0 | 0 | 0 | 0 | 0 | 0 | 0 | 0 | 0 | 0 | 0 | 0 | 0 | 0 | 0 | 0 | 0 | 0 | 0 | 0 | 0 | 0
Commercial_Warehouse_New_Food Preparation_Natural Gas_Double Rack Oven_E10_Codes & Standards Forecast | Commercial | Warehouse | New | Food Preparation | Natural Gas | Double Rack Oven | E10 |  | Codes & Standards Forecast | 0 | 0 | 0 | 0 | 0 | 0 | 0 | 0 | 0 | 0 | 0 | 0 | 0 | 0 | 0 | 0 | 0 | 0 | 0 | 0 | 0 | 0 | 0 | 0 | 0 | 0 | 0 | 0 | 0 | 0 | 0
Commercial_Warehouse_New_Food Preparation_Natural Gas_Fryer_E1_Codes & Standards Forecast | Commercial | Warehouse | New | Food Preparation | Natural Gas | Fryer | E1 | Standard | Codes & Standards Forecast | 0 | 3699.9256 | 3733.855 | 0 | 0 | 0 | 0 | 0 | 0 | 0 | 0 | 0 | 0 | 0 | 0 | 0 | 0 | 0 | 0 | 0 | 0 | 0 | 0 | 0 | 0 | 0 | 0 | 0 | 0 | 0 | 0
Commercial_Warehouse_New_Food Preparation_Natural Gas_Fryer_E2_Codes & Standards Forecast | Commercial | Warehouse | New | Food Preparation | Natural Gas | Fryer | E2 | ENERGY STAR | Codes & Standards Forecast | 0 | 0 | 0 | 3958.5036 | 2172.6459 | 1770.0623 | 1744.1803 | 1718.8633 | 1694.1001 | 2409.865 | 2984.9512 | 3485.7343 | 3525.0678 | 3471.989 | 4390.3244 | 4155.0609 | 4008.1308 | 3503.0205 | 3572.9731 | 3824.3308 | 4030.001 | 4180.7149 | 4675.8039 | 4984.7461 | 5179.9119 | 5111.0055 | 5042.6666 | 5290.0085 | 5223.7673 | 5221.3009 | 5221.7448
Commercial_Warehouse_New_Food Preparation_Natural Gas_Fryer_E3_Codes & Standards Forecast | Commercial | Warehouse | New | Food Preparation | Natural Gas | Fryer | E3 |  | Codes & Standards Forecast | 0 | 0 | 0 | 0 | 0 | 0 | 0 | 0 | 0 | 0 | 0 | 0 | 0 | 0 | 0 | 0 | 0 | 0 | 0 | 0 | 0 | 0 | 0 | 0 | 0 | 0 | 0 | 0 | 0 | 0 | 0
Commercial_Warehouse_New_Food Preparation_Natural Gas_Fryer_E4_Codes & Standards Forecast | Commercial | Warehouse | New | Food Preparation | Natural Gas | Fryer | E4 |  | Codes & Standards Forecast | 0 | 0 | 0 | 0 | 0 | 0 | 0 | 0 | 0 | 0 | 0 | 0 | 0 | 0 | 0 | 0 | 0 | 0 | 0 | 0 | 0 | 0 | 0 | 0 | 0 | 0 | 0 | 0 | 0 | 0 | 0
Commercial_Warehouse_New_Food Preparation_Natural Gas_Fryer_E5_Codes & Standards Forecast | Commercial | Warehouse | New | Food Preparation | Natural Gas | Fryer | E5 |  | Codes & Standards Forecast | 0 | 0 | 0 | 0 | 0 | 0 | 0 | 0 | 0 | 0 | 0 | 0 | 0 | 0 | 0 | 0 | 0 | 0 | 0 | 0 | 0 | 0 | 0 | 0 | 0 | 0 | 0 | 0 | 0 | 0 | 0
Commercial_Warehouse_New_Food Preparation_Natural Gas_Fryer_E6_Codes & Standards Forecast | Commercial | Warehouse | New | Food Preparation | Natural Gas | Fryer | E6 |  | Codes & Standards Forecast | 0 | 0 | 0 | 0 | 0 | 0 | 0 | 0 | 0 | 0 | 0 | 0 | 0 | 0 | 0 | 0 | 0 | 0 | 0 | 0 | 0 | 0 | 0 | 0 | 0 | 0 | 0 | 0 | 0 | 0 | 0
Commercial_Warehouse_New_Food Preparation_Natural Gas_Fryer_E7_Codes & Standards Forecast | Commercial | Warehouse | New | Food Preparation | Natural Gas | Fryer | E7 |  | Codes & Standards Forecast | 0 | 0 | 0 | 0 | 0 | 0 | 0 | 0 | 0 | 0 | 0 | 0 | 0 | 0 | 0 | 0 | 0 | 0 | 0 | 0 | 0 | 0 | 0 | 0 | 0 | 0 | 0 | 0 | 0 | 0 | 0
Commercial_Warehouse_New_Food Preparation_Natural Gas_Fryer_E8_Codes & Standards Forecast | Commercial | Warehouse | New | Food Preparation | Natural Gas | Fryer | E8 |  | Codes & Standards Forecast | 0 | 0 | 0 | 0 | 0 | 0 | 0 | 0 | 0 | 0 | 0 | 0 | 0 | 0 | 0 | 0 | 0 | 0 | 0 | 0 | 0 | 0 | 0 | 0 | 0 | 0 | 0 | 0 | 0 | 0 | 0
Commercial_Warehouse_New_Food Preparation_Natural Gas_Fryer_E9_Codes & Standards Forecast | Commercial | Warehouse | New | Food Preparation | Natural Gas | Fryer | E9 |  | Codes & Standards Forecast | 0 | 0 | 0 | 0 | 0 | 0 | 0 | 0 | 0 | 0 | 0 | 0 | 0 | 0 | 0 | 0 | 0 | 0 | 0 | 0 | 0 | 0 | 0 | 0 | 0 | 0 | 0 | 0 | 0 | 0 | 0
Commercial_Warehouse_New_Food Preparation_Natural Gas_Fryer_E10_Codes & Standards Forecast | Commercial | Warehouse | New | Food Preparation | Natural Gas | Fryer | E10 |  | Codes & Standards Forecast | 0 | 0 | 0 | 0 | 0 | 0 | 0 | 0 | 0 | 0 | 0 | 0 | 0 | 0 | 0 | 0 | 0 | 0 | 0 | 0 | 0 | 0 | 0 | 0 | 0 | 0 | 0 | 0 | 0 | 0 | 0
Commercial_Warehouse_New_Food Preparation_Natural Gas_Broiler_E1_Codes & Standards Forecast | Commercial | Warehouse | New | Food Preparation | Natural Gas | Broiler | E1 | Standard | Codes & Standards Forecast | 0 | 0 | 0 | 0 | 0 | 0 | 0 | 0 | 0 | 0 | 0 | 0 | 0 | 0 | 0 | 0 | 0 | 0 | 0 | 0 | 0 | 0 | 0 | 0 | 0 | 0 | 0 | 0 | 0 | 0 | 0
Commercial_Warehouse_New_Food Preparation_Natural Gas_Broiler_E2_Codes & Standards Forecast | Commercial | Warehouse | New | Food Preparation | Natural Gas | Broiler | E2 | Infrared Burners | Codes & Standards Forecast | 0 | 0 | 0 | 0 | 0 | 0 | 0 | 0 | 0 | 0 | 0 | 0 | 0 | 0 | 0 | 0 | 0 | 0 | 0 | 0 | 0 | 0 | 0 | 0 | 0 | 0 | 0 | 0 | 0 | 0 | 0
Commercial_Warehouse_New_Food Preparation_Natural Gas_Broiler_E3_Codes & Standards Forecast | Commercial | Warehouse | New | Food Preparation | Natural Gas | Broiler | E3 |  | Codes & Standards Forecast | 0 | 0 | 0 | 0 | 0 | 0 | 0 | 0 | 0 | 0 | 0 | 0 | 0 | 0 | 0 | 0 | 0 | 0 | 0 | 0 | 0 | 0 | 0 | 0 | 0 | 0 | 0 | 0 | 0 | 0 | 0
Commercial_Warehouse_New_Food Preparation_Natural Gas_Broiler_E4_Codes & Standards Forecast | Commercial | Warehouse | New | Food Preparation | Natural Gas | Broiler | E4 |  | Codes & Standards Forecast | 0 | 0 | 0 | 0 | 0 | 0 | 0 | 0 | 0 | 0 | 0 | 0 | 0 | 0 | 0 | 0 | 0 | 0 | 0 | 0 | 0 | 0 | 0 | 0 | 0 | 0 | 0 | 0 | 0 | 0 | 0
Commercial_Warehouse_New_Food Preparation_Natural Gas_Broiler_E5_Codes & Standards Forecast | Commercial | Warehouse | New | Food Preparation | Natural Gas | Broiler | E5 |  | Codes & Standards Forecast | 0 | 0 | 0 | 0 | 0 | 0 | 0 | 0 | 0 | 0 | 0 | 0 | 0 | 0 | 0 | 0 | 0 | 0 | 0 | 0 | 0 | 0 | 0 | 0 | 0 | 0 | 0 | 0 | 0 | 0 | 0
Commercial_Warehouse_New_Food Preparation_Natural Gas_Broiler_E6_Codes & Standards Forecast | Commercial | Warehouse | New | Food Preparation | Natural Gas | Broiler | E6 |  | Codes & Standards Forecast | 0 | 0 | 0 | 0 | 0 | 0 | 0 | 0 | 0 | 0 | 0 | 0 | 0 | 0 | 0 | 0 | 0 | 0 | 0 | 0 | 0 | 0 | 0 | 0 | 0 | 0 | 0 | 0 | 0 | 0 | 0
Commercial_Warehouse_New_Food Preparation_Natural Gas_Broiler_E7_Codes & Standards Forecast | Commercial | Warehouse | New | Food Preparation | Natural Gas | Broiler | E7 |  | Codes & Standards Forecast | 0 | 0 | 0 | 0 | 0 | 0 | 0 | 0 | 0 | 0 | 0 | 0 | 0 | 0 | 0 | 0 | 0 | 0 | 0 | 0 | 0 | 0 | 0 | 0 | 0 | 0 | 0 | 0 | 0 | 0 | 0
Commercial_Warehouse_New_Food Preparation_Natural Gas_Broiler_E8_Codes & Standards Forecast | Commercial | Warehouse | New | Food Preparation | Natural Gas | Broiler | E8 |  | Codes & Standards Forecast | 0 | 0 | 0 | 0 | 0 | 0 | 0 | 0 | 0 | 0 | 0 | 0 | 0 | 0 | 0 | 0 | 0 | 0 | 0 | 0 | 0 | 0 | 0 | 0 | 0 | 0 | 0 | 0 | 0 | 0 | 0
Commercial_Warehouse_New_Food Preparation_Natural Gas_Broiler_E9_Codes & Standards Forecast | Commercial | Warehouse | New | Food Preparation | Natural Gas | Broiler | E9 |  | Codes & Standards Forecast | 0 | 0 | 0 | 0 | 0 | 0 | 0 | 0 | 0 | 0 | 0 | 0 | 0 | 0 | 0 | 0 | 0 | 0 | 0 | 0 | 0 | 0 | 0 | 0 | 0 | 0 | 0 | 0 | 0 | 0 | 0
Commercial_Warehouse_New_Food Preparation_Natural Gas_Broiler_E10_Codes & Standards Forecast | Commercial | Warehouse | New | Food Preparation | Natural Gas | Broiler | E10 |  | Codes & Standards Forecast | 0 | 0 | 0 | 0 | 0 | 0 | 0 | 0 | 0 | 0 | 0 | 0 | 0 | 0 | 0 | 0 | 0 | 0 | 0 | 0 | 0 | 0 | 0 | 0 | 0 | 0 | 0 | 0 | 0 | 0 | 0
Commercial_Warehouse_New_Food Preparation_Natural Gas_Griddle_E1_Codes & Standards Forecast | Commercial | Warehouse | New | Food Preparation | Natural Gas | Griddle | E1 | Standard | Codes & Standards Forecast | 0 | 0 | 0 | 0 | 0 | 0 | 0 | 0 | 0 | 0 | 0 | 0 | 0 | 0 | 0 | 0 | 0 | 0 | 0 | 0 | 0 | 0 | 0 | 0 | 0 | 0 | 0 | 0 | 0 | 0 | 0
Commercial_Warehouse_New_Food Preparation_Natural Gas_Griddle_E2_Codes & Standards Forecast | Commercial | Warehouse | New | Food Preparation | Natural Gas | Griddle | E2 | ENERGY STAR | Codes & Standards Forecast | 0 | 0 | 0 | 0 | 0 | 0 | 0 | 0 | 0 | 0 | 0 | 0 | 0 | 0 | 0 | 0 | 0 | 0 | 0 | 0 | 0 | 0 | 0 | 0 | 0 | 0 | 0 | 0 | 0 | 0 | 0
Commercial_Warehouse_New_Food Preparation_Natural Gas_Griddle_E3_Codes & Standards Forecast | Commercial | Warehouse | New | Food Preparation | Natural Gas | Griddle | E3 |  | Codes & Standards Forecast | 0 | 0 | 0 | 0 | 0 | 0 | 0 | 0 | 0 | 0 | 0 | 0 | 0 | 0 | 0 | 0 | 0 | 0 | 0 | 0 | 0 | 0 | 0 | 0 | 0 | 0 | 0 | 0 | 0 | 0 | 0
Commercial_Warehouse_New_Food Preparation_Natural Gas_Griddle_E4_Codes & Standards Forecast | Commercial | Warehouse | New | Food Preparation | Natural Gas | Griddle | E4 |  | Codes & Standards Forecast | 0 | 0 | 0 | 0 | 0 | 0 | 0 | 0 | 0 | 0 | 0 | 0 | 0 | 0 | 0 | 0 | 0 | 0 | 0 | 0 | 0 | 0 | 0 | 0 | 0 | 0 | 0 | 0 | 0 | 0 | 0
Commercial_Warehouse_New_Food Preparation_Natural Gas_Griddle_E5_Codes & Standards Forecast | Commercial | Warehouse | New | Food Preparation | Natural Gas | Griddle | E5 |  | Codes & Standards Forecast | 0 | 0 | 0 | 0 | 0 | 0 | 0 | 0 | 0 | 0 | 0 | 0 | 0 | 0 | 0 | 0 | 0 | 0 | 0 | 0 | 0 | 0 | 0 | 0 | 0 | 0 | 0 | 0 | 0 | 0 | 0
Commercial_Warehouse_New_Food Preparation_Natural Gas_Griddle_E6_Codes & Standards Forecast | Commercial | Warehouse | New | Food Preparation | Natural Gas | Griddle | E6 |  | Codes & Standards Forecast | 0 | 0 | 0 | 0 | 0 | 0 | 0 | 0 | 0 | 0 | 0 | 0 | 0 | 0 | 0 | 0 | 0 | 0 | 0 | 0 | 0 | 0 | 0 | 0 | 0 | 0 | 0 | 0 | 0 | 0 | 0
Commercial_Warehouse_New_Food Preparation_Natural Gas_Griddle_E7_Codes & Standards Forecast | Commercial | Warehouse | New | Food Preparation | Natural Gas | Griddle | E7 |  | Codes & Standards Forecast | 0 | 0 | 0 | 0 | 0 | 0 | 0 | 0 | 0 | 0 | 0 | 0 | 0 | 0 | 0 | 0 | 0 | 0 | 0 | 0 | 0 | 0 | 0 | 0 | 0 | 0 | 0 | 0 | 0 | 0 | 0
Commercial_Warehouse_New_Food Preparation_Natural Gas_Griddle_E8_Codes & Standards Forecast | Commercial | Warehouse | New | Food Preparation | Natural Gas | Griddle | E8 |  | Codes & Standards Forecast | 0 | 0 | 0 | 0 | 0 | 0 | 0 | 0 | 0 | 0 | 0 | 0 | 0 | 0 | 0 | 0 | 0 | 0 | 0 | 0 | 0 | 0 | 0 | 0 | 0 | 0 | 0 | 0 | 0 | 0 | 0
Commercial_Warehouse_New_Food Preparation_Natural Gas_Griddle_E9_Codes & Standards Forecast | Commercial | Warehouse | New | Food Preparation | Natural Gas | Griddle | E9 |  | Codes & Standards Forecast | 0 | 0 | 0 | 0 | 0 | 0 | 0 | 0 | 0 | 0 | 0 | 0 | 0 | 0 | 0 | 0 | 0 | 0 | 0 | 0 | 0 | 0 | 0 | 0 | 0 | 0 | 0 | 0 | 0 | 0 | 0
Commercial_Warehouse_New_Food Preparation_Natural Gas_Griddle_E10_Codes & Standards Forecast | Commercial | Warehouse | New | Food Preparation | Natural Gas | Griddle | E10 |  | Codes & Standards Forecast | 0 | 0 | 0 | 0 | 0 | 0 | 0 | 0 | 0 | 0 | 0 | 0 | 0 | 0 | 0 | 0 | 0 | 0 | 0 | 0 | 0 | 0 | 0 | 0 | 0 | 0 | 0 | 0 | 0 | 0 | 0
Commercial_Warehouse_New_Food Preparation_Natural Gas_Range_E1_Codes & Standards Forecast | Commercial | Warehouse | New | Food Preparation | Natural Gas | Range | E1 | Standard | Codes & Standards Forecast | 0 | 8016.4482 | 8089.9613 | 8576.6966 | 4707.3658 | 3835.1076 | 3779.0304 | 3724.1772 | 3670.5239 | 3618.0472 | 5170.0136 | 6417.1557 | 7503.287 | 7589.5964 | 7475.6591 | 9466.417 | 8957.7079 | 8640.3667 | 7226.2963 | 7183.4903 | 7605.1979 | 8152.8491 | 8601.4524 | 8930.9265 | 10006.4844 | 10678.6711 | 11104.2897 | 10893.5709 | 10657.7881 | 11099.2301 | 10900.8309
Commercial_Warehouse_New_Food Preparation_Natural Gas_Range_E2_Codes & Standards Forecast | Commercial | Warehouse | New | Food Preparation | Natural Gas | Range | E2 | High Efficiency | Codes & Standards Forecast | 0 | 0 | 0 | 0 | 0 | 0 | 0 | 0 | 0 | 0 | 0 | 0 | 0 | 0 | 0 | 0 | 0 | 0 | 0 | 0 | 0 | 0 | 0 | 0 | 0 | 0 | 0 | 0 | 0 | 0 | 0
Commercial_Warehouse_New_Food Preparation_Natural Gas_Range_E3_Codes & Standards Forecast | Commercial | Warehouse | New | Food Preparation | Natural Gas | Range | E3 |  | Codes & Standards Forecast | 0 | 0 | 0 | 0 | 0 | 0 | 0 | 0 | 0 | 0 | 0 | 0 | 0 | 0 | 0 | 0 | 0 | 0 | 0 | 0 | 0 | 0 | 0 | 0 | 0 | 0 | 0 | 0 | 0 | 0 | 0
Commercial_Warehouse_New_Food Preparation_Natural Gas_Range_E4_Codes & Standards Forecast | Commercial | Warehouse | New | Food Preparation | Natural Gas | Range | E4 |  | Codes & Standards Forecast | 0 | 0 | 0 | 0 | 0 | 0 | 0 | 0 | 0 | 0 | 0 | 0 | 0 | 0 | 0 | 0 | 0 | 0 | 0 | 0 | 0 | 0 | 0 | 0 | 0 | 0 | 0 | 0 | 0 | 0 | 0
Commercial_Warehouse_New_Food Preparation_Natural Gas_Range_E5_Codes & Standards Forecast | Commercial | Warehouse | New | Food Preparation | Natural Gas | Range | E5 |  | Codes & Standards Forecast | 0 | 0 | 0 | 0 | 0 | 0 | 0 | 0 | 0 | 0 | 0 | 0 | 0 | 0 | 0 | 0 | 0 | 0 | 0 | 0 | 0 | 0 | 0 | 0 | 0 | 0 | 0 | 0 | 0 | 0 | 0
Commercial_Warehouse_New_Food Preparation_Natural Gas_Range_E6_Codes & Standards Forecast | Commercial | Warehouse | New | Food Preparation | Natural Gas | Range | E6 |  | Codes & Standards Forecast | 0 | 0 | 0 | 0 | 0 | 0 | 0 | 0 | 0 | 0 | 0 | 0 | 0 | 0 | 0 | 0 | 0 | 0 | 0 | 0 | 0 | 0 | 0 | 0 | 0 | 0 | 0 | 0 | 0 | 0 | 0
Commercial_Warehouse_New_Food Preparation_Natural Gas_Range_E7_Codes & Standards Forecast | Commercial | Warehouse | New | Food Preparation | Natural Gas | Range | E7 |  | Codes & Standards Forecast | 0 | 0 | 0 | 0 | 0 | 0 | 0 | 0 | 0 | 0 | 0 | 0 | 0 | 0 | 0 | 0 | 0 | 0 | 0 | 0 | 0 | 0 | 0 | 0 | 0 | 0 | 0 | 0 | 0 | 0 | 0
Commercial_Warehouse_New_Food Preparation_Natural Gas_Range_E8_Codes & Standards Forecast | Commercial | Warehouse | New | Food Preparation | Natural Gas | Range | E8 |  | Codes & Standards Forecast | 0 | 0 | 0 | 0 | 0 | 0 | 0 | 0 | 0 | 0 | 0 | 0 | 0 | 0 | 0 | 0 | 0 | 0 | 0 | 0 | 0 | 0 | 0 | 0 | 0 | 0 | 0 | 0 | 0 | 0 | 0
Commercial_Warehouse_New_Food Preparation_Natural Gas_Range_E9_Codes & Standards Forecast | Commercial | Warehouse | New | Food Preparation | Natural Gas | Range | E9 |  | Codes & Standards Forecast | 0 | 0 | 0 | 0 | 0 | 0 | 0 | 0 | 0 | 0 | 0 | 0 | 0 | 0 | 0 | 0 | 0 | 0 | 0 | 0 | 0 | 0 | 0 | 0 | 0 | 0 | 0 | 0 | 0 | 0 | 0
Commercial_Warehouse_New_Food Preparation_Natural Gas_Range_E10_Codes & Standards Forecast | Commercial | Warehouse | New | Food Preparation | Natural Gas | Range | E10 |  | Codes & Standards Forecast | 0 | 0 | 0 | 0 | 0 | 0 | 0 | 0 | 0 | 0 | 0 | 0 | 0 | 0 | 0 | 0 | 0 | 0 | 0 | 0 | 0 | 0 | 0 | 0 | 0 | 0 | 0 | 0 | 0 | 0 | 0
Commercial_Warehouse_New_Food Preparation_Natural Gas_Steamer_E1_Codes & Standards Forecast | Commercial | Warehouse | New | Food Preparation | Natural Gas | Steamer | E1 | Standard | Codes & Standards Forecast | 0 | 0 | 0 | 0 | 0 | 0 | 0 | 0 | 0 | 0 | 0 | 0 | 0 | 0 | 0 | 0 | 0 | 0 | 0 | 0 | 0 | 0 | 0 | 0 | 0 | 0 | 0 | 0 | 0 | 0 | 0
Commercial_Warehouse_New_Food Preparation_Natural Gas_Steamer_E2_Codes & Standards Forecast | Commercial | Warehouse | New | Food Preparation | Natural Gas | Steamer | E2 | ENERGY STAR | Codes & Standards Forecast | 0 | 0 | 0 | 0 | 0 | 0 | 0 | 0 | 0 | 0 | 0 | 0 | 0 | 0 | 0 | 0 | 0 | 0 | 0 | 0 | 0 | 0 | 0 | 0 | 0 | 0 | 0 | 0 | 0 | 0 | 0
Commercial_Warehouse_New_Food Preparation_Natural Gas_Steamer_E3_Codes & Standards Forecast | Commercial | Warehouse | New | Food Preparation | Natural Gas | Steamer | E3 |  | Codes & Standards Forecast | 0 | 0 | 0 | 0 | 0 | 0 | 0 | 0 | 0 | 0 | 0 | 0 | 0 | 0 | 0 | 0 | 0 | 0 | 0 | 0 | 0 | 0 | 0 | 0 | 0 | 0 | 0 | 0 | 0 | 0 | 0
Commercial_Warehouse_New_Food Preparation_Natural Gas_Steamer_E4_Codes & Standards Forecast | Commercial | Warehouse | New | Food Preparation | Natural Gas | Steamer | E4 |  | Codes & Standards Forecast | 0 | 0 | 0 | 0 | 0 | 0 | 0 | 0 | 0 | 0 | 0 | 0 | 0 | 0 | 0 | 0 | 0 | 0 | 0 | 0 | 0 | 0 | 0 | 0 | 0 | 0 | 0 | 0 | 0 | 0 | 0
Commercial_Warehouse_New_Food Preparation_Natural Gas_Steamer_E5_Codes & Standards Forecast | Commercial | Warehouse | New | Food Preparation | Natural Gas | Steamer | E5 |  | Codes & Standards Forecast | 0 | 0 | 0 | 0 | 0 | 0 | 0 | 0 | 0 | 0 | 0 | 0 | 0 | 0 | 0 | 0 | 0 | 0 | 0 | 0 | 0 | 0 | 0 | 0 | 0 | 0 | 0 | 0 | 0 | 0 | 0
Commercial_Warehouse_New_Food Preparation_Natural Gas_Steamer_E6_Codes & Standards Forecast | Commercial | Warehouse | New | Food Preparation | Natural Gas | Steamer | E6 |  | Codes & Standards Forecast | 0 | 0 | 0 | 0 | 0 | 0 | 0 | 0 | 0 | 0 | 0 | 0 | 0 | 0 | 0 | 0 | 0 | 0 | 0 | 0 | 0 | 0 | 0 | 0 | 0 | 0 | 0 | 0 | 0 | 0 | 0
Commercial_Warehouse_New_Food Preparation_Natural Gas_Steamer_E7_Codes & Standards Forecast | Commercial | Warehouse | New | Food Preparation | Natural Gas | Steamer | E7 |  | Codes & Standards Forecast | 0 | 0 | 0 | 0 | 0 | 0 | 0 | 0 | 0 | 0 | 0 | 0 | 0 | 0 | 0 | 0 | 0 | 0 | 0 | 0 | 0 | 0 | 0 | 0 | 0 | 0 | 0 | 0 | 0 | 0 | 0
Commercial_Warehouse_New_Food Preparation_Natural Gas_Steamer_E8_Codes & Standards Forecast | Commercial | Warehouse | New | Food Preparation | Natural Gas | Steamer | E8 |  | Codes & Standards Forecast | 0 | 0 | 0 | 0 | 0 | 0 | 0 | 0 | 0 | 0 | 0 | 0 | 0 | 0 | 0 | 0 | 0 | 0 | 0 | 0 | 0 | 0 | 0 | 0 | 0 | 0 | 0 | 0 | 0 | 0 | 0
Commercial_Warehouse_New_Food Preparation_Natural Gas_Steamer_E9_Codes & Standards Forecast | Commercial | Warehouse | New | Food Preparation | Natural Gas | Steamer | E9 |  | Codes & Standards Forecast | 0 | 0 | 0 | 0 | 0 | 0 | 0 | 0 | 0 | 0 | 0 | 0 | 0 | 0 | 0 | 0 | 0 | 0 | 0 | 0 | 0 | 0 | 0 | 0 | 0 | 0 | 0 | 0 | 0 | 0 | 0
Commercial_Warehouse_New_Food Preparation_Natural Gas_Steamer_E10_Codes & Standards Forecast | Commercial | Warehouse | New | Food Preparation | Natural Gas | Steamer | E10 |  | Codes & Standards Forecast | 0 | 0 | 0 | 0 | 0 | 0 | 0 | 0 | 0 | 0 | 0 | 0 | 0 | 0 | 0 | 0 | 0 | 0 | 0 | 0 | 0 | 0 | 0 | 0 | 0 | 0 | 0 | 0 | 0 | 0 | 0
Commercial_Warehouse_New_Food Preparation_Natural Gas_Food Prep Other_E1_Codes & Standards Forecast | Commercial | Warehouse | New | Food Preparation | Natural Gas | Food Prep Other | E1 | Standard | Codes & Standards Forecast | 0 | 0 | 0 | 0 | 0 | 0 | 0 | 0 | 0 | 0 | 0 | 0 | 0 | 0 | 0 | 0 | 0 | 0 | 0 | 0 | 0 | 0 | 0 | 0 | 0 | 0 | 0 | 0 | 0 | 0 | 0
Commercial_Warehouse_New_Food Preparation_Natural Gas_Food Prep Other_E2_Codes & Standards Forecast | Commercial | Warehouse | New | Food Preparation | Natural Gas | Food Prep Other | E2 | ENERGY STAR | Codes & Standards Forecast | 0 | 0 | 0 | 0 | 0 | 0 | 0 | 0 | 0 | 0 | 0 | 0 | 0 | 0 | 0 | 0 | 0 | 0 | 0 | 0 | 0 | 0 | 0 | 0 | 0 | 0 | 0 | 0 | 0 | 0 | 0
Commercial_Warehouse_New_Food Preparation_Natural Gas_Food Prep Other_E3_Codes & Standards Forecast | Commercial | Warehouse | New | Food Preparation | Natural Gas | Food Prep Other | E3 |  | Codes & Standards Forecast | 0 | 0 | 0 | 0 | 0 | 0 | 0 | 0 | 0 | 0 | 0 | 0 | 0 | 0 | 0 | 0 | 0 | 0 | 0 | 0 | 0 | 0 | 0 | 0 | 0 | 0 | 0 | 0 | 0 | 0 | 0
Commercial_Warehouse_New_Food Preparation_Natural Gas_Food Prep Other_E4_Codes & Standards Forecast | Commercial | Warehouse | New | Food Preparation | Natural Gas | Food Prep Other | E4 |  | Codes & Standards Forecast | 0 | 0 | 0 | 0 | 0 | 0 | 0 | 0 | 0 | 0 | 0 | 0 | 0 | 0 | 0 | 0 | 0 | 0 | 0 | 0 | 0 | 0 | 0 | 0 | 0 | 0 | 0 | 0 | 0 | 0 | 0
Commercial_Warehouse_New_Food Preparation_Natural Gas_Food Prep Other_E5_Codes & Standards Forecast | Commercial | Warehouse | New | Food Preparation | Natural Gas | Food Prep Other | E5 |  | Codes & Standards Forecast | 0 | 0 | 0 | 0 | 0 | 0 | 0 | 0 | 0 | 0 | 0 | 0 | 0 | 0 | 0 | 0 | 0 | 0 | 0 | 0 | 0 | 0 | 0 | 0 | 0 | 0 | 0 | 0 | 0 | 0 | 0
Commercial_Warehouse_New_Food Preparation_Natural Gas_Food Prep Other_E6_Codes & Standards Forecast | Commercial | Warehouse | New | Food Preparation | Natural Gas | Food Prep Other | E6 |  | Codes & Standards Forecast | 0 | 0 | 0 | 0 | 0 | 0 | 0 | 0 | 0 | 0 | 0 | 0 | 0 | 0 | 0 | 0 | 0 | 0 | 0 | 0 | 0 | 0 | 0 | 0 | 0 | 0 | 0 | 0 | 0 | 0 | 0
Commercial_Warehouse_New_Food Preparation_Natural Gas_Food Prep Other_E7_Codes & Standards Forecast | Commercial | Warehouse | New | Food Preparation | Natural Gas | Food Prep Other | E7 |  | Codes & Standards Forecast | 0 | 0 | 0 | 0 | 0 | 0 | 0 | 0 | 0 | 0 | 0 | 0 | 0 | 0 | 0 | 0 | 0 | 0 | 0 | 0 | 0 | 0 | 0 | 0 | 0 | 0 | 0 | 0 | 0 | 0 | 0
Commercial_Warehouse_New_Food Preparation_Natural Gas_Food Prep Other_E8_Codes & Standards Forecast | Commercial | Warehouse | New | Food Preparation | Natural Gas | Food Prep Other | E8 |  | Codes & Standards Forecast | 0 | 0 | 0 | 0 | 0 | 0 | 0 | 0 | 0 | 0 | 0 | 0 | 0 | 0 | 0 | 0 | 0 | 0 | 0 | 0 | 0 | 0 | 0 | 0 | 0 | 0 | 0 | 0 | 0 | 0 | 0
Commercial_Warehouse_New_Food Preparation_Natural Gas_Food Prep Other_E9_Codes & Standards Forecast | Commercial | Warehouse | New | Food Preparation | Natural Gas | Food Prep Other | E9 |  | Codes & Standards Forecast | 0 | 0 | 0 | 0 | 0 | 0 | 0 | 0 | 0 | 0 | 0 | 0 | 0 | 0 | 0 | 0 | 0 | 0 | 0 | 0 | 0 | 0 | 0 | 0 | 0 | 0 | 0 | 0 | 0 | 0 | 0
Commercial_Warehouse_New_Food Preparation_Natural Gas_Food Prep Other_E10_Codes & Standards Forecast | Commercial | Warehouse | New | Food Preparation | Natural Gas | Food Prep Other | E10 |  | Codes & Standards Forecast | 0 | 0 | 0 | 0 | 0 | 0 | 0 | 0 | 0 | 0 | 0 | 0 | 0 | 0 | 0 | 0 | 0 | 0 | 0 | 0 | 0 | 0 | 0 | 0 | 0 | 0 | 0 | 0 | 0 | 0 | 0
Commercial_Warehouse_New_Miscellaneous_Natural Gas_Pool Heater_E1_Codes & Standards Forecast | Commercial | Warehouse | New | Miscellaneous | Natural Gas | Pool Heater | E1 | Standard (EF .82) | Codes & Standards Forecast | 0 | 0 | 0 | 0 | 0 | 0 | 0 | 0 | 0 | 0 | 0 | 0 | 0 | 0 | 0 | 0 | 0 | 0 | 0 | 0 | 0 | 0 | 0 | 0 | 0 | 0 | 0 | 0 | 0 | 0 | 0
Commercial_Warehouse_New_Miscellaneous_Natural Gas_Pool Heater_E2_Codes & Standards Forecast | Commercial | Warehouse | New | Miscellaneous | Natural Gas | Pool Heater | E2 | Condensing (EF .90) | Codes & Standards Forecast | 0 | 0 | 0 | 0 | 0 | 0 | 0 | 0 | 0 | 0 | 0 | 0 | 0 | 0 | 0 | 0 | 0 | 0 | 0 | 0 | 0 | 0 | 0 | 0 | 0 | 0 | 0 | 0 | 0 | 0 | 0
Commercial_Warehouse_New_Miscellaneous_Natural Gas_Pool Heater_E3_Codes & Standards Forecast | Commercial | Warehouse | New | Miscellaneous | Natural Gas | Pool Heater | E3 |  | Codes & Standards Forecast | 0 | 0 | 0 | 0 | 0 | 0 | 0 | 0 | 0 | 0 | 0 | 0 | 0 | 0 | 0 | 0 | 0 | 0 | 0 | 0 | 0 | 0 | 0 | 0 | 0 | 0 | 0 | 0 | 0 | 0 | 0
Commercial_Warehouse_New_Miscellaneous_Natural Gas_Pool Heater_E4_Codes & Standards Forecast | Commercial | Warehouse | New | Miscellaneous | Natural Gas | Pool Heater | E4 |  | Codes & Standards Forecast | 0 | 0 | 0 | 0 | 0 | 0 | 0 | 0 | 0 | 0 | 0 | 0 | 0 | 0 | 0 | 0 | 0 | 0 | 0 | 0 | 0 | 0 | 0 | 0 | 0 | 0 | 0 | 0 | 0 | 0 | 0
Commercial_Warehouse_New_Miscellaneous_Natural Gas_Pool Heater_E5_Codes & Standards Forecast | Commercial | Warehouse | New | Miscellaneous | Natural Gas | Pool Heater | E5 |  | Codes & Standards Forecast | 0 | 0 | 0 | 0 | 0 | 0 | 0 | 0 | 0 | 0 | 0 | 0 | 0 | 0 | 0 | 0 | 0 | 0 | 0 | 0 | 0 | 0 | 0 | 0 | 0 | 0 | 0 | 0 | 0 | 0 | 0
Commercial_Warehouse_New_Miscellaneous_Natural Gas_Pool Heater_E6_Codes & Standards Forecast | Commercial | Warehouse | New | Miscellaneous | Natural Gas | Pool Heater | E6 |  | Codes & Standards Forecast | 0 | 0 | 0 | 0 | 0 | 0 | 0 | 0 | 0 | 0 | 0 | 0 | 0 | 0 | 0 | 0 | 0 | 0 | 0 | 0 | 0 | 0 | 0 | 0 | 0 | 0 | 0 | 0 | 0 | 0 | 0
Commercial_Warehouse_New_Miscellaneous_Natural Gas_Pool Heater_E7_Codes & Standards Forecast | Commercial | Warehouse | New | Miscellaneous | Natural Gas | Pool Heater | E7 |  | Codes & Standards Forecast | 0 | 0 | 0 | 0 | 0 | 0 | 0 | 0 | 0 | 0 | 0 | 0 | 0 | 0 | 0 | 0 | 0 | 0 | 0 | 0 | 0 | 0 | 0 | 0 | 0 | 0 | 0 | 0 | 0 | 0 | 0
Commercial_Warehouse_New_Miscellaneous_Natural Gas_Pool Heater_E8_Codes & Standards Forecast | Commercial | Warehouse | New | Miscellaneous | Natural Gas | Pool Heater | E8 |  | Codes & Standards Forecast | 0 | 0 | 0 | 0 | 0 | 0 | 0 | 0 | 0 | 0 | 0 | 0 | 0 | 0 | 0 | 0 | 0 | 0 | 0 | 0 | 0 | 0 | 0 | 0 | 0 | 0 | 0 | 0 | 0 | 0 | 0
Commercial_Warehouse_New_Miscellaneous_Natural Gas_Pool Heater_E9_Codes & Standards Forecast | Commercial | Warehouse | New | Miscellaneous | Natural Gas | Pool Heater | E9 |  | Codes & Standards Forecast | 0 | 0 | 0 | 0 | 0 | 0 | 0 | 0 | 0 | 0 | 0 | 0 | 0 | 0 | 0 | 0 | 0 | 0 | 0 | 0 | 0 | 0 | 0 | 0 | 0 | 0 | 0 | 0 | 0 | 0 | 0
Commercial_Warehouse_New_Miscellaneous_Natural Gas_Pool Heater_E10_Codes & Standards Forecast | Commercial | Warehouse | New | Miscellaneous | Natural Gas | Pool Heater | E10 |  | Codes & Standards Forecast | 0 | 0 | 0 | 0 | 0 | 0 | 0 | 0 | 0 | 0 | 0 | 0 | 0 | 0 | 0 | 0 | 0 | 0 | 0 | 0 | 0 | 0 | 0 | 0 | 0 | 0 | 0 | 0 | 0 | 0 | 0
Commercial_Warehouse_New_Miscellaneous_Natural Gas_Miscellaneous_E1_Codes & Standards Forecast | Commercial | Warehouse | New | Miscellaneous | Natural Gas | Miscellaneous | E1 | Standard | Codes & Standards Forecast | 0 | 0 | 0 | 0 | 0 | 0 | 0 | 0 | 0 | 0 | 0 | 0 | 0 | 0 | 0 | 0 | 0 | 0 | 0 | 0 | 0 | 0 | 0 | 0 | 0 | 0 | 0 | 0 | 0 | 0 | 0
Commercial_Warehouse_New_Miscellaneous_Natural Gas_Miscellaneous_E2_Codes & Standards Forecast | Commercial | Warehouse | New | Miscellaneous | Natural Gas | Miscellaneous | E2 |  | Codes & Standards Forecast | 0 | 0 | 0 | 0 | 0 | 0 | 0 | 0 | 0 | 0 | 0 | 0 | 0 | 0 | 0 | 0 | 0 | 0 | 0 | 0 | 0 | 0 | 0 | 0 | 0 | 0 | 0 | 0 | 0 | 0 | 0
Commercial_Warehouse_New_Miscellaneous_Natural Gas_Miscellaneous_E3_Codes & Standards Forecast | Commercial | Warehouse | New | Miscellaneous | Natural Gas | Miscellaneous | E3 |  | Codes & Standards Forecast | 0 | 0 | 0 | 0 | 0 | 0 | 0 | 0 | 0 | 0 | 0 | 0 | 0 | 0 | 0 | 0 | 0 | 0 | 0 | 0 | 0 | 0 | 0 | 0 | 0 | 0 | 0 | 0 | 0 | 0 | 0
Commercial_Warehouse_New_Miscellaneous_Natural Gas_Miscellaneous_E4_Codes & Standards Forecast | Commercial | Warehouse | New | Miscellaneous | Natural Gas | Miscellaneous | E4 |  | Codes & Standards Forecast | 0 | 0 | 0 | 0 | 0 | 0 | 0 | 0 | 0 | 0 | 0 | 0 | 0 | 0 | 0 | 0 | 0 | 0 | 0 | 0 | 0 | 0 | 0 | 0 | 0 | 0 | 0 | 0 | 0 | 0 | 0
Commercial_Warehouse_New_Miscellaneous_Natural Gas_Miscellaneous_E5_Codes & Standards Forecast | Commercial | Warehouse | New | Miscellaneous | Natural Gas | Miscellaneous | E5 |  | Codes & Standards Forecast | 0 | 0 | 0 | 0 | 0 | 0 | 0 | 0 | 0 | 0 | 0 | 0 | 0 | 0 | 0 | 0 | 0 | 0 | 0 | 0 | 0 | 0 | 0 | 0 | 0 | 0 | 0 | 0 | 0 | 0 | 0
Commercial_Warehouse_New_Miscellaneous_Natural Gas_Miscellaneous_E6_Codes & Standards Forecast | Commercial | Warehouse | New | Miscellaneous | Natural Gas | Miscellaneous | E6 |  | Codes & Standards Forecast | 0 | 0 | 0 | 0 | 0 | 0 | 0 | 0 | 0 | 0 | 0 | 0 | 0 | 0 | 0 | 0 | 0 | 0 | 0 | 0 | 0 | 0 | 0 | 0 | 0 | 0 | 0 | 0 | 0 | 0 | 0
Commercial_Warehouse_New_Miscellaneous_Natural Gas_Miscellaneous_E7_Codes & Standards Forecast | Commercial | Warehouse | New | Miscellaneous | Natural Gas | Miscellaneous | E7 |  | Codes & Standards Forecast | 0 | 0 | 0 | 0 | 0 | 0 | 0 | 0 | 0 | 0 | 0 | 0 | 0 | 0 | 0 | 0 | 0 | 0 | 0 | 0 | 0 | 0 | 0 | 0 | 0 | 0 | 0 | 0 | 0 | 0 | 0
Commercial_Warehouse_New_Miscellaneous_Natural Gas_Miscellaneous_E8_Codes & Standards Forecast | Commercial | Warehouse | New | Miscellaneous | Natural Gas | Miscellaneous | E8 |  | Codes & Standards Forecast | 0 | 0 | 0 | 0 | 0 | 0 | 0 | 0 | 0 | 0 | 0 | 0 | 0 | 0 | 0 | 0 | 0 | 0 | 0 | 0 | 0 | 0 | 0 | 0 | 0 | 0 | 0 | 0 | 0 | 0 | 0
Commercial_Warehouse_New_Miscellaneous_Natural Gas_Miscellaneous_E9_Codes & Standards Forecast | Commercial | Warehouse | New | Miscellaneous | Natural Gas | Miscellaneous | E9 |  | Codes & Standards Forecast | 0 | 0 | 0 | 0 | 0 | 0 | 0 | 0 | 0 | 0 | 0 | 0 | 0 | 0 | 0 | 0 | 0 | 0 | 0 | 0 | 0 | 0 | 0 | 0 | 0 | 0 | 0 | 0 | 0 | 0 | 0
Commercial_Warehouse_New_Miscellaneous_Natural Gas_Miscellaneous_E10_Codes & Standards Forecast | Commercial | Warehouse | New | Miscellaneous | Natural Gas | Miscellaneous | E10 |  | Codes & Standards Forecast | 0 | 0 | 0 | 0 | 0 | 0 | 0 | 0 | 0 | 0 | 0 | 0 | 0 | 0 | 0 | 0 | 0 | 0 | 0 | 0 | 0 | 0 | 0 | 0 | 0 | 0 | 0 | 0 | 0 | 0 | 0
Commercial_Miscellaneous_Existing_Space Heating_Natural Gas_Furnace_E1_Codes & Standards Forecast | Commercial | Miscellaneous | Existing | Space Heating | Natural Gas | Furnace | E1 | AFUE 80% (Standard) | Codes & Standards Forecast | 0 | 552484.7589 | 577265.3253 | 598768.166 | 617274.8584 | 0 | 0 | 0 | 0 | 0 | 0 | 0 | 0 | 0 | 0 | 0 | 0 | 0 | 0 | 0 | 0 | 0 | 0 | 0 | 0 | 0 | 0 | 0 | 0 | 0 | 0
Commercial_Miscellaneous_Existing_Space Heating_Natural Gas_Furnace_E2_Codes & Standards Forecast | Commercial | Miscellaneous | Existing | Space Heating | Natural Gas | Furnace | E2 | AFUE 90% | Codes & Standards Forecast | 0 | 0 | 0 | 0 | 0 | 0 | 0 | 0 | 0 | 0 | 0 | 0 | 0 | 0 | 0 | 0 | 0 | 0 | 0 | 0 | 0 | 0 | 0 | 0 | 0 | 0 | 0 | 0 | 0 | 0 | 0
Commercial_Miscellaneous_Existing_Space Heating_Natural Gas_Furnace_E3_Codes & Standards Forecast | Commercial | Miscellaneous | Existing | Space Heating | Natural Gas | Furnace | E3 | AFUE 95% | Codes & Standards Forecast | 0 | 0 | 0 | 0 | 0 | 633044.5749 | 646315.8335 | 657308.1118 | 666223.3359 | 673247.2538 | 678550.7011 | 682290.769 | 629312.8975 | 580448.6019 | 535378.4752 | 493807.9112 | 455465.1793 | 420099.6477 | 387480.1457 | 386935.8886 | 387234.946 | 388163.0498 | 389538.2087 | 391206.6813 | 393039.4078 | 394928.8497 | 396786.1948 | 398538.8866 | 400128.4434 | 401508.5342 | 399686.3404
Commercial_Miscellaneous_Existing_Space Heating_Natural Gas_Furnace_E4_Codes & Standards Forecast | Commercial | Miscellaneous | Existing | Space Heating | Natural Gas | Furnace | E4 |  | Codes & Standards Forecast | 0 | 0 | 0 | 0 | 0 | 0 | 0 | 0 | 0 | 0 | 0 | 0 | 0 | 0 | 0 | 0 | 0 | 0 | 0 | 0 | 0 | 0 | 0 | 0 | 0 | 0 | 0 | 0 | 0 | 0 | 0
Commercial_Miscellaneous_Existing_Space Heating_Natural Gas_Furnace_E5_Codes & Standards Forecast | Commercial | Miscellaneous | Existing | Space Heating | Natural Gas | Furnace | E5 |  | Codes & Standards Forecast | 0 | 0 | 0 | 0 | 0 | 0 | 0 | 0 | 0 | 0 | 0 | 0 | 0 | 0 | 0 | 0 | 0 | 0 | 0 | 0 | 0 | 0 | 0 | 0 | 0 | 0 | 0 | 0 | 0 | 0 | 0
Commercial_Miscellaneous_Existing_Space Heating_Natural Gas_Furnace_E6_Codes & Standards Forecast | Commercial | Miscellaneous | Existing | Space Heating | Natural Gas | Furnace | E6 |  | Codes & Standards Forecast | 0 | 0 | 0 | 0 | 0 | 0 | 0 | 0 | 0 | 0 | 0 | 0 | 0 | 0 | 0 | 0 | 0 | 0 | 0 | 0 | 0 | 0 | 0 | 0 | 0 | 0 | 0 | 0 | 0 | 0 | 0
Commercial_Miscellaneous_Existing_Space Heating_Natural Gas_Furnace_E7_Codes & Standards Forecast | Commercial | Miscellaneous | Existing | Space Heating | Natural Gas | Furnace | E7 |  | Codes & Standards Forecast | 0 | 0 | 0 | 0 | 0 | 0 | 0 | 0 | 0 | 0 | 0 | 0 | 0 | 0 | 0 | 0 | 0 | 0 | 0 | 0 | 0 | 0 | 0 | 0 | 0 | 0 | 0 | 0 | 0 | 0 | 0
Commercial_Miscellaneous_Existing_Space Heating_Natural Gas_Furnace_E8_Codes & Standards Forecast | Commercial | Miscellaneous | Existing | Space Heating | Natural Gas | Furnace | E8 |  | Codes & Standards Forecast | 0 | 0 | 0 | 0 | 0 | 0 | 0 | 0 | 0 | 0 | 0 | 0 | 0 | 0 | 0 | 0 | 0 | 0 | 0 | 0 | 0 | 0 | 0 | 0 | 0 | 0 | 0 | 0 | 0 | 0 | 0
Commercial_Miscellaneous_Existing_Space Heating_Natural Gas_Furnace_E9_Codes & Standards Forecast | Commercial | Miscellaneous | Existing | Space Heating | Natural Gas | Furnace | E9 |  | Codes & Standards Forecast | 0 | 0 | 0 | 0 | 0 | 0 | 0 | 0 | 0 | 0 | 0 | 0 | 0 | 0 | 0 | 0 | 0 | 0 | 0 | 0 | 0 | 0 | 0 | 0 | 0 | 0 | 0 | 0 | 0 | 0 | 0
Commercial_Miscellaneous_Existing_Space Heating_Natural Gas_Furnace_E10_Codes & Standards Forecast | Commercial | Miscellaneous | Existing | Space Heating | Natural Gas | Furnace | E10 |  | Codes & Standards Forecast | 0 | 0 | 0 | 0 | 0 | 0 | 0 | 0 | 0 | 0 | 0 | 0 | 0 | 0 | 0 | 0 | 0 | 0 | 0 | 0 | 0 | 0 | 0 | 0 | 0 | 0 | 0 | 0 | 0 | 0 | 0
Commercial_Miscellaneous_Existing_Space Heating_Natural Gas_Boiler_E1_Codes & Standards Forecast | Commercial | Miscellaneous | Existing | Space Heating | Natural Gas | Boiler | E1 | AFUE 80% (Standard) | Codes & Standards Forecast | 0 | 157345.9808 | 155600.8708 | 153737.7383 | 151775.6265 | 0 | 0 | 0 | 0 | 0 | 0 | 0 | 0 | 0 | 0 | 0 | 0 | 0 | 0 | 0 | 0 | 0 | 0 | 0 | 0 | 0 | 0 | 0 | 0 | 0 | 0
Commercial_Miscellaneous_Existing_Space Heating_Natural Gas_Boiler_E2_Codes & Standards Forecast | Commercial | Miscellaneous | Existing | Space Heating | Natural Gas | Boiler | E2 | AFUE 85% | Codes & Standards Forecast | 0 | 0 | 0 | 0 | 0 | 0 | 0 | 0 | 0 | 0 | 0 | 0 | 0 | 0 | 0 | 0 | 0 | 0 | 0 | 0 | 0 | 0 | 0 | 0 | 0 | 0 | 0 | 0 | 0 | 0 | 0
Commercial_Miscellaneous_Existing_Space Heating_Natural Gas_Boiler_E3_Codes & Standards Forecast | Commercial | Miscellaneous | Existing | Space Heating | Natural Gas | Boiler | E3 | AFUE 98% | Codes & Standards Forecast | 0 | 0 | 0 | 0 | 0 | 149731.3777 | 147619.876 | 145454.2634 | 143246.1319 | 141005.6954 | 138741.9418 | 136462.7695 | 134175.1079 | 131885.0256 | 129597.8265 | 127318.1348 | 125049.9717 | 122796.8228 | 120561.6987 | 118347.1884 | 116155.5076 | 122068.9586 | 116853.8961 | 112211.0295 | 108062.1037 | 104339.2212 | 100983.5324 | 97944.0859 | 95176.8198 | 92643.6775 | 90311.8325
Commercial_Miscellaneous_Existing_Space Heating_Natural Gas_Boiler_E4_Codes & Standards Forecast | Commercial | Miscellaneous | Existing | Space Heating | Natural Gas | Boiler | E4 | Convert to NG Air Source Heat Pump | Codes & Standards Forecast | 0 | 0 | 0 | 0 | 0 | 0 | 0 | 0 | 0 | 0 | 0 | 0 | 0 | 0 | 0 | 0 | 0 | 0 | 0 | 0 | 0 | 0 | 0 | 0 | 0 | 0 | 0 | 0 | 0 | 0 | 0
Commercial_Miscellaneous_Existing_Space Heating_Natural Gas_Boiler_E5_Codes & Standards Forecast | Commercial | Miscellaneous | Existing | Space Heating | Natural Gas | Boiler | E5 |  | Codes & Standards Forecast | 0 | 0 | 0 | 0 | 0 | 0 | 0 | 0 | 0 | 0 | 0 | 0 | 0 | 0 | 0 | 0 | 0 | 0 | 0 | 0 | 0 | 0 | 0 | 0 | 0 | 0 | 0 | 0 | 0 | 0 | 0
Commercial_Miscellaneous_Existing_Space Heating_Natural Gas_Boiler_E6_Codes & Standards Forecast | Commercial | Miscellaneous | Existing | Space Heating | Natural Gas | Boiler | E6 |  | Codes & Standards Forecast | 0 | 0 | 0 | 0 | 0 | 0 | 0 | 0 | 0 | 0 | 0 | 0 | 0 | 0 | 0 | 0 | 0 | 0 | 0 | 0 | 0 | 0 | 0 | 0 | 0 | 0 | 0 | 0 | 0 | 0 | 0
Commercial_Miscellaneous_Existing_Space Heating_Natural Gas_Boiler_E7_Codes & Standards Forecast | Commercial | Miscellaneous | Existing | Space Heating | Natural Gas | Boiler | E7 |  | Codes & Standards Forecast | 0 | 0 | 0 | 0 | 0 | 0 | 0 | 0 | 0 | 0 | 0 | 0 | 0 | 0 | 0 | 0 | 0 | 0 | 0 | 0 | 0 | 0 | 0 | 0 | 0 | 0 | 0 | 0 | 0 | 0 | 0
Commercial_Miscellaneous_Existing_Space Heating_Natural Gas_Boiler_E8_Codes & Standards Forecast | Commercial | Miscellaneous | Existing | Space Heating | Natural Gas | Boiler | E8 |  | Codes & Standards Forecast | 0 | 0 | 0 | 0 | 0 | 0 | 0 | 0 | 0 | 0 | 0 | 0 | 0 | 0 | 0 | 0 | 0 | 0 | 0 | 0 | 0 | 0 | 0 | 0 | 0 | 0 | 0 | 0 | 0 | 0 | 0
Commercial_Miscellaneous_Existing_Space Heating_Natural Gas_Boiler_E9_Codes & Standards Forecast | Commercial | Miscellaneous | Existing | Space Heating | Natural Gas | Boiler | E9 |  | Codes & Standards Forecast | 0 | 0 | 0 | 0 | 0 | 0 | 0 | 0 | 0 | 0 | 0 | 0 | 0 | 0 | 0 | 0 | 0 | 0 | 0 | 0 | 0 | 0 | 0 | 0 | 0 | 0 | 0 | 0 | 0 | 0 | 0
Commercial_Miscellaneous_Existing_Space Heating_Natural Gas_Boiler_E10_Codes & Standards Forecast | Commercial | Miscellaneous | Existing | Space Heating | Natural Gas | Boiler | E10 |  | Codes & Standards Forecast | 0 | 0 | 0 | 0 | 0 | 0 | 0 | 0 | 0 | 0 | 0 | 0 | 0 | 0 | 0 | 0 | 0 | 0 | 0 | 0 | 0 | 0 | 0 | 0 | 0 | 0 | 0 | 0 | 0 | 0 | 0
Commercial_Miscellaneous_Existing_Space Heating_Natural Gas_Unit Heater_E1_Codes & Standards Forecast | Commercial | Miscellaneous | Existing | Space Heating | Natural Gas | Unit Heater | E1 | Standard | Codes & Standards Forecast | 0 | 3736.441 | 10652.2538 | 20255.6237 | 32112.753 | 0 | 0 | 0 | 0 | 0 | 0 | 0 | 0 | 0 | 0 | 0 | 0 | 0 | 0 | 0 | 0 | 0 | 0 | 0 | 0 | 0 | 0 | 0 | 0 | 0 | 0
Commercial_Miscellaneous_Existing_Space Heating_Natural Gas_Unit Heater_E2_Codes & Standards Forecast | Commercial | Miscellaneous | Existing | Space Heating | Natural Gas | Unit Heater | E2 | Condensing | Codes & Standards Forecast | 0 | 0 | 0 | 0 | 0 | 45841.4148 | 61105.2138 | 77608.4753 | 95091.6952 | 113327.4887 | 129001.7342 | 142841.452 | 155406.8953 | 167124.227 | 178312.3016 | 189204.5669 | 199966.9337 | 186372.4667 | 176746.9693 | 170554.7375 | 166957.9957 | 165337.0265 | 165235.9014 | 166320.7003 | 168347.5332 | 171138.2282 | 174561.9876 | 175036.7939 | 173676.7279 | 171319.3393 | 168541.164
Commercial_Miscellaneous_Existing_Space Heating_Natural Gas_Unit Heater_E3_Codes & Standards Forecast | Commercial | Miscellaneous | Existing | Space Heating | Natural Gas | Unit Heater | E3 | Infrared Radiant | Codes & Standards Forecast | 0 | 0 | 0 | 0 | 0 | 0 | 0 | 0 | 0 | 0 | 0 | 0 | 0 | 0 | 0 | 0 | 0 | 0 | 0 | 0 | 0 | 0 | 0 | 0 | 0 | 0 | 0 | 0 | 0 | 0 | 0
Commercial_Miscellaneous_Existing_Space Heating_Natural Gas_Unit Heater_E4_Codes & Standards Forecast | Commercial | Miscellaneous | Existing | Space Heating | Natural Gas | Unit Heater | E4 |  | Codes & Standards Forecast | 0 | 0 | 0 | 0 | 0 | 0 | 0 | 0 | 0 | 0 | 0 | 0 | 0 | 0 | 0 | 0 | 0 | 0 | 0 | 0 | 0 | 0 | 0 | 0 | 0 | 0 | 0 | 0 | 0 | 0 | 0
Commercial_Miscellaneous_Existing_Space Heating_Natural Gas_Unit Heater_E5_Codes & Standards Forecast | Commercial | Miscellaneous | Existing | Space Heating | Natural Gas | Unit Heater | E5 |  | Codes & Standards Forecast | 0 | 0 | 0 | 0 | 0 | 0 | 0 | 0 | 0 | 0 | 0 | 0 | 0 | 0 | 0 | 0 | 0 | 0 | 0 | 0 | 0 | 0 | 0 | 0 | 0 | 0 | 0 | 0 | 0 | 0 | 0
Commercial_Miscellaneous_Existing_Space Heating_Natural Gas_Unit Heater_E6_Codes & Standards Forecast | Commercial | Miscellaneous | Existing | Space Heating | Natural Gas | Unit Heater | E6 |  | Codes & Standards Forecast | 0 | 0 | 0 | 0 | 0 | 0 | 0 | 0 | 0 | 0 | 0 | 0 | 0 | 0 | 0 | 0 | 0 | 0 | 0 | 0 | 0 | 0 | 0 | 0 | 0 | 0 | 0 | 0 | 0 | 0 | 0
Commercial_Miscellaneous_Existing_Space Heating_Natural Gas_Unit Heater_E7_Codes & Standards Forecast | Commercial | Miscellaneous | Existing | Space Heating | Natural Gas | Unit Heater | E7 |  | Codes & Standards Forecast | 0 | 0 | 0 | 0 | 0 | 0 | 0 | 0 | 0 | 0 | 0 | 0 | 0 | 0 | 0 | 0 | 0 | 0 | 0 | 0 | 0 | 0 | 0 | 0 | 0 | 0 | 0 | 0 | 0 | 0 | 0
Commercial_Miscellaneous_Existing_Space Heating_Natural Gas_Unit Heater_E8_Codes & Standards Forecast | Commercial | Miscellaneous | Existing | Space Heating | Natural Gas | Unit Heater | E8 |  | Codes & Standards Forecast | 0 | 0 | 0 | 0 | 0 | 0 | 0 | 0 | 0 | 0 | 0 | 0 | 0 | 0 | 0 | 0 | 0 | 0 | 0 | 0 | 0 | 0 | 0 | 0 | 0 | 0 | 0 | 0 | 0 | 0 | 0
Commercial_Miscellaneous_Existing_Space Heating_Natural Gas_Unit Heater_E9_Codes & Standards Forecast | Commercial | Miscellaneous | Existing | Space Heating | Natural Gas | Unit Heater | E9 |  | Codes & Standards Forecast | 0 | 0 | 0 | 0 | 0 | 0 | 0 | 0 | 0 | 0 | 0 | 0 | 0 | 0 | 0 | 0 | 0 | 0 | 0 | 0 | 0 | 0 | 0 | 0 | 0 | 0 | 0 | 0 | 0 | 0 | 0
Commercial_Miscellaneous_Existing_Space Heating_Natural Gas_Unit Heater_E10_Codes & Standards Forecast | Commercial | Miscellaneous | Existing | Space Heating | Natural Gas | Unit Heater | E10 |  | Codes & Standards Forecast | 0 | 0 | 0 | 0 | 0 | 0 | 0 | 0 | 0 | 0 | 0 | 0 | 0 | 0 | 0 | 0 | 0 | 0 | 0 | 0 | 0 | 0 | 0 | 0 | 0 | 0 | 0 | 0 | 0 | 0 | 0
Commercial_Miscellaneous_Existing_Water Heating_Natural Gas_Water Heater_E1_Codes & Standards Forecast | Commercial | Miscellaneous | Existing | Water Heating | Natural Gas | Water Heater | E1 | TE 0.80 | Codes & Standards Forecast | 0 | 279892.0278 | 304217.1895 | 324791.5204 | 342046.1457 | 356364.7196 | 368088.6133 | 377521.5359 | 384933.6516 | 390565.2471 | 441301.8699 | 484636.7137 | 476590.9183 | 468526.3728 | 460463.052 | 507714.6217 | 493671.4928 | 480333.4632 | 467640.1505 | 463319.9424 | 464638.6186 | 462085.4284 | 456738.5212 | 449419.7746 | 459193.884 | 462094.6354 | 451132.8151 | 439467.0277 | 428749.736 | 430733.6471 | 419290.1532
Commercial_Miscellaneous_Existing_Water Heating_Natural Gas_Water Heater_E2_Codes & Standards Forecast | Commercial | Miscellaneous | Existing | Water Heating | Natural Gas | Water Heater | E2 | TE 0.90 | Codes & Standards Forecast | 0 | 0 | 0 | 0 | 0 | 0 | 0 | 0 | 0 | 0 | 0 | 0 | 0 | 0 | 0 | 0 | 0 | 0 | 0 | 0 | 0 | 0 | 0 | 0 | 0 | 0 | 0 | 0 | 0 | 0 | 0
Commercial_Miscellaneous_Existing_Water Heating_Natural Gas_Water Heater_E3_Codes & Standards Forecast | Commercial | Miscellaneous | Existing | Water Heating | Natural Gas | Water Heater | E3 | TE 0.94 | Codes & Standards Forecast | 0 | 0 | 0 | 0 | 0 | 0 | 0 | 0 | 0 | 0 | 0 | 0 | 0 | 0 | 0 | 0 | 0 | 0 | 0 | 0 | 0 | 0 | 0 | 0 | 0 | 0 | 0 | 0 | 0 | 0 | 0
Commercial_Miscellaneous_Existing_Water Heating_Natural Gas_Water Heater_E4_Codes & Standards Forecast | Commercial | Miscellaneous | Existing | Water Heating | Natural Gas | Water Heater | E4 | Instantaneous TE 0.94 | Codes & Standards Forecast | 0 | 0 | 0 | 0 | 0 | 0 | 0 | 0 | 0 | 0 | 0 | 0 | 0 | 0 | 0 | 0 | 0 | 0 | 0 | 0 | 0 | 0 | 0 | 0 | 0 | 0 | 0 | 0 | 0 | 0 | 0
Commercial_Miscellaneous_Existing_Water Heating_Natural Gas_Water Heater_E5_Codes & Standards Forecast | Commercial | Miscellaneous | Existing | Water Heating | Natural Gas | Water Heater | E5 | Gas-Fired Absorption HPWH | Codes & Standards Forecast | 0 | 0 | 0 | 0 | 0 | 0 | 0 | 0 | 0 | 0 | 0 | 0 | 0 | 0 | 0 | 0 | 0 | 0 | 0 | 0 | 0 | 0 | 0 | 0 | 0 | 0 | 0 | 0 | 0 | 0 | 0
Commercial_Miscellaneous_Existing_Water Heating_Natural Gas_Water Heater_E6_Codes & Standards Forecast | Commercial | Miscellaneous | Existing | Water Heating | Natural Gas | Water Heater | E6 |  | Codes & Standards Forecast | 0 | 0 | 0 | 0 | 0 | 0 | 0 | 0 | 0 | 0 | 0 | 0 | 0 | 0 | 0 | 0 | 0 | 0 | 0 | 0 | 0 | 0 | 0 | 0 | 0 | 0 | 0 | 0 | 0 | 0 | 0
Commercial_Miscellaneous_Existing_Water Heating_Natural Gas_Water Heater_E7_Codes & Standards Forecast | Commercial | Miscellaneous | Existing | Water Heating | Natural Gas | Water Heater | E7 |  | Codes & Standards Forecast | 0 | 0 | 0 | 0 | 0 | 0 | 0 | 0 | 0 | 0 | 0 | 0 | 0 | 0 | 0 | 0 | 0 | 0 | 0 | 0 | 0 | 0 | 0 | 0 | 0 | 0 | 0 | 0 | 0 | 0 | 0
Commercial_Miscellaneous_Existing_Water Heating_Natural Gas_Water Heater_E8_Codes & Standards Forecast | Commercial | Miscellaneous | Existing | Water Heating | Natural Gas | Water Heater | E8 |  | Codes & Standards Forecast | 0 | 0 | 0 | 0 | 0 | 0 | 0 | 0 | 0 | 0 | 0 | 0 | 0 | 0 | 0 | 0 | 0 | 0 | 0 | 0 | 0 | 0 | 0 | 0 | 0 | 0 | 0 | 0 | 0 | 0 | 0
Commercial_Miscellaneous_Existing_Water Heating_Natural Gas_Water Heater_E9_Codes & Standards Forecast | Commercial | Miscellaneous | Existing | Water Heating | Natural Gas | Water Heater | E9 |  | Codes & Standards Forecast | 0 | 0 | 0 | 0 | 0 | 0 | 0 | 0 | 0 | 0 | 0 | 0 | 0 | 0 | 0 | 0 | 0 | 0 | 0 | 0 | 0 | 0 | 0 | 0 | 0 | 0 | 0 | 0 | 0 | 0 | 0
Commercial_Miscellaneous_Existing_Water Heating_Natural Gas_Water Heater_E10_Codes & Standards Forecast | Commercial | Miscellaneous | Existing | Water Heating | Natural Gas | Water Heater | E10 |  | Codes & Standards Forecast | 0 | 0 | 0 | 0 | 0 | 0 | 0 | 0 | 0 | 0 | 0 | 0 | 0 | 0 | 0 | 0 | 0 | 0 | 0 | 0 | 0 | 0 | 0 | 0 | 0 | 0 | 0 | 0 | 0 | 0 | 0
Commercial_Miscellaneous_Existing_Food Preparation_Natural Gas_Oven_E1_Codes & Standards Forecast | Commercial | Miscellaneous | Existing | Food Preparation | Natural Gas | Oven | E1 | Standard | Codes & Standards Forecast | 0 | 33714.8018 | 42952.6575 | 49864.7313 | 54960.0002 | 58637.3701 | 61209.4534 | 62921.2116 | 63964.5701 | 64489.8763 | 55245.0031 | 49433.7375 | 46005.1101 | 44192.7859 | 43443.0006 | 43360.0027 | 50614.1964 | 51882.8783 | 52633.498 | 51680.818 | 49874.941 | 47750.9651 | 45629.1187 | 43685.9123 | 42004.1849 | 39642.2103 | 38571.0101 | 38276.9273 | 38230.6653 | 38159.1824 | 37944.4767
Commercial_Miscellaneous_Existing_Food Preparation_Natural Gas_Oven_E2_Codes & Standards Forecast | Commercial | Miscellaneous | Existing | Food Preparation | Natural Gas | Oven | E2 | ENERGY STAR (EF ≥ 44%) Convection Oven utilizing ASTM Std F1496 | Codes & Standards Forecast | 0 | 0 | 0 | 0 | 0 | 0 | 0 | 0 | 0 | 0 | 0 | 0 | 0 | 0 | 0 | 0 | 0 | 0 | 0 | 0 | 0 | 0 | 0 | 0 | 0 | 0 | 0 | 0 | 0 | 0 | 0
Commercial_Miscellaneous_Existing_Food Preparation_Natural Gas_Oven_E3_Codes & Standards Forecast | Commercial | Miscellaneous | Existing | Food Preparation | Natural Gas | Oven | E3 |  | Codes & Standards Forecast | 0 | 0 | 0 | 0 | 0 | 0 | 0 | 0 | 0 | 0 | 0 | 0 | 0 | 0 | 0 | 0 | 0 | 0 | 0 | 0 | 0 | 0 | 0 | 0 | 0 | 0 | 0 | 0 | 0 | 0 | 0
Commercial_Miscellaneous_Existing_Food Preparation_Natural Gas_Oven_E4_Codes & Standards Forecast | Commercial | Miscellaneous | Existing | Food Preparation | Natural Gas | Oven | E4 |  | Codes & Standards Forecast | 0 | 0 | 0 | 0 | 0 | 0 | 0 | 0 | 0 | 0 | 0 | 0 | 0 | 0 | 0 | 0 | 0 | 0 | 0 | 0 | 0 | 0 | 0 | 0 | 0 | 0 | 0 | 0 | 0 | 0 | 0
Commercial_Miscellaneous_Existing_Food Preparation_Natural Gas_Oven_E5_Codes & Standards Forecast | Commercial | Miscellaneous | Existing | Food Preparation | Natural Gas | Oven | E5 |  | Codes & Standards Forecast | 0 | 0 | 0 | 0 | 0 | 0 | 0 | 0 | 0 | 0 | 0 | 0 | 0 | 0 | 0 | 0 | 0 | 0 | 0 | 0 | 0 | 0 | 0 | 0 | 0 | 0 | 0 | 0 | 0 | 0 | 0
Commercial_Miscellaneous_Existing_Food Preparation_Natural Gas_Oven_E6_Codes & Standards Forecast | Commercial | Miscellaneous | Existing | Food Preparation | Natural Gas | Oven | E6 |  | Codes & Standards Forecast | 0 | 0 | 0 | 0 | 0 | 0 | 0 | 0 | 0 | 0 | 0 | 0 | 0 | 0 | 0 | 0 | 0 | 0 | 0 | 0 | 0 | 0 | 0 | 0 | 0 | 0 | 0 | 0 | 0 | 0 | 0
Commercial_Miscellaneous_Existing_Food Preparation_Natural Gas_Oven_E7_Codes & Standards Forecast | Commercial | Miscellaneous | Existing | Food Preparation | Natural Gas | Oven | E7 |  | Codes & Standards Forecast | 0 | 0 | 0 | 0 | 0 | 0 | 0 | 0 | 0 | 0 | 0 | 0 | 0 | 0 | 0 | 0 | 0 | 0 | 0 | 0 | 0 | 0 | 0 | 0 | 0 | 0 | 0 | 0 | 0 | 0 | 0
Commercial_Miscellaneous_Existing_Food Preparation_Natural Gas_Oven_E8_Codes & Standards Forecast | Commercial | Miscellaneous | Existing | Food Preparation | Natural Gas | Oven | E8 |  | Codes & Standards Forecast | 0 | 0 | 0 | 0 | 0 | 0 | 0 | 0 | 0 | 0 | 0 | 0 | 0 | 0 | 0 | 0 | 0 | 0 | 0 | 0 | 0 | 0 | 0 | 0 | 0 | 0 | 0 | 0 | 0 | 0 | 0
Commercial_Miscellaneous_Existing_Food Preparation_Natural Gas_Oven_E9_Codes & Standards Forecast | Commercial | Miscellaneous | Existing | Food Preparation | Natural Gas | Oven | E9 |  | Codes & Standards Forecast | 0 | 0 | 0 | 0 | 0 | 0 | 0 | 0 | 0 | 0 | 0 | 0 | 0 | 0 | 0 | 0 | 0 | 0 | 0 | 0 | 0 | 0 | 0 | 0 | 0 | 0 | 0 | 0 | 0 | 0 | 0
Commercial_Miscellaneous_Existing_Food Preparation_Natural Gas_Oven_E10_Codes & Standards Forecast | Commercial | Miscellaneous | Existing | Food Preparation | Natural Gas | Oven | E10 |  | Codes & Standards Forecast | 0 | 0 | 0 | 0 | 0 | 0 | 0 | 0 | 0 | 0 | 0 | 0 | 0 | 0 | 0 | 0 | 0 | 0 | 0 | 0 | 0 | 0 | 0 | 0 | 0 | 0 | 0 | 0 | 0 | 0 | 0
Commercial_Miscellaneous_Existing_Food Preparation_Natural Gas_Conveyor Oven_E1_Codes & Standards Forecast | Commercial | Miscellaneous | Existing | Food Preparation | Natural Gas | Conveyor Oven | E1 | Standard | Codes & Standards Forecast | 0 | 0 | 0 | 0 | 0 | 1554.873 | 4266.5715 | 7824.8921 | 11988.4515 | 16569.7726 | 20018.1119 | 22581.0616 | 24452.677 | 25785.041 | 26697.3315 | 27282.9301 | 27614.9949 | 21650.156 | 16973.7223 | 13307.3983 | 10433.0003 | 8404.5549 | 7206.798 | 6782.8574 | 7053.203 | 7928.3439 | 9380.3094 | 11093.4016 | 12861.9052 | 14557.2942 | 16104.4737
Commercial_Miscellaneous_Existing_Food Preparation_Natural Gas_Conveyor Oven_E2_Codes & Standards Forecast | Commercial | Miscellaneous | Existing | Food Preparation | Natural Gas | Conveyor Oven | E2 | ENERGY STAR (EF ≥ 44%) Convection Oven utilizing ASTM Std F1496 | Codes & Standards Forecast | 0 | 0 | 0 | 0 | 0 | 0 | 0 | 0 | 0 | 0 | 0 | 0 | 0 | 0 | 0 | 0 | 0 | 0 | 0 | 0 | 0 | 0 | 0 | 0 | 0 | 0 | 0 | 0 | 0 | 0 | 0
Commercial_Miscellaneous_Existing_Food Preparation_Natural Gas_Conveyor Oven_E3_Codes & Standards Forecast | Commercial | Miscellaneous | Existing | Food Preparation | Natural Gas | Conveyor Oven | E3 |  | Codes & Standards Forecast | 0 | 0 | 0 | 0 | 0 | 0 | 0 | 0 | 0 | 0 | 0 | 0 | 0 | 0 | 0 | 0 | 0 | 0 | 0 | 0 | 0 | 0 | 0 | 0 | 0 | 0 | 0 | 0 | 0 | 0 | 0
Commercial_Miscellaneous_Existing_Food Preparation_Natural Gas_Conveyor Oven_E4_Codes & Standards Forecast | Commercial | Miscellaneous | Existing | Food Preparation | Natural Gas | Conveyor Oven | E4 |  | Codes & Standards Forecast | 0 | 0 | 0 | 0 | 0 | 0 | 0 | 0 | 0 | 0 | 0 | 0 | 0 | 0 | 0 | 0 | 0 | 0 | 0 | 0 | 0 | 0 | 0 | 0 | 0 | 0 | 0 | 0 | 0 | 0 | 0
Commercial_Miscellaneous_Existing_Food Preparation_Natural Gas_Conveyor Oven_E5_Codes & Standards Forecast | Commercial | Miscellaneous | Existing | Food Preparation | Natural Gas | Conveyor Oven | E5 |  | Codes & Standards Forecast | 0 | 0 | 0 | 0 | 0 | 0 | 0 | 0 | 0 | 0 | 0 | 0 | 0 | 0 | 0 | 0 | 0 | 0 | 0 | 0 | 0 | 0 | 0 | 0 | 0 | 0 | 0 | 0 | 0 | 0 | 0
Commercial_Miscellaneous_Existing_Food Preparation_Natural Gas_Conveyor Oven_E6_Codes & Standards Forecast | Commercial | Miscellaneous | Existing | Food Preparation | Natural Gas | Conveyor Oven | E6 |  | Codes & Standards Forecast | 0 | 0 | 0 | 0 | 0 | 0 | 0 | 0 | 0 | 0 | 0 | 0 | 0 | 0 | 0 | 0 | 0 | 0 | 0 | 0 | 0 | 0 | 0 | 0 | 0 | 0 | 0 | 0 | 0 | 0 | 0
Commercial_Miscellaneous_Existing_Food Preparation_Natural Gas_Conveyor Oven_E7_Codes & Standards Forecast | Commercial | Miscellaneous | Existing | Food Preparation | Natural Gas | Conveyor Oven | E7 |  | Codes & Standards Forecast | 0 | 0 | 0 | 0 | 0 | 0 | 0 | 0 | 0 | 0 | 0 | 0 | 0 | 0 | 0 | 0 | 0 | 0 | 0 | 0 | 0 | 0 | 0 | 0 | 0 | 0 | 0 | 0 | 0 | 0 | 0
Commercial_Miscellaneous_Existing_Food Preparation_Natural Gas_Conveyor Oven_E8_Codes & Standards Forecast | Commercial | Miscellaneous | Existing | Food Preparation | Natural Gas | Conveyor Oven | E8 |  | Codes & Standards Forecast | 0 | 0 | 0 | 0 | 0 | 0 | 0 | 0 | 0 | 0 | 0 | 0 | 0 | 0 | 0 | 0 | 0 | 0 | 0 | 0 | 0 | 0 | 0 | 0 | 0 | 0 | 0 | 0 | 0 | 0 | 0
Commercial_Miscellaneous_Existing_Food Preparation_Natural Gas_Conveyor Oven_E9_Codes & Standards Forecast | Commercial | Miscellaneous | Existing | Food Preparation | Natural Gas | Conveyor Oven | E9 |  | Codes & Standards Forecast | 0 | 0 | 0 | 0 | 0 | 0 | 0 | 0 | 0 | 0 | 0 | 0 | 0 | 0 | 0 | 0 | 0 | 0 | 0 | 0 | 0 | 0 | 0 | 0 | 0 | 0 | 0 | 0 | 0 | 0 | 0
Commercial_Miscellaneous_Existing_Food Preparation_Natural Gas_Conveyor Oven_E10_Codes & Standards Forecast | Commercial | Miscellaneous | Existing | Food Preparation | Natural Gas | Conveyor Oven | E10 |  | Codes & Standards Forecast | 0 | 0 | 0 | 0 | 0 | 0 | 0 | 0 | 0 | 0 | 0 | 0 | 0 | 0 | 0 | 0 | 0 | 0 | 0 | 0 | 0 | 0 | 0 | 0 | 0 | 0 | 0 | 0 | 0 | 0 | 0
Commercial_Miscellaneous_Existing_Food Preparation_Natural Gas_Double Rack Oven_E1_Codes & Standards Forecast | Commercial | Miscellaneous | Existing | Food Preparation | Natural Gas | Double Rack Oven | E1 | Standard | Codes & Standards Forecast | 0 | 9365.2227 | 12747.1087 | 15601.328 | 17997.7265 | 19997.1112 | 21652.4155 | 23009.7153 | 24109.1132 | 24985.509 | 21765.1545 | 18959.8679 | 18015.9571 | 17604.6526 | 17553.8448 | 17736.249 | 18058.7314 | 20231.0188 | 20944.9434 | 21500.4216 | 21919.2037 | 21594.9809 | 20772.3482 | 19872.4164 | 19010.5588 | 18247.9404 | 16869.8642 | 15876.7881 | 15761.7632 | 15859.9858 | 16072.4016
Commercial_Miscellaneous_Existing_Food Preparation_Natural Gas_Double Rack Oven_E2_Codes & Standards Forecast | Commercial | Miscellaneous | Existing | Food Preparation | Natural Gas | Double Rack Oven | E2 | FTSC Qualified (>50% Cooking Efficiency) | Codes & Standards Forecast | 0 | 0 | 0 | 0 | 0 | 0 | 0 | 0 | 0 | 0 | 0 | 0 | 0 | 0 | 0 | 0 | 0 | 0 | 0 | 0 | 0 | 0 | 0 | 0 | 0 | 0 | 0 | 0 | 0 | 0 | 0
Commercial_Miscellaneous_Existing_Food Preparation_Natural Gas_Double Rack Oven_E3_Codes & Standards Forecast | Commercial | Miscellaneous | Existing | Food Preparation | Natural Gas | Double Rack Oven | E3 |  | Codes & Standards Forecast | 0 | 0 | 0 | 0 | 0 | 0 | 0 | 0 | 0 | 0 | 0 | 0 | 0 | 0 | 0 | 0 | 0 | 0 | 0 | 0 | 0 | 0 | 0 | 0 | 0 | 0 | 0 | 0 | 0 | 0 | 0
Commercial_Miscellaneous_Existing_Food Preparation_Natural Gas_Double Rack Oven_E4_Codes & Standards Forecast | Commercial | Miscellaneous | Existing | Food Preparation | Natural Gas | Double Rack Oven | E4 |  | Codes & Standards Forecast | 0 | 0 | 0 | 0 | 0 | 0 | 0 | 0 | 0 | 0 | 0 | 0 | 0 | 0 | 0 | 0 | 0 | 0 | 0 | 0 | 0 | 0 | 0 | 0 | 0 | 0 | 0 | 0 | 0 | 0 | 0
Commercial_Miscellaneous_Existing_Food Preparation_Natural Gas_Double Rack Oven_E5_Codes & Standards Forecast | Commercial | Miscellaneous | Existing | Food Preparation | Natural Gas | Double Rack Oven | E5 |  | Codes & Standards Forecast | 0 | 0 | 0 | 0 | 0 | 0 | 0 | 0 | 0 | 0 | 0 | 0 | 0 | 0 | 0 | 0 | 0 | 0 | 0 | 0 | 0 | 0 | 0 | 0 | 0 | 0 | 0 | 0 | 0 | 0 | 0
Commercial_Miscellaneous_Existing_Food Preparation_Natural Gas_Double Rack Oven_E6_Codes & Standards Forecast | Commercial | Miscellaneous | Existing | Food Preparation | Natural Gas | Double Rack Oven | E6 |  | Codes & Standards Forecast | 0 | 0 | 0 | 0 | 0 | 0 | 0 | 0 | 0 | 0 | 0 | 0 | 0 | 0 | 0 | 0 | 0 | 0 | 0 | 0 | 0 | 0 | 0 | 0 | 0 | 0 | 0 | 0 | 0 | 0 | 0
Commercial_Miscellaneous_Existing_Food Preparation_Natural Gas_Double Rack Oven_E7_Codes & Standards Forecast | Commercial | Miscellaneous | Existing | Food Preparation | Natural Gas | Double Rack Oven | E7 |  | Codes & Standards Forecast | 0 | 0 | 0 | 0 | 0 | 0 | 0 | 0 | 0 | 0 | 0 | 0 | 0 | 0 | 0 | 0 | 0 | 0 | 0 | 0 | 0 | 0 | 0 | 0 | 0 | 0 | 0 | 0 | 0 | 0 | 0
Commercial_Miscellaneous_Existing_Food Preparation_Natural Gas_Double Rack Oven_E8_Codes & Standards Forecast | Commercial | Miscellaneous | Existing | Food Preparation | Natural Gas | Double Rack Oven | E8 |  | Codes & Standards Forecast | 0 | 0 | 0 | 0 | 0 | 0 | 0 | 0 | 0 | 0 | 0 | 0 | 0 | 0 | 0 | 0 | 0 | 0 | 0 | 0 | 0 | 0 | 0 | 0 | 0 | 0 | 0 | 0 | 0 | 0 | 0
Commercial_Miscellaneous_Existing_Food Preparation_Natural Gas_Double Rack Oven_E9_Codes & Standards Forecast | Commercial | Miscellaneous | Existing | Food Preparation | Natural Gas | Double Rack Oven | E9 |  | Codes & Standards Forecast | 0 | 0 | 0 | 0 | 0 | 0 | 0 | 0 | 0 | 0 | 0 | 0 | 0 | 0 | 0 | 0 | 0 | 0 | 0 | 0 | 0 | 0 | 0 | 0 | 0 | 0 | 0 | 0 | 0 | 0 | 0
Commercial_Miscellaneous_Existing_Food Preparation_Natural Gas_Double Rack Oven_E10_Codes & Standards Forecast | Commercial | Miscellaneous | Existing | Food Preparation | Natural Gas | Double Rack Oven | E10 |  | Codes & Standards Forecast | 0 | 0 | 0 | 0 | 0 | 0 | 0 | 0 | 0 | 0 | 0 | 0 | 0 | 0 | 0 | 0 | 0 | 0 | 0 | 0 | 0 | 0 | 0 | 0 | 0 | 0 | 0 | 0 | 0 | 0 | 0
Commercial_Miscellaneous_Existing_Food Preparation_Natural Gas_Fryer_E1_Codes & Standards Forecast | Commercial | Miscellaneous | Existing | Food Preparation | Natural Gas | Fryer | E1 | Standard | Codes & Standards Forecast | 0 | 41503.6983 | 45110.747 | 0 | 0 | 0 | 0 | 0 | 0 | 0 | 0 | 0 | 0 | 0 | 0 | 0 | 0 | 0 | 0 | 0 | 0 | 0 | 0 | 0 | 0 | 0 | 0 | 0 | 0 | 0 | 0
Commercial_Miscellaneous_Existing_Food Preparation_Natural Gas_Fryer_E2_Codes & Standards Forecast | Commercial | Miscellaneous | Existing | Food Preparation | Natural Gas | Fryer | E2 | ENERGY STAR | Codes & Standards Forecast | 0 | 0 | 0 | 48161.6049 | 50720.2014 | 52843.4265 | 54581.9003 | 55980.6581 | 57079.7613 | 64976.8029 | 71729.8707 | 77469.4112 | 75664.8651 | 73924.2454 | 80610.1586 | 78072.1087 | 75685.8212 | 74638.8539 | 74503.9711 | 74962.2296 | 74646.8749 | 73775.9844 | 75362.7292 | 75759.6453 | 75294.8572 | 73082.8071 | 71178.1572 | 71318.2454 | 69420.3824 | 67696.3989 | 66778.7346
Commercial_Miscellaneous_Existing_Food Preparation_Natural Gas_Fryer_E3_Codes & Standards Forecast | Commercial | Miscellaneous | Existing | Food Preparation | Natural Gas | Fryer | E3 |  | Codes & Standards Forecast | 0 | 0 | 0 | 0 | 0 | 0 | 0 | 0 | 0 | 0 | 0 | 0 | 0 | 0 | 0 | 0 | 0 | 0 | 0 | 0 | 0 | 0 | 0 | 0 | 0 | 0 | 0 | 0 | 0 | 0 | 0
Commercial_Miscellaneous_Existing_Food Preparation_Natural Gas_Fryer_E4_Codes & Standards Forecast | Commercial | Miscellaneous | Existing | Food Preparation | Natural Gas | Fryer | E4 |  | Codes & Standards Forecast | 0 | 0 | 0 | 0 | 0 | 0 | 0 | 0 | 0 | 0 | 0 | 0 | 0 | 0 | 0 | 0 | 0 | 0 | 0 | 0 | 0 | 0 | 0 | 0 | 0 | 0 | 0 | 0 | 0 | 0 | 0
Commercial_Miscellaneous_Existing_Food Preparation_Natural Gas_Fryer_E5_Codes & Standards Forecast | Commercial | Miscellaneous | Existing | Food Preparation | Natural Gas | Fryer | E5 |  | Codes & Standards Forecast | 0 | 0 | 0 | 0 | 0 | 0 | 0 | 0 | 0 | 0 | 0 | 0 | 0 | 0 | 0 | 0 | 0 | 0 | 0 | 0 | 0 | 0 | 0 | 0 | 0 | 0 | 0 | 0 | 0 | 0 | 0
Commercial_Miscellaneous_Existing_Food Preparation_Natural Gas_Fryer_E6_Codes & Standards Forecast | Commercial | Miscellaneous | Existing | Food Preparation | Natural Gas | Fryer | E6 |  | Codes & Standards Forecast | 0 | 0 | 0 | 0 | 0 | 0 | 0 | 0 | 0 | 0 | 0 | 0 | 0 | 0 | 0 | 0 | 0 | 0 | 0 | 0 | 0 | 0 | 0 | 0 | 0 | 0 | 0 | 0 | 0 | 0 | 0
Commercial_Miscellaneous_Existing_Food Preparation_Natural Gas_Fryer_E7_Codes & Standards Forecast | Commercial | Miscellaneous | Existing | Food Preparation | Natural Gas | Fryer | E7 |  | Codes & Standards Forecast | 0 | 0 | 0 | 0 | 0 | 0 | 0 | 0 | 0 | 0 | 0 | 0 | 0 | 0 | 0 | 0 | 0 | 0 | 0 | 0 | 0 | 0 | 0 | 0 | 0 | 0 | 0 | 0 | 0 | 0 | 0
Commercial_Miscellaneous_Existing_Food Preparation_Natural Gas_Fryer_E8_Codes & Standards Forecast | Commercial | Miscellaneous | Existing | Food Preparation | Natural Gas | Fryer | E8 |  | Codes & Standards Forecast | 0 | 0 | 0 | 0 | 0 | 0 | 0 | 0 | 0 | 0 | 0 | 0 | 0 | 0 | 0 | 0 | 0 | 0 | 0 | 0 | 0 | 0 | 0 | 0 | 0 | 0 | 0 | 0 | 0 | 0 | 0
Commercial_Miscellaneous_Existing_Food Preparation_Natural Gas_Fryer_E9_Codes & Standards Forecast | Commercial | Miscellaneous | Existing | Food Preparation | Natural Gas | Fryer | E9 |  | Codes & Standards Forecast | 0 | 0 | 0 | 0 | 0 | 0 | 0 | 0 | 0 | 0 | 0 | 0 | 0 | 0 | 0 | 0 | 0 | 0 | 0 | 0 | 0 | 0 | 0 | 0 | 0 | 0 | 0 | 0 | 0 | 0 | 0
Commercial_Miscellaneous_Existing_Food Preparation_Natural Gas_Fryer_E10_Codes & Standards Forecast | Commercial | Miscellaneous | Existing | Food Preparation | Natural Gas | Fryer | E10 |  | Codes & Standards Forecast | 0 | 0 | 0 | 0 | 0 | 0 | 0 | 0 | 0 | 0 | 0 | 0 | 0 | 0 | 0 | 0 | 0 | 0 | 0 | 0 | 0 | 0 | 0 | 0 | 0 | 0 | 0 | 0 | 0 | 0 | 0
Commercial_Miscellaneous_Existing_Food Preparation_Natural Gas_Broiler_E1_Codes & Standards Forecast | Commercial | Miscellaneous | Existing | Food Preparation | Natural Gas | Broiler | E1 | Standard | Codes & Standards Forecast | 0 | 35821.8319 | 39981.1446 | 43428.8411 | 46260.1514 | 48557.9612 | 50394.4042 | 51832.2497 | 52926.1103 | 53723.4953 | 46799.1337 | 40767.2453 | 41249.5331 | 41836.0247 | 42449.2443 | 43036.0981 | 43561.6105 | 50800.9494 | 50605.5727 | 50308.3319 | 49924.897 | 48273.1206 | 45801.1144 | 43756.4684 | 42087.2541 | 40737.2986 | 38234.6935 | 36433.5528 | 37336.1465 | 37983.7686 | 38407.3613
Commercial_Miscellaneous_Existing_Food Preparation_Natural Gas_Broiler_E2_Codes & Standards Forecast | Commercial | Miscellaneous | Existing | Food Preparation | Natural Gas | Broiler | E2 | Infrared Burners | Codes & Standards Forecast | 0 | 0 | 0 | 0 | 0 | 0 | 0 | 0 | 0 | 0 | 0 | 0 | 0 | 0 | 0 | 0 | 0 | 0 | 0 | 0 | 0 | 0 | 0 | 0 | 0 | 0 | 0 | 0 | 0 | 0 | 0
Commercial_Miscellaneous_Existing_Food Preparation_Natural Gas_Broiler_E3_Codes & Standards Forecast | Commercial | Miscellaneous | Existing | Food Preparation | Natural Gas | Broiler | E3 |  | Codes & Standards Forecast | 0 | 0 | 0 | 0 | 0 | 0 | 0 | 0 | 0 | 0 | 0 | 0 | 0 | 0 | 0 | 0 | 0 | 0 | 0 | 0 | 0 | 0 | 0 | 0 | 0 | 0 | 0 | 0 | 0 | 0 | 0
Commercial_Miscellaneous_Existing_Food Preparation_Natural Gas_Broiler_E4_Codes & Standards Forecast | Commercial | Miscellaneous | Existing | Food Preparation | Natural Gas | Broiler | E4 |  | Codes & Standards Forecast | 0 | 0 | 0 | 0 | 0 | 0 | 0 | 0 | 0 | 0 | 0 | 0 | 0 | 0 | 0 | 0 | 0 | 0 | 0 | 0 | 0 | 0 | 0 | 0 | 0 | 0 | 0 | 0 | 0 | 0 | 0
Commercial_Miscellaneous_Existing_Food Preparation_Natural Gas_Broiler_E5_Codes & Standards Forecast | Commercial | Miscellaneous | Existing | Food Preparation | Natural Gas | Broiler | E5 |  | Codes & Standards Forecast | 0 | 0 | 0 | 0 | 0 | 0 | 0 | 0 | 0 | 0 | 0 | 0 | 0 | 0 | 0 | 0 | 0 | 0 | 0 | 0 | 0 | 0 | 0 | 0 | 0 | 0 | 0 | 0 | 0 | 0 | 0
Commercial_Miscellaneous_Existing_Food Preparation_Natural Gas_Broiler_E6_Codes & Standards Forecast | Commercial | Miscellaneous | Existing | Food Preparation | Natural Gas | Broiler | E6 |  | Codes & Standards Forecast | 0 | 0 | 0 | 0 | 0 | 0 | 0 | 0 | 0 | 0 | 0 | 0 | 0 | 0 | 0 | 0 | 0 | 0 | 0 | 0 | 0 | 0 | 0 | 0 | 0 | 0 | 0 | 0 | 0 | 0 | 0
Commercial_Miscellaneous_Existing_Food Preparation_Natural Gas_Broiler_E7_Codes & Standards Forecast | Commercial | Miscellaneous | Existing | Food Preparation | Natural Gas | Broiler | E7 |  | Codes & Standards Forecast | 0 | 0 | 0 | 0 | 0 | 0 | 0 | 0 | 0 | 0 | 0 | 0 | 0 | 0 | 0 | 0 | 0 | 0 | 0 | 0 | 0 | 0 | 0 | 0 | 0 | 0 | 0 | 0 | 0 | 0 | 0
Commercial_Miscellaneous_Existing_Food Preparation_Natural Gas_Broiler_E8_Codes & Standards Forecast | Commercial | Miscellaneous | Existing | Food Preparation | Natural Gas | Broiler | E8 |  | Codes & Standards Forecast | 0 | 0 | 0 | 0 | 0 | 0 | 0 | 0 | 0 | 0 | 0 | 0 | 0 | 0 | 0 | 0 | 0 | 0 | 0 | 0 | 0 | 0 | 0 | 0 | 0 | 0 | 0 | 0 | 0 | 0 | 0
Commercial_Miscellaneous_Existing_Food Preparation_Natural Gas_Broiler_E9_Codes & Standards Forecast | Commercial | Miscellaneous | Existing | Food Preparation | Natural Gas | Broiler | E9 |  | Codes & Standards Forecast | 0 | 0 | 0 | 0 | 0 | 0 | 0 | 0 | 0 | 0 | 0 | 0 | 0 | 0 | 0 | 0 | 0 | 0 | 0 | 0 | 0 | 0 | 0 | 0 | 0 | 0 | 0 | 0 | 0 | 0 | 0
Commercial_Miscellaneous_Existing_Food Preparation_Natural Gas_Broiler_E10_Codes & Standards Forecast | Commercial | Miscellaneous | Existing | Food Preparation | Natural Gas | Broiler | E10 |  | Codes & Standards Forecast | 0 | 0 | 0 | 0 | 0 | 0 | 0 | 0 | 0 | 0 | 0 | 0 | 0 | 0 | 0 | 0 | 0 | 0 | 0 | 0 | 0 | 0 | 0 | 0 | 0 | 0 | 0 | 0 | 0 | 0 | 0
Commercial_Miscellaneous_Existing_Food Preparation_Natural Gas_Griddle_E1_Codes & Standards Forecast | Commercial | Miscellaneous | Existing | Food Preparation | Natural Gas | Griddle | E1 | Standard | Codes & Standards Forecast | 0 | 44854.4033 | 50062.4979 | 54379.5404 | 57924.7732 | 60801.9819 | 63101.489 | 64901.891 | 66271.5716 | 67270.0193 | 58599.6613 | 51046.816 | 51650.714 | 52385.0909 | 53152.9356 | 53887.7662 | 54545.788 | 63610.5456 | 63365.9042 | 62993.7133 | 62513.5943 | 60445.318 | 57349.9888 | 54789.7797 | 52699.6686 | 51009.3182 | 47875.6744 | 45620.3713 | 46750.5564 | 47561.4781 | 48091.8809
Commercial_Miscellaneous_Existing_Food Preparation_Natural Gas_Griddle_E2_Codes & Standards Forecast | Commercial | Miscellaneous | Existing | Food Preparation | Natural Gas | Griddle | E2 | ENERGY STAR | Codes & Standards Forecast | 0 | 0 | 0 | 0 | 0 | 0 | 0 | 0 | 0 | 0 | 0 | 0 | 0 | 0 | 0 | 0 | 0 | 0 | 0 | 0 | 0 | 0 | 0 | 0 | 0 | 0 | 0 | 0 | 0 | 0 | 0
Commercial_Miscellaneous_Existing_Food Preparation_Natural Gas_Griddle_E3_Codes & Standards Forecast | Commercial | Miscellaneous | Existing | Food Preparation | Natural Gas | Griddle | E3 |  | Codes & Standards Forecast | 0 | 0 | 0 | 0 | 0 | 0 | 0 | 0 | 0 | 0 | 0 | 0 | 0 | 0 | 0 | 0 | 0 | 0 | 0 | 0 | 0 | 0 | 0 | 0 | 0 | 0 | 0 | 0 | 0 | 0 | 0
Commercial_Miscellaneous_Existing_Food Preparation_Natural Gas_Griddle_E4_Codes & Standards Forecast | Commercial | Miscellaneous | Existing | Food Preparation | Natural Gas | Griddle | E4 |  | Codes & Standards Forecast | 0 | 0 | 0 | 0 | 0 | 0 | 0 | 0 | 0 | 0 | 0 | 0 | 0 | 0 | 0 | 0 | 0 | 0 | 0 | 0 | 0 | 0 | 0 | 0 | 0 | 0 | 0 | 0 | 0 | 0 | 0
Commercial_Miscellaneous_Existing_Food Preparation_Natural Gas_Griddle_E5_Codes & Standards Forecast | Commercial | Miscellaneous | Existing | Food Preparation | Natural Gas | Griddle | E5 |  | Codes & Standards Forecast | 0 | 0 | 0 | 0 | 0 | 0 | 0 | 0 | 0 | 0 | 0 | 0 | 0 | 0 | 0 | 0 | 0 | 0 | 0 | 0 | 0 | 0 | 0 | 0 | 0 | 0 | 0 | 0 | 0 | 0 | 0
Commercial_Miscellaneous_Existing_Food Preparation_Natural Gas_Griddle_E6_Codes & Standards Forecast | Commercial | Miscellaneous | Existing | Food Preparation | Natural Gas | Griddle | E6 |  | Codes & Standards Forecast | 0 | 0 | 0 | 0 | 0 | 0 | 0 | 0 | 0 | 0 | 0 | 0 | 0 | 0 | 0 | 0 | 0 | 0 | 0 | 0 | 0 | 0 | 0 | 0 | 0 | 0 | 0 | 0 | 0 | 0 | 0
Commercial_Miscellaneous_Existing_Food Preparation_Natural Gas_Griddle_E7_Codes & Standards Forecast | Commercial | Miscellaneous | Existing | Food Preparation | Natural Gas | Griddle | E7 |  | Codes & Standards Forecast | 0 | 0 | 0 | 0 | 0 | 0 | 0 | 0 | 0 | 0 | 0 | 0 | 0 | 0 | 0 | 0 | 0 | 0 | 0 | 0 | 0 | 0 | 0 | 0 | 0 | 0 | 0 | 0 | 0 | 0 | 0
Commercial_Miscellaneous_Existing_Food Preparation_Natural Gas_Griddle_E8_Codes & Standards Forecast | Commercial | Miscellaneous | Existing | Food Preparation | Natural Gas | Griddle | E8 |  | Codes & Standards Forecast | 0 | 0 | 0 | 0 | 0 | 0 | 0 | 0 | 0 | 0 | 0 | 0 | 0 | 0 | 0 | 0 | 0 | 0 | 0 | 0 | 0 | 0 | 0 | 0 | 0 | 0 | 0 | 0 | 0 | 0 | 0
Commercial_Miscellaneous_Existing_Food Preparation_Natural Gas_Griddle_E9_Codes & Standards Forecast | Commercial | Miscellaneous | Existing | Food Preparation | Natural Gas | Griddle | E9 |  | Codes & Standards Forecast | 0 | 0 | 0 | 0 | 0 | 0 | 0 | 0 | 0 | 0 | 0 | 0 | 0 | 0 | 0 | 0 | 0 | 0 | 0 | 0 | 0 | 0 | 0 | 0 | 0 | 0 | 0 | 0 | 0 | 0 | 0
Commercial_Miscellaneous_Existing_Food Preparation_Natural Gas_Griddle_E10_Codes & Standards Forecast | Commercial | Miscellaneous | Existing | Food Preparation | Natural Gas | Griddle | E10 |  | Codes & Standards Forecast | 0 | 0 | 0 | 0 | 0 | 0 | 0 | 0 | 0 | 0 | 0 | 0 | 0 | 0 | 0 | 0 | 0 | 0 | 0 | 0 | 0 | 0 | 0 | 0 | 0 | 0 | 0 | 0 | 0 | 0 | 0
Commercial_Miscellaneous_Existing_Food Preparation_Natural Gas_Range_E1_Codes & Standards Forecast | Commercial | Miscellaneous | Existing | Food Preparation | Natural Gas | Range | E1 | Standard | Codes & Standards Forecast | 0 | 183601.951 | 233908.8856 | 271550.2231 | 299297.7187 | 319323.7083 | 333330.5982 | 342652.3837 | 348334.2396 | 351194.9193 | 305952.3598 | 278870.8521 | 263915.6262 | 256817.6116 | 254592.0929 | 291455.8285 | 296302.7336 | 298746.68 | 299333.8272 | 290834.1298 | 278544.5159 | 265545.4242 | 253488.2639 | 243129.4372 | 231663.0254 | 226890.7595 | 225845.5253 | 226617.1682 | 226739.3931 | 232499.7152 | 228668.5412
Commercial_Miscellaneous_Existing_Food Preparation_Natural Gas_Range_E2_Codes & Standards Forecast | Commercial | Miscellaneous | Existing | Food Preparation | Natural Gas | Range | E2 | High Efficiency | Codes & Standards Forecast | 0 | 0 | 0 | 0 | 0 | 0 | 0 | 0 | 0 | 0 | 0 | 0 | 0 | 0 | 0 | 0 | 0 | 0 | 0 | 0 | 0 | 0 | 0 | 0 | 0 | 0 | 0 | 0 | 0 | 0 | 0
Commercial_Miscellaneous_Existing_Food Preparation_Natural Gas_Range_E3_Codes & Standards Forecast | Commercial | Miscellaneous | Existing | Food Preparation | Natural Gas | Range | E3 |  | Codes & Standards Forecast | 0 | 0 | 0 | 0 | 0 | 0 | 0 | 0 | 0 | 0 | 0 | 0 | 0 | 0 | 0 | 0 | 0 | 0 | 0 | 0 | 0 | 0 | 0 | 0 | 0 | 0 | 0 | 0 | 0 | 0 | 0
Commercial_Miscellaneous_Existing_Food Preparation_Natural Gas_Range_E4_Codes & Standards Forecast | Commercial | Miscellaneous | Existing | Food Preparation | Natural Gas | Range | E4 |  | Codes & Standards Forecast | 0 | 0 | 0 | 0 | 0 | 0 | 0 | 0 | 0 | 0 | 0 | 0 | 0 | 0 | 0 | 0 | 0 | 0 | 0 | 0 | 0 | 0 | 0 | 0 | 0 | 0 | 0 | 0 | 0 | 0 | 0
Commercial_Miscellaneous_Existing_Food Preparation_Natural Gas_Range_E5_Codes & Standards Forecast | Commercial | Miscellaneous | Existing | Food Preparation | Natural Gas | Range | E5 |  | Codes & Standards Forecast | 0 | 0 | 0 | 0 | 0 | 0 | 0 | 0 | 0 | 0 | 0 | 0 | 0 | 0 | 0 | 0 | 0 | 0 | 0 | 0 | 0 | 0 | 0 | 0 | 0 | 0 | 0 | 0 | 0 | 0 | 0
Commercial_Miscellaneous_Existing_Food Preparation_Natural Gas_Range_E6_Codes & Standards Forecast | Commercial | Miscellaneous | Existing | Food Preparation | Natural Gas | Range | E6 |  | Codes & Standards Forecast | 0 | 0 | 0 | 0 | 0 | 0 | 0 | 0 | 0 | 0 | 0 | 0 | 0 | 0 | 0 | 0 | 0 | 0 | 0 | 0 | 0 | 0 | 0 | 0 | 0 | 0 | 0 | 0 | 0 | 0 | 0
Commercial_Miscellaneous_Existing_Food Preparation_Natural Gas_Range_E7_Codes & Standards Forecast | Commercial | Miscellaneous | Existing | Food Preparation | Natural Gas | Range | E7 |  | Codes & Standards Forecast | 0 | 0 | 0 | 0 | 0 | 0 | 0 | 0 | 0 | 0 | 0 | 0 | 0 | 0 | 0 | 0 | 0 | 0 | 0 | 0 | 0 | 0 | 0 | 0 | 0 | 0 | 0 | 0 | 0 | 0 | 0
Commercial_Miscellaneous_Existing_Food Preparation_Natural Gas_Range_E8_Codes & Standards Forecast | Commercial | Miscellaneous | Existing | Food Preparation | Natural Gas | Range | E8 |  | Codes & Standards Forecast | 0 | 0 | 0 | 0 | 0 | 0 | 0 | 0 | 0 | 0 | 0 | 0 | 0 | 0 | 0 | 0 | 0 | 0 | 0 | 0 | 0 | 0 | 0 | 0 | 0 | 0 | 0 | 0 | 0 | 0 | 0
Commercial_Miscellaneous_Existing_Food Preparation_Natural Gas_Range_E9_Codes & Standards Forecast | Commercial | Miscellaneous | Existing | Food Preparation | Natural Gas | Range | E9 |  | Codes & Standards Forecast | 0 | 0 | 0 | 0 | 0 | 0 | 0 | 0 | 0 | 0 | 0 | 0 | 0 | 0 | 0 | 0 | 0 | 0 | 0 | 0 | 0 | 0 | 0 | 0 | 0 | 0 | 0 | 0 | 0 | 0 | 0
Commercial_Miscellaneous_Existing_Food Preparation_Natural Gas_Range_E10_Codes & Standards Forecast | Commercial | Miscellaneous | Existing | Food Preparation | Natural Gas | Range | E10 |  | Codes & Standards Forecast | 0 | 0 | 0 | 0 | 0 | 0 | 0 | 0 | 0 | 0 | 0 | 0 | 0 | 0 | 0 | 0 | 0 | 0 | 0 | 0 | 0 | 0 | 0 | 0 | 0 | 0 | 0 | 0 | 0 | 0 | 0
Commercial_Miscellaneous_Existing_Food Preparation_Natural Gas_Steamer_E1_Codes & Standards Forecast | Commercial | Miscellaneous | Existing | Food Preparation | Natural Gas | Steamer | E1 | Standard | Codes & Standards Forecast | 0 | 12784.04 | 14268.4091 | 0 | 0 | 0 | 0 | 0 | 0 | 0 | 0 | 0 | 0 | 0 | 0 | 0 | 0 | 0 | 0 | 0 | 0 | 0 | 0 | 0 | 0 | 0 | 0 | 0 | 0 | 0 | 0
Commercial_Miscellaneous_Existing_Food Preparation_Natural Gas_Steamer_E2_Codes & Standards Forecast | Commercial | Miscellaneous | Existing | Food Preparation | Natural Gas | Steamer | E2 | ENERGY STAR | Codes & Standards Forecast | 0 | 0 | 0 | 15498.8177 | 16509.2514 | 17329.2902 | 17984.6772 | 18497.8132 | 18888.1885 | 19172.758 | 17885.8986 | 16902.4111 | 16159.6675 | 15606.2605 | 15200.1488 | 14907.0945 | 14699.348 | 14554.5414 | 14454.761 | 16985.2341 | 16734.325 | 16398.9397 | 16013.6939 | 15604.0496 | 15188.3205 | 14779.284 | 14385.4712 | 14012.1951 | 13586.2813 | 13251.4508 | 12976.0307
Commercial_Miscellaneous_Existing_Food Preparation_Natural Gas_Steamer_E3_Codes & Standards Forecast | Commercial | Miscellaneous | Existing | Food Preparation | Natural Gas | Steamer | E3 |  | Codes & Standards Forecast | 0 | 0 | 0 | 0 | 0 | 0 | 0 | 0 | 0 | 0 | 0 | 0 | 0 | 0 | 0 | 0 | 0 | 0 | 0 | 0 | 0 | 0 | 0 | 0 | 0 | 0 | 0 | 0 | 0 | 0 | 0
Commercial_Miscellaneous_Existing_Food Preparation_Natural Gas_Steamer_E4_Codes & Standards Forecast | Commercial | Miscellaneous | Existing | Food Preparation | Natural Gas | Steamer | E4 |  | Codes & Standards Forecast | 0 | 0 | 0 | 0 | 0 | 0 | 0 | 0 | 0 | 0 | 0 | 0 | 0 | 0 | 0 | 0 | 0 | 0 | 0 | 0 | 0 | 0 | 0 | 0 | 0 | 0 | 0 | 0 | 0 | 0 | 0
Commercial_Miscellaneous_Existing_Food Preparation_Natural Gas_Steamer_E5_Codes & Standards Forecast | Commercial | Miscellaneous | Existing | Food Preparation | Natural Gas | Steamer | E5 |  | Codes & Standards Forecast | 0 | 0 | 0 | 0 | 0 | 0 | 0 | 0 | 0 | 0 | 0 | 0 | 0 | 0 | 0 | 0 | 0 | 0 | 0 | 0 | 0 | 0 | 0 | 0 | 0 | 0 | 0 | 0 | 0 | 0 | 0
Commercial_Miscellaneous_Existing_Food Preparation_Natural Gas_Steamer_E6_Codes & Standards Forecast | Commercial | Miscellaneous | Existing | Food Preparation | Natural Gas | Steamer | E6 |  | Codes & Standards Forecast | 0 | 0 | 0 | 0 | 0 | 0 | 0 | 0 | 0 | 0 | 0 | 0 | 0 | 0 | 0 | 0 | 0 | 0 | 0 | 0 | 0 | 0 | 0 | 0 | 0 | 0 | 0 | 0 | 0 | 0 | 0
Commercial_Miscellaneous_Existing_Food Preparation_Natural Gas_Steamer_E7_Codes & Standards Forecast | Commercial | Miscellaneous | Existing | Food Preparation | Natural Gas | Steamer | E7 |  | Codes & Standards Forecast | 0 | 0 | 0 | 0 | 0 | 0 | 0 | 0 | 0 | 0 | 0 | 0 | 0 | 0 | 0 | 0 | 0 | 0 | 0 | 0 | 0 | 0 | 0 | 0 | 0 | 0 | 0 | 0 | 0 | 0 | 0
Commercial_Miscellaneous_Existing_Food Preparation_Natural Gas_Steamer_E8_Codes & Standards Forecast | Commercial | Miscellaneous | Existing | Food Preparation | Natural Gas | Steamer | E8 |  | Codes & Standards Forecast | 0 | 0 | 0 | 0 | 0 | 0 | 0 | 0 | 0 | 0 | 0 | 0 | 0 | 0 | 0 | 0 | 0 | 0 | 0 | 0 | 0 | 0 | 0 | 0 | 0 | 0 | 0 | 0 | 0 | 0 | 0
Commercial_Miscellaneous_Existing_Food Preparation_Natural Gas_Steamer_E9_Codes & Standards Forecast | Commercial | Miscellaneous | Existing | Food Preparation | Natural Gas | Steamer | E9 |  | Codes & Standards Forecast | 0 | 0 | 0 | 0 | 0 | 0 | 0 | 0 | 0 | 0 | 0 | 0 | 0 | 0 | 0 | 0 | 0 | 0 | 0 | 0 | 0 | 0 | 0 | 0 | 0 | 0 | 0 | 0 | 0 | 0 | 0
Commercial_Miscellaneous_Existing_Food Preparation_Natural Gas_Steamer_E10_Codes & Standards Forecast | Commercial | Miscellaneous | Existing | Food Preparation | Natural Gas | Steamer | E10 |  | Codes & Standards Forecast | 0 | 0 | 0 | 0 | 0 | 0 | 0 | 0 | 0 | 0 | 0 | 0 | 0 | 0 | 0 | 0 | 0 | 0 | 0 | 0 | 0 | 0 | 0 | 0 | 0 | 0 | 0 | 0 | 0 | 0 | 0
Commercial_Miscellaneous_Existing_Food Preparation_Natural Gas_Food Prep Other_E1_Codes & Standards Forecast | Commercial | Miscellaneous | Existing | Food Preparation | Natural Gas | Food Prep Other | E1 | Standard | Codes & Standards Forecast | 0 | 13806.7632 | 17589.8164 | 20420.4237 | 22507.0198 | 24012.9629 | 25066.2731 | 25767.2661 | 26194.5385 | 26409.66 | 23007.445 | 20970.9309 | 19846.3064 | 19312.5397 | 19145.1819 | 21917.314 | 22281.7986 | 22465.582 | 22509.7351 | 21870.5627 | 20946.3906 | 19968.8662 | 19062.1746 | 18283.1967 | 17420.929 | 17062.0572 | 16983.4562 | 17041.4833 | 17050.6746 | 17483.8476 | 17195.7454
Commercial_Miscellaneous_Existing_Food Preparation_Natural Gas_Food Prep Other_E2_Codes & Standards Forecast | Commercial | Miscellaneous | Existing | Food Preparation | Natural Gas | Food Prep Other | E2 | ENERGY STAR | Codes & Standards Forecast | 0 | 0 | 0 | 0 | 0 | 0 | 0 | 0 | 0 | 0 | 0 | 0 | 0 | 0 | 0 | 0 | 0 | 0 | 0 | 0 | 0 | 0 | 0 | 0 | 0 | 0 | 0 | 0 | 0 | 0 | 0
Commercial_Miscellaneous_Existing_Food Preparation_Natural Gas_Food Prep Other_E3_Codes & Standards Forecast | Commercial | Miscellaneous | Existing | Food Preparation | Natural Gas | Food Prep Other | E3 |  | Codes & Standards Forecast | 0 | 0 | 0 | 0 | 0 | 0 | 0 | 0 | 0 | 0 | 0 | 0 | 0 | 0 | 0 | 0 | 0 | 0 | 0 | 0 | 0 | 0 | 0 | 0 | 0 | 0 | 0 | 0 | 0 | 0 | 0
Commercial_Miscellaneous_Existing_Food Preparation_Natural Gas_Food Prep Other_E4_Codes & Standards Forecast | Commercial | Miscellaneous | Existing | Food Preparation | Natural Gas | Food Prep Other | E4 |  | Codes & Standards Forecast | 0 | 0 | 0 | 0 | 0 | 0 | 0 | 0 | 0 | 0 | 0 | 0 | 0 | 0 | 0 | 0 | 0 | 0 | 0 | 0 | 0 | 0 | 0 | 0 | 0 | 0 | 0 | 0 | 0 | 0 | 0
Commercial_Miscellaneous_Existing_Food Preparation_Natural Gas_Food Prep Other_E5_Codes & Standards Forecast | Commercial | Miscellaneous | Existing | Food Preparation | Natural Gas | Food Prep Other | E5 |  | Codes & Standards Forecast | 0 | 0 | 0 | 0 | 0 | 0 | 0 | 0 | 0 | 0 | 0 | 0 | 0 | 0 | 0 | 0 | 0 | 0 | 0 | 0 | 0 | 0 | 0 | 0 | 0 | 0 | 0 | 0 | 0 | 0 | 0
Commercial_Miscellaneous_Existing_Food Preparation_Natural Gas_Food Prep Other_E6_Codes & Standards Forecast | Commercial | Miscellaneous | Existing | Food Preparation | Natural Gas | Food Prep Other | E6 |  | Codes & Standards Forecast | 0 | 0 | 0 | 0 | 0 | 0 | 0 | 0 | 0 | 0 | 0 | 0 | 0 | 0 | 0 | 0 | 0 | 0 | 0 | 0 | 0 | 0 | 0 | 0 | 0 | 0 | 0 | 0 | 0 | 0 | 0
Commercial_Miscellaneous_Existing_Food Preparation_Natural Gas_Food Prep Other_E7_Codes & Standards Forecast | Commercial | Miscellaneous | Existing | Food Preparation | Natural Gas | Food Prep Other | E7 |  | Codes & Standards Forecast | 0 | 0 | 0 | 0 | 0 | 0 | 0 | 0 | 0 | 0 | 0 | 0 | 0 | 0 | 0 | 0 | 0 | 0 | 0 | 0 | 0 | 0 | 0 | 0 | 0 | 0 | 0 | 0 | 0 | 0 | 0
Commercial_Miscellaneous_Existing_Food Preparation_Natural Gas_Food Prep Other_E8_Codes & Standards Forecast | Commercial | Miscellaneous | Existing | Food Preparation | Natural Gas | Food Prep Other | E8 |  | Codes & Standards Forecast | 0 | 0 | 0 | 0 | 0 | 0 | 0 | 0 | 0 | 0 | 0 | 0 | 0 | 0 | 0 | 0 | 0 | 0 | 0 | 0 | 0 | 0 | 0 | 0 | 0 | 0 | 0 | 0 | 0 | 0 | 0
Commercial_Miscellaneous_Existing_Food Preparation_Natural Gas_Food Prep Other_E9_Codes & Standards Forecast | Commercial | Miscellaneous | Existing | Food Preparation | Natural Gas | Food Prep Other | E9 |  | Codes & Standards Forecast | 0 | 0 | 0 | 0 | 0 | 0 | 0 | 0 | 0 | 0 | 0 | 0 | 0 | 0 | 0 | 0 | 0 | 0 | 0 | 0 | 0 | 0 | 0 | 0 | 0 | 0 | 0 | 0 | 0 | 0 | 0
Commercial_Miscellaneous_Existing_Food Preparation_Natural Gas_Food Prep Other_E10_Codes & Standards Forecast | Commercial | Miscellaneous | Existing | Food Preparation | Natural Gas | Food Prep Other | E10 |  | Codes & Standards Forecast | 0 | 0 | 0 | 0 | 0 | 0 | 0 | 0 | 0 | 0 | 0 | 0 | 0 | 0 | 0 | 0 | 0 | 0 | 0 | 0 | 0 | 0 | 0 | 0 | 0 | 0 | 0 | 0 | 0 | 0 | 0
Commercial_Miscellaneous_Existing_Miscellaneous_Natural Gas_Pool Heater_E1_Codes & Standards Forecast | Commercial | Miscellaneous | Existing | Miscellaneous | Natural Gas | Pool Heater | E1 | Standard (EF .82) | Codes & Standards Forecast | 0 | 239963.9872 | 227325.8839 | 216633.7285 | 207482.874 | 199555.7634 | 199833.4062 | 197766.3093 | 194212.733 | 189772.3996 | 184858.0822 | 232453.5133 | 216317.5671 | 203387.2196 | 192731.4144 | 183711.7464 | 186968.2506 | 186103.1943 | 182760.1429 | 178007.6319 | 172530.5056 | 180051.2125 | 172344.2777 | 166315.1563 | 161160.941 | 156434.6566 | 156679.6779 | 154609.6331 | 151362.2791 | 147568.3388 | 143563.8875
Commercial_Miscellaneous_Existing_Miscellaneous_Natural Gas_Pool Heater_E2_Codes & Standards Forecast | Commercial | Miscellaneous | Existing | Miscellaneous | Natural Gas | Pool Heater | E2 | Condensing (EF .90) | Codes & Standards Forecast | 0 | 0 | 0 | 0 | 0 | 0 | 0 | 0 | 0 | 0 | 0 | 0 | 0 | 0 | 0 | 0 | 0 | 0 | 0 | 0 | 0 | 0 | 0 | 0 | 0 | 0 | 0 | 0 | 0 | 0 | 0
Commercial_Miscellaneous_Existing_Miscellaneous_Natural Gas_Pool Heater_E3_Codes & Standards Forecast | Commercial | Miscellaneous | Existing | Miscellaneous | Natural Gas | Pool Heater | E3 |  | Codes & Standards Forecast | 0 | 0 | 0 | 0 | 0 | 0 | 0 | 0 | 0 | 0 | 0 | 0 | 0 | 0 | 0 | 0 | 0 | 0 | 0 | 0 | 0 | 0 | 0 | 0 | 0 | 0 | 0 | 0 | 0 | 0 | 0
Commercial_Miscellaneous_Existing_Miscellaneous_Natural Gas_Pool Heater_E4_Codes & Standards Forecast | Commercial | Miscellaneous | Existing | Miscellaneous | Natural Gas | Pool Heater | E4 |  | Codes & Standards Forecast | 0 | 0 | 0 | 0 | 0 | 0 | 0 | 0 | 0 | 0 | 0 | 0 | 0 | 0 | 0 | 0 | 0 | 0 | 0 | 0 | 0 | 0 | 0 | 0 | 0 | 0 | 0 | 0 | 0 | 0 | 0
Commercial_Miscellaneous_Existing_Miscellaneous_Natural Gas_Pool Heater_E5_Codes & Standards Forecast | Commercial | Miscellaneous | Existing | Miscellaneous | Natural Gas | Pool Heater | E5 |  | Codes & Standards Forecast | 0 | 0 | 0 | 0 | 0 | 0 | 0 | 0 | 0 | 0 | 0 | 0 | 0 | 0 | 0 | 0 | 0 | 0 | 0 | 0 | 0 | 0 | 0 | 0 | 0 | 0 | 0 | 0 | 0 | 0 | 0
Commercial_Miscellaneous_Existing_Miscellaneous_Natural Gas_Pool Heater_E6_Codes & Standards Forecast | Commercial | Miscellaneous | Existing | Miscellaneous | Natural Gas | Pool Heater | E6 |  | Codes & Standards Forecast | 0 | 0 | 0 | 0 | 0 | 0 | 0 | 0 | 0 | 0 | 0 | 0 | 0 | 0 | 0 | 0 | 0 | 0 | 0 | 0 | 0 | 0 | 0 | 0 | 0 | 0 | 0 | 0 | 0 | 0 | 0
Commercial_Miscellaneous_Existing_Miscellaneous_Natural Gas_Pool Heater_E7_Codes & Standards Forecast | Commercial | Miscellaneous | Existing | Miscellaneous | Natural Gas | Pool Heater | E7 |  | Codes & Standards Forecast | 0 | 0 | 0 | 0 | 0 | 0 | 0 | 0 | 0 | 0 | 0 | 0 | 0 | 0 | 0 | 0 | 0 | 0 | 0 | 0 | 0 | 0 | 0 | 0 | 0 | 0 | 0 | 0 | 0 | 0 | 0
Commercial_Miscellaneous_Existing_Miscellaneous_Natural Gas_Pool Heater_E8_Codes & Standards Forecast | Commercial | Miscellaneous | Existing | Miscellaneous | Natural Gas | Pool Heater | E8 |  | Codes & Standards Forecast | 0 | 0 | 0 | 0 | 0 | 0 | 0 | 0 | 0 | 0 | 0 | 0 | 0 | 0 | 0 | 0 | 0 | 0 | 0 | 0 | 0 | 0 | 0 | 0 | 0 | 0 | 0 | 0 | 0 | 0 | 0
Commercial_Miscellaneous_Existing_Miscellaneous_Natural Gas_Pool Heater_E9_Codes & Standards Forecast | Commercial | Miscellaneous | Existing | Miscellaneous | Natural Gas | Pool Heater | E9 |  | Codes & Standards Forecast | 0 | 0 | 0 | 0 | 0 | 0 | 0 | 0 | 0 | 0 | 0 | 0 | 0 | 0 | 0 | 0 | 0 | 0 | 0 | 0 | 0 | 0 | 0 | 0 | 0 | 0 | 0 | 0 | 0 | 0 | 0
Commercial_Miscellaneous_Existing_Miscellaneous_Natural Gas_Pool Heater_E10_Codes & Standards Forecast | Commercial | Miscellaneous | Existing | Miscellaneous | Natural Gas | Pool Heater | E10 |  | Codes & Standards Forecast | 0 | 0 | 0 | 0 | 0 | 0 | 0 | 0 | 0 | 0 | 0 | 0 | 0 | 0 | 0 | 0 | 0 | 0 | 0 | 0 | 0 | 0 | 0 | 0 | 0 | 0 | 0 | 0 | 0 | 0 | 0
Commercial_Miscellaneous_Existing_Miscellaneous_Natural Gas_Miscellaneous_E1_Codes & Standards Forecast | Commercial | Miscellaneous | Existing | Miscellaneous | Natural Gas | Miscellaneous | E1 | Standard | Codes & Standards Forecast | 0 | 2444947.0169 | 2852438.1864 | 3178757.1149 | 2998893.7726 | 2902598.1978 | 2865585.4528 | 2810311.0414 | 2750933.0181 | 2696078.8928 | 2642569.4514 | 3171681.8901 | 3135365.0035 | 3080280.4362 | 2986203.657 | 2921333.9171 | 2873091.2733 | 2815394.6675 | 2756967.3146 | 2702196.0737 | 2648489.5205 | 2733964.3067 | 2666311.9069 | 2597621.9765 | 2541870.2781 | 2492447.6899 | 2445346.3313 | 2395804.7366 | 2347095.9668 | 2300439.7296 | 2254580.0084
Commercial_Miscellaneous_Existing_Miscellaneous_Natural Gas_Miscellaneous_E2_Codes & Standards Forecast | Commercial | Miscellaneous | Existing | Miscellaneous | Natural Gas | Miscellaneous | E2 |  | Codes & Standards Forecast | 0 | 0 | 0 | 0 | 0 | 0 | 0 | 0 | 0 | 0 | 0 | 0 | 0 | 0 | 0 | 0 | 0 | 0 | 0 | 0 | 0 | 0 | 0 | 0 | 0 | 0 | 0 | 0 | 0 | 0 | 0
Commercial_Miscellaneous_Existing_Miscellaneous_Natural Gas_Miscellaneous_E3_Codes & Standards Forecast | Commercial | Miscellaneous | Existing | Miscellaneous | Natural Gas | Miscellaneous | E3 |  | Codes & Standards Forecast | 0 | 0 | 0 | 0 | 0 | 0 | 0 | 0 | 0 | 0 | 0 | 0 | 0 | 0 | 0 | 0 | 0 | 0 | 0 | 0 | 0 | 0 | 0 | 0 | 0 | 0 | 0 | 0 | 0 | 0 | 0
Commercial_Miscellaneous_Existing_Miscellaneous_Natural Gas_Miscellaneous_E4_Codes & Standards Forecast | Commercial | Miscellaneous | Existing | Miscellaneous | Natural Gas | Miscellaneous | E4 |  | Codes & Standards Forecast | 0 | 0 | 0 | 0 | 0 | 0 | 0 | 0 | 0 | 0 | 0 | 0 | 0 | 0 | 0 | 0 | 0 | 0 | 0 | 0 | 0 | 0 | 0 | 0 | 0 | 0 | 0 | 0 | 0 | 0 | 0
Commercial_Miscellaneous_Existing_Miscellaneous_Natural Gas_Miscellaneous_E5_Codes & Standards Forecast | Commercial | Miscellaneous | Existing | Miscellaneous | Natural Gas | Miscellaneous | E5 |  | Codes & Standards Forecast | 0 | 0 | 0 | 0 | 0 | 0 | 0 | 0 | 0 | 0 | 0 | 0 | 0 | 0 | 0 | 0 | 0 | 0 | 0 | 0 | 0 | 0 | 0 | 0 | 0 | 0 | 0 | 0 | 0 | 0 | 0
Commercial_Miscellaneous_Existing_Miscellaneous_Natural Gas_Miscellaneous_E6_Codes & Standards Forecast | Commercial | Miscellaneous | Existing | Miscellaneous | Natural Gas | Miscellaneous | E6 |  | Codes & Standards Forecast | 0 | 0 | 0 | 0 | 0 | 0 | 0 | 0 | 0 | 0 | 0 | 0 | 0 | 0 | 0 | 0 | 0 | 0 | 0 | 0 | 0 | 0 | 0 | 0 | 0 | 0 | 0 | 0 | 0 | 0 | 0
Commercial_Miscellaneous_Existing_Miscellaneous_Natural Gas_Miscellaneous_E7_Codes & Standards Forecast | Commercial | Miscellaneous | Existing | Miscellaneous | Natural Gas | Miscellaneous | E7 |  | Codes & Standards Forecast | 0 | 0 | 0 | 0 | 0 | 0 | 0 | 0 | 0 | 0 | 0 | 0 | 0 | 0 | 0 | 0 | 0 | 0 | 0 | 0 | 0 | 0 | 0 | 0 | 0 | 0 | 0 | 0 | 0 | 0 | 0
Commercial_Miscellaneous_Existing_Miscellaneous_Natural Gas_Miscellaneous_E8_Codes & Standards Forecast | Commercial | Miscellaneous | Existing | Miscellaneous | Natural Gas | Miscellaneous | E8 |  | Codes & Standards Forecast | 0 | 0 | 0 | 0 | 0 | 0 | 0 | 0 | 0 | 0 | 0 | 0 | 0 | 0 | 0 | 0 | 0 | 0 | 0 | 0 | 0 | 0 | 0 | 0 | 0 | 0 | 0 | 0 | 0 | 0 | 0
Commercial_Miscellaneous_Existing_Miscellaneous_Natural Gas_Miscellaneous_E9_Codes & Standards Forecast | Commercial | Miscellaneous | Existing | Miscellaneous | Natural Gas | Miscellaneous | E9 |  | Codes & Standards Forecast | 0 | 0 | 0 | 0 | 0 | 0 | 0 | 0 | 0 | 0 | 0 | 0 | 0 | 0 | 0 | 0 | 0 | 0 | 0 | 0 | 0 | 0 | 0 | 0 | 0 | 0 | 0 | 0 | 0 | 0 | 0
Commercial_Miscellaneous_Existing_Miscellaneous_Natural Gas_Miscellaneous_E10_Codes & Standards Forecast | Commercial | Miscellaneous | Existing | Miscellaneous | Natural Gas | Miscellaneous | E10 |  | Codes & Standards Forecast | 0 | 0 | 0 | 0 | 0 | 0 | 0 | 0 | 0 | 0 | 0 | 0 | 0 | 0 | 0 | 0 | 0 | 0 | 0 | 0 | 0 | 0 | 0 | 0 | 0 | 0 | 0 | 0 | 0 | 0 | 0
Commercial_Miscellaneous_New_Space Heating_Natural Gas_Furnace_E1_Codes & Standards Forecast | Commercial | Miscellaneous | New | Space Heating | Natural Gas | Furnace | E1 | AFUE 80% (Standard) | Codes & Standards Forecast | 0 | 0 | 0 | 0 | 0 | 0 | 0 | 0 | 0 | 0 | 0 | 0 | 0 | 0 | 0 | 0 | 0 | 0 | 0 | 0 | 0 | 0 | 0 | 0 | 0 | 0 | 0 | 0 | 0 | 0 | 0
Commercial_Miscellaneous_New_Space Heating_Natural Gas_Furnace_E2_Codes & Standards Forecast | Commercial | Miscellaneous | New | Space Heating | Natural Gas | Furnace | E2 | AFUE 90% | Codes & Standards Forecast | 0 | 0 | 0 | 0 | 0 | 0 | 0 | 0 | 0 | 0 | 0 | 0 | 0 | 0 | 0 | 0 | 0 | 0 | 0 | 0 | 0 | 0 | 0 | 0 | 0 | 0 | 0 | 0 | 0 | 0 | 0
Commercial_Miscellaneous_New_Space Heating_Natural Gas_Furnace_E3_Codes & Standards Forecast | Commercial | Miscellaneous | New | Space Heating | Natural Gas | Furnace | E3 | AFUE 95% | Codes & Standards Forecast | 0 | 0 | 0 | 0 | 0 | 0 | 0 | 0 | 0 | 0 | 0 | 0 | 0 | 0 | 0 | 0 | 0 | 0 | 0 | 0 | 0 | 0 | 0 | 0 | 0 | 0 | 0 | 0 | 0 | 0 | 0
Commercial_Miscellaneous_New_Space Heating_Natural Gas_Furnace_E4_Codes & Standards Forecast | Commercial | Miscellaneous | New | Space Heating | Natural Gas | Furnace | E4 |  | Codes & Standards Forecast | 0 | 0 | 0 | 0 | 0 | 0 | 0 | 0 | 0 | 0 | 0 | 0 | 0 | 0 | 0 | 0 | 0 | 0 | 0 | 0 | 0 | 0 | 0 | 0 | 0 | 0 | 0 | 0 | 0 | 0 | 0
Commercial_Miscellaneous_New_Space Heating_Natural Gas_Furnace_E5_Codes & Standards Forecast | Commercial | Miscellaneous | New | Space Heating | Natural Gas | Furnace | E5 |  | Codes & Standards Forecast | 0 | 0 | 0 | 0 | 0 | 0 | 0 | 0 | 0 | 0 | 0 | 0 | 0 | 0 | 0 | 0 | 0 | 0 | 0 | 0 | 0 | 0 | 0 | 0 | 0 | 0 | 0 | 0 | 0 | 0 | 0
Commercial_Miscellaneous_New_Space Heating_Natural Gas_Furnace_E6_Codes & Standards Forecast | Commercial | Miscellaneous | New | Space Heating | Natural Gas | Furnace | E6 |  | Codes & Standards Forecast | 0 | 0 | 0 | 0 | 0 | 0 | 0 | 0 | 0 | 0 | 0 | 0 | 0 | 0 | 0 | 0 | 0 | 0 | 0 | 0 | 0 | 0 | 0 | 0 | 0 | 0 | 0 | 0 | 0 | 0 | 0
Commercial_Miscellaneous_New_Space Heating_Natural Gas_Furnace_E7_Codes & Standards Forecast | Commercial | Miscellaneous | New | Space Heating | Natural Gas | Furnace | E7 |  | Codes & Standards Forecast | 0 | 0 | 0 | 0 | 0 | 0 | 0 | 0 | 0 | 0 | 0 | 0 | 0 | 0 | 0 | 0 | 0 | 0 | 0 | 0 | 0 | 0 | 0 | 0 | 0 | 0 | 0 | 0 | 0 | 0 | 0
Commercial_Miscellaneous_New_Space Heating_Natural Gas_Furnace_E8_Codes & Standards Forecast | Commercial | Miscellaneous | New | Space Heating | Natural Gas | Furnace | E8 |  | Codes & Standards Forecast | 0 | 0 | 0 | 0 | 0 | 0 | 0 | 0 | 0 | 0 | 0 | 0 | 0 | 0 | 0 | 0 | 0 | 0 | 0 | 0 | 0 | 0 | 0 | 0 | 0 | 0 | 0 | 0 | 0 | 0 | 0
Commercial_Miscellaneous_New_Space Heating_Natural Gas_Furnace_E9_Codes & Standards Forecast | Commercial | Miscellaneous | New | Space Heating | Natural Gas | Furnace | E9 |  | Codes & Standards Forecast | 0 | 0 | 0 | 0 | 0 | 0 | 0 | 0 | 0 | 0 | 0 | 0 | 0 | 0 | 0 | 0 | 0 | 0 | 0 | 0 | 0 | 0 | 0 | 0 | 0 | 0 | 0 | 0 | 0 | 0 | 0
Commercial_Miscellaneous_New_Space Heating_Natural Gas_Furnace_E10_Codes & Standards Forecast | Commercial | Miscellaneous | New | Space Heating | Natural Gas | Furnace | E10 |  | Codes & Standards Forecast | 0 | 0 | 0 | 0 | 0 | 0 | 0 | 0 | 0 | 0 | 0 | 0 | 0 | 0 | 0 | 0 | 0 | 0 | 0 | 0 | 0 | 0 | 0 | 0 | 0 | 0 | 0 | 0 | 0 | 0 | 0
Commercial_Miscellaneous_New_Space Heating_Natural Gas_Boiler_E1_Codes & Standards Forecast | Commercial | Miscellaneous | New | Space Heating | Natural Gas | Boiler | E1 | AFUE 80% (Standard) | Codes & Standards Forecast | 0 | 0 | 0 | 0 | 0 | 0 | 0 | 0 | 0 | 0 | 0 | 0 | 0 | 0 | 0 | 0 | 0 | 0 | 0 | 0 | 0 | 0 | 0 | 0 | 0 | 0 | 0 | 0 | 0 | 0 | 0
Commercial_Miscellaneous_New_Space Heating_Natural Gas_Boiler_E2_Codes & Standards Forecast | Commercial | Miscellaneous | New | Space Heating | Natural Gas | Boiler | E2 | AFUE 85% | Codes & Standards Forecast | 0 | 0 | 0 | 0 | 0 | 0 | 0 | 0 | 0 | 0 | 0 | 0 | 0 | 0 | 0 | 0 | 0 | 0 | 0 | 0 | 0 | 0 | 0 | 0 | 0 | 0 | 0 | 0 | 0 | 0 | 0
Commercial_Miscellaneous_New_Space Heating_Natural Gas_Boiler_E3_Codes & Standards Forecast | Commercial | Miscellaneous | New | Space Heating | Natural Gas | Boiler | E3 | AFUE 98% | Codes & Standards Forecast | 0 | 0 | 0 | 0 | 0 | 0 | 0 | 0 | 0 | 0 | 0 | 0 | 0 | 0 | 0 | 0 | 0 | 0 | 0 | 0 | 0 | 0 | 0 | 0 | 0 | 0 | 0 | 0 | 0 | 0 | 0
Commercial_Miscellaneous_New_Space Heating_Natural Gas_Boiler_E4_Codes & Standards Forecast | Commercial | Miscellaneous | New | Space Heating | Natural Gas | Boiler | E4 | Convert to NG Air Source Heat Pump | Codes & Standards Forecast | 0 | 0 | 0 | 0 | 0 | 0 | 0 | 0 | 0 | 0 | 0 | 0 | 0 | 0 | 0 | 0 | 0 | 0 | 0 | 0 | 0 | 0 | 0 | 0 | 0 | 0 | 0 | 0 | 0 | 0 | 0
Commercial_Miscellaneous_New_Space Heating_Natural Gas_Boiler_E5_Codes & Standards Forecast | Commercial | Miscellaneous | New | Space Heating | Natural Gas | Boiler | E5 |  | Codes & Standards Forecast | 0 | 0 | 0 | 0 | 0 | 0 | 0 | 0 | 0 | 0 | 0 | 0 | 0 | 0 | 0 | 0 | 0 | 0 | 0 | 0 | 0 | 0 | 0 | 0 | 0 | 0 | 0 | 0 | 0 | 0 | 0
Commercial_Miscellaneous_New_Space Heating_Natural Gas_Boiler_E6_Codes & Standards Forecast | Commercial | Miscellaneous | New | Space Heating | Natural Gas | Boiler | E6 |  | Codes & Standards Forecast | 0 | 0 | 0 | 0 | 0 | 0 | 0 | 0 | 0 | 0 | 0 | 0 | 0 | 0 | 0 | 0 | 0 | 0 | 0 | 0 | 0 | 0 | 0 | 0 | 0 | 0 | 0 | 0 | 0 | 0 | 0
Commercial_Miscellaneous_New_Space Heating_Natural Gas_Boiler_E7_Codes & Standards Forecast | Commercial | Miscellaneous | New | Space Heating | Natural Gas | Boiler | E7 |  | Codes & Standards Forecast | 0 | 0 | 0 | 0 | 0 | 0 | 0 | 0 | 0 | 0 | 0 | 0 | 0 | 0 | 0 | 0 | 0 | 0 | 0 | 0 | 0 | 0 | 0 | 0 | 0 | 0 | 0 | 0 | 0 | 0 | 0
Commercial_Miscellaneous_New_Space Heating_Natural Gas_Boiler_E8_Codes & Standards Forecast | Commercial | Miscellaneous | New | Space Heating | Natural Gas | Boiler | E8 |  | Codes & Standards Forecast | 0 | 0 | 0 | 0 | 0 | 0 | 0 | 0 | 0 | 0 | 0 | 0 | 0 | 0 | 0 | 0 | 0 | 0 | 0 | 0 | 0 | 0 | 0 | 0 | 0 | 0 | 0 | 0 | 0 | 0 | 0
Commercial_Miscellaneous_New_Space Heating_Natural Gas_Boiler_E9_Codes & Standards Forecast | Commercial | Miscellaneous | New | Space Heating | Natural Gas | Boiler | E9 |  | Codes & Standards Forecast | 0 | 0 | 0 | 0 | 0 | 0 | 0 | 0 | 0 | 0 | 0 | 0 | 0 | 0 | 0 | 0 | 0 | 0 | 0 | 0 | 0 | 0 | 0 | 0 | 0 | 0 | 0 | 0 | 0 | 0 | 0
Commercial_Miscellaneous_New_Space Heating_Natural Gas_Boiler_E10_Codes & Standards Forecast | Commercial | Miscellaneous | New | Space Heating | Natural Gas | Boiler | E10 |  | Codes & Standards Forecast | 0 | 0 | 0 | 0 | 0 | 0 | 0 | 0 | 0 | 0 | 0 | 0 | 0 | 0 | 0 | 0 | 0 | 0 | 0 | 0 | 0 | 0 | 0 | 0 | 0 | 0 | 0 | 0 | 0 | 0 | 0
Commercial_Miscellaneous_New_Space Heating_Natural Gas_Unit Heater_E1_Codes & Standards Forecast | Commercial | Miscellaneous | New | Space Heating | Natural Gas | Unit Heater | E1 | Standard | Codes & Standards Forecast | 0 | 44543.176 | 44951.6494 | 47656.1809 | 26156.3497 | 0 | 0 | 0 | 0 | 0 | 0 | 0 | 0 | 0 | 0 | 0 | 0 | 0 | 0 | 0 | 0 | 0 | 0 | 0 | 0 | 0 | 0 | 0 | 0 | 0 | 0
Commercial_Miscellaneous_New_Space Heating_Natural Gas_Unit Heater_E2_Codes & Standards Forecast | Commercial | Miscellaneous | New | Space Heating | Natural Gas | Unit Heater | E2 | Condensing | Codes & Standards Forecast | 0 | 0 | 0 | 0 | 0 | 21309.6706 | 20998.0793 | 20693.2889 | 20395.1661 | 20103.5805 | 19818.4045 | 25902.8237 | 31142.7133 | 35987.489 | 37036.5745 | 37211.964 | 37287.0574 | 37277.8571 | 50176.0196 | 48302.3116 | 47296.5129 | 40224.1414 | 39735.9699 | 41304.8941 | 42776.0661 | 44039.1992 | 45110.2371 | 46005.1214 | 50447.4527 | 53718.8555 | 56242.0786
Commercial_Miscellaneous_New_Space Heating_Natural Gas_Unit Heater_E3_Codes & Standards Forecast | Commercial | Miscellaneous | New | Space Heating | Natural Gas | Unit Heater | E3 | Infrared Radiant | Codes & Standards Forecast | 0 | 0 | 0 | 0 | 0 | 0 | 0 | 0 | 0 | 0 | 0 | 0 | 0 | 0 | 0 | 0 | 0 | 0 | 0 | 0 | 0 | 0 | 0 | 0 | 0 | 0 | 0 | 0 | 0 | 0 | 0
Commercial_Miscellaneous_New_Space Heating_Natural Gas_Unit Heater_E4_Codes & Standards Forecast | Commercial | Miscellaneous | New | Space Heating | Natural Gas | Unit Heater | E4 |  | Codes & Standards Forecast | 0 | 0 | 0 | 0 | 0 | 0 | 0 | 0 | 0 | 0 | 0 | 0 | 0 | 0 | 0 | 0 | 0 | 0 | 0 | 0 | 0 | 0 | 0 | 0 | 0 | 0 | 0 | 0 | 0 | 0 | 0
Commercial_Miscellaneous_New_Space Heating_Natural Gas_Unit Heater_E5_Codes & Standards Forecast | Commercial | Miscellaneous | New | Space Heating | Natural Gas | Unit Heater | E5 |  | Codes & Standards Forecast | 0 | 0 | 0 | 0 | 0 | 0 | 0 | 0 | 0 | 0 | 0 | 0 | 0 | 0 | 0 | 0 | 0 | 0 | 0 | 0 | 0 | 0 | 0 | 0 | 0 | 0 | 0 | 0 | 0 | 0 | 0
Commercial_Miscellaneous_New_Space Heating_Natural Gas_Unit Heater_E6_Codes & Standards Forecast | Commercial | Miscellaneous | New | Space Heating | Natural Gas | Unit Heater | E6 |  | Codes & Standards Forecast | 0 | 0 | 0 | 0 | 0 | 0 | 0 | 0 | 0 | 0 | 0 | 0 | 0 | 0 | 0 | 0 | 0 | 0 | 0 | 0 | 0 | 0 | 0 | 0 | 0 | 0 | 0 | 0 | 0 | 0 | 0
Commercial_Miscellaneous_New_Space Heating_Natural Gas_Unit Heater_E7_Codes & Standards Forecast | Commercial | Miscellaneous | New | Space Heating | Natural Gas | Unit Heater | E7 |  | Codes & Standards Forecast | 0 | 0 | 0 | 0 | 0 | 0 | 0 | 0 | 0 | 0 | 0 | 0 | 0 | 0 | 0 | 0 | 0 | 0 | 0 | 0 | 0 | 0 | 0 | 0 | 0 | 0 | 0 | 0 | 0 | 0 | 0
Commercial_Miscellaneous_New_Space Heating_Natural Gas_Unit Heater_E8_Codes & Standards Forecast | Commercial | Miscellaneous | New | Space Heating | Natural Gas | Unit Heater | E8 |  | Codes & Standards Forecast | 0 | 0 | 0 | 0 | 0 | 0 | 0 | 0 | 0 | 0 | 0 | 0 | 0 | 0 | 0 | 0 | 0 | 0 | 0 | 0 | 0 | 0 | 0 | 0 | 0 | 0 | 0 | 0 | 0 | 0 | 0
Commercial_Miscellaneous_New_Space Heating_Natural Gas_Unit Heater_E9_Codes & Standards Forecast | Commercial | Miscellaneous | New | Space Heating | Natural Gas | Unit Heater | E9 |  | Codes & Standards Forecast | 0 | 0 | 0 | 0 | 0 | 0 | 0 | 0 | 0 | 0 | 0 | 0 | 0 | 0 | 0 | 0 | 0 | 0 | 0 | 0 | 0 | 0 | 0 | 0 | 0 | 0 | 0 | 0 | 0 | 0 | 0
Commercial_Miscellaneous_New_Space Heating_Natural Gas_Unit Heater_E10_Codes & Standards Forecast | Commercial | Miscellaneous | New | Space Heating | Natural Gas | Unit Heater | E10 |  | Codes & Standards Forecast | 0 | 0 | 0 | 0 | 0 | 0 | 0 | 0 | 0 | 0 | 0 | 0 | 0 | 0 | 0 | 0 | 0 | 0 | 0 | 0 | 0 | 0 | 0 | 0 | 0 | 0 | 0 | 0 | 0 | 0 | 0
Commercial_Miscellaneous_New_Water Heating_Natural Gas_Water Heater_E1_Codes & Standards Forecast | Commercial | Miscellaneous | New | Water Heating | Natural Gas | Water Heater | E1 | TE 0.80 | Codes & Standards Forecast | 0 | 0 | 0 | 0 | 0 | 0 | 0 | 0 | 0 | 0 | 0 | 0 | 0 | 0 | 0 | 0 | 0 | 0 | 0 | 0 | 0 | 0 | 0 | 0 | 0 | 0 | 0 | 0 | 0 | 0 | 0
Commercial_Miscellaneous_New_Water Heating_Natural Gas_Water Heater_E2_Codes & Standards Forecast | Commercial | Miscellaneous | New | Water Heating | Natural Gas | Water Heater | E2 | TE 0.90 | Codes & Standards Forecast | 0 | 0 | 0 | 0 | 0 | 0 | 0 | 0 | 0 | 0 | 0 | 0 | 0 | 0 | 0 | 0 | 0 | 0 | 0 | 0 | 0 | 0 | 0 | 0 | 0 | 0 | 0 | 0 | 0 | 0 | 0
Commercial_Miscellaneous_New_Water Heating_Natural Gas_Water Heater_E3_Codes & Standards Forecast | Commercial | Miscellaneous | New | Water Heating | Natural Gas | Water Heater | E3 | TE 0.94 | Codes & Standards Forecast | 0 | 0 | 0 | 0 | 0 | 0 | 0 | 0 | 0 | 0 | 0 | 0 | 0 | 0 | 0 | 0 | 0 | 0 | 0 | 0 | 0 | 0 | 0 | 0 | 0 | 0 | 0 | 0 | 0 | 0 | 0
Commercial_Miscellaneous_New_Water Heating_Natural Gas_Water Heater_E4_Codes & Standards Forecast | Commercial | Miscellaneous | New | Water Heating | Natural Gas | Water Heater | E4 | Instantaneous TE 0.94 | Codes & Standards Forecast | 0 | 0 | 0 | 0 | 0 | 0 | 0 | 0 | 0 | 0 | 0 | 0 | 0 | 0 | 0 | 0 | 0 | 0 | 0 | 0 | 0 | 0 | 0 | 0 | 0 | 0 | 0 | 0 | 0 | 0 | 0
Commercial_Miscellaneous_New_Water Heating_Natural Gas_Water Heater_E5_Codes & Standards Forecast | Commercial | Miscellaneous | New | Water Heating | Natural Gas | Water Heater | E5 | Gas-Fired Absorption HPWH | Codes & Standards Forecast | 0 | 0 | 0 | 0 | 0 | 0 | 0 | 0 | 0 | 0 | 0 | 0 | 0 | 0 | 0 | 0 | 0 | 0 | 0 | 0 | 0 | 0 | 0 | 0 | 0 | 0 | 0 | 0 | 0 | 0 | 0
Commercial_Miscellaneous_New_Water Heating_Natural Gas_Water Heater_E6_Codes & Standards Forecast | Commercial | Miscellaneous | New | Water Heating | Natural Gas | Water Heater | E6 |  | Codes & Standards Forecast | 0 | 0 | 0 | 0 | 0 | 0 | 0 | 0 | 0 | 0 | 0 | 0 | 0 | 0 | 0 | 0 | 0 | 0 | 0 | 0 | 0 | 0 | 0 | 0 | 0 | 0 | 0 | 0 | 0 | 0 | 0
Commercial_Miscellaneous_New_Water Heating_Natural Gas_Water Heater_E7_Codes & Standards Forecast | Commercial | Miscellaneous | New | Water Heating | Natural Gas | Water Heater | E7 |  | Codes & Standards Forecast | 0 | 0 | 0 | 0 | 0 | 0 | 0 | 0 | 0 | 0 | 0 | 0 | 0 | 0 | 0 | 0 | 0 | 0 | 0 | 0 | 0 | 0 | 0 | 0 | 0 | 0 | 0 | 0 | 0 | 0 | 0
Commercial_Miscellaneous_New_Water Heating_Natural Gas_Water Heater_E8_Codes & Standards Forecast | Commercial | Miscellaneous | New | Water Heating | Natural Gas | Water Heater | E8 |  | Codes & Standards Forecast | 0 | 0 | 0 | 0 | 0 | 0 | 0 | 0 | 0 | 0 | 0 | 0 | 0 | 0 | 0 | 0 | 0 | 0 | 0 | 0 | 0 | 0 | 0 | 0 | 0 | 0 | 0 | 0 | 0 | 0 | 0
Commercial_Miscellaneous_New_Water Heating_Natural Gas_Water Heater_E9_Codes & Standards Forecast | Commercial | Miscellaneous | New | Water Heating | Natural Gas | Water Heater | E9 |  | Codes & Standards Forecast | 0 | 0 | 0 | 0 | 0 | 0 | 0 | 0 | 0 | 0 | 0 | 0 | 0 | 0 | 0 | 0 | 0 | 0 | 0 | 0 | 0 | 0 | 0 | 0 | 0 | 0 | 0 | 0 | 0 | 0 | 0
Commercial_Miscellaneous_New_Water Heating_Natural Gas_Water Heater_E10_Codes & Standards Forecast | Commercial | Miscellaneous | New | Water Heating | Natural Gas | Water Heater | E10 |  | Codes & Standards Forecast | 0 | 0 | 0 | 0 | 0 | 0 | 0 | 0 | 0 | 0 | 0 | 0 | 0 | 0 | 0 | 0 | 0 | 0 | 0 | 0 | 0 | 0 | 0 | 0 | 0 | 0 | 0 | 0 | 0 | 0 | 0
Commercial_Miscellaneous_New_Food Preparation_Natural Gas_Oven_E1_Codes & Standards Forecast | Commercial | Miscellaneous | New | Food Preparation | Natural Gas | Oven | E1 | Standard | Codes & Standards Forecast | 0 | 21144.9778 | 21338.8831 | 22622.7444 | 12416.6142 | 10115.8595 | 9967.9448 | 9823.2585 | 9681.7374 | 9543.3196 | 12932.1074 | 15768.8354 | 18327.612 | 18740.1941 | 18682.2656 | 18591.4653 | 24375.3912 | 23307.6125 | 22682.2341 | 19502.9403 | 19516.6403 | 20539.7839 | 21446.8754 | 22179.1747 | 22760.6651 | 25179.4552 | 26849.2635 | 28045.4797 | 27900.3124 | 27637.4586 | 27567.2195
Commercial_Miscellaneous_New_Food Preparation_Natural Gas_Oven_E2_Codes & Standards Forecast | Commercial | Miscellaneous | New | Food Preparation | Natural Gas | Oven | E2 | ENERGY STAR (EF ≥ 44%) Convection Oven utilizing ASTM Std F1496 | Codes & Standards Forecast | 0 | 0 | 0 | 0 | 0 | 0 | 0 | 0 | 0 | 0 | 0 | 0 | 0 | 0 | 0 | 0 | 0 | 0 | 0 | 0 | 0 | 0 | 0 | 0 | 0 | 0 | 0 | 0 | 0 | 0 | 0
Commercial_Miscellaneous_New_Food Preparation_Natural Gas_Oven_E3_Codes & Standards Forecast | Commercial | Miscellaneous | New | Food Preparation | Natural Gas | Oven | E3 |  | Codes & Standards Forecast | 0 | 0 | 0 | 0 | 0 | 0 | 0 | 0 | 0 | 0 | 0 | 0 | 0 | 0 | 0 | 0 | 0 | 0 | 0 | 0 | 0 | 0 | 0 | 0 | 0 | 0 | 0 | 0 | 0 | 0 | 0
Commercial_Miscellaneous_New_Food Preparation_Natural Gas_Oven_E4_Codes & Standards Forecast | Commercial | Miscellaneous | New | Food Preparation | Natural Gas | Oven | E4 |  | Codes & Standards Forecast | 0 | 0 | 0 | 0 | 0 | 0 | 0 | 0 | 0 | 0 | 0 | 0 | 0 | 0 | 0 | 0 | 0 | 0 | 0 | 0 | 0 | 0 | 0 | 0 | 0 | 0 | 0 | 0 | 0 | 0 | 0
Commercial_Miscellaneous_New_Food Preparation_Natural Gas_Oven_E5_Codes & Standards Forecast | Commercial | Miscellaneous | New | Food Preparation | Natural Gas | Oven | E5 |  | Codes & Standards Forecast | 0 | 0 | 0 | 0 | 0 | 0 | 0 | 0 | 0 | 0 | 0 | 0 | 0 | 0 | 0 | 0 | 0 | 0 | 0 | 0 | 0 | 0 | 0 | 0 | 0 | 0 | 0 | 0 | 0 | 0 | 0
Commercial_Miscellaneous_New_Food Preparation_Natural Gas_Oven_E6_Codes & Standards Forecast | Commercial | Miscellaneous | New | Food Preparation | Natural Gas | Oven | E6 |  | Codes & Standards Forecast | 0 | 0 | 0 | 0 | 0 | 0 | 0 | 0 | 0 | 0 | 0 | 0 | 0 | 0 | 0 | 0 | 0 | 0 | 0 | 0 | 0 | 0 | 0 | 0 | 0 | 0 | 0 | 0 | 0 | 0 | 0
Commercial_Miscellaneous_New_Food Preparation_Natural Gas_Oven_E7_Codes & Standards Forecast | Commercial | Miscellaneous | New | Food Preparation | Natural Gas | Oven | E7 |  | Codes & Standards Forecast | 0 | 0 | 0 | 0 | 0 | 0 | 0 | 0 | 0 | 0 | 0 | 0 | 0 | 0 | 0 | 0 | 0 | 0 | 0 | 0 | 0 | 0 | 0 | 0 | 0 | 0 | 0 | 0 | 0 | 0 | 0
Commercial_Miscellaneous_New_Food Preparation_Natural Gas_Oven_E8_Codes & Standards Forecast | Commercial | Miscellaneous | New | Food Preparation | Natural Gas | Oven | E8 |  | Codes & Standards Forecast | 0 | 0 | 0 | 0 | 0 | 0 | 0 | 0 | 0 | 0 | 0 | 0 | 0 | 0 | 0 | 0 | 0 | 0 | 0 | 0 | 0 | 0 | 0 | 0 | 0 | 0 | 0 | 0 | 0 | 0 | 0
Commercial_Miscellaneous_New_Food Preparation_Natural Gas_Oven_E9_Codes & Standards Forecast | Commercial | Miscellaneous | New | Food Preparation | Natural Gas | Oven | E9 |  | Codes & Standards Forecast | 0 | 0 | 0 | 0 | 0 | 0 | 0 | 0 | 0 | 0 | 0 | 0 | 0 | 0 | 0 | 0 | 0 | 0 | 0 | 0 | 0 | 0 | 0 | 0 | 0 | 0 | 0 | 0 | 0 | 0 | 0
Commercial_Miscellaneous_New_Food Preparation_Natural Gas_Oven_E10_Codes & Standards Forecast | Commercial | Miscellaneous | New | Food Preparation | Natural Gas | Oven | E10 |  | Codes & Standards Forecast | 0 | 0 | 0 | 0 | 0 | 0 | 0 | 0 | 0 | 0 | 0 | 0 | 0 | 0 | 0 | 0 | 0 | 0 | 0 | 0 | 0 | 0 | 0 | 0 | 0 | 0 | 0 | 0 | 0 | 0 | 0
Commercial_Miscellaneous_New_Food Preparation_Natural Gas_Conveyor Oven_E1_Codes & Standards Forecast | Commercial | Miscellaneous | New | Food Preparation | Natural Gas | Conveyor Oven | E1 | Standard | Codes & Standards Forecast | 0 | 10572.4889 | 10669.4416 | 11311.3722 | 6208.3071 | 5057.9298 | 4983.9724 | 4911.6293 | 4840.8687 | 4771.6598 | 4703.9722 | 4637.7762 | 4573.0427 | 4509.7431 | 4447.8496 | 4387.3346 | 4328.1713 | 6384.8313 | 8039.282 | 9481.1954 | 9604.31 | 9463.1489 | 12097.5869 | 11435.4308 | 11025.4904 | 9168.9627 | 8697.8637 | 8581.6106 | 8467.9697 | 8356.8903 | 8248.3225
Commercial_Miscellaneous_New_Food Preparation_Natural Gas_Conveyor Oven_E2_Codes & Standards Forecast | Commercial | Miscellaneous | New | Food Preparation | Natural Gas | Conveyor Oven | E2 | ENERGY STAR (EF ≥ 44%) Convection Oven utilizing ASTM Std F1496 | Codes & Standards Forecast | 0 | 0 | 0 | 0 | 0 | 0 | 0 | 0 | 0 | 0 | 0 | 0 | 0 | 0 | 0 | 0 | 0 | 0 | 0 | 0 | 0 | 0 | 0 | 0 | 0 | 0 | 0 | 0 | 0 | 0 | 0
Commercial_Miscellaneous_New_Food Preparation_Natural Gas_Conveyor Oven_E3_Codes & Standards Forecast | Commercial | Miscellaneous | New | Food Preparation | Natural Gas | Conveyor Oven | E3 |  | Codes & Standards Forecast | 0 | 0 | 0 | 0 | 0 | 0 | 0 | 0 | 0 | 0 | 0 | 0 | 0 | 0 | 0 | 0 | 0 | 0 | 0 | 0 | 0 | 0 | 0 | 0 | 0 | 0 | 0 | 0 | 0 | 0 | 0
Commercial_Miscellaneous_New_Food Preparation_Natural Gas_Conveyor Oven_E4_Codes & Standards Forecast | Commercial | Miscellaneous | New | Food Preparation | Natural Gas | Conveyor Oven | E4 |  | Codes & Standards Forecast | 0 | 0 | 0 | 0 | 0 | 0 | 0 | 0 | 0 | 0 | 0 | 0 | 0 | 0 | 0 | 0 | 0 | 0 | 0 | 0 | 0 | 0 | 0 | 0 | 0 | 0 | 0 | 0 | 0 | 0 | 0
Commercial_Miscellaneous_New_Food Preparation_Natural Gas_Conveyor Oven_E5_Codes & Standards Forecast | Commercial | Miscellaneous | New | Food Preparation | Natural Gas | Conveyor Oven | E5 |  | Codes & Standards Forecast | 0 | 0 | 0 | 0 | 0 | 0 | 0 | 0 | 0 | 0 | 0 | 0 | 0 | 0 | 0 | 0 | 0 | 0 | 0 | 0 | 0 | 0 | 0 | 0 | 0 | 0 | 0 | 0 | 0 | 0 | 0
Commercial_Miscellaneous_New_Food Preparation_Natural Gas_Conveyor Oven_E6_Codes & Standards Forecast | Commercial | Miscellaneous | New | Food Preparation | Natural Gas | Conveyor Oven | E6 |  | Codes & Standards Forecast | 0 | 0 | 0 | 0 | 0 | 0 | 0 | 0 | 0 | 0 | 0 | 0 | 0 | 0 | 0 | 0 | 0 | 0 | 0 | 0 | 0 | 0 | 0 | 0 | 0 | 0 | 0 | 0 | 0 | 0 | 0
Commercial_Miscellaneous_New_Food Preparation_Natural Gas_Conveyor Oven_E7_Codes & Standards Forecast | Commercial | Miscellaneous | New | Food Preparation | Natural Gas | Conveyor Oven | E7 |  | Codes & Standards Forecast | 0 | 0 | 0 | 0 | 0 | 0 | 0 | 0 | 0 | 0 | 0 | 0 | 0 | 0 | 0 | 0 | 0 | 0 | 0 | 0 | 0 | 0 | 0 | 0 | 0 | 0 | 0 | 0 | 0 | 0 | 0
Commercial_Miscellaneous_New_Food Preparation_Natural Gas_Conveyor Oven_E8_Codes & Standards Forecast | Commercial | Miscellaneous | New | Food Preparation | Natural Gas | Conveyor Oven | E8 |  | Codes & Standards Forecast | 0 | 0 | 0 | 0 | 0 | 0 | 0 | 0 | 0 | 0 | 0 | 0 | 0 | 0 | 0 | 0 | 0 | 0 | 0 | 0 | 0 | 0 | 0 | 0 | 0 | 0 | 0 | 0 | 0 | 0 | 0
Commercial_Miscellaneous_New_Food Preparation_Natural Gas_Conveyor Oven_E9_Codes & Standards Forecast | Commercial | Miscellaneous | New | Food Preparation | Natural Gas | Conveyor Oven | E9 |  | Codes & Standards Forecast | 0 | 0 | 0 | 0 | 0 | 0 | 0 | 0 | 0 | 0 | 0 | 0 | 0 | 0 | 0 | 0 | 0 | 0 | 0 | 0 | 0 | 0 | 0 | 0 | 0 | 0 | 0 | 0 | 0 | 0 | 0
Commercial_Miscellaneous_New_Food Preparation_Natural Gas_Conveyor Oven_E10_Codes & Standards Forecast | Commercial | Miscellaneous | New | Food Preparation | Natural Gas | Conveyor Oven | E10 |  | Codes & Standards Forecast | 0 | 0 | 0 | 0 | 0 | 0 | 0 | 0 | 0 | 0 | 0 | 0 | 0 | 0 | 0 | 0 | 0 | 0 | 0 | 0 | 0 | 0 | 0 | 0 | 0 | 0 | 0 | 0 | 0 | 0 | 0
Commercial_Miscellaneous_New_Food Preparation_Natural Gas_Double Rack Oven_E1_Codes & Standards Forecast | Commercial | Miscellaneous | New | Food Preparation | Natural Gas | Double Rack Oven | E1 | Standard | Codes & Standards Forecast | 0 | 10572.4889 | 10669.4416 | 11311.3722 | 6208.3071 | 5057.9298 | 4983.9724 | 4911.6293 | 4840.8687 | 4771.6598 | 4703.9722 | 4637.7762 | 6687.5405 | 8335.2297 | 9770.5132 | 9887.1269 | 9739.5912 | 12367.7784 | 11699.4927 | 11283.5416 | 9421.1196 | 8944.2405 | 8822.319 | 9126.0188 | 9690.0052 | 10419.9405 | 11019.0975 | 11460.9953 | 12886.7223 | 13780.3235 | 14348.6012
Commercial_Miscellaneous_New_Food Preparation_Natural Gas_Double Rack Oven_E2_Codes & Standards Forecast | Commercial | Miscellaneous | New | Food Preparation | Natural Gas | Double Rack Oven | E2 | FTSC Qualified (>50% Cooking Efficiency) | Codes & Standards Forecast | 0 | 0 | 0 | 0 | 0 | 0 | 0 | 0 | 0 | 0 | 0 | 0 | 0 | 0 | 0 | 0 | 0 | 0 | 0 | 0 | 0 | 0 | 0 | 0 | 0 | 0 | 0 | 0 | 0 | 0 | 0
Commercial_Miscellaneous_New_Food Preparation_Natural Gas_Double Rack Oven_E3_Codes & Standards Forecast | Commercial | Miscellaneous | New | Food Preparation | Natural Gas | Double Rack Oven | E3 |  | Codes & Standards Forecast | 0 | 0 | 0 | 0 | 0 | 0 | 0 | 0 | 0 | 0 | 0 | 0 | 0 | 0 | 0 | 0 | 0 | 0 | 0 | 0 | 0 | 0 | 0 | 0 | 0 | 0 | 0 | 0 | 0 | 0 | 0
Commercial_Miscellaneous_New_Food Preparation_Natural Gas_Double Rack Oven_E4_Codes & Standards Forecast | Commercial | Miscellaneous | New | Food Preparation | Natural Gas | Double Rack Oven | E4 |  | Codes & Standards Forecast | 0 | 0 | 0 | 0 | 0 | 0 | 0 | 0 | 0 | 0 | 0 | 0 | 0 | 0 | 0 | 0 | 0 | 0 | 0 | 0 | 0 | 0 | 0 | 0 | 0 | 0 | 0 | 0 | 0 | 0 | 0
Commercial_Miscellaneous_New_Food Preparation_Natural Gas_Double Rack Oven_E5_Codes & Standards Forecast | Commercial | Miscellaneous | New | Food Preparation | Natural Gas | Double Rack Oven | E5 |  | Codes & Standards Forecast | 0 | 0 | 0 | 0 | 0 | 0 | 0 | 0 | 0 | 0 | 0 | 0 | 0 | 0 | 0 | 0 | 0 | 0 | 0 | 0 | 0 | 0 | 0 | 0 | 0 | 0 | 0 | 0 | 0 | 0 | 0
Commercial_Miscellaneous_New_Food Preparation_Natural Gas_Double Rack Oven_E6_Codes & Standards Forecast | Commercial | Miscellaneous | New | Food Preparation | Natural Gas | Double Rack Oven | E6 |  | Codes & Standards Forecast | 0 | 0 | 0 | 0 | 0 | 0 | 0 | 0 | 0 | 0 | 0 | 0 | 0 | 0 | 0 | 0 | 0 | 0 | 0 | 0 | 0 | 0 | 0 | 0 | 0 | 0 | 0 | 0 | 0 | 0 | 0
Commercial_Miscellaneous_New_Food Preparation_Natural Gas_Double Rack Oven_E7_Codes & Standards Forecast | Commercial | Miscellaneous | New | Food Preparation | Natural Gas | Double Rack Oven | E7 |  | Codes & Standards Forecast | 0 | 0 | 0 | 0 | 0 | 0 | 0 | 0 | 0 | 0 | 0 | 0 | 0 | 0 | 0 | 0 | 0 | 0 | 0 | 0 | 0 | 0 | 0 | 0 | 0 | 0 | 0 | 0 | 0 | 0 | 0
Commercial_Miscellaneous_New_Food Preparation_Natural Gas_Double Rack Oven_E8_Codes & Standards Forecast | Commercial | Miscellaneous | New | Food Preparation | Natural Gas | Double Rack Oven | E8 |  | Codes & Standards Forecast | 0 | 0 | 0 | 0 | 0 | 0 | 0 | 0 | 0 | 0 | 0 | 0 | 0 | 0 | 0 | 0 | 0 | 0 | 0 | 0 | 0 | 0 | 0 | 0 | 0 | 0 | 0 | 0 | 0 | 0 | 0
Commercial_Miscellaneous_New_Food Preparation_Natural Gas_Double Rack Oven_E9_Codes & Standards Forecast | Commercial | Miscellaneous | New | Food Preparation | Natural Gas | Double Rack Oven | E9 |  | Codes & Standards Forecast | 0 | 0 | 0 | 0 | 0 | 0 | 0 | 0 | 0 | 0 | 0 | 0 | 0 | 0 | 0 | 0 | 0 | 0 | 0 | 0 | 0 | 0 | 0 | 0 | 0 | 0 | 0 | 0 | 0 | 0 | 0
Commercial_Miscellaneous_New_Food Preparation_Natural Gas_Double Rack Oven_E10_Codes & Standards Forecast | Commercial | Miscellaneous | New | Food Preparation | Natural Gas | Double Rack Oven | E10 |  | Codes & Standards Forecast | 0 | 0 | 0 | 0 | 0 | 0 | 0 | 0 | 0 | 0 | 0 | 0 | 0 | 0 | 0 | 0 | 0 | 0 | 0 | 0 | 0 | 0 | 0 | 0 | 0 | 0 | 0 | 0 | 0 | 0 | 0
Commercial_Miscellaneous_New_Food Preparation_Natural Gas_Fryer_E1_Codes & Standards Forecast | Commercial | Miscellaneous | New | Food Preparation | Natural Gas | Fryer | E1 | Standard | Codes & Standards Forecast | 0 | 34359.5407 | 34674.6273 | 0 | 0 | 0 | 0 | 0 | 0 | 0 | 0 | 0 | 0 | 0 | 0 | 0 | 0 | 0 | 0 | 0 | 0 | 0 | 0 | 0 | 0 | 0 | 0 | 0 | 0 | 0 | 0
Commercial_Miscellaneous_New_Food Preparation_Natural Gas_Fryer_E2_Codes & Standards Forecast | Commercial | Miscellaneous | New | Food Preparation | Natural Gas | Fryer | E2 | ENERGY STAR | Codes & Standards Forecast | 0 | 0 | 0 | 36760.8383 | 20176.3826 | 16437.7703 | 16197.4162 | 15962.3082 | 15732.3434 | 22379.3294 | 27719.8953 | 32370.4421 | 32735.7153 | 32242.7961 | 40770.9632 | 38586.1766 | 37221.7035 | 32530.9715 | 33180.5903 | 35514.8352 | 37424.8019 | 38824.4142 | 43422.0825 | 46291.0888 | 48103.5057 | 47463.6035 | 46828.9703 | 49125.9238 | 48510.7709 | 48487.8666 | 48491.989
Commercial_Miscellaneous_New_Food Preparation_Natural Gas_Fryer_E3_Codes & Standards Forecast | Commercial | Miscellaneous | New | Food Preparation | Natural Gas | Fryer | E3 |  | Codes & Standards Forecast | 0 | 0 | 0 | 0 | 0 | 0 | 0 | 0 | 0 | 0 | 0 | 0 | 0 | 0 | 0 | 0 | 0 | 0 | 0 | 0 | 0 | 0 | 0 | 0 | 0 | 0 | 0 | 0 | 0 | 0 | 0
Commercial_Miscellaneous_New_Food Preparation_Natural Gas_Fryer_E4_Codes & Standards Forecast | Commercial | Miscellaneous | New | Food Preparation | Natural Gas | Fryer | E4 |  | Codes & Standards Forecast | 0 | 0 | 0 | 0 | 0 | 0 | 0 | 0 | 0 | 0 | 0 | 0 | 0 | 0 | 0 | 0 | 0 | 0 | 0 | 0 | 0 | 0 | 0 | 0 | 0 | 0 | 0 | 0 | 0 | 0 | 0
Commercial_Miscellaneous_New_Food Preparation_Natural Gas_Fryer_E5_Codes & Standards Forecast | Commercial | Miscellaneous | New | Food Preparation | Natural Gas | Fryer | E5 |  | Codes & Standards Forecast | 0 | 0 | 0 | 0 | 0 | 0 | 0 | 0 | 0 | 0 | 0 | 0 | 0 | 0 | 0 | 0 | 0 | 0 | 0 | 0 | 0 | 0 | 0 | 0 | 0 | 0 | 0 | 0 | 0 | 0 | 0
Commercial_Miscellaneous_New_Food Preparation_Natural Gas_Fryer_E6_Codes & Standards Forecast | Commercial | Miscellaneous | New | Food Preparation | Natural Gas | Fryer | E6 |  | Codes & Standards Forecast | 0 | 0 | 0 | 0 | 0 | 0 | 0 | 0 | 0 | 0 | 0 | 0 | 0 | 0 | 0 | 0 | 0 | 0 | 0 | 0 | 0 | 0 | 0 | 0 | 0 | 0 | 0 | 0 | 0 | 0 | 0
Commercial_Miscellaneous_New_Food Preparation_Natural Gas_Fryer_E7_Codes & Standards Forecast | Commercial | Miscellaneous | New | Food Preparation | Natural Gas | Fryer | E7 |  | Codes & Standards Forecast | 0 | 0 | 0 | 0 | 0 | 0 | 0 | 0 | 0 | 0 | 0 | 0 | 0 | 0 | 0 | 0 | 0 | 0 | 0 | 0 | 0 | 0 | 0 | 0 | 0 | 0 | 0 | 0 | 0 | 0 | 0
Commercial_Miscellaneous_New_Food Preparation_Natural Gas_Fryer_E8_Codes & Standards Forecast | Commercial | Miscellaneous | New | Food Preparation | Natural Gas | Fryer | E8 |  | Codes & Standards Forecast | 0 | 0 | 0 | 0 | 0 | 0 | 0 | 0 | 0 | 0 | 0 | 0 | 0 | 0 | 0 | 0 | 0 | 0 | 0 | 0 | 0 | 0 | 0 | 0 | 0 | 0 | 0 | 0 | 0 | 0 | 0
Commercial_Miscellaneous_New_Food Preparation_Natural Gas_Fryer_E9_Codes & Standards Forecast | Commercial | Miscellaneous | New | Food Preparation | Natural Gas | Fryer | E9 |  | Codes & Standards Forecast | 0 | 0 | 0 | 0 | 0 | 0 | 0 | 0 | 0 | 0 | 0 | 0 | 0 | 0 | 0 | 0 | 0 | 0 | 0 | 0 | 0 | 0 | 0 | 0 | 0 | 0 | 0 | 0 | 0 | 0 | 0
Commercial_Miscellaneous_New_Food Preparation_Natural Gas_Fryer_E10_Codes & Standards Forecast | Commercial | Miscellaneous | New | Food Preparation | Natural Gas | Fryer | E10 |  | Codes & Standards Forecast | 0 | 0 | 0 | 0 | 0 | 0 | 0 | 0 | 0 | 0 | 0 | 0 | 0 | 0 | 0 | 0 | 0 | 0 | 0 | 0 | 0 | 0 | 0 | 0 | 0 | 0 | 0 | 0 | 0 | 0 | 0
Commercial_Miscellaneous_New_Food Preparation_Natural Gas_Broiler_E1_Codes & Standards Forecast | Commercial | Miscellaneous | New | Food Preparation | Natural Gas | Broiler | E1 | Standard | Codes & Standards Forecast | 0 | 24263.7637 | 24486.2692 | 25959.4941 | 14248.0071 | 11607.9018 | 11438.1704 | 11272.1435 | 11109.7487 | 10950.9149 | 10795.5725 | 10643.6533 | 15347.8432 | 19129.2746 | 22423.2371 | 22690.8644 | 22352.2712 | 28383.9365 | 26850.2271 | 25895.623 | 21621.3819 | 20526.9489 | 20247.1402 | 20944.1284 | 22238.472 | 23913.6665 | 25288.7265 | 26302.8776 | 29574.9079 | 31625.7145 | 32929.9064
Commercial_Miscellaneous_New_Food Preparation_Natural Gas_Broiler_E2_Codes & Standards Forecast | Commercial | Miscellaneous | New | Food Preparation | Natural Gas | Broiler | E2 | Infrared Burners | Codes & Standards Forecast | 0 | 0 | 0 | 0 | 0 | 0 | 0 | 0 | 0 | 0 | 0 | 0 | 0 | 0 | 0 | 0 | 0 | 0 | 0 | 0 | 0 | 0 | 0 | 0 | 0 | 0 | 0 | 0 | 0 | 0 | 0
Commercial_Miscellaneous_New_Food Preparation_Natural Gas_Broiler_E3_Codes & Standards Forecast | Commercial | Miscellaneous | New | Food Preparation | Natural Gas | Broiler | E3 |  | Codes & Standards Forecast | 0 | 0 | 0 | 0 | 0 | 0 | 0 | 0 | 0 | 0 | 0 | 0 | 0 | 0 | 0 | 0 | 0 | 0 | 0 | 0 | 0 | 0 | 0 | 0 | 0 | 0 | 0 | 0 | 0 | 0 | 0
Commercial_Miscellaneous_New_Food Preparation_Natural Gas_Broiler_E4_Codes & Standards Forecast | Commercial | Miscellaneous | New | Food Preparation | Natural Gas | Broiler | E4 |  | Codes & Standards Forecast | 0 | 0 | 0 | 0 | 0 | 0 | 0 | 0 | 0 | 0 | 0 | 0 | 0 | 0 | 0 | 0 | 0 | 0 | 0 | 0 | 0 | 0 | 0 | 0 | 0 | 0 | 0 | 0 | 0 | 0 | 0
Commercial_Miscellaneous_New_Food Preparation_Natural Gas_Broiler_E5_Codes & Standards Forecast | Commercial | Miscellaneous | New | Food Preparation | Natural Gas | Broiler | E5 |  | Codes & Standards Forecast | 0 | 0 | 0 | 0 | 0 | 0 | 0 | 0 | 0 | 0 | 0 | 0 | 0 | 0 | 0 | 0 | 0 | 0 | 0 | 0 | 0 | 0 | 0 | 0 | 0 | 0 | 0 | 0 | 0 | 0 | 0
Commercial_Miscellaneous_New_Food Preparation_Natural Gas_Broiler_E6_Codes & Standards Forecast | Commercial | Miscellaneous | New | Food Preparation | Natural Gas | Broiler | E6 |  | Codes & Standards Forecast | 0 | 0 | 0 | 0 | 0 | 0 | 0 | 0 | 0 | 0 | 0 | 0 | 0 | 0 | 0 | 0 | 0 | 0 | 0 | 0 | 0 | 0 | 0 | 0 | 0 | 0 | 0 | 0 | 0 | 0 | 0
Commercial_Miscellaneous_New_Food Preparation_Natural Gas_Broiler_E7_Codes & Standards Forecast | Commercial | Miscellaneous | New | Food Preparation | Natural Gas | Broiler | E7 |  | Codes & Standards Forecast | 0 | 0 | 0 | 0 | 0 | 0 | 0 | 0 | 0 | 0 | 0 | 0 | 0 | 0 | 0 | 0 | 0 | 0 | 0 | 0 | 0 | 0 | 0 | 0 | 0 | 0 | 0 | 0 | 0 | 0 | 0
Commercial_Miscellaneous_New_Food Preparation_Natural Gas_Broiler_E8_Codes & Standards Forecast | Commercial | Miscellaneous | New | Food Preparation | Natural Gas | Broiler | E8 |  | Codes & Standards Forecast | 0 | 0 | 0 | 0 | 0 | 0 | 0 | 0 | 0 | 0 | 0 | 0 | 0 | 0 | 0 | 0 | 0 | 0 | 0 | 0 | 0 | 0 | 0 | 0 | 0 | 0 | 0 | 0 | 0 | 0 | 0
Commercial_Miscellaneous_New_Food Preparation_Natural Gas_Broiler_E9_Codes & Standards Forecast | Commercial | Miscellaneous | New | Food Preparation | Natural Gas | Broiler | E9 |  | Codes & Standards Forecast | 0 | 0 | 0 | 0 | 0 | 0 | 0 | 0 | 0 | 0 | 0 | 0 | 0 | 0 | 0 | 0 | 0 | 0 | 0 | 0 | 0 | 0 | 0 | 0 | 0 | 0 | 0 | 0 | 0 | 0 | 0
Commercial_Miscellaneous_New_Food Preparation_Natural Gas_Broiler_E10_Codes & Standards Forecast | Commercial | Miscellaneous | New | Food Preparation | Natural Gas | Broiler | E10 |  | Codes & Standards Forecast | 0 | 0 | 0 | 0 | 0 | 0 | 0 | 0 | 0 | 0 | 0 | 0 | 0 | 0 | 0 | 0 | 0 | 0 | 0 | 0 | 0 | 0 | 0 | 0 | 0 | 0 | 0 | 0 | 0 | 0 | 0
Commercial_Miscellaneous_New_Food Preparation_Natural Gas_Griddle_E1_Codes & Standards Forecast | Commercial | Miscellaneous | New | Food Preparation | Natural Gas | Griddle | E1 | Standard | Codes & Standards Forecast | 0 | 30381.9371 | 30660.548 | 32505.2505 | 17840.6805 | 14534.8655 | 14322.3358 | 14114.4448 | 13911.1017 | 13712.2176 | 13517.7052 | 13327.4792 | 19217.8433 | 23952.7728 | 28077.3167 | 28412.427 | 27988.4566 | 35541.0226 | 33620.5842 | 32425.2741 | 27073.2716 | 25702.8743 | 25352.5111 | 26225.2468 | 27845.9626 | 29943.5619 | 31665.3469 | 32935.219 | 37032.3006 | 39600.2235 | 41233.271
Commercial_Miscellaneous_New_Food Preparation_Natural Gas_Griddle_E2_Codes & Standards Forecast | Commercial | Miscellaneous | New | Food Preparation | Natural Gas | Griddle | E2 | ENERGY STAR | Codes & Standards Forecast | 0 | 0 | 0 | 0 | 0 | 0 | 0 | 0 | 0 | 0 | 0 | 0 | 0 | 0 | 0 | 0 | 0 | 0 | 0 | 0 | 0 | 0 | 0 | 0 | 0 | 0 | 0 | 0 | 0 | 0 | 0
Commercial_Miscellaneous_New_Food Preparation_Natural Gas_Griddle_E3_Codes & Standards Forecast | Commercial | Miscellaneous | New | Food Preparation | Natural Gas | Griddle | E3 |  | Codes & Standards Forecast | 0 | 0 | 0 | 0 | 0 | 0 | 0 | 0 | 0 | 0 | 0 | 0 | 0 | 0 | 0 | 0 | 0 | 0 | 0 | 0 | 0 | 0 | 0 | 0 | 0 | 0 | 0 | 0 | 0 | 0 | 0
Commercial_Miscellaneous_New_Food Preparation_Natural Gas_Griddle_E4_Codes & Standards Forecast | Commercial | Miscellaneous | New | Food Preparation | Natural Gas | Griddle | E4 |  | Codes & Standards Forecast | 0 | 0 | 0 | 0 | 0 | 0 | 0 | 0 | 0 | 0 | 0 | 0 | 0 | 0 | 0 | 0 | 0 | 0 | 0 | 0 | 0 | 0 | 0 | 0 | 0 | 0 | 0 | 0 | 0 | 0 | 0
Commercial_Miscellaneous_New_Food Preparation_Natural Gas_Griddle_E5_Codes & Standards Forecast | Commercial | Miscellaneous | New | Food Preparation | Natural Gas | Griddle | E5 |  | Codes & Standards Forecast | 0 | 0 | 0 | 0 | 0 | 0 | 0 | 0 | 0 | 0 | 0 | 0 | 0 | 0 | 0 | 0 | 0 | 0 | 0 | 0 | 0 | 0 | 0 | 0 | 0 | 0 | 0 | 0 | 0 | 0 | 0
Commercial_Miscellaneous_New_Food Preparation_Natural Gas_Griddle_E6_Codes & Standards Forecast | Commercial | Miscellaneous | New | Food Preparation | Natural Gas | Griddle | E6 |  | Codes & Standards Forecast | 0 | 0 | 0 | 0 | 0 | 0 | 0 | 0 | 0 | 0 | 0 | 0 | 0 | 0 | 0 | 0 | 0 | 0 | 0 | 0 | 0 | 0 | 0 | 0 | 0 | 0 | 0 | 0 | 0 | 0 | 0
Commercial_Miscellaneous_New_Food Preparation_Natural Gas_Griddle_E7_Codes & Standards Forecast | Commercial | Miscellaneous | New | Food Preparation | Natural Gas | Griddle | E7 |  | Codes & Standards Forecast | 0 | 0 | 0 | 0 | 0 | 0 | 0 | 0 | 0 | 0 | 0 | 0 | 0 | 0 | 0 | 0 | 0 | 0 | 0 | 0 | 0 | 0 | 0 | 0 | 0 | 0 | 0 | 0 | 0 | 0 | 0
Commercial_Miscellaneous_New_Food Preparation_Natural Gas_Griddle_E8_Codes & Standards Forecast | Commercial | Miscellaneous | New | Food Preparation | Natural Gas | Griddle | E8 |  | Codes & Standards Forecast | 0 | 0 | 0 | 0 | 0 | 0 | 0 | 0 | 0 | 0 | 0 | 0 | 0 | 0 | 0 | 0 | 0 | 0 | 0 | 0 | 0 | 0 | 0 | 0 | 0 | 0 | 0 | 0 | 0 | 0 | 0
Commercial_Miscellaneous_New_Food Preparation_Natural Gas_Griddle_E9_Codes & Standards Forecast | Commercial | Miscellaneous | New | Food Preparation | Natural Gas | Griddle | E9 |  | Codes & Standards Forecast | 0 | 0 | 0 | 0 | 0 | 0 | 0 | 0 | 0 | 0 | 0 | 0 | 0 | 0 | 0 | 0 | 0 | 0 | 0 | 0 | 0 | 0 | 0 | 0 | 0 | 0 | 0 | 0 | 0 | 0 | 0
Commercial_Miscellaneous_New_Food Preparation_Natural Gas_Griddle_E10_Codes & Standards Forecast | Commercial | Miscellaneous | New | Food Preparation | Natural Gas | Griddle | E10 |  | Codes & Standards Forecast | 0 | 0 | 0 | 0 | 0 | 0 | 0 | 0 | 0 | 0 | 0 | 0 | 0 | 0 | 0 | 0 | 0 | 0 | 0 | 0 | 0 | 0 | 0 | 0 | 0 | 0 | 0 | 0 | 0 | 0 | 0
Commercial_Miscellaneous_New_Food Preparation_Natural Gas_Range_E1_Codes & Standards Forecast | Commercial | Miscellaneous | New | Food Preparation | Natural Gas | Range | E1 | Standard | Codes & Standards Forecast | 0 | 115149.9923 | 116205.95 | 123197.5213 | 67617.6181 | 55088.3126 | 54282.8081 | 53494.8845 | 52724.1977 | 51970.4106 | 74263.1914 | 92177.4098 | 107778.8329 | 109018.6 | 107381.9806 | 135977.6563 | 128670.4485 | 124112.0914 | 103800.0793 | 103185.2051 | 109242.7036 | 117109.2839 | 123553.1187 | 128285.7556 | 143735.3009 | 153390.7366 | 159504.4134 | 156477.6023 | 153090.7684 | 159431.7368 | 156581.8867
Commercial_Miscellaneous_New_Food Preparation_Natural Gas_Range_E2_Codes & Standards Forecast | Commercial | Miscellaneous | New | Food Preparation | Natural Gas | Range | E2 | High Efficiency | Codes & Standards Forecast | 0 | 0 | 0 | 0 | 0 | 0 | 0 | 0 | 0 | 0 | 0 | 0 | 0 | 0 | 0 | 0 | 0 | 0 | 0 | 0 | 0 | 0 | 0 | 0 | 0 | 0 | 0 | 0 | 0 | 0 | 0
Commercial_Miscellaneous_New_Food Preparation_Natural Gas_Range_E3_Codes & Standards Forecast | Commercial | Miscellaneous | New | Food Preparation | Natural Gas | Range | E3 |  | Codes & Standards Forecast | 0 | 0 | 0 | 0 | 0 | 0 | 0 | 0 | 0 | 0 | 0 | 0 | 0 | 0 | 0 | 0 | 0 | 0 | 0 | 0 | 0 | 0 | 0 | 0 | 0 | 0 | 0 | 0 | 0 | 0 | 0
Commercial_Miscellaneous_New_Food Preparation_Natural Gas_Range_E4_Codes & Standards Forecast | Commercial | Miscellaneous | New | Food Preparation | Natural Gas | Range | E4 |  | Codes & Standards Forecast | 0 | 0 | 0 | 0 | 0 | 0 | 0 | 0 | 0 | 0 | 0 | 0 | 0 | 0 | 0 | 0 | 0 | 0 | 0 | 0 | 0 | 0 | 0 | 0 | 0 | 0 | 0 | 0 | 0 | 0 | 0
Commercial_Miscellaneous_New_Food Preparation_Natural Gas_Range_E5_Codes & Standards Forecast | Commercial | Miscellaneous | New | Food Preparation | Natural Gas | Range | E5 |  | Codes & Standards Forecast | 0 | 0 | 0 | 0 | 0 | 0 | 0 | 0 | 0 | 0 | 0 | 0 | 0 | 0 | 0 | 0 | 0 | 0 | 0 | 0 | 0 | 0 | 0 | 0 | 0 | 0 | 0 | 0 | 0 | 0 | 0
Commercial_Miscellaneous_New_Food Preparation_Natural Gas_Range_E6_Codes & Standards Forecast | Commercial | Miscellaneous | New | Food Preparation | Natural Gas | Range | E6 |  | Codes & Standards Forecast | 0 | 0 | 0 | 0 | 0 | 0 | 0 | 0 | 0 | 0 | 0 | 0 | 0 | 0 | 0 | 0 | 0 | 0 | 0 | 0 | 0 | 0 | 0 | 0 | 0 | 0 | 0 | 0 | 0 | 0 | 0
Commercial_Miscellaneous_New_Food Preparation_Natural Gas_Range_E7_Codes & Standards Forecast | Commercial | Miscellaneous | New | Food Preparation | Natural Gas | Range | E7 |  | Codes & Standards Forecast | 0 | 0 | 0 | 0 | 0 | 0 | 0 | 0 | 0 | 0 | 0 | 0 | 0 | 0 | 0 | 0 | 0 | 0 | 0 | 0 | 0 | 0 | 0 | 0 | 0 | 0 | 0 | 0 | 0 | 0 | 0
Commercial_Miscellaneous_New_Food Preparation_Natural Gas_Range_E8_Codes & Standards Forecast | Commercial | Miscellaneous | New | Food Preparation | Natural Gas | Range | E8 |  | Codes & Standards Forecast | 0 | 0 | 0 | 0 | 0 | 0 | 0 | 0 | 0 | 0 | 0 | 0 | 0 | 0 | 0 | 0 | 0 | 0 | 0 | 0 | 0 | 0 | 0 | 0 | 0 | 0 | 0 | 0 | 0 | 0 | 0
Commercial_Miscellaneous_New_Food Preparation_Natural Gas_Range_E9_Codes & Standards Forecast | Commercial | Miscellaneous | New | Food Preparation | Natural Gas | Range | E9 |  | Codes & Standards Forecast | 0 | 0 | 0 | 0 | 0 | 0 | 0 | 0 | 0 | 0 | 0 | 0 | 0 | 0 | 0 | 0 | 0 | 0 | 0 | 0 | 0 | 0 | 0 | 0 | 0 | 0 | 0 | 0 | 0 | 0 | 0
Commercial_Miscellaneous_New_Food Preparation_Natural Gas_Range_E10_Codes & Standards Forecast | Commercial | Miscellaneous | New | Food Preparation | Natural Gas | Range | E10 |  | Codes & Standards Forecast | 0 | 0 | 0 | 0 | 0 | 0 | 0 | 0 | 0 | 0 | 0 | 0 | 0 | 0 | 0 | 0 | 0 | 0 | 0 | 0 | 0 | 0 | 0 | 0 | 0 | 0 | 0 | 0 | 0 | 0 | 0
Commercial_Miscellaneous_New_Food Preparation_Natural Gas_Steamer_E1_Codes & Standards Forecast | Commercial | Miscellaneous | New | Food Preparation | Natural Gas | Steamer | E1 | Standard | Codes & Standards Forecast | 0 | 8659.2145 | 8738.622 | 0 | 0 | 0 | 0 | 0 | 0 | 0 | 0 | 0 | 0 | 0 | 0 | 0 | 0 | 0 | 0 | 0 | 0 | 0 | 0 | 0 | 0 | 0 | 0 | 0 | 0 | 0 | 0
Commercial_Miscellaneous_New_Food Preparation_Natural Gas_Steamer_E2_Codes & Standards Forecast | Commercial | Miscellaneous | New | Food Preparation | Natural Gas | Steamer | E2 | ENERGY STAR | Codes & Standards Forecast | 0 | 0 | 0 | 9264.3842 | 5084.8068 | 4142.6101 | 4082.0366 | 4022.7852 | 3964.83 | 3908.1456 | 4814.8422 | 5624.6796 | 6398.1269 | 6616.5215 | 6701.3526 | 6765.5243 | 6811.5823 | 6841.7847 | 6858.1341 | 9635.8814 | 9548.8477 | 9690.9645 | 8388.7456 | 8233.8529 | 8371.1522 | 8495.1666 | 8605.6878 | 8702.7515 | 9391.0351 | 9960.122 | 10467.4174
Commercial_Miscellaneous_New_Food Preparation_Natural Gas_Steamer_E3_Codes & Standards Forecast | Commercial | Miscellaneous | New | Food Preparation | Natural Gas | Steamer | E3 |  | Codes & Standards Forecast | 0 | 0 | 0 | 0 | 0 | 0 | 0 | 0 | 0 | 0 | 0 | 0 | 0 | 0 | 0 | 0 | 0 | 0 | 0 | 0 | 0 | 0 | 0 | 0 | 0 | 0 | 0 | 0 | 0 | 0 | 0
Commercial_Miscellaneous_New_Food Preparation_Natural Gas_Steamer_E4_Codes & Standards Forecast | Commercial | Miscellaneous | New | Food Preparation | Natural Gas | Steamer | E4 |  | Codes & Standards Forecast | 0 | 0 | 0 | 0 | 0 | 0 | 0 | 0 | 0 | 0 | 0 | 0 | 0 | 0 | 0 | 0 | 0 | 0 | 0 | 0 | 0 | 0 | 0 | 0 | 0 | 0 | 0 | 0 | 0 | 0 | 0
Commercial_Miscellaneous_New_Food Preparation_Natural Gas_Steamer_E5_Codes & Standards Forecast | Commercial | Miscellaneous | New | Food Preparation | Natural Gas | Steamer | E5 |  | Codes & Standards Forecast | 0 | 0 | 0 | 0 | 0 | 0 | 0 | 0 | 0 | 0 | 0 | 0 | 0 | 0 | 0 | 0 | 0 | 0 | 0 | 0 | 0 | 0 | 0 | 0 | 0 | 0 | 0 | 0 | 0 | 0 | 0
Commercial_Miscellaneous_New_Food Preparation_Natural Gas_Steamer_E6_Codes & Standards Forecast | Commercial | Miscellaneous | New | Food Preparation | Natural Gas | Steamer | E6 |  | Codes & Standards Forecast | 0 | 0 | 0 | 0 | 0 | 0 | 0 | 0 | 0 | 0 | 0 | 0 | 0 | 0 | 0 | 0 | 0 | 0 | 0 | 0 | 0 | 0 | 0 | 0 | 0 | 0 | 0 | 0 | 0 | 0 | 0
Commercial_Miscellaneous_New_Food Preparation_Natural Gas_Steamer_E7_Codes & Standards Forecast | Commercial | Miscellaneous | New | Food Preparation | Natural Gas | Steamer | E7 |  | Codes & Standards Forecast | 0 | 0 | 0 | 0 | 0 | 0 | 0 | 0 | 0 | 0 | 0 | 0 | 0 | 0 | 0 | 0 | 0 | 0 | 0 | 0 | 0 | 0 | 0 | 0 | 0 | 0 | 0 | 0 | 0 | 0 | 0
Commercial_Miscellaneous_New_Food Preparation_Natural Gas_Steamer_E8_Codes & Standards Forecast | Commercial | Miscellaneous | New | Food Preparation | Natural Gas | Steamer | E8 |  | Codes & Standards Forecast | 0 | 0 | 0 | 0 | 0 | 0 | 0 | 0 | 0 | 0 | 0 | 0 | 0 | 0 | 0 | 0 | 0 | 0 | 0 | 0 | 0 | 0 | 0 | 0 | 0 | 0 | 0 | 0 | 0 | 0 | 0
Commercial_Miscellaneous_New_Food Preparation_Natural Gas_Steamer_E9_Codes & Standards Forecast | Commercial | Miscellaneous | New | Food Preparation | Natural Gas | Steamer | E9 |  | Codes & Standards Forecast | 0 | 0 | 0 | 0 | 0 | 0 | 0 | 0 | 0 | 0 | 0 | 0 | 0 | 0 | 0 | 0 | 0 | 0 | 0 | 0 | 0 | 0 | 0 | 0 | 0 | 0 | 0 | 0 | 0 | 0 | 0
Commercial_Miscellaneous_New_Food Preparation_Natural Gas_Steamer_E10_Codes & Standards Forecast | Commercial | Miscellaneous | New | Food Preparation | Natural Gas | Steamer | E10 |  | Codes & Standards Forecast | 0 | 0 | 0 | 0 | 0 | 0 | 0 | 0 | 0 | 0 | 0 | 0 | 0 | 0 | 0 | 0 | 0 | 0 | 0 | 0 | 0 | 0 | 0 | 0 | 0 | 0 | 0 | 0 | 0 | 0 | 0
Commercial_Miscellaneous_New_Food Preparation_Natural Gas_Food Prep Other_E1_Codes & Standards Forecast | Commercial | Miscellaneous | New | Food Preparation | Natural Gas | Food Prep Other | E1 | Standard | Codes & Standards Forecast | 0 | 8659.2145 | 8738.622 | 9264.3842 | 5084.8068 | 4142.6101 | 4082.0366 | 4022.7852 | 3964.83 | 3908.1456 | 5584.5501 | 6931.6893 | 8104.9075 | 8198.1373 | 8075.0644 | 10225.4431 | 9675.9452 | 9333.1593 | 7805.7075 | 7759.4693 | 8214.9897 | 8806.5522 | 9291.1249 | 9647.0165 | 10808.8136 | 11534.8969 | 11994.642 | 11767.0275 | 11512.3395 | 11989.1768 | 11774.8696
Commercial_Miscellaneous_New_Food Preparation_Natural Gas_Food Prep Other_E2_Codes & Standards Forecast | Commercial | Miscellaneous | New | Food Preparation | Natural Gas | Food Prep Other | E2 | ENERGY STAR | Codes & Standards Forecast | 0 | 0 | 0 | 0 | 0 | 0 | 0 | 0 | 0 | 0 | 0 | 0 | 0 | 0 | 0 | 0 | 0 | 0 | 0 | 0 | 0 | 0 | 0 | 0 | 0 | 0 | 0 | 0 | 0 | 0 | 0
Commercial_Miscellaneous_New_Food Preparation_Natural Gas_Food Prep Other_E3_Codes & Standards Forecast | Commercial | Miscellaneous | New | Food Preparation | Natural Gas | Food Prep Other | E3 |  | Codes & Standards Forecast | 0 | 0 | 0 | 0 | 0 | 0 | 0 | 0 | 0 | 0 | 0 | 0 | 0 | 0 | 0 | 0 | 0 | 0 | 0 | 0 | 0 | 0 | 0 | 0 | 0 | 0 | 0 | 0 | 0 | 0 | 0
Commercial_Miscellaneous_New_Food Preparation_Natural Gas_Food Prep Other_E4_Codes & Standards Forecast | Commercial | Miscellaneous | New | Food Preparation | Natural Gas | Food Prep Other | E4 |  | Codes & Standards Forecast | 0 | 0 | 0 | 0 | 0 | 0 | 0 | 0 | 0 | 0 | 0 | 0 | 0 | 0 | 0 | 0 | 0 | 0 | 0 | 0 | 0 | 0 | 0 | 0 | 0 | 0 | 0 | 0 | 0 | 0 | 0
Commercial_Miscellaneous_New_Food Preparation_Natural Gas_Food Prep Other_E5_Codes & Standards Forecast | Commercial | Miscellaneous | New | Food Preparation | Natural Gas | Food Prep Other | E5 |  | Codes & Standards Forecast | 0 | 0 | 0 | 0 | 0 | 0 | 0 | 0 | 0 | 0 | 0 | 0 | 0 | 0 | 0 | 0 | 0 | 0 | 0 | 0 | 0 | 0 | 0 | 0 | 0 | 0 | 0 | 0 | 0 | 0 | 0
Commercial_Miscellaneous_New_Food Preparation_Natural Gas_Food Prep Other_E6_Codes & Standards Forecast | Commercial | Miscellaneous | New | Food Preparation | Natural Gas | Food Prep Other | E6 |  | Codes & Standards Forecast | 0 | 0 | 0 | 0 | 0 | 0 | 0 | 0 | 0 | 0 | 0 | 0 | 0 | 0 | 0 | 0 | 0 | 0 | 0 | 0 | 0 | 0 | 0 | 0 | 0 | 0 | 0 | 0 | 0 | 0 | 0
Commercial_Miscellaneous_New_Food Preparation_Natural Gas_Food Prep Other_E7_Codes & Standards Forecast | Commercial | Miscellaneous | New | Food Preparation | Natural Gas | Food Prep Other | E7 |  | Codes & Standards Forecast | 0 | 0 | 0 | 0 | 0 | 0 | 0 | 0 | 0 | 0 | 0 | 0 | 0 | 0 | 0 | 0 | 0 | 0 | 0 | 0 | 0 | 0 | 0 | 0 | 0 | 0 | 0 | 0 | 0 | 0 | 0
Commercial_Miscellaneous_New_Food Preparation_Natural Gas_Food Prep Other_E8_Codes & Standards Forecast | Commercial | Miscellaneous | New | Food Preparation | Natural Gas | Food Prep Other | E8 |  | Codes & Standards Forecast | 0 | 0 | 0 | 0 | 0 | 0 | 0 | 0 | 0 | 0 | 0 | 0 | 0 | 0 | 0 | 0 | 0 | 0 | 0 | 0 | 0 | 0 | 0 | 0 | 0 | 0 | 0 | 0 | 0 | 0 | 0
Commercial_Miscellaneous_New_Food Preparation_Natural Gas_Food Prep Other_E9_Codes & Standards Forecast | Commercial | Miscellaneous | New | Food Preparation | Natural Gas | Food Prep Other | E9 |  | Codes & Standards Forecast | 0 | 0 | 0 | 0 | 0 | 0 | 0 | 0 | 0 | 0 | 0 | 0 | 0 | 0 | 0 | 0 | 0 | 0 | 0 | 0 | 0 | 0 | 0 | 0 | 0 | 0 | 0 | 0 | 0 | 0 | 0
Commercial_Miscellaneous_New_Food Preparation_Natural Gas_Food Prep Other_E10_Codes & Standards Forecast | Commercial | Miscellaneous | New | Food Preparation | Natural Gas | Food Prep Other | E10 |  | Codes & Standards Forecast | 0 | 0 | 0 | 0 | 0 | 0 | 0 | 0 | 0 | 0 | 0 | 0 | 0 | 0 | 0 | 0 | 0 | 0 | 0 | 0 | 0 | 0 | 0 | 0 | 0 | 0 | 0 | 0 | 0 | 0 | 0
Commercial_Miscellaneous_New_Miscellaneous_Natural Gas_Pool Heater_E1_Codes & Standards Forecast | Commercial | Miscellaneous | New | Miscellaneous | Natural Gas | Pool Heater | E1 | Standard (EF .82) | Codes & Standards Forecast | 0 | 50166.2267 | 50626.265 | 53672.2118 | 29458.2804 | 23999.7652 | 33682.0846 | 41457.4218 | 48225.7371 | 48737.814 | 47997.3122 | 62434.9924 | 62454.1447 | 64446.3822 | 58943.1744 | 59256.9324 | 66313.5392 | 71412.8948 | 75578.121 | 76122.0178 | 76245.0154 | 81688.1597 | 83238.4213 | 85785.544 | 85924.7811 | 87544.2892 | 91655.7297 | 94702.4134 | 97365.8036 | 98537.4651 | 99651.6705
Commercial_Miscellaneous_New_Miscellaneous_Natural Gas_Pool Heater_E2_Codes & Standards Forecast | Commercial | Miscellaneous | New | Miscellaneous | Natural Gas | Pool Heater | E2 | Condensing (EF .90) | Codes & Standards Forecast | 0 | 0 | 0 | 0 | 0 | 0 | 0 | 0 | 0 | 0 | 0 | 0 | 0 | 0 | 0 | 0 | 0 | 0 | 0 | 0 | 0 | 0 | 0 | 0 | 0 | 0 | 0 | 0 | 0 | 0 | 0
Commercial_Miscellaneous_New_Miscellaneous_Natural Gas_Pool Heater_E3_Codes & Standards Forecast | Commercial | Miscellaneous | New | Miscellaneous | Natural Gas | Pool Heater | E3 |  | Codes & Standards Forecast | 0 | 0 | 0 | 0 | 0 | 0 | 0 | 0 | 0 | 0 | 0 | 0 | 0 | 0 | 0 | 0 | 0 | 0 | 0 | 0 | 0 | 0 | 0 | 0 | 0 | 0 | 0 | 0 | 0 | 0 | 0
Commercial_Miscellaneous_New_Miscellaneous_Natural Gas_Pool Heater_E4_Codes & Standards Forecast | Commercial | Miscellaneous | New | Miscellaneous | Natural Gas | Pool Heater | E4 |  | Codes & Standards Forecast | 0 | 0 | 0 | 0 | 0 | 0 | 0 | 0 | 0 | 0 | 0 | 0 | 0 | 0 | 0 | 0 | 0 | 0 | 0 | 0 | 0 | 0 | 0 | 0 | 0 | 0 | 0 | 0 | 0 | 0 | 0
Commercial_Miscellaneous_New_Miscellaneous_Natural Gas_Pool Heater_E5_Codes & Standards Forecast | Commercial | Miscellaneous | New | Miscellaneous | Natural Gas | Pool Heater | E5 |  | Codes & Standards Forecast | 0 | 0 | 0 | 0 | 0 | 0 | 0 | 0 | 0 | 0 | 0 | 0 | 0 | 0 | 0 | 0 | 0 | 0 | 0 | 0 | 0 | 0 | 0 | 0 | 0 | 0 | 0 | 0 | 0 | 0 | 0
Commercial_Miscellaneous_New_Miscellaneous_Natural Gas_Pool Heater_E6_Codes & Standards Forecast | Commercial | Miscellaneous | New | Miscellaneous | Natural Gas | Pool Heater | E6 |  | Codes & Standards Forecast | 0 | 0 | 0 | 0 | 0 | 0 | 0 | 0 | 0 | 0 | 0 | 0 | 0 | 0 | 0 | 0 | 0 | 0 | 0 | 0 | 0 | 0 | 0 | 0 | 0 | 0 | 0 | 0 | 0 | 0 | 0
Commercial_Miscellaneous_New_Miscellaneous_Natural Gas_Pool Heater_E7_Codes & Standards Forecast | Commercial | Miscellaneous | New | Miscellaneous | Natural Gas | Pool Heater | E7 |  | Codes & Standards Forecast | 0 | 0 | 0 | 0 | 0 | 0 | 0 | 0 | 0 | 0 | 0 | 0 | 0 | 0 | 0 | 0 | 0 | 0 | 0 | 0 | 0 | 0 | 0 | 0 | 0 | 0 | 0 | 0 | 0 | 0 | 0
Commercial_Miscellaneous_New_Miscellaneous_Natural Gas_Pool Heater_E8_Codes & Standards Forecast | Commercial | Miscellaneous | New | Miscellaneous | Natural Gas | Pool Heater | E8 |  | Codes & Standards Forecast | 0 | 0 | 0 | 0 | 0 | 0 | 0 | 0 | 0 | 0 | 0 | 0 | 0 | 0 | 0 | 0 | 0 | 0 | 0 | 0 | 0 | 0 | 0 | 0 | 0 | 0 | 0 | 0 | 0 | 0 | 0
Commercial_Miscellaneous_New_Miscellaneous_Natural Gas_Pool Heater_E9_Codes & Standards Forecast | Commercial | Miscellaneous | New | Miscellaneous | Natural Gas | Pool Heater | E9 |  | Codes & Standards Forecast | 0 | 0 | 0 | 0 | 0 | 0 | 0 | 0 | 0 | 0 | 0 | 0 | 0 | 0 | 0 | 0 | 0 | 0 | 0 | 0 | 0 | 0 | 0 | 0 | 0 | 0 | 0 | 0 | 0 | 0 | 0
Commercial_Miscellaneous_New_Miscellaneous_Natural Gas_Pool Heater_E10_Codes & Standards Forecast | Commercial | Miscellaneous | New | Miscellaneous | Natural Gas | Pool Heater | E10 |  | Codes & Standards Forecast | 0 | 0 | 0 | 0 | 0 | 0 | 0 | 0 | 0 | 0 | 0 | 0 | 0 | 0 | 0 | 0 | 0 | 0 | 0 | 0 | 0 | 0 | 0 | 0 | 0 | 0 | 0 | 0 | 0 | 0 | 0
Commercial_Miscellaneous_New_Miscellaneous_Natural Gas_Miscellaneous_E1_Codes & Standards Forecast | Commercial | Miscellaneous | New | Miscellaneous | Natural Gas | Miscellaneous | E1 | Standard | Codes & Standards Forecast | 0 | 1431175.3591 | 1444299.6384 | 1531196.4267 | 1044858.9663 | 1066255.688 | 1220475.9462 | 1281976.2608 | 1336562.7325 | 1404224.2588 | 1469873.1694 | 1949817.862 | 1956623.4928 | 1992271.731 | 1923341.2148 | 2012151.8357 | 2131079.6458 | 2195191.2412 | 2259874.3218 | 2335195.3252 | 2407429.055 | 2598413.5041 | 2634163.9804 | 2682691.7627 | 2720282.3426 | 2802769.9935 | 2888400.978 | 2950436.4229 | 3014816.8199 | 3084607.0334 | 3151682.0463
Commercial_Miscellaneous_New_Miscellaneous_Natural Gas_Miscellaneous_E2_Codes & Standards Forecast | Commercial | Miscellaneous | New | Miscellaneous | Natural Gas | Miscellaneous | E2 |  | Codes & Standards Forecast | 0 | 0 | 0 | 0 | 0 | 0 | 0 | 0 | 0 | 0 | 0 | 0 | 0 | 0 | 0 | 0 | 0 | 0 | 0 | 0 | 0 | 0 | 0 | 0 | 0 | 0 | 0 | 0 | 0 | 0 | 0
Commercial_Miscellaneous_New_Miscellaneous_Natural Gas_Miscellaneous_E3_Codes & Standards Forecast | Commercial | Miscellaneous | New | Miscellaneous | Natural Gas | Miscellaneous | E3 |  | Codes & Standards Forecast | 0 | 0 | 0 | 0 | 0 | 0 | 0 | 0 | 0 | 0 | 0 | 0 | 0 | 0 | 0 | 0 | 0 | 0 | 0 | 0 | 0 | 0 | 0 | 0 | 0 | 0 | 0 | 0 | 0 | 0 | 0
Commercial_Miscellaneous_New_Miscellaneous_Natural Gas_Miscellaneous_E4_Codes & Standards Forecast | Commercial | Miscellaneous | New | Miscellaneous | Natural Gas | Miscellaneous | E4 |  | Codes & Standards Forecast | 0 | 0 | 0 | 0 | 0 | 0 | 0 | 0 | 0 | 0 | 0 | 0 | 0 | 0 | 0 | 0 | 0 | 0 | 0 | 0 | 0 | 0 | 0 | 0 | 0 | 0 | 0 | 0 | 0 | 0 | 0
Commercial_Miscellaneous_New_Miscellaneous_Natural Gas_Miscellaneous_E5_Codes & Standards Forecast | Commercial | Miscellaneous | New | Miscellaneous | Natural Gas | Miscellaneous | E5 |  | Codes & Standards Forecast | 0 | 0 | 0 | 0 | 0 | 0 | 0 | 0 | 0 | 0 | 0 | 0 | 0 | 0 | 0 | 0 | 0 | 0 | 0 | 0 | 0 | 0 | 0 | 0 | 0 | 0 | 0 | 0 | 0 | 0 | 0
Commercial_Miscellaneous_New_Miscellaneous_Natural Gas_Miscellaneous_E6_Codes & Standards Forecast | Commercial | Miscellaneous | New | Miscellaneous | Natural Gas | Miscellaneous | E6 |  | Codes & Standards Forecast | 0 | 0 | 0 | 0 | 0 | 0 | 0 | 0 | 0 | 0 | 0 | 0 | 0 | 0 | 0 | 0 | 0 | 0 | 0 | 0 | 0 | 0 | 0 | 0 | 0 | 0 | 0 | 0 | 0 | 0 | 0
Commercial_Miscellaneous_New_Miscellaneous_Natural Gas_Miscellaneous_E7_Codes & Standards Forecast | Commercial | Miscellaneous | New | Miscellaneous | Natural Gas | Miscellaneous | E7 |  | Codes & Standards Forecast | 0 | 0 | 0 | 0 | 0 | 0 | 0 | 0 | 0 | 0 | 0 | 0 | 0 | 0 | 0 | 0 | 0 | 0 | 0 | 0 | 0 | 0 | 0 | 0 | 0 | 0 | 0 | 0 | 0 | 0 | 0
Commercial_Miscellaneous_New_Miscellaneous_Natural Gas_Miscellaneous_E8_Codes & Standards Forecast | Commercial | Miscellaneous | New | Miscellaneous | Natural Gas | Miscellaneous | E8 |  | Codes & Standards Forecast | 0 | 0 | 0 | 0 | 0 | 0 | 0 | 0 | 0 | 0 | 0 | 0 | 0 | 0 | 0 | 0 | 0 | 0 | 0 | 0 | 0 | 0 | 0 | 0 | 0 | 0 | 0 | 0 | 0 | 0 | 0
Commercial_Miscellaneous_New_Miscellaneous_Natural Gas_Miscellaneous_E9_Codes & Standards Forecast | Commercial | Miscellaneous | New | Miscellaneous | Natural Gas | Miscellaneous | E9 |  | Codes & Standards Forecast | 0 | 0 | 0 | 0 | 0 | 0 | 0 | 0 | 0 | 0 | 0 | 0 | 0 | 0 | 0 | 0 | 0 | 0 | 0 | 0 | 0 | 0 | 0 | 0 | 0 | 0 | 0 | 0 | 0 | 0 | 0
Commercial_Miscellaneous_New_Miscellaneous_Natural Gas_Miscellaneous_E10_Codes & Standards Forecast | Commercial | Miscellaneous | New | Miscellaneous | Natural Gas | Miscellaneous | E10 |  | Codes & Standards Forecast | 0 | 0 | 0 | 0 | 0 | 0 | 0 | 0 | 0 | 0 | 0 | 0 | 0 | 0 | 0 | 0 | 0 | 0 | 0 | 0 | 0 | 0 | 0 | 0 | 0 | 0 | 0 | 0 | 0 | 0 | 0

## Equipment Stock
Key | Sector | Segment | Vintage | End Use | Fuel | Technology | Equipment | Label | Case | 2019 | 2020 | 2021 | 2022 | 2023 | 2024 | 2025 | 2026 | 2027 | 2028 | 2029 | 2030 | 2031 | 2032 | 2033 | 2034 | 2035 | 2036 | 2037 | 2038 | 2039 | 2040 | 2041 | 2042 | [6 empty] | Controllable
Commercial_Office_Existing_Space Heating_Natural Gas_Furnace_E1_Baseline Forecast | Commercial | Office | Existing | Space Heating | Natural Gas | Furnace | E1 | AFUE 80% (Standard) | Baseline Forecast | 0 | 876629.7955 | 1775046.4197 | 2689613.3554 | 3615253.5959 | 3542948.524 | 3472089.5535 | 3402647.7625 | 3334594.8072 | 3267902.9111 | 3202544.8528 | 3138493.9558 | 3075724.0767 | 3014209.5951 | 2953925.4032 | 2894846.8952 | 2836949.9573 | 2780210.9581 | 2724606.739 | 2623239.5009 | 2479393.1817 | 2296338.201 | 2077302.8649 | 1879160.1301 | 1699917.1638 | 1537771.219 | 1391091.5027 | 1258402.7748 | 1138370.5101 | 1029787.4768 | 931561.5944
Commercial_Office_Existing_Space Heating_Natural Gas_Furnace_E2_Baseline Forecast | Commercial | Office | Existing | Space Heating | Natural Gas | Furnace | E2 | AFUE 90% | Baseline Forecast | 0 | 0 | 0 | 0 | 0 | 0 | 0 | 0 | 0 | 0 | 0 | 0 | 0 | 0 | 0 | 0 | 0 | 0 | 0 | 0 | 0 | 0 | 0 | 0 | 0 | 0 | 0 | 0 | 0 | 0 | 0
Commercial_Office_Existing_Space Heating_Natural Gas_Furnace_E3_Baseline Forecast | Commercial | Office | Existing | Space Heating | Natural Gas | Furnace | E3 | AFUE 95% | Baseline Forecast | 0 | 0 | 0 | 0 | 0 | 1004454.3805 | 2009877.2329 | 2675030.7013 | 3336599.4947 | 3992693.7156 | 4641479.5342 | 5281472.1249 | 5854164.007 | 6362890.1519 | 6812867.645 | 7209149.4029 | 7556195.8306 | 7858169.9614 | 8119161.9495 | 8374266.5945 | 8624557.5604 | 8870784.5218 | 9113486.6857 | 9304994.4417 | 9445161.5095 | 9556945.826 | 9643026.7122 | 9705853.7775 | 9747675.1889 | 9770546.8286 | 9776164.3094
Commercial_Office_Existing_Space Heating_Natural Gas_Furnace_E4_Baseline Forecast | Commercial | Office | Existing | Space Heating | Natural Gas | Furnace | E4 |  | Baseline Forecast | 0 | 0 | 0 | 0 | 0 | 0 | 0 | 0 | 0 | 0 | 0 | 0 | 0 | 0 | 0 | 0 | 0 | 0 | 0 | 0 | 0 | 0 | 0 | 0 | 0 | 0 | 0 | 0 | 0 | 0 | 0
Commercial_Office_Existing_Space Heating_Natural Gas_Furnace_E5_Baseline Forecast | Commercial | Office | Existing | Space Heating | Natural Gas | Furnace | E5 |  | Baseline Forecast | 0 | 0 | 0 | 0 | 0 | 0 | 0 | 337602.4193 | 672880.2177 | 1004840.5357 | 1332763.1665 | 1655879.237 | 1942973.6405 | 2199304.8806 | 2427570.6729 | 2630007.1532 | 2808866.0315 | 2966164.469 | 3103502.1024 | 3237896.9116 | 3369789.9263 | 3499575.892 | 3627548.3667 | 3748238.9961 | 3867221.339 | 3966497.6537 | 4047921.5761 | 4113185.6416 | 4163826.3189 | 4201245.3023 | 4226905.3395
Commercial_Office_Existing_Space Heating_Natural Gas_Furnace_E6_Baseline Forecast | Commercial | Office | Existing | Space Heating | Natural Gas | Furnace | E6 |  | Baseline Forecast | 0 | 0 | 0 | 0 | 0 | 0 | 0 | 0 | 0 | 0 | 0 | 0 | 0 | 0 | 0 | 0 | 0 | 0 | 0 | 0 | 0 | 0 | 0 | 0 | 0 | 0 | 0 | 0 | 0 | 0 | 0
Commercial_Office_Existing_Space Heating_Natural Gas_Furnace_E7_Baseline Forecast | Commercial | Office | Existing | Space Heating | Natural Gas | Furnace | E7 |  | Baseline Forecast | 0 | 0 | 0 | 0 | 0 | 0 | 0 | 0 | 0 | 0 | 0 | 0 | 0 | 0 | 0 | 0 | 0 | 0 | 0 | 0 | 0 | 0 | 0 | 0 | 0 | 0 | 0 | 0 | 0 | 0 | 0
Commercial_Office_Existing_Space Heating_Natural Gas_Furnace_E8_Baseline Forecast | Commercial | Office | Existing | Space Heating | Natural Gas | Furnace | E8 |  | Baseline Forecast | 0 | 0 | 0 | 0 | 0 | 0 | 0 | 0 | 0 | 0 | 0 | 0 | 0 | 0 | 0 | 0 | 0 | 0 | 0 | 0 | 0 | 0 | 0 | 0 | 0 | 0 | 0 | 0 | 0 | 0 | 0
Commercial_Office_Existing_Space Heating_Natural Gas_Furnace_E9_Baseline Forecast | Commercial | Office | Existing | Space Heating | Natural Gas | Furnace | E9 |  | Baseline Forecast | 0 | 0 | 0 | 0 | 0 | 0 | 0 | 0 | 0 | 0 | 0 | 0 | 0 | 0 | 0 | 0 | 0 | 0 | 0 | 0 | 0 | 0 | 0 | 0 | 0 | 0 | 0 | 0 | 0 | 0 | 0
Commercial_Office_Existing_Space Heating_Natural Gas_Furnace_E10_Baseline Forecast | Commercial | Office | Existing | Space Heating | Natural Gas | Furnace | E10 |  | Baseline Forecast | 0 | 0 | 0 | 0 | 0 | 0 | 0 | 0 | 0 | 0 | 0 | 0 | 0 | 0 | 0 | 0 | 0 | 0 | 0 | 0 | 0 | 0 | 0 | 0 | 0 | 0 | 0 | 0 | 0 | 0 | 0
Commercial_Office_Existing_Space Heating_Natural Gas_Furnace_Vintage_Baseline Forecast | Commercial | Office | Existing | Space Heating | Natural Gas | Furnace | Vintage | Vintage | Baseline Forecast | 34215397.6301 | 32654459.882 | 31085421.4643 | 29513645.1709 | 27943939.7598 | 26380606.5842 | 24827482.5124 | 23287979.4299 | 21765120.587 | 20261574.0421 | 18779683.4269 | 17321496.2432 | 15976533.0055 | 14736002.2074 | 13591794.9772 | 12536432.0731 | 11563014.9944 | 10665180.889 | 9837060.9611 | 9073242.11 | 8368731.5462 | 7718924.1556 | 7119572.3976 | 6566758.5408 | 6056869.0541 | 5586570.9864 | 5152790.1804 | 4752691.1782 | 4383658.6867 | 4043280.4828 | 3729331.6453
Commercial_Office_Existing_Space Heating_Natural Gas_Boiler_E1_Baseline Forecast | Commercial | Office | Existing | Space Heating | Natural Gas | Boiler | E1 | AFUE 80% (Standard) | Baseline Forecast | 0 | 261751.0654 | 515348.7874 | 760757.4889 | 997959.3021 | 978000.1161 | 958440.1138 | 939271.3115 | 920485.8853 | 902076.1675 | 884034.6442 | 866353.9513 | 849026.8723 | 832046.3348 | 815405.4081 | 799097.3 | 783115.354 | 767453.0469 | 752103.986 | 737061.9062 | 722320.6681 | 694432.1703 | 655091.3949 | 605833.0365 | 548045.8853 | 495770.7393 | 448481.838 | 405703.5704 | 367005.6914 | 331998.9947 | 300331.3983
Commercial_Office_Existing_Space Heating_Natural Gas_Boiler_E2_Baseline Forecast | Commercial | Office | Existing | Space Heating | Natural Gas | Boiler | E2 | AFUE 85% | Baseline Forecast | 0 | 0 | 0 | 0 | 0 | 0 | 0 | 0 | 0 | 0 | 0 | 0 | 0 | 0 | 0 | 0 | 0 | 0 | 0 | 0 | 0 | 0 | 0 | 0 | 0 | 0 | 0 | 0 | 0 | 0 | 0
Commercial_Office_Existing_Space Heating_Natural Gas_Boiler_E3_Baseline Forecast | Commercial | Office | Existing | Space Heating | Natural Gas | Boiler | E3 | AFUE 98% | Baseline Forecast | 0 | 39552.9133 | 77891.3554 | 115012.3567 | 150932.3775 | 434636.4007 | 708622.9999 | 972982.9058 | 1227827.2322 | 1473284.4294 | 1709497.5899 | 1936622.0688 | 2154823.3835 | 2364275.3619 | 2565158.5118 | 2757658.5858 | 2941965.3217 | 3118271.3372 | 3286771.1624 | 3447660.395 | 3601134.9633 | 3760832.5701 | 3905534.1027 | 4036831.5248 | 4156116.7867 | 4251821.7464 | 4326670.4397 | 4383092.3971 | 4423254.1755 | 4449087.5133 | 4462314.4721
Commercial_Office_Existing_Space Heating_Natural Gas_Boiler_E4_Baseline Forecast | Commercial | Office | Existing | Space Heating | Natural Gas | Boiler | E4 | Convert to NG Air Source Heat Pump | Baseline Forecast | 0 | 0 | 0 | 0 | 0 | 0 | 0 | 0 | 0 | 0 | 0 | 0 | 0 | 0 | 0 | 0 | 0 | 0 | 0 | 0 | 0 | 0 | 0 | 0 | 0 | 0 | 0 | 0 | 0 | 0 | 0
Commercial_Office_Existing_Space Heating_Natural Gas_Boiler_E5_Baseline Forecast | Commercial | Office | Existing | Space Heating | Natural Gas | Boiler | E5 |  | Baseline Forecast | 0 | 0 | 0 | 0 | 0 | 0 | 0 | 0 | 0 | 0 | 0 | 0 | 0 | 0 | 0 | 0 | 0 | 0 | 0 | 0 | 0 | 0 | 0 | 0 | 0 | 0 | 0 | 0 | 0 | 0 | 0
Commercial_Office_Existing_Space Heating_Natural Gas_Boiler_E6_Baseline Forecast | Commercial | Office | Existing | Space Heating | Natural Gas | Boiler | E6 |  | Baseline Forecast | 0 | 0 | 0 | 0 | 0 | 0 | 0 | 0 | 0 | 0 | 0 | 0 | 0 | 0 | 0 | 0 | 0 | 0 | 0 | 0 | 0 | 0 | 0 | 0 | 0 | 0 | 0 | 0 | 0 | 0 | 0
Commercial_Office_Existing_Space Heating_Natural Gas_Boiler_E7_Baseline Forecast | Commercial | Office | Existing | Space Heating | Natural Gas | Boiler | E7 |  | Baseline Forecast | 0 | 0 | 0 | 0 | 0 | 0 | 0 | 0 | 0 | 0 | 0 | 0 | 0 | 0 | 0 | 0 | 0 | 0 | 0 | 0 | 0 | 0 | 0 | 0 | 0 | 0 | 0 | 0 | 0 | 0 | 0
Commercial_Office_Existing_Space Heating_Natural Gas_Boiler_E8_Baseline Forecast | Commercial | Office | Existing | Space Heating | Natural Gas | Boiler | E8 |  | Baseline Forecast | 0 | 0 | 0 | 0 | 0 | 0 | 0 | 0 | 0 | 0 | 0 | 0 | 0 | 0 | 0 | 0 | 0 | 0 | 0 | 0 | 0 | 0 | 0 | 0 | 0 | 0 | 0 | 0 | 0 | 0 | 0
Commercial_Office_Existing_Space Heating_Natural Gas_Boiler_E9_Baseline Forecast | Commercial | Office | Existing | Space Heating | Natural Gas | Boiler | E9 |  | Baseline Forecast | 0 | 0 | 0 | 0 | 0 | 0 | 0 | 0 | 0 | 0 | 0 | 0 | 0 | 0 | 0 | 0 | 0 | 0 | 0 | 0 | 0 | 0 | 0 | 0 | 0 | 0 | 0 | 0 | 0 | 0 | 0
Commercial_Office_Existing_Space Heating_Natural Gas_Boiler_E10_Baseline Forecast | Commercial | Office | Existing | Space Heating | Natural Gas | Boiler | E10 |  | Baseline Forecast | 0 | 0 | 0 | 0 | 0 | 0 | 0 | 0 | 0 | 0 | 0 | 0 | 0 | 0 | 0 | 0 | 0 | 0 | 0 | 0 | 0 | 0 | 0 | 0 | 0 | 0 | 0 | 0 | 0 | 0 | 0
Commercial_Office_Existing_Space Heating_Natural Gas_Boiler_Vintage_Baseline Forecast | Commercial | Office | Existing | Space Heating | Natural Gas | Boiler | Vintage | Vintage | Baseline Forecast | 10145950.3024 | 9641727.3177 | 9150930.5277 | 8673517.4114 | 8209409.8323 | 7758498.9649 | 7320649.6583 | 6895704.2993 | 6483486.2288 | 6083802.7624 | 5696447.858 | 5321204.4702 | 4957846.6247 | 4606141.2461 | 4265849.7641 | 3936729.5245 | 3618535.0264 | 3311019.004 | 3013933.3719 | 2727030.0486 | 2450061.6715 | 2182782.2165 | 1944660.5201 | 1732515.7361 | 1543514.0194 | 1375130.6719 | 1225116.4167 | 1091467.3531 | 972398.1873 | 866318.3851 | 771810.9249
Commercial_Office_Existing_Space Heating_Natural Gas_Unit Heater_E1_Baseline Forecast | Commercial | Office | Existing | Space Heating | Natural Gas | Unit Heater | E1 | Standard | Baseline Forecast | 0 | 5733.6832 | 21965.2191 | 52608.7896 | 100834.6166 | 98817.9243 | 96841.5658 | 94904.7345 | 93006.6398 | 91146.507 | 89323.5768 | 86867.8429 | 82660.2995 | 75303.9979 | 63255.3583 | 53134.5009 | 44632.9808 | 37491.7039 | 30308.074 | 22080.5769 | 12123.9122 | 0 | 0 | 0 | 0 | 0 | 0 | 0 | 0 | 0 | 0
Commercial_Office_Existing_Space Heating_Natural Gas_Unit Heater_E2_Baseline Forecast | Commercial | Office | Existing | Space Heating | Natural Gas | Unit Heater | E2 | Condensing | Baseline Forecast | 0 | 0 | 0 | 0 | 0 | 70345.0549 | 162705.9756 | 278544.4382 | 418894.6678 | 584421.2763 | 770689.9624 | 974470.7456 | 1193457.9706 | 1426046.0555 | 1671150.8217 | 1919857.0028 | 2170472.9828 | 2384169.2351 | 2566410.5123 | 2721813.6821 | 2854281.4104 | 2967114.6431 | 3048569.3306 | 3113035.2538 | 3162527.7884 | 3198839.2098 | 3223563.0961 | 3238116.068 | 3243757.1549 | 3241605.0482 | 3232653.4706
Commercial_Office_Existing_Space Heating_Natural Gas_Unit Heater_E3_Baseline Forecast | Commercial | Office | Existing | Space Heating | Natural Gas | Unit Heater | E3 | Infrared Radiant | Baseline Forecast | 0 | 0 | 0 | 0 | 0 | 0 | 0 | 0 | 0 | 0 | 0 | 0 | 0 | 0 | 0 | 0 | 0 | 0 | 0 | 0 | 0 | 0 | 0 | 0 | 0 | 0 | 0 | 0 | 0 | 0 | 0
Commercial_Office_Existing_Space Heating_Natural Gas_Unit Heater_E4_Baseline Forecast | Commercial | Office | Existing | Space Heating | Natural Gas | Unit Heater | E4 |  | Baseline Forecast | 0 | 0 | 0 | 0 | 0 | 0 | 0 | 0 | 0 | 0 | 0 | 0 | 0 | 0 | 0 | 0 | 0 | 0 | 0 | 0 | 0 | 0 | 0 | 0 | 0 | 0 | 0 | 0 | 0 | 0 | 0
Commercial_Office_Existing_Space Heating_Natural Gas_Unit Heater_E5_Baseline Forecast | Commercial | Office | Existing | Space Heating | Natural Gas | Unit Heater | E5 |  | Baseline Forecast | 0 | 0 | 0 | 0 | 0 | 0 | 0 | 0 | 0 | 0 | 0 | 0 | 0 | 0 | 0 | 0 | 0 | 0 | 0 | 0 | 0 | 0 | 0 | 0 | 0 | 0 | 0 | 0 | 0 | 0 | 0
Commercial_Office_Existing_Space Heating_Natural Gas_Unit Heater_E6_Baseline Forecast | Commercial | Office | Existing | Space Heating | Natural Gas | Unit Heater | E6 |  | Baseline Forecast | 0 | 0 | 0 | 0 | 0 | 0 | 0 | 0 | 0 | 0 | 0 | 0 | 0 | 0 | 0 | 0 | 0 | 0 | 0 | 0 | 0 | 0 | 0 | 0 | 0 | 0 | 0 | 0 | 0 | 0 | 0
Commercial_Office_Existing_Space Heating_Natural Gas_Unit Heater_E7_Baseline Forecast | Commercial | Office | Existing | Space Heating | Natural Gas | Unit Heater | E7 |  | Baseline Forecast | 0 | 0 | 0 | 0 | 0 | 0 | 0 | 0 | 0 | 0 | 0 | 0 | 0 | 0 | 0 | 0 | 0 | 0 | 0 | 0 | 0 | 0 | 0 | 0 | 0 | 0 | 0 | 0 | 0 | 0 | 0
Commercial_Office_Existing_Space Heating_Natural Gas_Unit Heater_E8_Baseline Forecast | Commercial | Office | Existing | Space Heating | Natural Gas | Unit Heater | E8 |  | Baseline Forecast | 0 | 0 | 0 | 0 | 0 | 0 | 0 | 0 | 0 | 0 | 0 | 0 | 0 | 0 | 0 | 0 | 0 | 0 | 0 | 0 | 0 | 0 | 0 | 0 | 0 | 0 | 0 | 0 | 0 | 0 | 0
Commercial_Office_Existing_Space Heating_Natural Gas_Unit Heater_E9_Baseline Forecast | Commercial | Office | Existing | Space Heating | Natural Gas | Unit Heater | E9 |  | Baseline Forecast | 0 | 0 | 0 | 0 | 0 | 0 | 0 | 0 | 0 | 0 | 0 | 0 | 0 | 0 | 0 | 0 | 0 | 0 | 0 | 0 | 0 | 0 | 0 | 0 | 0 | 0 | 0 | 0 | 0 | 0 | 0
Commercial_Office_Existing_Space Heating_Natural Gas_Unit Heater_E10_Baseline Forecast | Commercial | Office | Existing | Space Heating | Natural Gas | Unit Heater | E10 |  | Baseline Forecast | 0 | 0 | 0 | 0 | 0 | 0 | 0 | 0 | 0 | 0 | 0 | 0 | 0 | 0 | 0 | 0 | 0 | 0 | 0 | 0 | 0 | 0 | 0 | 0 | 0 | 0 | 0 | 0 | 0 | 0 | 0
Commercial_Office_Existing_Space Heating_Natural Gas_Unit Heater_Vintage_Baseline Forecast | Commercial | Office | Existing | Space Heating | Natural Gas | Unit Heater | Vintage | Vintage | Baseline Forecast | 6950628.2211 | 6805881.9734 | 6653418.1244 | 6489266.8871 | 6310203.5465 | 6113654.4207 | 5897613.5104 | 5660568.6582 | 5401436.1666 | 5119502.9414 | 4819155.771 | 4504247.3355 | 4178155.9355 | 3843838.668 | 3503878.767 | 3160527.7443 | 2815742.8995 | 2508570.9468 | 2234908.6617 | 1991100.4441 | 1773889.4865 | 1580374.2698 | 1407969.804 | 1254373.0981 | 1117532.3965 | 995619.7714 | 887006.7055 | 790242.3376 | 704034.0826 | 627230.3645 | 558805.2338
Commercial_Office_Existing_Water Heating_Natural Gas_Water Heater_E1_Baseline Forecast | Commercial | Office | Existing | Water Heating | Natural Gas | Water Heater | E1 | TE 0.80 | Baseline Forecast | 0 | 139233.6676 | 287745.922 | 443478.0226 | 604612.7645 | 769846.6804 | 937794.4729 | 921056.7947 | 904764.2837 | 888917.0717 | 850564.5944 | 792890.9123 | 718884.9647 | 630866.4635 | 531170.1728 | 394610.4243 | 284844.964 | 196429.1002 | 125070.7797 | 67369.6328 | 20623.2438 | 19173.6821 | 17762.7894 | 16891.8535 | 16091.8761 | 15458.7269 | 15015.8356 | 14858.8277 | 15349.62 | 15873.8955 | 16488.7629
Commercial_Office_Existing_Water Heating_Natural Gas_Water Heater_E2_Baseline Forecast | Commercial | Office | Existing | Water Heating | Natural Gas | Water Heater | E2 | TE 0.90 | Baseline Forecast | 0 | 498734.6208 | 1030876.5331 | 1589081.3519 | 2166933.899 | 2758544.3834 | 3359026.8093 | 3299058.2556 | 3240681.5568 | 3183895.6754 | 3046489.2516 | 2839857.6708 | 2574638.8422 | 2259156.1135 | 1901944.3966 | 1412906.2797 | 1019789.9007 | 703098.3646 | 447446.8919 | 240912.8456 | 73759.8805 | 68594.7761 | 63569.694 | 60365.5602 | 57403.7555 | 55025.9762 | 53326.6082 | 52636.4909 | 54218.444 | 55919.9439 | 57951.9795
Commercial_Office_Existing_Water Heating_Natural Gas_Water Heater_E3_Baseline Forecast | Commercial | Office | Existing | Water Heating | Natural Gas | Water Heater | E3 | TE 0.94 | Baseline Forecast | 0 | 0 | 0 | 0 | 0 | 0 | 0 | 0 | 0 | 0 | 0 | 0 | 0 | 0 | 0 | 0 | 0 | 0 | 0 | 0 | 0 | 0 | 0 | 0 | 0 | 0 | 0 | 0 | 0 | 0 | 0
Commercial_Office_Existing_Water Heating_Natural Gas_Water Heater_E4_Baseline Forecast | Commercial | Office | Existing | Water Heating | Natural Gas | Water Heater | E4 | Instantaneous TE 0.94 | Baseline Forecast | 0 | 0 | 0 | 0 | 0 | 0 | 0 | 851268.6566 | 1701903.7528 | 2547819.7196 | 3490660.7779 | 4512833.1568 | 5495972.6439 | 6442492.8709 | 7353143.9764 | 8353548.979 | 9161501.9244 | 9810128.9262 | 10326386.947 | 10732073.619 | 11045384.9237 | 11114490.3116 | 11151045.0757 | 11156909.5809 | 11137722.7929 | 11096236.6935 | 11035165.2464 | 10956595.2243 | 10861131.5283 | 10753518.1639 | 10635239.4524
Commercial_Office_Existing_Water Heating_Natural Gas_Water Heater_E5_Baseline Forecast | Commercial | Office | Existing | Water Heating | Natural Gas | Water Heater | E5 | Gas-Fired Absorption HPWH | Baseline Forecast | 0 | 0 | 0 | 0 | 0 | 0 | 0 | 0 | 0 | 0 | 0 | 0 | 0 | 0 | 0 | 0 | 0 | 0 | 0 | 0 | 0 | 0 | 0 | 0 | 0 | 0 | 0 | 0 | 0 | 0 | 0
Commercial_Office_Existing_Water Heating_Natural Gas_Water Heater_E6_Baseline Forecast | Commercial | Office | Existing | Water Heating | Natural Gas | Water Heater | E6 |  | Baseline Forecast | 0 | 0 | 0 | 0 | 0 | 0 | 0 | 0 | 0 | 0 | 0 | 0 | 0 | 0 | 0 | 0 | 0 | 0 | 0 | 0 | 0 | 0 | 0 | 0 | 0 | 0 | 0 | 0 | 0 | 0 | 0
Commercial_Office_Existing_Water Heating_Natural Gas_Water Heater_E7_Baseline Forecast | Commercial | Office | Existing | Water Heating | Natural Gas | Water Heater | E7 |  | Baseline Forecast | 0 | 0 | 0 | 0 | 0 | 0 | 0 | 0 | 0 | 0 | 0 | 0 | 0 | 0 | 0 | 0 | 0 | 0 | 0 | 0 | 0 | 0 | 0 | 0 | 0 | 0 | 0 | 0 | 0 | 0 | 0
Commercial_Office_Existing_Water Heating_Natural Gas_Water Heater_E8_Baseline Forecast | Commercial | Office | Existing | Water Heating | Natural Gas | Water Heater | E8 |  | Baseline Forecast | 0 | 0 | 0 | 0 | 0 | 0 | 0 | 0 | 0 | 0 | 0 | 0 | 0 | 0 | 0 | 0 | 0 | 0 | 0 | 0 | 0 | 0 | 0 | 0 | 0 | 0 | 0 | 0 | 0 | 0 | 0
Commercial_Office_Existing_Water Heating_Natural Gas_Water Heater_E9_Baseline Forecast | Commercial | Office | Existing | Water Heating | Natural Gas | Water Heater | E9 |  | Baseline Forecast | 0 | 0 | 0 | 0 | 0 | 0 | 0 | 0 | 0 | 0 | 0 | 0 | 0 | 0 | 0 | 0 | 0 | 0 | 0 | 0 | 0 | 0 | 0 | 0 | 0 | 0 | 0 | 0 | 0 | 0 | 0
Commercial_Office_Existing_Water Heating_Natural Gas_Water Heater_E10_Baseline Forecast | Commercial | Office | Existing | Water Heating | Natural Gas | Water Heater | E10 |  | Baseline Forecast | 0 | 0 | 0 | 0 | 0 | 0 | 0 | 0 | 0 | 0 | 0 | 0 | 0 | 0 | 0 | 0 | 0 | 0 | 0 | 0 | 0 | 0 | 0 | 0 | 0 | 0 | 0 | 0 | 0 | 0 | 0
Commercial_Office_Existing_Water Heating_Natural Gas_Water Heater_Vintage_Baseline Forecast | Commercial | Office | Existing | Water Heating | Natural Gas | Water Heater | Vintage | Vintage | Baseline Forecast | 21482605.6303 | 20414985.2293 | 19313271.9923 | 18186697.1839 | 17043324.7637 | 15890182.9349 | 14733381.2365 | 13578214.7615 | 12429256.9057 | 11290441.9022 | 10165138.2576 | 9056214.0841 | 8068263.4567 | 7188089.2614 | 6403934.0693 | 5705323.0799 | 5082924.1985 | 4528423.3768 | 4034413.5539 | 3594295.7116 | 3202190.7249 | 2852860.8277 | 2541639.6465 | 2264369.8668 | 2017347.6996 | 1797273.4051 | 1601207.2154 | 1426530.0646 | 1270908.603 | 1132264.0282 | 1008744.316
Commercial_Office_Existing_Food Preparation_Natural Gas_Oven_E1_Baseline Forecast | Commercial | Office | Existing | Food Preparation | Natural Gas | Oven | E1 | Standard | Baseline Forecast | 0 | 6416.8386 | 14457.5484 | 23644.853 | 33604.4381 | 44111.651 | 54942.0927 | 65907.3212 | 76862.7085 | 87713.9716 | 95651.1894 | 101320.0895 | 105310.7343 | 107915.828 | 109427.051 | 110080.9967 | 110093.5558 | 109610.8238 | 108763.5943 | 107627.3938 | 106267.292 | 104729.6231 | 103066.7695 | 101678.599 | 100232.0217 | 98752.3163 | 97258.5015 | 95744.5463 | 94244.1697 | 92763.6768 | 91305.2184
Commercial_Office_Existing_Food Preparation_Natural Gas_Oven_E2_Baseline Forecast | Commercial | Office | Existing | Food Preparation | Natural Gas | Oven | E2 | ENERGY STAR (EF ≥ 44%) Convection Oven utilizing ASTM Std F1496 | Baseline Forecast | 0 | 9250.4843 | 20856.5973 | 34135.231 | 48560.045 | 63658.423 | 79116.7117 | 94709.8957 | 110266.603 | 125641.3034 | 136932.323 | 145032.1015 | 150555.9664 | 154155.7166 | 156279.6502 | 157270.815 | 157367.2675 | 156778.3245 | 155651.3635 | 154128.4814 | 152314.7714 | 150296.8627 | 148126.1805 | 145483.8153 | 142765.9098 | 139996.2087 | 137193.7258 | 134393.916 | 131585.7424 | 128780.3049 | 125988.7273
Commercial_Office_Existing_Food Preparation_Natural Gas_Oven_E3_Baseline Forecast | Commercial | Office | Existing | Food Preparation | Natural Gas | Oven | E3 |  | Baseline Forecast | 0 | 0 | 0 | 0 | 0 | 0 | 0 | 0 | 0 | 0 | 0 | 0 | 0 | 0 | 0 | 0 | 0 | 0 | 0 | 0 | 0 | 0 | 0 | 0 | 0 | 0 | 0 | 0 | 0 | 0 | 0
Commercial_Office_Existing_Food Preparation_Natural Gas_Oven_E4_Baseline Forecast | Commercial | Office | Existing | Food Preparation | Natural Gas | Oven | E4 |  | Baseline Forecast | 0 | 0 | 0 | 0 | 0 | 0 | 0 | 0 | 0 | 0 | 0 | 0 | 0 | 0 | 0 | 0 | 0 | 0 | 0 | 0 | 0 | 0 | 0 | 0 | 0 | 0 | 0 | 0 | 0 | 0 | 0
Commercial_Office_Existing_Food Preparation_Natural Gas_Oven_E5_Baseline Forecast | Commercial | Office | Existing | Food Preparation | Natural Gas | Oven | E5 |  | Baseline Forecast | 0 | 0 | 0 | 0 | 0 | 0 | 0 | 0 | 0 | 0 | 0 | 0 | 0 | 0 | 0 | 0 | 0 | 0 | 0 | 0 | 0 | 0 | 0 | 0 | 0 | 0 | 0 | 0 | 0 | 0 | 0
Commercial_Office_Existing_Food Preparation_Natural Gas_Oven_E6_Baseline Forecast | Commercial | Office | Existing | Food Preparation | Natural Gas | Oven | E6 |  | Baseline Forecast | 0 | 0 | 0 | 0 | 0 | 0 | 0 | 0 | 0 | 0 | 0 | 0 | 0 | 0 | 0 | 0 | 0 | 0 | 0 | 0 | 0 | 0 | 0 | 0 | 0 | 0 | 0 | 0 | 0 | 0 | 0
Commercial_Office_Existing_Food Preparation_Natural Gas_Oven_E7_Baseline Forecast | Commercial | Office | Existing | Food Preparation | Natural Gas | Oven | E7 |  | Baseline Forecast | 0 | 0 | 0 | 0 | 0 | 0 | 0 | 0 | 0 | 0 | 0 | 0 | 0 | 0 | 0 | 0 | 0 | 0 | 0 | 0 | 0 | 0 | 0 | 0 | 0 | 0 | 0 | 0 | 0 | 0 | 0
Commercial_Office_Existing_Food Preparation_Natural Gas_Oven_E8_Baseline Forecast | Commercial | Office | Existing | Food Preparation | Natural Gas | Oven | E8 |  | Baseline Forecast | 0 | 0 | 0 | 0 | 0 | 0 | 0 | 0 | 0 | 0 | 0 | 0 | 0 | 0 | 0 | 0 | 0 | 0 | 0 | 0 | 0 | 0 | 0 | 0 | 0 | 0 | 0 | 0 | 0 | 0 | 0
Commercial_Office_Existing_Food Preparation_Natural Gas_Oven_E9_Baseline Forecast | Commercial | Office | Existing | Food Preparation | Natural Gas | Oven | E9 |  | Baseline Forecast | 0 | 0 | 0 | 0 | 0 | 0 | 0 | 0 | 0 | 0 | 0 | 0 | 0 | 0 | 0 | 0 | 0 | 0 | 0 | 0 | 0 | 0 | 0 | 0 | 0 | 0 | 0 | 0 | 0 | 0 | 0
Commercial_Office_Existing_Food Preparation_Natural Gas_Oven_E10_Baseline Forecast | Commercial | Office | Existing | Food Preparation | Natural Gas | Oven | E10 |  | Baseline Forecast | 0 | 0 | 0 | 0 | 0 | 0 | 0 | 0 | 0 | 0 | 0 | 0 | 0 | 0 | 0 | 0 | 0 | 0 | 0 | 0 | 0 | 0 | 0 | 0 | 0 | 0 | 0 | 0 | 0 | 0 | 0
Commercial_Office_Existing_Food Preparation_Natural Gas_Oven_Vintage_Baseline Forecast | Commercial | Office | Existing | Food Preparation | Natural Gas | Oven | Vintage | Vintage | Baseline Forecast | 399676.6032 | 376015.7483 | 348535.264 | 318392.3376 | 286484.49 | 253505.9196 | 219991.6694 | 186352.2474 | 152900.7634 | 119874.1985 | 93981.3717 | 73681.3954 | 57766.214 | 45288.7118 | 35506.35 | 27836.9784 | 21824.1911 | 17110.1658 | 13414.37 | 10516.8661 | 8245.223 | 6464.2548 | 5067.9758 | 3973.293 | 3115.0617 | 2442.2084 | 1914.6914 | 1501.118 | 1176.8765 | 922.6712 | 723.3742
Commercial_Office_Existing_Food Preparation_Natural Gas_Conveyor Oven_E1_Baseline Forecast | Commercial | Office | Existing | Food Preparation | Natural Gas | Conveyor Oven | E1 | Standard | Baseline Forecast | 0 | 0 | 0 | 0 | 0 | 296.4021 | 1104.1081 | 2572.7658 | 4800.6643 | 7856.5492 | 11508.0821 | 15575.7062 | 19952.9327 | 24500.4126 | 29131.7845 | 33785.1521 | 38409.6587 | 41796.6588 | 44222.4531 | 45893.7948 | 46978.9981 | 47609.3121 | 47887.7102 | 47950.1903 | 47809.6035 | 47520.5565 | 47127.0727 | 46661.7433 | 46144.1199 | 45593.2121 | 45023.2623
Commercial_Office_Existing_Food Preparation_Natural Gas_Conveyor Oven_E2_Baseline Forecast | Commercial | Office | Existing | Food Preparation | Natural Gas | Conveyor Oven | E2 | ENERGY STAR (EF ≥ 44%) Convection Oven utilizing ASTM Std F1496 | Baseline Forecast | 0 | 0 | 0 | 0 | 0 | 426.1499 | 1586.6755 | 3700.4422 | 6918.1322 | 11327.8714 | 16595.0991 | 22458.8672 | 28684.1476 | 35146.2763 | 41728.2637 | 48336.1168 | 54901.9176 | 59709.5485 | 63141.3462 | 65506.6979 | 67041.7169 | 67932.0025 | 68322.7731 | 68272.3993 | 67920.2061 | 67330.6875 | 66552.9945 | 65627.3874 | 64591.2375 | 63469.9733 | 62284.007
Commercial_Office_Existing_Food Preparation_Natural Gas_Conveyor Oven_E3_Baseline Forecast | Commercial | Office | Existing | Food Preparation | Natural Gas | Conveyor Oven | E3 |  | Baseline Forecast | 0 | 0 | 0 | 0 | 0 | 0 | 0 | 0 | 0 | 0 | 0 | 0 | 0 | 0 | 0 | 0 | 0 | 0 | 0 | 0 | 0 | 0 | 0 | 0 | 0 | 0 | 0 | 0 | 0 | 0 | 0
Commercial_Office_Existing_Food Preparation_Natural Gas_Conveyor Oven_E4_Baseline Forecast | Commercial | Office | Existing | Food Preparation | Natural Gas | Conveyor Oven | E4 |  | Baseline Forecast | 0 | 0 | 0 | 0 | 0 | 0 | 0 | 0 | 0 | 0 | 0 | 0 | 0 | 0 | 0 | 0 | 0 | 0 | 0 | 0 | 0 | 0 | 0 | 0 | 0 | 0 | 0 | 0 | 0 | 0 | 0
Commercial_Office_Existing_Food Preparation_Natural Gas_Conveyor Oven_E5_Baseline Forecast | Commercial | Office | Existing | Food Preparation | Natural Gas | Conveyor Oven | E5 |  | Baseline Forecast | 0 | 0 | 0 | 0 | 0 | 0 | 0 | 0 | 0 | 0 | 0 | 0 | 0 | 0 | 0 | 0 | 0 | 0 | 0 | 0 | 0 | 0 | 0 | 0 | 0 | 0 | 0 | 0 | 0 | 0 | 0
Commercial_Office_Existing_Food Preparation_Natural Gas_Conveyor Oven_E6_Baseline Forecast | Commercial | Office | Existing | Food Preparation | Natural Gas | Conveyor Oven | E6 |  | Baseline Forecast | 0 | 0 | 0 | 0 | 0 | 0 | 0 | 0 | 0 | 0 | 0 | 0 | 0 | 0 | 0 | 0 | 0 | 0 | 0 | 0 | 0 | 0 | 0 | 0 | 0 | 0 | 0 | 0 | 0 | 0 | 0
Commercial_Office_Existing_Food Preparation_Natural Gas_Conveyor Oven_E7_Baseline Forecast | Commercial | Office | Existing | Food Preparation | Natural Gas | Conveyor Oven | E7 |  | Baseline Forecast | 0 | 0 | 0 | 0 | 0 | 0 | 0 | 0 | 0 | 0 | 0 | 0 | 0 | 0 | 0 | 0 | 0 | 0 | 0 | 0 | 0 | 0 | 0 | 0 | 0 | 0 | 0 | 0 | 0 | 0 | 0
Commercial_Office_Existing_Food Preparation_Natural Gas_Conveyor Oven_E8_Baseline Forecast | Commercial | Office | Existing | Food Preparation | Natural Gas | Conveyor Oven | E8 |  | Baseline Forecast | 0 | 0 | 0 | 0 | 0 | 0 | 0 | 0 | 0 | 0 | 0 | 0 | 0 | 0 | 0 | 0 | 0 | 0 | 0 | 0 | 0 | 0 | 0 | 0 | 0 | 0 | 0 | 0 | 0 | 0 | 0
Commercial_Office_Existing_Food Preparation_Natural Gas_Conveyor Oven_E9_Baseline Forecast | Commercial | Office | Existing | Food Preparation | Natural Gas | Conveyor Oven | E9 |  | Baseline Forecast | 0 | 0 | 0 | 0 | 0 | 0 | 0 | 0 | 0 | 0 | 0 | 0 | 0 | 0 | 0 | 0 | 0 | 0 | 0 | 0 | 0 | 0 | 0 | 0 | 0 | 0 | 0 | 0 | 0 | 0 | 0
Commercial_Office_Existing_Food Preparation_Natural Gas_Conveyor Oven_E10_Baseline Forecast | Commercial | Office | Existing | Food Preparation | Natural Gas | Conveyor Oven | E10 |  | Baseline Forecast | 0 | 0 | 0 | 0 | 0 | 0 | 0 | 0 | 0 | 0 | 0 | 0 | 0 | 0 | 0 | 0 | 0 | 0 | 0 | 0 | 0 | 0 | 0 | 0 | 0 | 0 | 0 | 0 | 0 | 0 | 0
Commercial_Office_Existing_Food Preparation_Natural Gas_Conveyor Oven_Vintage_Baseline Forecast | Commercial | Office | Existing | Food Preparation | Natural Gas | Conveyor Oven | Vintage | Vintage | Baseline Forecast | 199838.3016 | 195841.5356 | 191924.7048 | 188086.2108 | 184324.4865 | 179915.4448 | 174334.4533 | 167211.5242 | 158296.241 | 147430.3161 | 135179.2608 | 121982.2198 | 108179.3769 | 94033.4392 | 79746.4774 | 65473.1261 | 51330.9309 | 40243.4498 | 31550.8647 | 24735.8779 | 19392.9283 | 15204.0558 | 11919.9797 | 9345.2641 | 7326.6871 | 5744.1227 | 4503.3922 | 3530.6595 | 2768.037 | 2170.141 | 1701.3906
Commercial_Office_Existing_Food Preparation_Natural Gas_Double Rack Oven_E1_Baseline Forecast | Commercial | Office | Existing | Food Preparation | Natural Gas | Double Rack Oven | E1 | Standard | Baseline Forecast | 0 | 1780.1112 | 4163.3289 | 7043.0416 | 10319.7438 | 13945.5273 | 17849.4684 | 21958.3663 | 26207.7466 | 30515.1631 | 34083.8084 | 37016.7017 | 39471.5889 | 41441.8422 | 43018.6251 | 44260.042 | 45203.8634 | 45887.1098 | 46355.6853 | 46619.7654 | 46715.0424 | 46662.6429 | 46486.3982 | 46625.573 | 46669.7055 | 46639.3777 | 46531.033 | 46358.334 | 46134.2122 | 45885.561 | 45615.843
Commercial_Office_Existing_Food Preparation_Natural Gas_Double Rack Oven_E2_Baseline Forecast | Commercial | Office | Existing | Food Preparation | Natural Gas | Double Rack Oven | E2 | FTSC Qualified (>50% Cooking Efficiency) | Baseline Forecast | 0 | 2571.9229 | 6025.2665 | 10191.7442 | 14933.9189 | 20095.752 | 25572.8977 | 31288.2044 | 37177.4365 | 43213.1227 | 48284.2141 | 52514.6416 | 55944.2099 | 58751.4901 | 60994.9583 | 62746.7234 | 64082.3086 | 65063.2509 | 65729.3693 | 66145.0344 | 66339.3658 | 66347.5716 | 66194.7734 | 65484.2314 | 64663.3348 | 63743.5559 | 62756.2624 | 61711.9089 | 60618.4655 | 59467.1412 | 58270.1397
Commercial_Office_Existing_Food Preparation_Natural Gas_Double Rack Oven_E3_Baseline Forecast | Commercial | Office | Existing | Food Preparation | Natural Gas | Double Rack Oven | E3 |  | Baseline Forecast | 0 | 0 | 0 | 0 | 0 | 0 | 0 | 0 | 0 | 0 | 0 | 0 | 0 | 0 | 0 | 0 | 0 | 0 | 0 | 0 | 0 | 0 | 0 | 0 | 0 | 0 | 0 | 0 | 0 | 0 | 0
Commercial_Office_Existing_Food Preparation_Natural Gas_Double Rack Oven_E4_Baseline Forecast | Commercial | Office | Existing | Food Preparation | Natural Gas | Double Rack Oven | E4 |  | Baseline Forecast | 0 | 0 | 0 | 0 | 0 | 0 | 0 | 0 | 0 | 0 | 0 | 0 | 0 | 0 | 0 | 0 | 0 | 0 | 0 | 0 | 0 | 0 | 0 | 0 | 0 | 0 | 0 | 0 | 0 | 0 | 0
Commercial_Office_Existing_Food Preparation_Natural Gas_Double Rack Oven_E5_Baseline Forecast | Commercial | Office | Existing | Food Preparation | Natural Gas | Double Rack Oven | E5 |  | Baseline Forecast | 0 | 0 | 0 | 0 | 0 | 0 | 0 | 0 | 0 | 0 | 0 | 0 | 0 | 0 | 0 | 0 | 0 | 0 | 0 | 0 | 0 | 0 | 0 | 0 | 0 | 0 | 0 | 0 | 0 | 0 | 0
Commercial_Office_Existing_Food Preparation_Natural Gas_Double Rack Oven_E6_Baseline Forecast | Commercial | Office | Existing | Food Preparation | Natural Gas | Double Rack Oven | E6 |  | Baseline Forecast | 0 | 0 | 0 | 0 | 0 | 0 | 0 | 0 | 0 | 0 | 0 | 0 | 0 | 0 | 0 | 0 | 0 | 0 | 0 | 0 | 0 | 0 | 0 | 0 | 0 | 0 | 0 | 0 | 0 | 0 | 0
Commercial_Office_Existing_Food Preparation_Natural Gas_Double Rack Oven_E7_Baseline Forecast | Commercial | Office | Existing | Food Preparation | Natural Gas | Double Rack Oven | E7 |  | Baseline Forecast | 0 | 0 | 0 | 0 | 0 | 0 | 0 | 0 | 0 | 0 | 0 | 0 | 0 | 0 | 0 | 0 | 0 | 0 | 0 | 0 | 0 | 0 | 0 | 0 | 0 | 0 | 0 | 0 | 0 | 0 | 0
Commercial_Office_Existing_Food Preparation_Natural Gas_Double Rack Oven_E8_Baseline Forecast | Commercial | Office | Existing | Food Preparation | Natural Gas | Double Rack Oven | E8 |  | Baseline Forecast | 0 | 0 | 0 | 0 | 0 | 0 | 0 | 0 | 0 | 0 | 0 | 0 | 0 | 0 | 0 | 0 | 0 | 0 | 0 | 0 | 0 | 0 | 0 | 0 | 0 | 0 | 0 | 0 | 0 | 0 | 0
Commercial_Office_Existing_Food Preparation_Natural Gas_Double Rack Oven_E9_Baseline Forecast | Commercial | Office | Existing | Food Preparation | Natural Gas | Double Rack Oven | E9 |  | Baseline Forecast | 0 | 0 | 0 | 0 | 0 | 0 | 0 | 0 | 0 | 0 | 0 | 0 | 0 | 0 | 0 | 0 | 0 | 0 | 0 | 0 | 0 | 0 | 0 | 0 | 0 | 0 | 0 | 0 | 0 | 0 | 0
Commercial_Office_Existing_Food Preparation_Natural Gas_Double Rack Oven_E10_Baseline Forecast | Commercial | Office | Existing | Food Preparation | Natural Gas | Double Rack Oven | E10 |  | Baseline Forecast | 0 | 0 | 0 | 0 | 0 | 0 | 0 | 0 | 0 | 0 | 0 | 0 | 0 | 0 | 0 | 0 | 0 | 0 | 0 | 0 | 0 | 0 | 0 | 0 | 0 | 0 | 0 | 0 | 0 | 0 | 0
Commercial_Office_Existing_Food Preparation_Natural Gas_Double Rack Oven_Vintage_Baseline Forecast | Commercial | Office | Existing | Food Preparation | Natural Gas | Double Rack Oven | Vintage | Vintage | Baseline Forecast | 199838.3016 | 191489.5014 | 181736.1094 | 170851.4249 | 159070.8238 | 146596.7175 | 133602.8707 | 120238.1614 | 106629.8544 | 92886.4509 | 80914.4195 | 70485.4498 | 61400.6585 | 53486.7959 | 46592.9422 | 40587.6296 | 35356.3351 | 30799.2964 | 26829.6093 | 23371.5708 | 20359.235 | 17735.1558 | 15449.2913 | 13458.0493 | 11723.4563 | 10212.433 | 8896.1639 | 7749.5472 | 6750.7167 | 5880.6243 | 5122.6772
Commercial_Office_Existing_Food Preparation_Natural Gas_Fryer_E1_Baseline Forecast | Commercial | Office | Existing | Food Preparation | Natural Gas | Fryer | E1 | Standard | Baseline Forecast | 0 | 18206.0758 | 37616.092 | 36863.7702 | 36126.4948 | 35403.9649 | 34695.8856 | 34001.9679 | 33321.9285 | 29557.6787 | 23173.2201 | 18167.8046 | 14243.5588 | 11166.9501 | 5084.6422 | 0 | 0 | 0 | 0 | 0 | 0 | 0 | 0 | 0 | 0 | 0 | 0 | 0 | 0 | 0 | 0
Commercial_Office_Existing_Food Preparation_Natural Gas_Fryer_E2_Baseline Forecast | Commercial | Office | Existing | Food Preparation | Natural Gas | Fryer | E2 | ENERGY STAR | Baseline Forecast | 0 | 6419.1743 | 13282.0613 | 41591.9836 | 70853.7909 | 100790.1281 | 131159.2214 | 161750.8531 | 192382.7794 | 225995.3531 | 261988.7912 | 296247.4904 | 325026.5151 | 349063.3798 | 372659.9395 | 392211.9458 | 403987.5347 | 413387.2669 | 420692.1519 | 426152.1067 | 429989.3572 | 432401.4672 | 433564.0371 | 433633.1084 | 432747.3053 | 431029.7427 | 428589.7259 | 425524.2646 | 421919.4216 | 417851.5145 | 413388.1858
Commercial_Office_Existing_Food Preparation_Natural Gas_Fryer_E3_Baseline Forecast | Commercial | Office | Existing | Food Preparation | Natural Gas | Fryer | E3 |  | Baseline Forecast | 0 | 0 | 0 | 0 | 0 | 0 | 0 | 0 | 0 | 0 | 0 | 0 | 0 | 0 | 0 | 0 | 0 | 0 | 0 | 0 | 0 | 0 | 0 | 0 | 0 | 0 | 0 | 0 | 0 | 0 | 0
Commercial_Office_Existing_Food Preparation_Natural Gas_Fryer_E4_Baseline Forecast | Commercial | Office | Existing | Food Preparation | Natural Gas | Fryer | E4 |  | Baseline Forecast | 0 | 0 | 0 | 0 | 0 | 0 | 0 | 0 | 0 | 0 | 0 | 0 | 0 | 0 | 0 | 0 | 0 | 0 | 0 | 0 | 0 | 0 | 0 | 0 | 0 | 0 | 0 | 0 | 0 | 0 | 0
Commercial_Office_Existing_Food Preparation_Natural Gas_Fryer_E5_Baseline Forecast | Commercial | Office | Existing | Food Preparation | Natural Gas | Fryer | E5 |  | Baseline Forecast | 0 | 0 | 0 | 0 | 0 | 0 | 0 | 0 | 0 | 0 | 0 | 0 | 0 | 0 | 0 | 0 | 0 | 0 | 0 | 0 | 0 | 0 | 0 | 0 | 0 | 0 | 0 | 0 | 0 | 0 | 0
Commercial_Office_Existing_Food Preparation_Natural Gas_Fryer_E6_Baseline Forecast | Commercial | Office | Existing | Food Preparation | Natural Gas | Fryer | E6 |  | Baseline Forecast | 0 | 0 | 0 | 0 | 0 | 0 | 0 | 0 | 0 | 0 | 0 | 0 | 0 | 0 | 0 | 0 | 0 | 0 | 0 | 0 | 0 | 0 | 0 | 0 | 0 | 0 | 0 | 0 | 0 | 0 | 0
Commercial_Office_Existing_Food Preparation_Natural Gas_Fryer_E7_Baseline Forecast | Commercial | Office | Existing | Food Preparation | Natural Gas | Fryer | E7 |  | Baseline Forecast | 0 | 0 | 0 | 0 | 0 | 0 | 0 | 0 | 0 | 0 | 0 | 0 | 0 | 0 | 0 | 0 | 0 | 0 | 0 | 0 | 0 | 0 | 0 | 0 | 0 | 0 | 0 | 0 | 0 | 0 | 0
Commercial_Office_Existing_Food Preparation_Natural Gas_Fryer_E8_Baseline Forecast | Commercial | Office | Existing | Food Preparation | Natural Gas | Fryer | E8 |  | Baseline Forecast | 0 | 0 | 0 | 0 | 0 | 0 | 0 | 0 | 0 | 0 | 0 | 0 | 0 | 0 | 0 | 0 | 0 | 0 | 0 | 0 | 0 | 0 | 0 | 0 | 0 | 0 | 0 | 0 | 0 | 0 | 0
Commercial_Office_Existing_Food Preparation_Natural Gas_Fryer_E9_Baseline Forecast | Commercial | Office | Existing | Food Preparation | Natural Gas | Fryer | E9 |  | Baseline Forecast | 0 | 0 | 0 | 0 | 0 | 0 | 0 | 0 | 0 | 0 | 0 | 0 | 0 | 0 | 0 | 0 | 0 | 0 | 0 | 0 | 0 | 0 | 0 | 0 | 0 | 0 | 0 | 0 | 0 | 0 | 0
Commercial_Office_Existing_Food Preparation_Natural Gas_Fryer_E10_Baseline Forecast | Commercial | Office | Existing | Food Preparation | Natural Gas | Fryer | E10 |  | Baseline Forecast | 0 | 0 | 0 | 0 | 0 | 0 | 0 | 0 | 0 | 0 | 0 | 0 | 0 | 0 | 0 | 0 | 0 | 0 | 0 | 0 | 0 | 0 | 0 | 0 | 0 | 0 | 0 | 0 | 0 | 0 | 0
Commercial_Office_Existing_Food Preparation_Natural Gas_Fryer_Vintage_Baseline Forecast | Commercial | Office | Existing | Food Preparation | Natural Gas | Fryer | Vintage | Vintage | Baseline Forecast | 829217.6055 | 788008.0033 | 745482.435 | 701997.2228 | 657863.6313 | 613352.9457 | 568700.9909 | 524112.155 | 479762.9686 | 435805.2911 | 392369.1451 | 349565.2384 | 311430.8487 | 277456.5743 | 247188.5844 | 220222.557 | 196198.2781 | 174794.8295 | 155726.3027 | 138737.9788 | 123602.9265 | 110118.9709 | 98105.9923 | 87403.5204 | 77868.5909 | 69373.8355 | 61805.7807 | 55063.3319 | 49056.423 | 43704.8132 | 38937.0154
Commercial_Office_Existing_Food Preparation_Natural Gas_Broiler_E1_Baseline Forecast | Commercial | Office | Existing | Food Preparation | Natural Gas | Broiler | E1 | Standard | Baseline Forecast | 0 | 4565.6734 | 9567.1115 | 14909.3694 | 20505.2151 | 26301.8348 | 32235.2889 | 38245.1309 | 44279.8586 | 50282.8568 | 55263.0856 | 59359.2541 | 62728.1773 | 65430.5641 | 67570.059 | 69225.9283 | 70459.918 | 71329.2275 | 71889.7019 | 72173.7751 | 72224.8835 | 72074.9011 | 71755.15 | 71491.8062 | 71105.0744 | 70617.9842 | 70040.6873 | 69388.5044 | 68678.9999 | 67929.1766 | 67144.1858
Commercial_Office_Existing_Food Preparation_Natural Gas_Broiler_E2_Baseline Forecast | Commercial | Office | Existing | Food Preparation | Natural Gas | Broiler | E2 | Infrared Burners | Baseline Forecast | 0 | 1609.2992 | 3376.317 | 5261.4603 | 7236.5296 | 9255.5033 | 11297.8972 | 13352.2421 | 15408.9774 | 17473.0662 | 19204.9604 | 20646.8946 | 21799.55 | 22739.291 | 23481.7578 | 24051.4758 | 24476.9968 | 24779.667 | 24971.9512 | 25080.8118 | 25114.446 | 25085.853 | 25002.6974 | 24672.6641 | 24304.9457 | 23902.0244 | 23475.8768 | 23030.3653 | 22564.545 | 22075.801 | 21571.4279
Commercial_Office_Existing_Food Preparation_Natural Gas_Broiler_E3_Baseline Forecast | Commercial | Office | Existing | Food Preparation | Natural Gas | Broiler | E3 |  | Baseline Forecast | 0 | 0 | 0 | 0 | 0 | 0 | 0 | 0 | 0 | 0 | 0 | 0 | 0 | 0 | 0 | 0 | 0 | 0 | 0 | 0 | 0 | 0 | 0 | 0 | 0 | 0 | 0 | 0 | 0 | 0 | 0
Commercial_Office_Existing_Food Preparation_Natural Gas_Broiler_E4_Baseline Forecast | Commercial | Office | Existing | Food Preparation | Natural Gas | Broiler | E4 |  | Baseline Forecast | 0 | 0 | 0 | 0 | 0 | 0 | 0 | 0 | 0 | 0 | 0 | 0 | 0 | 0 | 0 | 0 | 0 | 0 | 0 | 0 | 0 | 0 | 0 | 0 | 0 | 0 | 0 | 0 | 0 | 0 | 0
Commercial_Office_Existing_Food Preparation_Natural Gas_Broiler_E5_Baseline Forecast | Commercial | Office | Existing | Food Preparation | Natural Gas | Broiler | E5 |  | Baseline Forecast | 0 | 0 | 0 | 0 | 0 | 0 | 0 | 0 | 0 | 0 | 0 | 0 | 0 | 0 | 0 | 0 | 0 | 0 | 0 | 0 | 0 | 0 | 0 | 0 | 0 | 0 | 0 | 0 | 0 | 0 | 0
Commercial_Office_Existing_Food Preparation_Natural Gas_Broiler_E6_Baseline Forecast | Commercial | Office | Existing | Food Preparation | Natural Gas | Broiler | E6 |  | Baseline Forecast | 0 | 0 | 0 | 0 | 0 | 0 | 0 | 0 | 0 | 0 | 0 | 0 | 0 | 0 | 0 | 0 | 0 | 0 | 0 | 0 | 0 | 0 | 0 | 0 | 0 | 0 | 0 | 0 | 0 | 0 | 0
Commercial_Office_Existing_Food Preparation_Natural Gas_Broiler_E7_Baseline Forecast | Commercial | Office | Existing | Food Preparation | Natural Gas | Broiler | E7 |  | Baseline Forecast | 0 | 0 | 0 | 0 | 0 | 0 | 0 | 0 | 0 | 0 | 0 | 0 | 0 | 0 | 0 | 0 | 0 | 0 | 0 | 0 | 0 | 0 | 0 | 0 | 0 | 0 | 0 | 0 | 0 | 0 | 0
Commercial_Office_Existing_Food Preparation_Natural Gas_Broiler_E8_Baseline Forecast | Commercial | Office | Existing | Food Preparation | Natural Gas | Broiler | E8 |  | Baseline Forecast | 0 | 0 | 0 | 0 | 0 | 0 | 0 | 0 | 0 | 0 | 0 | 0 | 0 | 0 | 0 | 0 | 0 | 0 | 0 | 0 | 0 | 0 | 0 | 0 | 0 | 0 | 0 | 0 | 0 | 0 | 0
Commercial_Office_Existing_Food Preparation_Natural Gas_Broiler_E9_Baseline Forecast | Commercial | Office | Existing | Food Preparation | Natural Gas | Broiler | E9 |  | Baseline Forecast | 0 | 0 | 0 | 0 | 0 | 0 | 0 | 0 | 0 | 0 | 0 | 0 | 0 | 0 | 0 | 0 | 0 | 0 | 0 | 0 | 0 | 0 | 0 | 0 | 0 | 0 | 0 | 0 | 0 | 0 | 0
Commercial_Office_Existing_Food Preparation_Natural Gas_Broiler_E10_Baseline Forecast | Commercial | Office | Existing | Food Preparation | Natural Gas | Broiler | E10 |  | Baseline Forecast | 0 | 0 | 0 | 0 | 0 | 0 | 0 | 0 | 0 | 0 | 0 | 0 | 0 | 0 | 0 | 0 | 0 | 0 | 0 | 0 | 0 | 0 | 0 | 0 | 0 | 0 | 0 | 0 | 0 | 0 | 0
Commercial_Office_Existing_Food Preparation_Natural Gas_Broiler_Vintage_Baseline Forecast | Commercial | Office | Existing | Food Preparation | Natural Gas | Broiler | Vintage | Vintage | Baseline Forecast | 170126.7938 | 160549.2854 | 150446.3443 | 139951.1475 | 129177.793 | 118223.8089 | 107172.338 | 96094.0407 | 85048.7494 | 74086.9105 | 64537.931 | 56219.7088 | 48973.613 | 42661.4584 | 37162.8704 | 32372.9894 | 28200.4707 | 24565.7434 | 21399.492 | 18641.3353 | 16238.6743 | 14145.6896 | 12322.4674 | 10734.2382 | 9350.7142 | 8145.511 | 7095.6452 | 6181.0954 | 5384.4208 | 4690.4288 | 4085.8847
Commercial_Office_Existing_Food Preparation_Natural Gas_Griddle_E1_Baseline Forecast | Commercial | Office | Existing | Food Preparation | Natural Gas | Griddle | E1 | Standard | Baseline Forecast | 0 | 11516.2867 | 24137.3553 | 37615.3565 | 51733.7376 | 66321.9994 | 81221.8708 | 96294.2778 | 111420.895 | 126492.3827 | 139022.3348 | 149351.762 | 157802.2037 | 164601.1686 | 169981.8521 | 174139.5595 | 177239.2618 | 179426.8102 | 180833.2629 | 181561.4814 | 181711.4303 | 181365.9521 | 180599.4304 | 179627.8028 | 178352.8086 | 176824.9924 | 175080.8086 | 173156.97 | 171089.1756 | 168908.5723 | 166635.4701
Commercial_Office_Existing_Food Preparation_Natural Gas_Griddle_E2_Baseline Forecast | Commercial | Office | Existing | Food Preparation | Natural Gas | Griddle | E2 | ENERGY STAR | Baseline Forecast | 0 | 4707.4767 | 9869.4554 | 15380.3077 | 21153.3079 | 27099.2813 | 33154.6884 | 39269.6567 | 45402.0785 | 51525.586 | 56630.675 | 60851.7364 | 64281.0273 | 67051.1768 | 69242.3918 | 70932.063 | 72192.4626 | 73084.1053 | 73655.4067 | 73959.5598 | 74032.2585 | 73908.5582 | 73616.5063 | 73029.1293 | 72321.9251 | 71511.3769 | 70619.1689 | 69658.9893 | 68638.8037 | 67565.2674 | 66450.7698
Commercial_Office_Existing_Food Preparation_Natural Gas_Griddle_E3_Baseline Forecast | Commercial | Office | Existing | Food Preparation | Natural Gas | Griddle | E3 |  | Baseline Forecast | 0 | 0 | 0 | 0 | 0 | 0 | 0 | 0 | 0 | 0 | 0 | 0 | 0 | 0 | 0 | 0 | 0 | 0 | 0 | 0 | 0 | 0 | 0 | 0 | 0 | 0 | 0 | 0 | 0 | 0 | 0
Commercial_Office_Existing_Food Preparation_Natural Gas_Griddle_E4_Baseline Forecast | Commercial | Office | Existing | Food Preparation | Natural Gas | Griddle | E4 |  | Baseline Forecast | 0 | 0 | 0 | 0 | 0 | 0 | 0 | 0 | 0 | 0 | 0 | 0 | 0 | 0 | 0 | 0 | 0 | 0 | 0 | 0 | 0 | 0 | 0 | 0 | 0 | 0 | 0 | 0 | 0 | 0 | 0
Commercial_Office_Existing_Food Preparation_Natural Gas_Griddle_E5_Baseline Forecast | Commercial | Office | Existing | Food Preparation | Natural Gas | Griddle | E5 |  | Baseline Forecast | 0 | 0 | 0 | 0 | 0 | 0 | 0 | 0 | 0 | 0 | 0 | 0 | 0 | 0 | 0 | 0 | 0 | 0 | 0 | 0 | 0 | 0 | 0 | 0 | 0 | 0 | 0 | 0 | 0 | 0 | 0
Commercial_Office_Existing_Food Preparation_Natural Gas_Griddle_E6_Baseline Forecast | Commercial | Office | Existing | Food Preparation | Natural Gas | Griddle | E6 |  | Baseline Forecast | 0 | 0 | 0 | 0 | 0 | 0 | 0 | 0 | 0 | 0 | 0 | 0 | 0 | 0 | 0 | 0 | 0 | 0 | 0 | 0 | 0 | 0 | 0 | 0 | 0 | 0 | 0 | 0 | 0 | 0 | 0
Commercial_Office_Existing_Food Preparation_Natural Gas_Griddle_E7_Baseline Forecast | Commercial | Office | Existing | Food Preparation | Natural Gas | Griddle | E7 |  | Baseline Forecast | 0 | 0 | 0 | 0 | 0 | 0 | 0 | 0 | 0 | 0 | 0 | 0 | 0 | 0 | 0 | 0 | 0 | 0 | 0 | 0 | 0 | 0 | 0 | 0 | 0 | 0 | 0 | 0 | 0 | 0 | 0
Commercial_Office_Existing_Food Preparation_Natural Gas_Griddle_E8_Baseline Forecast | Commercial | Office | Existing | Food Preparation | Natural Gas | Griddle | E8 |  | Baseline Forecast | 0 | 0 | 0 | 0 | 0 | 0 | 0 | 0 | 0 | 0 | 0 | 0 | 0 | 0 | 0 | 0 | 0 | 0 | 0 | 0 | 0 | 0 | 0 | 0 | 0 | 0 | 0 | 0 | 0 | 0 | 0
Commercial_Office_Existing_Food Preparation_Natural Gas_Griddle_E9_Baseline Forecast | Commercial | Office | Existing | Food Preparation | Natural Gas | Griddle | E9 |  | Baseline Forecast | 0 | 0 | 0 | 0 | 0 | 0 | 0 | 0 | 0 | 0 | 0 | 0 | 0 | 0 | 0 | 0 | 0 | 0 | 0 | 0 | 0 | 0 | 0 | 0 | 0 | 0 | 0 | 0 | 0 | 0 | 0
Commercial_Office_Existing_Food Preparation_Natural Gas_Griddle_E10_Baseline Forecast | Commercial | Office | Existing | Food Preparation | Natural Gas | Griddle | E10 |  | Baseline Forecast | 0 | 0 | 0 | 0 | 0 | 0 | 0 | 0 | 0 | 0 | 0 | 0 | 0 | 0 | 0 | 0 | 0 | 0 | 0 | 0 | 0 | 0 | 0 | 0 | 0 | 0 | 0 | 0 | 0 | 0 | 0
Commercial_Office_Existing_Food Preparation_Natural Gas_Griddle_Vintage_Baseline Forecast | Commercial | Office | Existing | Food Preparation | Natural Gas | Griddle | Vintage | Vintage | Baseline Forecast | 446981.2361 | 421817.848 | 395273.9685 | 367699.4994 | 339394.2149 | 310614.3544 | 281578.3632 | 252471.8895 | 223452.134 | 194651.6367 | 169563.2035 | 147708.3906 | 128670.4203 | 112086.2328 | 97639.5628 | 85054.908 | 74092.2754 | 64542.6044 | 56223.7798 | 48977.1593 | 42664.5477 | 37165.5615 | 32375.3336 | 28202.5128 | 24567.5223 | 21401.0416 | 18642.6851 | 16239.8502 | 14146.7139 | 12323.3597 | 10735.0156
Commercial_Office_Existing_Food Preparation_Natural Gas_Range_E1_Baseline Forecast | Commercial | Office | Existing | Food Preparation | Natural Gas | Range | E1 | Standard | Baseline Forecast | 0 | 38337.2013 | 86378.9439 | 141273.2254 | 200791.6099 | 263504.2874 | 328074.9534 | 393411.897 | 458673.293 | 523291.1755 | 570754.3062 | 604668.553 | 628468.5895 | 643990.7096 | 652989.9506 | 656878.4398 | 656955.1141 | 654089.8072 | 649041.8475 | 642201.7215 | 634054.8183 | 624894.1275 | 615026.9375 | 606568.8401 | 597792.8194 | 588879.357 | 579834.1839 | 570829.2332 | 561908.9474 | 553146.0929 | 544451.5372
Commercial_Office_Existing_Food Preparation_Natural Gas_Range_E2_Baseline Forecast | Commercial | Office | Existing | Food Preparation | Natural Gas | Range | E2 | High Efficiency | Baseline Forecast | 0 | 55258.3722 | 124585.4788 | 203901.2597 | 290053.699 | 380307.1656 | 472783.6746 | 566104.9701 | 659225.1131 | 751279.44 | 818684.5562 | 867023.505 | 900062.534 | 921607.7504 | 934324.6998 | 940263.9949 | 940838.5484 | 937301.7381 | 930556.0116 | 921510.9499 | 910697.7069 | 898617.6073 | 885583.5025 | 869963.44 | 853861.1094 | 837388.892 | 820768.2608 | 804003.0581 | 787184.3442 | 770343.3274 | 753648.4424
Commercial_Office_Existing_Food Preparation_Natural Gas_Range_E3_Baseline Forecast | Commercial | Office | Existing | Food Preparation | Natural Gas | Range | E3 |  | Baseline Forecast | 0 | 0 | 0 | 0 | 0 | 0 | 0 | 0 | 0 | 0 | 0 | 0 | 0 | 0 | 0 | 0 | 0 | 0 | 0 | 0 | 0 | 0 | 0 | 0 | 0 | 0 | 0 | 0 | 0 | 0 | 0
Commercial_Office_Existing_Food Preparation_Natural Gas_Range_E4_Baseline Forecast | Commercial | Office | Existing | Food Preparation | Natural Gas | Range | E4 |  | Baseline Forecast | 0 | 0 | 0 | 0 | 0 | 0 | 0 | 0 | 0 | 0 | 0 | 0 | 0 | 0 | 0 | 0 | 0 | 0 | 0 | 0 | 0 | 0 | 0 | 0 | 0 | 0 | 0 | 0 | 0 | 0 | 0
Commercial_Office_Existing_Food Preparation_Natural Gas_Range_E5_Baseline Forecast | Commercial | Office | Existing | Food Preparation | Natural Gas | Range | E5 |  | Baseline Forecast | 0 | 0 | 0 | 0 | 0 | 0 | 0 | 0 | 0 | 0 | 0 | 0 | 0 | 0 | 0 | 0 | 0 | 0 | 0 | 0 | 0 | 0 | 0 | 0 | 0 | 0 | 0 | 0 | 0 | 0 | 0
Commercial_Office_Existing_Food Preparation_Natural Gas_Range_E6_Baseline Forecast | Commercial | Office | Existing | Food Preparation | Natural Gas | Range | E6 |  | Baseline Forecast | 0 | 0 | 0 | 0 | 0 | 0 | 0 | 0 | 0 | 0 | 0 | 0 | 0 | 0 | 0 | 0 | 0 | 0 | 0 | 0 | 0 | 0 | 0 | 0 | 0 | 0 | 0 | 0 | 0 | 0 | 0
Commercial_Office_Existing_Food Preparation_Natural Gas_Range_E7_Baseline Forecast | Commercial | Office | Existing | Food Preparation | Natural Gas | Range | E7 |  | Baseline Forecast | 0 | 0 | 0 | 0 | 0 | 0 | 0 | 0 | 0 | 0 | 0 | 0 | 0 | 0 | 0 | 0 | 0 | 0 | 0 | 0 | 0 | 0 | 0 | 0 | 0 | 0 | 0 | 0 | 0 | 0 | 0
Commercial_Office_Existing_Food Preparation_Natural Gas_Range_E8_Baseline Forecast | Commercial | Office | Existing | Food Preparation | Natural Gas | Range | E8 |  | Baseline Forecast | 0 | 0 | 0 | 0 | 0 | 0 | 0 | 0 | 0 | 0 | 0 | 0 | 0 | 0 | 0 | 0 | 0 | 0 | 0 | 0 | 0 | 0 | 0 | 0 | 0 | 0 | 0 | 0 | 0 | 0 | 0
Commercial_Office_Existing_Food Preparation_Natural Gas_Range_E9_Baseline Forecast | Commercial | Office | Existing | Food Preparation | Natural Gas | Range | E9 |  | Baseline Forecast | 0 | 0 | 0 | 0 | 0 | 0 | 0 | 0 | 0 | 0 | 0 | 0 | 0 | 0 | 0 | 0 | 0 | 0 | 0 | 0 | 0 | 0 | 0 | 0 | 0 | 0 | 0 | 0 | 0 | 0 | 0
Commercial_Office_Existing_Food Preparation_Natural Gas_Range_E10_Baseline Forecast | Commercial | Office | Existing | Food Preparation | Natural Gas | Range | E10 |  | Baseline Forecast | 0 | 0 | 0 | 0 | 0 | 0 | 0 | 0 | 0 | 0 | 0 | 0 | 0 | 0 | 0 | 0 | 0 | 0 | 0 | 0 | 0 | 0 | 0 | 0 | 0 | 0 | 0 | 0 | 0 | 0 | 0
Commercial_Office_Existing_Food Preparation_Natural Gas_Range_Vintage_Baseline Forecast | Commercial | Office | Existing | Food Preparation | Natural Gas | Range | Vintage | Vintage | Baseline Forecast | 2387642.1817 | 2246293.7646 | 2082127.1286 | 1902055.2353 | 1711439.8171 | 1514427.9704 | 1314216.0069 | 1113256.2751 | 913419.2733 | 716120.7103 | 561438.6368 | 440167.8913 | 345091.6268 | 270551.8354 | 212112.6389 | 166296.3089 | 130376.3062 | 102215.0241 | 80136.5789 | 62827.0778 | 49256.429 | 38617.0404 | 30275.7596 | 23736.1956 | 18609.1773 | 14589.595 | 11438.2425 | 8967.5821 | 7030.5844 | 5511.9782 | 4321.3909
Commercial_Office_Existing_Food Preparation_Natural Gas_Steamer_E1_Baseline Forecast | Commercial | Office | Existing | Food Preparation | Natural Gas | Steamer | E1 | Standard | Baseline Forecast | 0 | 2940.5301 | 6159.2213 | 6036.0369 | 5915.3162 | 5797.0098 | 5681.0696 | 5567.4483 | 5456.0993 | 5346.9773 | 4967.6311 | 4327.3586 | 3769.6102 | 3283.7493 | 2860.5105 | 2491.8225 | 2170.6542 | 1890.881 | 1647.1675 | 805.4035 | 0 | 0 | 0 | 0 | 0 | 0 | 0 | 0 | 0 | 0 | 0
Commercial_Office_Existing_Food Preparation_Natural Gas_Steamer_E2_Baseline Forecast | Commercial | Office | Existing | Food Preparation | Natural Gas | Steamer | E2 | ENERGY STAR | Baseline Forecast | 0 | 2954.4566 | 6197.3257 | 13220.2063 | 20568.5613 | 28148.0861 | 35878.2329 | 43690.3945 | 51526.3231 | 59336.754 | 66123.8818 | 72051.1481 | 76925.4576 | 80888.3047 | 84062.8312 | 86556.1939 | 88461.6272 | 89860.2401 | 90822.5807 | 92039.4621 | 92925.7657 | 92755.2873 | 92370.6493 | 91804.177 | 91083.9352 | 90234.2786 | 89276.3323 | 88228.4097 | 87106.3765 | 85923.9684 | 84693.0668
Commercial_Office_Existing_Food Preparation_Natural Gas_Steamer_E3_Baseline Forecast | Commercial | Office | Existing | Food Preparation | Natural Gas | Steamer | E3 |  | Baseline Forecast | 0 | 0 | 0 | 0 | 0 | 0 | 0 | 0 | 0 | 0 | 0 | 0 | 0 | 0 | 0 | 0 | 0 | 0 | 0 | 0 | 0 | 0 | 0 | 0 | 0 | 0 | 0 | 0 | 0 | 0 | 0
Commercial_Office_Existing_Food Preparation_Natural Gas_Steamer_E4_Baseline Forecast | Commercial | Office | Existing | Food Preparation | Natural Gas | Steamer | E4 |  | Baseline Forecast | 0 | 0 | 0 | 0 | 0 | 0 | 0 | 0 | 0 | 0 | 0 | 0 | 0 | 0 | 0 | 0 | 0 | 0 | 0 | 0 | 0 | 0 | 0 | 0 | 0 | 0 | 0 | 0 | 0 | 0 | 0
Commercial_Office_Existing_Food Preparation_Natural Gas_Steamer_E5_Baseline Forecast | Commercial | Office | Existing | Food Preparation | Natural Gas | Steamer | E5 |  | Baseline Forecast | 0 | 0 | 0 | 0 | 0 | 0 | 0 | 0 | 0 | 0 | 0 | 0 | 0 | 0 | 0 | 0 | 0 | 0 | 0 | 0 | 0 | 0 | 0 | 0 | 0 | 0 | 0 | 0 | 0 | 0 | 0
Commercial_Office_Existing_Food Preparation_Natural Gas_Steamer_E6_Baseline Forecast | Commercial | Office | Existing | Food Preparation | Natural Gas | Steamer | E6 |  | Baseline Forecast | 0 | 0 | 0 | 0 | 0 | 0 | 0 | 0 | 0 | 0 | 0 | 0 | 0 | 0 | 0 | 0 | 0 | 0 | 0 | 0 | 0 | 0 | 0 | 0 | 0 | 0 | 0 | 0 | 0 | 0 | 0
Commercial_Office_Existing_Food Preparation_Natural Gas_Steamer_E7_Baseline Forecast | Commercial | Office | Existing | Food Preparation | Natural Gas | Steamer | E7 |  | Baseline Forecast | 0 | 0 | 0 | 0 | 0 | 0 | 0 | 0 | 0 | 0 | 0 | 0 | 0 | 0 | 0 | 0 | 0 | 0 | 0 | 0 | 0 | 0 | 0 | 0 | 0 | 0 | 0 | 0 | 0 | 0 | 0
Commercial_Office_Existing_Food Preparation_Natural Gas_Steamer_E8_Baseline Forecast | Commercial | Office | Existing | Food Preparation | Natural Gas | Steamer | E8 |  | Baseline Forecast | 0 | 0 | 0 | 0 | 0 | 0 | 0 | 0 | 0 | 0 | 0 | 0 | 0 | 0 | 0 | 0 | 0 | 0 | 0 | 0 | 0 | 0 | 0 | 0 | 0 | 0 | 0 | 0 | 0 | 0 | 0
Commercial_Office_Existing_Food Preparation_Natural Gas_Steamer_E9_Baseline Forecast | Commercial | Office | Existing | Food Preparation | Natural Gas | Steamer | E9 |  | Baseline Forecast | 0 | 0 | 0 | 0 | 0 | 0 | 0 | 0 | 0 | 0 | 0 | 0 | 0 | 0 | 0 | 0 | 0 | 0 | 0 | 0 | 0 | 0 | 0 | 0 | 0 | 0 | 0 | 0 | 0 | 0 | 0
Commercial_Office_Existing_Food Preparation_Natural Gas_Steamer_E10_Baseline Forecast | Commercial | Office | Existing | Food Preparation | Natural Gas | Steamer | E10 |  | Baseline Forecast | 0 | 0 | 0 | 0 | 0 | 0 | 0 | 0 | 0 | 0 | 0 | 0 | 0 | 0 | 0 | 0 | 0 | 0 | 0 | 0 | 0 | 0 | 0 | 0 | 0 | 0 | 0 | 0 | 0 | 0 | 0
Commercial_Office_Existing_Food Preparation_Natural Gas_Steamer_Vintage_Baseline Forecast | Commercial | Office | Existing | Food Preparation | Natural Gas | Steamer | Vintage | Vintage | Baseline Forecast | 162412.898 | 153269.6533 | 143624.8002 | 133605.477 | 123320.6084 | 112863.3002 | 102312.9257 | 91736.9409 | 81192.4656 | 70727.6589 | 61611.6495 | 53670.5925 | 46753.0495 | 40727.1009 | 35477.8301 | 30905.132 | 26921.8039 | 23451.8825 | 20429.1954 | 17796.0991 | 15502.3797 | 13504.2952 | 11763.7416 | 10247.526 | 8926.7338 | 7776.177 | 6773.9142 | 5900.8319 | 5140.2802 | 4477.7552 | 3900.6223
Commercial_Office_Existing_Food Preparation_Natural Gas_Food Prep Other_E1_Baseline Forecast | Commercial | Office | Existing | Food Preparation | Natural Gas | Food Prep Other | E1 | Standard | Baseline Forecast | 0 | 10342.5675 | 23312.1437 | 38142.7154 | 54239.7254 | 71142.9098 | 88497.0797 | 106029.2885 | 123530.9256 | 140843.6836 | 153536.9859 | 162626.2138 | 168907.1457 | 173003.2254 | 175402.9349 | 176488.9171 | 176560.8589 | 175853.3809 | 174550.1221 | 172794.7288 | 170699.5391 | 168352.3231 | 165821.6142 | 163161.1227 | 160412.2089 | 157607.2434 | 154771.3232 | 151923.8845 | 149079.8989 | 146250.8608 | 143445.5168
Commercial_Office_Existing_Food Preparation_Natural Gas_Food Prep Other_E2_Baseline Forecast | Commercial | Office | Existing | Food Preparation | Natural Gas | Food Prep Other | E2 | ENERGY STAR | Baseline Forecast | 0 | 3633.8804 | 8190.7699 | 13401.53 | 19057.2653 | 24996.2225 | 31093.6068 | 37253.5293 | 43402.7044 | 49485.5075 | 53945.2608 | 57138.7452 | 59345.4822 | 60784.5969 | 61627.7246 | 62009.3066 | 62034.6114 | 61786.0735 | 61328.2037 | 60711.4923 | 59975.3996 | 59150.7691 | 58261.6714 | 57326.6174 | 56360.4945 | 55374.6651 | 54377.9599 | 53377.1909 | 52377.6209 | 51383.2819 | 50397.2693
Commercial_Office_Existing_Food Preparation_Natural Gas_Food Prep Other_E3_Baseline Forecast | Commercial | Office | Existing | Food Preparation | Natural Gas | Food Prep Other | E3 |  | Baseline Forecast | 0 | 0 | 0 | 0 | 0 | 0 | 0 | 0 | 0 | 0 | 0 | 0 | 0 | 0 | 0 | 0 | 0 | 0 | 0 | 0 | 0 | 0 | 0 | 0 | 0 | 0 | 0 | 0 | 0 | 0 | 0
Commercial_Office_Existing_Food Preparation_Natural Gas_Food Prep Other_E4_Baseline Forecast | Commercial | Office | Existing | Food Preparation | Natural Gas | Food Prep Other | E4 |  | Baseline Forecast | 0 | 0 | 0 | 0 | 0 | 0 | 0 | 0 | 0 | 0 | 0 | 0 | 0 | 0 | 0 | 0 | 0 | 0 | 0 | 0 | 0 | 0 | 0 | 0 | 0 | 0 | 0 | 0 | 0 | 0 | 0
Commercial_Office_Existing_Food Preparation_Natural Gas_Food Prep Other_E5_Baseline Forecast | Commercial | Office | Existing | Food Preparation | Natural Gas | Food Prep Other | E5 |  | Baseline Forecast | 0 | 0 | 0 | 0 | 0 | 0 | 0 | 0 | 0 | 0 | 0 | 0 | 0 | 0 | 0 | 0 | 0 | 0 | 0 | 0 | 0 | 0 | 0 | 0 | 0 | 0 | 0 | 0 | 0 | 0 | 0
Commercial_Office_Existing_Food Preparation_Natural Gas_Food Prep Other_E6_Baseline Forecast | Commercial | Office | Existing | Food Preparation | Natural Gas | Food Prep Other | E6 |  | Baseline Forecast | 0 | 0 | 0 | 0 | 0 | 0 | 0 | 0 | 0 | 0 | 0 | 0 | 0 | 0 | 0 | 0 | 0 | 0 | 0 | 0 | 0 | 0 | 0 | 0 | 0 | 0 | 0 | 0 | 0 | 0 | 0
Commercial_Office_Existing_Food Preparation_Natural Gas_Food Prep Other_E7_Baseline Forecast | Commercial | Office | Existing | Food Preparation | Natural Gas | Food Prep Other | E7 |  | Baseline Forecast | 0 | 0 | 0 | 0 | 0 | 0 | 0 | 0 | 0 | 0 | 0 | 0 | 0 | 0 | 0 | 0 | 0 | 0 | 0 | 0 | 0 | 0 | 0 | 0 | 0 | 0 | 0 | 0 | 0 | 0 | 0
Commercial_Office_Existing_Food Preparation_Natural Gas_Food Prep Other_E8_Baseline Forecast | Commercial | Office | Existing | Food Preparation | Natural Gas | Food Prep Other | E8 |  | Baseline Forecast | 0 | 0 | 0 | 0 | 0 | 0 | 0 | 0 | 0 | 0 | 0 | 0 | 0 | 0 | 0 | 0 | 0 | 0 | 0 | 0 | 0 | 0 | 0 | 0 | 0 | 0 | 0 | 0 | 0 | 0 | 0
Commercial_Office_Existing_Food Preparation_Natural Gas_Food Prep Other_E9_Baseline Forecast | Commercial | Office | Existing | Food Preparation | Natural Gas | Food Prep Other | E9 |  | Baseline Forecast | 0 | 0 | 0 | 0 | 0 | 0 | 0 | 0 | 0 | 0 | 0 | 0 | 0 | 0 | 0 | 0 | 0 | 0 | 0 | 0 | 0 | 0 | 0 | 0 | 0 | 0 | 0 | 0 | 0 | 0 | 0
Commercial_Office_Existing_Food Preparation_Natural Gas_Food Prep Other_E10_Baseline Forecast | Commercial | Office | Existing | Food Preparation | Natural Gas | Food Prep Other | E10 |  | Baseline Forecast | 0 | 0 | 0 | 0 | 0 | 0 | 0 | 0 | 0 | 0 | 0 | 0 | 0 | 0 | 0 | 0 | 0 | 0 | 0 | 0 | 0 | 0 | 0 | 0 | 0 | 0 | 0 | 0 | 0 | 0 | 0
Commercial_Office_Existing_Food Preparation_Natural Gas_Food Prep Other_Vintage_Baseline Forecast | Commercial | Office | Existing | Food Preparation | Natural Gas | Food Prep Other | Vintage | Vintage | Baseline Forecast | 356542.0383 | 335434.7496 | 310920.06 | 284030.2687 | 255566.0331 | 226146.631 | 196249.3616 | 166240.4294 | 136399.1523 | 106936.9354 | 83838.5573 | 65729.429 | 51531.8723 | 40400.9879 | 31674.3745 | 24832.7096 | 19468.8443 | 15263.574 | 11966.642 | 9381.8473 | 7355.3683 | 5766.6087 | 4521.0213 | 3544.4807 | 2778.8728 | 2178.6363 | 1708.0509 | 1339.1119 | 1049.8637 | 823.0932 | 645.305
Commercial_Office_Existing_Miscellaneous_Natural Gas_Pool Heater_E1_Baseline Forecast | Commercial | Office | Existing | Miscellaneous | Natural Gas | Pool Heater | E1 | Standard (EF .82) | Baseline Forecast | 0 | 45978.9188 | 88609.5763 | 128337.6657 | 165501.234 | 200429.5744 | 226419.5549 | 245416.2435 | 258944.6355 | 268233.5161 | 274216.1294 | 277638.008 | 279215.5013 | 279259.0594 | 278118.7152 | 276006.4316 | 273148.5455 | 269696.8759 | 265812.751 | 261589.4174 | 257172.3669 | 252624.9345 | 247983.7819 | 243708.169 | 239446.0062 | 235224.9767 | 231062.754 | 226961.4757 | 222850.7349 | 218751.9122 | 214669.0606
Commercial_Office_Existing_Miscellaneous_Natural Gas_Pool Heater_E2_Baseline Forecast | Commercial | Office | Existing | Miscellaneous | Natural Gas | Pool Heater | E2 | Condensing (EF .90) | Baseline Forecast | 0 | 5130.4418 | 9895.198 | 14337.3173 | 18511.5347 | 22405.8477 | 25281.4393 | 27375.3987 | 28872.9136 | 29885.3659 | 30529.5991 | 30882.7577 | 30872.8913 | 30694.1904 | 30391.7036 | 30062.6663 | 29722.6183 | 29408.8477 | 29107.7728 | 28841.4772 | 28554.3941 | 28253.2071 | 27955.6749 | 27244.7389 | 26505.12 | 25734.2717 | 24933.7909 | 24116.2197 | 23363.0545 | 22661.1973 | 22012.686
Commercial_Office_Existing_Miscellaneous_Natural Gas_Pool Heater_E3_Baseline Forecast | Commercial | Office | Existing | Miscellaneous | Natural Gas | Pool Heater | E3 |  | Baseline Forecast | 0 | 0 | 0 | 0 | 0 | 0 | 0 | 0 | 0 | 0 | 0 | 0 | 0 | 0 | 0 | 0 | 0 | 0 | 0 | 0 | 0 | 0 | 0 | 0 | 0 | 0 | 0 | 0 | 0 | 0 | 0
Commercial_Office_Existing_Miscellaneous_Natural Gas_Pool Heater_E4_Baseline Forecast | Commercial | Office | Existing | Miscellaneous | Natural Gas | Pool Heater | E4 |  | Baseline Forecast | 0 | 0 | 0 | 0 | 0 | 0 | 0 | 0 | 0 | 0 | 0 | 0 | 0 | 0 | 0 | 0 | 0 | 0 | 0 | 0 | 0 | 0 | 0 | 0 | 0 | 0 | 0 | 0 | 0 | 0 | 0
Commercial_Office_Existing_Miscellaneous_Natural Gas_Pool Heater_E5_Baseline Forecast | Commercial | Office | Existing | Miscellaneous | Natural Gas | Pool Heater | E5 |  | Baseline Forecast | 0 | 0 | 0 | 0 | 0 | 0 | 0 | 0 | 0 | 0 | 0 | 0 | 0 | 0 | 0 | 0 | 0 | 0 | 0 | 0 | 0 | 0 | 0 | 0 | 0 | 0 | 0 | 0 | 0 | 0 | 0
Commercial_Office_Existing_Miscellaneous_Natural Gas_Pool Heater_E6_Baseline Forecast | Commercial | Office | Existing | Miscellaneous | Natural Gas | Pool Heater | E6 |  | Baseline Forecast | 0 | 0 | 0 | 0 | 0 | 0 | 0 | 0 | 0 | 0 | 0 | 0 | 0 | 0 | 0 | 0 | 0 | 0 | 0 | 0 | 0 | 0 | 0 | 0 | 0 | 0 | 0 | 0 | 0 | 0 | 0
Commercial_Office_Existing_Miscellaneous_Natural Gas_Pool Heater_E7_Baseline Forecast | Commercial | Office | Existing | Miscellaneous | Natural Gas | Pool Heater | E7 |  | Baseline Forecast | 0 | 0 | 0 | 0 | 0 | 0 | 0 | 0 | 0 | 0 | 0 | 0 | 0 | 0 | 0 | 0 | 0 | 0 | 0 | 0 | 0 | 0 | 0 | 0 | 0 | 0 | 0 | 0 | 0 | 0 | 0
Commercial_Office_Existing_Miscellaneous_Natural Gas_Pool Heater_E8_Baseline Forecast | Commercial | Office | Existing | Miscellaneous | Natural Gas | Pool Heater | E8 |  | Baseline Forecast | 0 | 0 | 0 | 0 | 0 | 0 | 0 | 0 | 0 | 0 | 0 | 0 | 0 | 0 | 0 | 0 | 0 | 0 | 0 | 0 | 0 | 0 | 0 | 0 | 0 | 0 | 0 | 0 | 0 | 0 | 0
Commercial_Office_Existing_Miscellaneous_Natural Gas_Pool Heater_E9_Baseline Forecast | Commercial | Office | Existing | Miscellaneous | Natural Gas | Pool Heater | E9 |  | Baseline Forecast | 0 | 0 | 0 | 0 | 0 | 0 | 0 | 0 | 0 | 0 | 0 | 0 | 0 | 0 | 0 | 0 | 0 | 0 | 0 | 0 | 0 | 0 | 0 | 0 | 0 | 0 | 0 | 0 | 0 | 0 | 0
Commercial_Office_Existing_Miscellaneous_Natural Gas_Pool Heater_E10_Baseline Forecast | Commercial | Office | Existing | Miscellaneous | Natural Gas | Pool Heater | E10 |  | Baseline Forecast | 0 | 0 | 0 | 0 | 0 | 0 | 0 | 0 | 0 | 0 | 0 | 0 | 0 | 0 | 0 | 0 | 0 | 0 | 0 | 0 | 0 | 0 | 0 | 0 | 0 | 0 | 0 | 0 | 0 | 0 | 0
Commercial_Office_Existing_Miscellaneous_Natural Gas_Pool Heater_Vintage_Baseline Forecast | Commercial | Office | Existing | Miscellaneous | Natural Gas | Pool Heater | Vintage | Vintage | Baseline Forecast | 434603.4065 | 374801.9778 | 318888.3373 | 266370.2664 | 216851.5757 | 170011.6354 | 133289.1221 | 104498.6718 | 81926.9587 | 64230.7356 | 50356.8967 | 39479.807 | 30952.1687 | 24266.5003 | 19024.9362 | 14915.55 | 11693.7912 | 9167.9323 | 7187.6589 | 5635.1246 | 4417.9377 | 3463.6631 | 2715.5119 | 2128.9613 | 1669.1057 | 1308.5789 | 1025.9258 | 804.3258 | 630.5915 | 494.3837 | 387.5968
Commercial_Office_Existing_Miscellaneous_Natural Gas_Miscellaneous_E1_Baseline Forecast | Commercial | Office | Existing | Miscellaneous | Natural Gas | Miscellaneous | E1 | Standard | Baseline Forecast | 0 | 3779953.8609 | 8114300.9548 | 12866458.9487 | 16737262.7407 | 19870149.1814 | 22385556.8221 | 24384606.6101 | 25952193.6544 | 27159584.2896 | 28066597.5907 | 28723437.8279 | 29172233.7102 | 29448331.3325 | 29581380.235 | 29596245.6748 | 29513774.9186 | 29351440.9124 | 29123882.9476 | 28843360.8055 | 28520136.2236 | 28162793.3118 | 27778507.6883 | 27373272.5384 | 26952088.4908 | 26519123.0997 | 26077844.7959 | 25631135.3928 | 25181384.5789 | 24730569.2782 | 24280320.3011
Commercial_Office_Existing_Miscellaneous_Natural Gas_Miscellaneous_E2_Baseline Forecast | Commercial | Office | Existing | Miscellaneous | Natural Gas | Miscellaneous | E2 |  | Baseline Forecast | 0 | 0 | 0 | 0 | 0 | 0 | 0 | 0 | 0 | 0 | 0 | 0 | 0 | 0 | 0 | 0 | 0 | 0 | 0 | 0 | 0 | 0 | 0 | 0 | 0 | 0 | 0 | 0 | 0 | 0 | 0
Commercial_Office_Existing_Miscellaneous_Natural Gas_Miscellaneous_E3_Baseline Forecast | Commercial | Office | Existing | Miscellaneous | Natural Gas | Miscellaneous | E3 |  | Baseline Forecast | 0 | 0 | 0 | 0 | 0 | 0 | 0 | 0 | 0 | 0 | 0 | 0 | 0 | 0 | 0 | 0 | 0 | 0 | 0 | 0 | 0 | 0 | 0 | 0 | 0 | 0 | 0 | 0 | 0 | 0 | 0
Commercial_Office_Existing_Miscellaneous_Natural Gas_Miscellaneous_E4_Baseline Forecast | Commercial | Office | Existing | Miscellaneous | Natural Gas | Miscellaneous | E4 |  | Baseline Forecast | 0 | 0 | 0 | 0 | 0 | 0 | 0 | 0 | 0 | 0 | 0 | 0 | 0 | 0 | 0 | 0 | 0 | 0 | 0 | 0 | 0 | 0 | 0 | 0 | 0 | 0 | 0 | 0 | 0 | 0 | 0
Commercial_Office_Existing_Miscellaneous_Natural Gas_Miscellaneous_E5_Baseline Forecast | Commercial | Office | Existing | Miscellaneous | Natural Gas | Miscellaneous | E5 |  | Baseline Forecast | 0 | 0 | 0 | 0 | 0 | 0 | 0 | 0 | 0 | 0 | 0 | 0 | 0 | 0 | 0 | 0 | 0 | 0 | 0 | 0 | 0 | 0 | 0 | 0 | 0 | 0 | 0 | 0 | 0 | 0 | 0
Commercial_Office_Existing_Miscellaneous_Natural Gas_Miscellaneous_E6_Baseline Forecast | Commercial | Office | Existing | Miscellaneous | Natural Gas | Miscellaneous | E6 |  | Baseline Forecast | 0 | 0 | 0 | 0 | 0 | 0 | 0 | 0 | 0 | 0 | 0 | 0 | 0 | 0 | 0 | 0 | 0 | 0 | 0 | 0 | 0 | 0 | 0 | 0 | 0 | 0 | 0 | 0 | 0 | 0 | 0
Commercial_Office_Existing_Miscellaneous_Natural Gas_Miscellaneous_E7_Baseline Forecast | Commercial | Office | Existing | Miscellaneous | Natural Gas | Miscellaneous | E7 |  | Baseline Forecast | 0 | 0 | 0 | 0 | 0 | 0 | 0 | 0 | 0 | 0 | 0 | 0 | 0 | 0 | 0 | 0 | 0 | 0 | 0 | 0 | 0 | 0 | 0 | 0 | 0 | 0 | 0 | 0 | 0 | 0 | 0
Commercial_Office_Existing_Miscellaneous_Natural Gas_Miscellaneous_E8_Baseline Forecast | Commercial | Office | Existing | Miscellaneous | Natural Gas | Miscellaneous | E8 |  | Baseline Forecast | 0 | 0 | 0 | 0 | 0 | 0 | 0 | 0 | 0 | 0 | 0 | 0 | 0 | 0 | 0 | 0 | 0 | 0 | 0 | 0 | 0 | 0 | 0 | 0 | 0 | 0 | 0 | 0 | 0 | 0 | 0
Commercial_Office_Existing_Miscellaneous_Natural Gas_Miscellaneous_E9_Baseline Forecast | Commercial | Office | Existing | Miscellaneous | Natural Gas | Miscellaneous | E9 |  | Baseline Forecast | 0 | 0 | 0 | 0 | 0 | 0 | 0 | 0 | 0 | 0 | 0 | 0 | 0 | 0 | 0 | 0 | 0 | 0 | 0 | 0 | 0 | 0 | 0 | 0 | 0 | 0 | 0 | 0 | 0 | 0 | 0
Commercial_Office_Existing_Miscellaneous_Natural Gas_Miscellaneous_E10_Baseline Forecast | Commercial | Office | Existing | Miscellaneous | Natural Gas | Miscellaneous | E10 |  | Baseline Forecast | 0 | 0 | 0 | 0 | 0 | 0 | 0 | 0 | 0 | 0 | 0 | 0 | 0 | 0 | 0 | 0 | 0 | 0 | 0 | 0 | 0 | 0 | 0 | 0 | 0 | 0 | 0 | 0 | 0 | 0 | 0
Commercial_Office_Existing_Miscellaneous_Natural Gas_Miscellaneous_Vintage_Baseline Forecast | Commercial | Office | Existing | Miscellaneous | Natural Gas | Miscellaneous | Vintage | Vintage | Baseline Forecast | 44999450.7251 | 40319507.8497 | 35103171.5216 | 29486664.0782 | 24768797.8257 | 20805790.1736 | 17476863.7458 | 14680565.5465 | 12331675.059 | 10358607.0496 | 8701229.9217 | 7309033.1342 | 6139587.8327 | 5157253.7795 | 4332093.1748 | 3638958.2668 | 3056724.9441 | 2567648.9531 | 2156825.1206 | 1811733.1013 | 1521855.8051 | 1278358.8763 | 1073821.4561 | 902010.0231 | 757688.4194 | 636458.2723 | 534624.9487 | 449084.9569 | 377231.3638 | 316874.3456 | 266174.4503
Commercial_Office_New_Space Heating_Natural Gas_Furnace_E1_Baseline Forecast | Commercial | Office | New | Space Heating | Natural Gas | Furnace | E1 | AFUE 80% (Standard) | Baseline Forecast | 0 | 0 | 0 | 0 | 0 | 0 | 0 | 0 | 0 | 0 | 0 | 0 | 0 | 0 | 0 | 0 | 0 | 0 | 0 | 0 | 0 | 0 | 0 | 0 | 0 | 0 | 0 | 0 | 0 | 0 | 0
Commercial_Office_New_Space Heating_Natural Gas_Furnace_E2_Baseline Forecast | Commercial | Office | New | Space Heating | Natural Gas | Furnace | E2 | AFUE 90% | Baseline Forecast | 0 | 0 | 0 | 0 | 0 | 0 | 0 | 0 | 0 | 0 | 0 | 0 | 0 | 0 | 0 | 0 | 0 | 0 | 0 | 0 | 0 | 0 | 0 | 0 | 0 | 0 | 0 | 0 | 0 | 0 | 0
Commercial_Office_New_Space Heating_Natural Gas_Furnace_E3_Baseline Forecast | Commercial | Office | New | Space Heating | Natural Gas | Furnace | E3 | AFUE 95% | Baseline Forecast | 0 | 0 | 0 | 0 | 0 | 0 | 0 | 0 | 0 | 0 | 0 | 0 | 0 | 0 | 0 | 0 | 0 | 0 | 0 | 0 | 0 | 0 | 0 | 0 | 0 | 0 | 0 | 0 | 0 | 0 | 0
Commercial_Office_New_Space Heating_Natural Gas_Furnace_E4_Baseline Forecast | Commercial | Office | New | Space Heating | Natural Gas | Furnace | E4 |  | Baseline Forecast | 0 | 0 | 0 | 0 | 0 | 0 | 0 | 0 | 0 | 0 | 0 | 0 | 0 | 0 | 0 | 0 | 0 | 0 | 0 | 0 | 0 | 0 | 0 | 0 | 0 | 0 | 0 | 0 | 0 | 0 | 0
Commercial_Office_New_Space Heating_Natural Gas_Furnace_E5_Baseline Forecast | Commercial | Office | New | Space Heating | Natural Gas | Furnace | E5 |  | Baseline Forecast | 0 | 0 | 0 | 0 | 0 | 0 | 0 | 0 | 0 | 0 | 0 | 0 | 0 | 0 | 0 | 0 | 0 | 0 | 0 | 0 | 0 | 0 | 0 | 0 | 0 | 0 | 0 | 0 | 0 | 0 | 0
Commercial_Office_New_Space Heating_Natural Gas_Furnace_E6_Baseline Forecast | Commercial | Office | New | Space Heating | Natural Gas | Furnace | E6 |  | Baseline Forecast | 0 | 0 | 0 | 0 | 0 | 0 | 0 | 0 | 0 | 0 | 0 | 0 | 0 | 0 | 0 | 0 | 0 | 0 | 0 | 0 | 0 | 0 | 0 | 0 | 0 | 0 | 0 | 0 | 0 | 0 | 0
Commercial_Office_New_Space Heating_Natural Gas_Furnace_E7_Baseline Forecast | Commercial | Office | New | Space Heating | Natural Gas | Furnace | E7 |  | Baseline Forecast | 0 | 0 | 0 | 0 | 0 | 0 | 0 | 0 | 0 | 0 | 0 | 0 | 0 | 0 | 0 | 0 | 0 | 0 | 0 | 0 | 0 | 0 | 0 | 0 | 0 | 0 | 0 | 0 | 0 | 0 | 0
Commercial_Office_New_Space Heating_Natural Gas_Furnace_E8_Baseline Forecast | Commercial | Office | New | Space Heating | Natural Gas | Furnace | E8 |  | Baseline Forecast | 0 | 0 | 0 | 0 | 0 | 0 | 0 | 0 | 0 | 0 | 0 | 0 | 0 | 0 | 0 | 0 | 0 | 0 | 0 | 0 | 0 | 0 | 0 | 0 | 0 | 0 | 0 | 0 | 0 | 0 | 0
Commercial_Office_New_Space Heating_Natural Gas_Furnace_E9_Baseline Forecast | Commercial | Office | New | Space Heating | Natural Gas | Furnace | E9 |  | Baseline Forecast | 0 | 0 | 0 | 0 | 0 | 0 | 0 | 0 | 0 | 0 | 0 | 0 | 0 | 0 | 0 | 0 | 0 | 0 | 0 | 0 | 0 | 0 | 0 | 0 | 0 | 0 | 0 | 0 | 0 | 0 | 0
Commercial_Office_New_Space Heating_Natural Gas_Furnace_E10_Baseline Forecast | Commercial | Office | New | Space Heating | Natural Gas | Furnace | E10 |  | Baseline Forecast | 0 | 0 | 0 | 0 | 0 | 0 | 0 | 0 | 0 | 0 | 0 | 0 | 0 | 0 | 0 | 0 | 0 | 0 | 0 | 0 | 0 | 0 | 0 | 0 | 0 | 0 | 0 | 0 | 0 | 0 | 0
Commercial_Office_New_Space Heating_Natural Gas_Furnace_Vintage_Baseline Forecast | Commercial | Office | New | Space Heating | Natural Gas | Furnace | Vintage | Vintage | Baseline Forecast | 0 | 0 | 0 | 0 | 0 | 0 | 0 | 0 | 0 | 0 | 0 | 0 | 0 | 0 | 0 | 0 | 0 | 0 | 0 | 0 | 0 | 0 | 0 | 0 | 0 | 0 | 0 | 0 | 0 | 0 | 0
Commercial_Office_New_Space Heating_Natural Gas_Boiler_E1_Baseline Forecast | Commercial | Office | New | Space Heating | Natural Gas | Boiler | E1 | AFUE 80% (Standard) | Baseline Forecast | 0 | 0 | 0 | 0 | 0 | 0 | 0 | 0 | 0 | 0 | 0 | 0 | 0 | 0 | 0 | 0 | 0 | 0 | 0 | 0 | 0 | 0 | 0 | 0 | 0 | 0 | 0 | 0 | 0 | 0 | 0
Commercial_Office_New_Space Heating_Natural Gas_Boiler_E2_Baseline Forecast | Commercial | Office | New | Space Heating | Natural Gas | Boiler | E2 | AFUE 85% | Baseline Forecast | 0 | 0 | 0 | 0 | 0 | 0 | 0 | 0 | 0 | 0 | 0 | 0 | 0 | 0 | 0 | 0 | 0 | 0 | 0 | 0 | 0 | 0 | 0 | 0 | 0 | 0 | 0 | 0 | 0 | 0 | 0
Commercial_Office_New_Space Heating_Natural Gas_Boiler_E3_Baseline Forecast | Commercial | Office | New | Space Heating | Natural Gas | Boiler | E3 | AFUE 98% | Baseline Forecast | 0 | 0 | 0 | 0 | 0 | 0 | 0 | 0 | 0 | 0 | 0 | 0 | 0 | 0 | 0 | 0 | 0 | 0 | 0 | 0 | 0 | 0 | 0 | 0 | 0 | 0 | 0 | 0 | 0 | 0 | 0
Commercial_Office_New_Space Heating_Natural Gas_Boiler_E4_Baseline Forecast | Commercial | Office | New | Space Heating | Natural Gas | Boiler | E4 | Convert to NG Air Source Heat Pump | Baseline Forecast | 0 | 0 | 0 | 0 | 0 | 0 | 0 | 0 | 0 | 0 | 0 | 0 | 0 | 0 | 0 | 0 | 0 | 0 | 0 | 0 | 0 | 0 | 0 | 0 | 0 | 0 | 0 | 0 | 0 | 0 | 0
Commercial_Office_New_Space Heating_Natural Gas_Boiler_E5_Baseline Forecast | Commercial | Office | New | Space Heating | Natural Gas | Boiler | E5 |  | Baseline Forecast | 0 | 0 | 0 | 0 | 0 | 0 | 0 | 0 | 0 | 0 | 0 | 0 | 0 | 0 | 0 | 0 | 0 | 0 | 0 | 0 | 0 | 0 | 0 | 0 | 0 | 0 | 0 | 0 | 0 | 0 | 0
Commercial_Office_New_Space Heating_Natural Gas_Boiler_E6_Baseline Forecast | Commercial | Office | New | Space Heating | Natural Gas | Boiler | E6 |  | Baseline Forecast | 0 | 0 | 0 | 0 | 0 | 0 | 0 | 0 | 0 | 0 | 0 | 0 | 0 | 0 | 0 | 0 | 0 | 0 | 0 | 0 | 0 | 0 | 0 | 0 | 0 | 0 | 0 | 0 | 0 | 0 | 0
Commercial_Office_New_Space Heating_Natural Gas_Boiler_E7_Baseline Forecast | Commercial | Office | New | Space Heating | Natural Gas | Boiler | E7 |  | Baseline Forecast | 0 | 0 | 0 | 0 | 0 | 0 | 0 | 0 | 0 | 0 | 0 | 0 | 0 | 0 | 0 | 0 | 0 | 0 | 0 | 0 | 0 | 0 | 0 | 0 | 0 | 0 | 0 | 0 | 0 | 0 | 0
Commercial_Office_New_Space Heating_Natural Gas_Boiler_E8_Baseline Forecast | Commercial | Office | New | Space Heating | Natural Gas | Boiler | E8 |  | Baseline Forecast | 0 | 0 | 0 | 0 | 0 | 0 | 0 | 0 | 0 | 0 | 0 | 0 | 0 | 0 | 0 | 0 | 0 | 0 | 0 | 0 | 0 | 0 | 0 | 0 | 0 | 0 | 0 | 0 | 0 | 0 | 0
Commercial_Office_New_Space Heating_Natural Gas_Boiler_E9_Baseline Forecast | Commercial | Office | New | Space Heating | Natural Gas | Boiler | E9 |  | Baseline Forecast | 0 | 0 | 0 | 0 | 0 | 0 | 0 | 0 | 0 | 0 | 0 | 0 | 0 | 0 | 0 | 0 | 0 | 0 | 0 | 0 | 0 | 0 | 0 | 0 | 0 | 0 | 0 | 0 | 0 | 0 | 0
Commercial_Office_New_Space Heating_Natural Gas_Boiler_E10_Baseline Forecast | Commercial | Office | New | Space Heating | Natural Gas | Boiler | E10 |  | Baseline Forecast | 0 | 0 | 0 | 0 | 0 | 0 | 0 | 0 | 0 | 0 | 0 | 0 | 0 | 0 | 0 | 0 | 0 | 0 | 0 | 0 | 0 | 0 | 0 | 0 | 0 | 0 | 0 | 0 | 0 | 0 | 0
Commercial_Office_New_Space Heating_Natural Gas_Boiler_Vintage_Baseline Forecast | Commercial | Office | New | Space Heating | Natural Gas | Boiler | Vintage | Vintage | Baseline Forecast | 0 | 0 | 0 | 0 | 0 | 0 | 0 | 0 | 0 | 0 | 0 | 0 | 0 | 0 | 0 | 0 | 0 | 0 | 0 | 0 | 0 | 0 | 0 | 0 | 0 | 0 | 0 | 0 | 0 | 0 | 0
Commercial_Office_New_Space Heating_Natural Gas_Unit Heater_E1_Baseline Forecast | Commercial | Office | New | Space Heating | Natural Gas | Unit Heater | E1 | Standard | Baseline Forecast | 0 | 68352.8676 | 137332.5501 | 210462.4192 | 250600.1387 | 250600.1387 | 250600.1387 | 250600.1387 | 250600.1387 | 250600.1387 | 250600.1387 | 240835.4434 | 222611.4641 | 196543.7863 | 168466.1026 | 144399.5165 | 123771.0141 | 106089.4407 | 71018.7095 | 40775.4557 | 13643.4803 | 0 | 0 | 0 | 0 | 0 | 0 | 0 | 0 | 0 | 0
Commercial_Office_New_Space Heating_Natural Gas_Unit Heater_E2_Baseline Forecast | Commercial | Office | New | Space Heating | Natural Gas | Unit Heater | E2 | Condensing | Baseline Forecast | 0 | 0 | 0 | 0 | 0 | 32700.3421 | 64922.5379 | 96677.0233 | 127974.0302 | 158823.5902 | 189235.5389 | 228984.215 | 276773.6624 | 331997.5662 | 388831.324 | 441262.7448 | 489873.5819 | 535163.5593 | 597477.1662 | 654606.0068 | 708274.3594 | 748112.9297 | 773974.5016 | 799510.1738 | 824727.4172 | 849633.5585 | 874235.7824 | 898541.1352 | 922556.5272 | 946288.7355 | 969744.4067
Commercial_Office_New_Space Heating_Natural Gas_Unit Heater_E3_Baseline Forecast | Commercial | Office | New | Space Heating | Natural Gas | Unit Heater | E3 | Infrared Radiant | Baseline Forecast | 0 | 0 | 0 | 0 | 0 | 0 | 0 | 0 | 0 | 0 | 0 | 0 | 0 | 0 | 0 | 0 | 0 | 0 | 0 | 0 | 0 | 0 | 0 | 0 | 0 | 0 | 0 | 0 | 0 | 0 | 0
Commercial_Office_New_Space Heating_Natural Gas_Unit Heater_E4_Baseline Forecast | Commercial | Office | New | Space Heating | Natural Gas | Unit Heater | E4 |  | Baseline Forecast | 0 | 0 | 0 | 0 | 0 | 0 | 0 | 0 | 0 | 0 | 0 | 0 | 0 | 0 | 0 | 0 | 0 | 0 | 0 | 0 | 0 | 0 | 0 | 0 | 0 | 0 | 0 | 0 | 0 | 0 | 0
Commercial_Office_New_Space Heating_Natural Gas_Unit Heater_E5_Baseline Forecast | Commercial | Office | New | Space Heating | Natural Gas | Unit Heater | E5 |  | Baseline Forecast | 0 | 0 | 0 | 0 | 0 | 0 | 0 | 0 | 0 | 0 | 0 | 0 | 0 | 0 | 0 | 0 | 0 | 0 | 0 | 0 | 0 | 0 | 0 | 0 | 0 | 0 | 0 | 0 | 0 | 0 | 0
Commercial_Office_New_Space Heating_Natural Gas_Unit Heater_E6_Baseline Forecast | Commercial | Office | New | Space Heating | Natural Gas | Unit Heater | E6 |  | Baseline Forecast | 0 | 0 | 0 | 0 | 0 | 0 | 0 | 0 | 0 | 0 | 0 | 0 | 0 | 0 | 0 | 0 | 0 | 0 | 0 | 0 | 0 | 0 | 0 | 0 | 0 | 0 | 0 | 0 | 0 | 0 | 0
Commercial_Office_New_Space Heating_Natural Gas_Unit Heater_E7_Baseline Forecast | Commercial | Office | New | Space Heating | Natural Gas | Unit Heater | E7 |  | Baseline Forecast | 0 | 0 | 0 | 0 | 0 | 0 | 0 | 0 | 0 | 0 | 0 | 0 | 0 | 0 | 0 | 0 | 0 | 0 | 0 | 0 | 0 | 0 | 0 | 0 | 0 | 0 | 0 | 0 | 0 | 0 | 0
Commercial_Office_New_Space Heating_Natural Gas_Unit Heater_E8_Baseline Forecast | Commercial | Office | New | Space Heating | Natural Gas | Unit Heater | E8 |  | Baseline Forecast | 0 | 0 | 0 | 0 | 0 | 0 | 0 | 0 | 0 | 0 | 0 | 0 | 0 | 0 | 0 | 0 | 0 | 0 | 0 | 0 | 0 | 0 | 0 | 0 | 0 | 0 | 0 | 0 | 0 | 0 | 0
Commercial_Office_New_Space Heating_Natural Gas_Unit Heater_E9_Baseline Forecast | Commercial | Office | New | Space Heating | Natural Gas | Unit Heater | E9 |  | Baseline Forecast | 0 | 0 | 0 | 0 | 0 | 0 | 0 | 0 | 0 | 0 | 0 | 0 | 0 | 0 | 0 | 0 | 0 | 0 | 0 | 0 | 0 | 0 | 0 | 0 | 0 | 0 | 0 | 0 | 0 | 0 | 0
Commercial_Office_New_Space Heating_Natural Gas_Unit Heater_E10_Baseline Forecast | Commercial | Office | New | Space Heating | Natural Gas | Unit Heater | E10 |  | Baseline Forecast | 0 | 0 | 0 | 0 | 0 | 0 | 0 | 0 | 0 | 0 | 0 | 0 | 0 | 0 | 0 | 0 | 0 | 0 | 0 | 0 | 0 | 0 | 0 | 0 | 0 | 0 | 0 | 0 | 0 | 0 | 0
Commercial_Office_New_Space Heating_Natural Gas_Unit Heater_Vintage_Baseline Forecast | Commercial | Office | New | Space Heating | Natural Gas | Unit Heater | Vintage | Vintage | Baseline Forecast | 0 | 0 | 0 | 0 | 0 | 0 | 0 | 0 | 0 | 0 | 0 | 0 | 0 | 0 | 0 | 0 | 0 | 0 | 0 | 0 | 0 | 0 | 0 | 0 | 0 | 0 | 0 | 0 | 0 | 0 | 0
Commercial_Office_New_Water Heating_Natural Gas_Water Heater_E1_Baseline Forecast | Commercial | Office | New | Water Heating | Natural Gas | Water Heater | E1 | TE 0.80 | Baseline Forecast | 0 | 0 | 0 | 0 | 0 | 0 | 0 | 0 | 0 | 0 | 0 | 0 | 0 | 0 | 0 | 0 | 0 | 0 | 0 | 0 | 0 | 0 | 0 | 0 | 0 | 0 | 0 | 0 | 0 | 0 | 0
Commercial_Office_New_Water Heating_Natural Gas_Water Heater_E2_Baseline Forecast | Commercial | Office | New | Water Heating | Natural Gas | Water Heater | E2 | TE 0.90 | Baseline Forecast | 0 | 0 | 0 | 0 | 0 | 0 | 0 | 0 | 0 | 0 | 0 | 0 | 0 | 0 | 0 | 0 | 0 | 0 | 0 | 0 | 0 | 0 | 0 | 0 | 0 | 0 | 0 | 0 | 0 | 0 | 0
Commercial_Office_New_Water Heating_Natural Gas_Water Heater_E3_Baseline Forecast | Commercial | Office | New | Water Heating | Natural Gas | Water Heater | E3 | TE 0.94 | Baseline Forecast | 0 | 0 | 0 | 0 | 0 | 0 | 0 | 0 | 0 | 0 | 0 | 0 | 0 | 0 | 0 | 0 | 0 | 0 | 0 | 0 | 0 | 0 | 0 | 0 | 0 | 0 | 0 | 0 | 0 | 0 | 0
Commercial_Office_New_Water Heating_Natural Gas_Water Heater_E4_Baseline Forecast | Commercial | Office | New | Water Heating | Natural Gas | Water Heater | E4 | Instantaneous TE 0.94 | Baseline Forecast | 0 | 0 | 0 | 0 | 0 | 0 | 0 | 0 | 0 | 0 | 0 | 0 | 0 | 0 | 0 | 0 | 0 | 0 | 0 | 0 | 0 | 0 | 0 | 0 | 0 | 0 | 0 | 0 | 0 | 0 | 0
Commercial_Office_New_Water Heating_Natural Gas_Water Heater_E5_Baseline Forecast | Commercial | Office | New | Water Heating | Natural Gas | Water Heater | E5 | Gas-Fired Absorption HPWH | Baseline Forecast | 0 | 0 | 0 | 0 | 0 | 0 | 0 | 0 | 0 | 0 | 0 | 0 | 0 | 0 | 0 | 0 | 0 | 0 | 0 | 0 | 0 | 0 | 0 | 0 | 0 | 0 | 0 | 0 | 0 | 0 | 0
Commercial_Office_New_Water Heating_Natural Gas_Water Heater_E6_Baseline Forecast | Commercial | Office | New | Water Heating | Natural Gas | Water Heater | E6 |  | Baseline Forecast | 0 | 0 | 0 | 0 | 0 | 0 | 0 | 0 | 0 | 0 | 0 | 0 | 0 | 0 | 0 | 0 | 0 | 0 | 0 | 0 | 0 | 0 | 0 | 0 | 0 | 0 | 0 | 0 | 0 | 0 | 0
Commercial_Office_New_Water Heating_Natural Gas_Water Heater_E7_Baseline Forecast | Commercial | Office | New | Water Heating | Natural Gas | Water Heater | E7 |  | Baseline Forecast | 0 | 0 | 0 | 0 | 0 | 0 | 0 | 0 | 0 | 0 | 0 | 0 | 0 | 0 | 0 | 0 | 0 | 0 | 0 | 0 | 0 | 0 | 0 | 0 | 0 | 0 | 0 | 0 | 0 | 0 | 0
Commercial_Office_New_Water Heating_Natural Gas_Water Heater_E8_Baseline Forecast | Commercial | Office | New | Water Heating | Natural Gas | Water Heater | E8 |  | Baseline Forecast | 0 | 0 | 0 | 0 | 0 | 0 | 0 | 0 | 0 | 0 | 0 | 0 | 0 | 0 | 0 | 0 | 0 | 0 | 0 | 0 | 0 | 0 | 0 | 0 | 0 | 0 | 0 | 0 | 0 | 0 | 0
Commercial_Office_New_Water Heating_Natural Gas_Water Heater_E9_Baseline Forecast | Commercial | Office | New | Water Heating | Natural Gas | Water Heater | E9 |  | Baseline Forecast | 0 | 0 | 0 | 0 | 0 | 0 | 0 | 0 | 0 | 0 | 0 | 0 | 0 | 0 | 0 | 0 | 0 | 0 | 0 | 0 | 0 | 0 | 0 | 0 | 0 | 0 | 0 | 0 | 0 | 0 | 0
Commercial_Office_New_Water Heating_Natural Gas_Water Heater_E10_Baseline Forecast | Commercial | Office | New | Water Heating | Natural Gas | Water Heater | E10 |  | Baseline Forecast | 0 | 0 | 0 | 0 | 0 | 0 | 0 | 0 | 0 | 0 | 0 | 0 | 0 | 0 | 0 | 0 | 0 | 0 | 0 | 0 | 0 | 0 | 0 | 0 | 0 | 0 | 0 | 0 | 0 | 0 | 0
Commercial_Office_New_Water Heating_Natural Gas_Water Heater_Vintage_Baseline Forecast | Commercial | Office | New | Water Heating | Natural Gas | Water Heater | Vintage | Vintage | Baseline Forecast | 0 | 0 | 0 | 0 | 0 | 0 | 0 | 0 | 0 | 0 | 0 | 0 | 0 | 0 | 0 | 0 | 0 | 0 | 0 | 0 | 0 | 0 | 0 | 0 | 0 | 0 | 0 | 0 | 0 | 0 | 0
Commercial_Office_New_Food Preparation_Natural Gas_Oven_E1_Baseline Forecast | Commercial | Office | New | Food Preparation | Natural Gas | Oven | E1 | Standard | Baseline Forecast | 0 | 4024.4611 | 8082.844 | 12382.1439 | 14739.0599 | 16667.6635 | 18575.0698 | 20458.5123 | 22316.2459 | 24149.5193 | 25956.1522 | 27733.7444 | 29515.6536 | 31263.4564 | 32971.5326 | 34640.616 | 36284.1468 | 37903.1517 | 39505.3467 | 41080.7432 | 42629.7431 | 44148.2887 | 45639.5241 | 47288.5719 | 48929.6811 | 50577.9414 | 52229.0161 | 53869.1534 | 55500.5713 | 57123.1864 | 58738.0112
Commercial_Office_New_Food Preparation_Natural Gas_Oven_E2_Baseline Forecast | Commercial | Office | New | Food Preparation | Natural Gas | Oven | E2 | ENERGY STAR (EF ≥ 44%) Convection Oven utilizing ASTM Std F1496 | Baseline Forecast | 0 | 5801.6442 | 11659.4747 | 17873.0008 | 21286.1054 | 24058.358 | 26783.0718 | 29464.5134 | 32105.8988 | 34707.4214 | 37272.6755 | 39805.4474 | 42273.7389 | 44717.306 | 47143.0755 | 49551.595 | 51930.6807 | 54280.5375 | 56594.6576 | 58884.2139 | 61149.966 | 63397.1105 | 65623.62 | 67645.4673 | 69629.4773 | 71561.6134 | 73447.2454 | 75301.1378 | 77122.0663 | 78911.0882 | 80668.1469
Commercial_Office_New_Food Preparation_Natural Gas_Oven_E3_Baseline Forecast | Commercial | Office | New | Food Preparation | Natural Gas | Oven | E3 |  | Baseline Forecast | 0 | 0 | 0 | 0 | 0 | 0 | 0 | 0 | 0 | 0 | 0 | 0 | 0 | 0 | 0 | 0 | 0 | 0 | 0 | 0 | 0 | 0 | 0 | 0 | 0 | 0 | 0 | 0 | 0 | 0 | 0
Commercial_Office_New_Food Preparation_Natural Gas_Oven_E4_Baseline Forecast | Commercial | Office | New | Food Preparation | Natural Gas | Oven | E4 |  | Baseline Forecast | 0 | 0 | 0 | 0 | 0 | 0 | 0 | 0 | 0 | 0 | 0 | 0 | 0 | 0 | 0 | 0 | 0 | 0 | 0 | 0 | 0 | 0 | 0 | 0 | 0 | 0 | 0 | 0 | 0 | 0 | 0
Commercial_Office_New_Food Preparation_Natural Gas_Oven_E5_Baseline Forecast | Commercial | Office | New | Food Preparation | Natural Gas | Oven | E5 |  | Baseline Forecast | 0 | 0 | 0 | 0 | 0 | 0 | 0 | 0 | 0 | 0 | 0 | 0 | 0 | 0 | 0 | 0 | 0 | 0 | 0 | 0 | 0 | 0 | 0 | 0 | 0 | 0 | 0 | 0 | 0 | 0 | 0
Commercial_Office_New_Food Preparation_Natural Gas_Oven_E6_Baseline Forecast | Commercial | Office | New | Food Preparation | Natural Gas | Oven | E6 |  | Baseline Forecast | 0 | 0 | 0 | 0 | 0 | 0 | 0 | 0 | 0 | 0 | 0 | 0 | 0 | 0 | 0 | 0 | 0 | 0 | 0 | 0 | 0 | 0 | 0 | 0 | 0 | 0 | 0 | 0 | 0 | 0 | 0
Commercial_Office_New_Food Preparation_Natural Gas_Oven_E7_Baseline Forecast | Commercial | Office | New | Food Preparation | Natural Gas | Oven | E7 |  | Baseline Forecast | 0 | 0 | 0 | 0 | 0 | 0 | 0 | 0 | 0 | 0 | 0 | 0 | 0 | 0 | 0 | 0 | 0 | 0 | 0 | 0 | 0 | 0 | 0 | 0 | 0 | 0 | 0 | 0 | 0 | 0 | 0
Commercial_Office_New_Food Preparation_Natural Gas_Oven_E8_Baseline Forecast | Commercial | Office | New | Food Preparation | Natural Gas | Oven | E8 |  | Baseline Forecast | 0 | 0 | 0 | 0 | 0 | 0 | 0 | 0 | 0 | 0 | 0 | 0 | 0 | 0 | 0 | 0 | 0 | 0 | 0 | 0 | 0 | 0 | 0 | 0 | 0 | 0 | 0 | 0 | 0 | 0 | 0
Commercial_Office_New_Food Preparation_Natural Gas_Oven_E9_Baseline Forecast | Commercial | Office | New | Food Preparation | Natural Gas | Oven | E9 |  | Baseline Forecast | 0 | 0 | 0 | 0 | 0 | 0 | 0 | 0 | 0 | 0 | 0 | 0 | 0 | 0 | 0 | 0 | 0 | 0 | 0 | 0 | 0 | 0 | 0 | 0 | 0 | 0 | 0 | 0 | 0 | 0 | 0
Commercial_Office_New_Food Preparation_Natural Gas_Oven_E10_Baseline Forecast | Commercial | Office | New | Food Preparation | Natural Gas | Oven | E10 |  | Baseline Forecast | 0 | 0 | 0 | 0 | 0 | 0 | 0 | 0 | 0 | 0 | 0 | 0 | 0 | 0 | 0 | 0 | 0 | 0 | 0 | 0 | 0 | 0 | 0 | 0 | 0 | 0 | 0 | 0 | 0 | 0 | 0
Commercial_Office_New_Food Preparation_Natural Gas_Oven_Vintage_Baseline Forecast | Commercial | Office | New | Food Preparation | Natural Gas | Oven | Vintage | Vintage | Baseline Forecast | 0 | 0 | 0 | 0 | 0 | 0 | 0 | 0 | 0 | 0 | 0 | 0 | 0 | 0 | 0 | 0 | 0 | 0 | 0 | 0 | 0 | 0 | 0 | 0 | 0 | 0 | 0 | 0 | 0 | 0 | 0
Commercial_Office_New_Food Preparation_Natural Gas_Conveyor Oven_E1_Baseline Forecast | Commercial | Office | New | Food Preparation | Natural Gas | Conveyor Oven | E1 | Standard | Baseline Forecast | 0 | 2014.6906 | 4048.7418 | 6206.2255 | 7388.359 | 8352.5413 | 9302.9835 | 10238.7103 | 11159.1005 | 12066.7645 | 12961.7464 | 13844.4404 | 14721.3101 | 15586.4481 | 16439.6843 | 17281.6796 | 18112.3955 | 18934.8623 | 19750.5569 | 20556.67 | 21352.3581 | 22136.8332 | 22913.315 | 23770.3839 | 24617.4822 | 25441.3942 | 26253.7302 | 27058.244 | 27854.1017 | 28641.8137 | 29421.7424
Commercial_Office_New_Food Preparation_Natural Gas_Conveyor Oven_E2_Baseline Forecast | Commercial | Office | New | Food Preparation | Natural Gas | Conveyor Oven | E2 | ENERGY STAR (EF ≥ 44%) Convection Oven utilizing ASTM Std F1496 | Baseline Forecast | 0 | 2898.3621 | 5822.4176 | 8921.3468 | 10624.2236 | 12010.4695 | 13376.0873 | 14722.8025 | 16051.9719 | 17361.7059 | 18652.6674 | 19925.1555 | 21173.3861 | 22403.9331 | 23617.6198 | 24814.426 | 25995.0183 | 27156.9824 | 28299.4452 | 29425.8086 | 30537.4964 | 31635.8664 | 32718.257 | 33696.6357 | 34662.097 | 35628.3832 | 36584.4006 | 37526.9017 | 38457.217 | 39375.3236 | 40281.3366
Commercial_Office_New_Food Preparation_Natural Gas_Conveyor Oven_E3_Baseline Forecast | Commercial | Office | New | Food Preparation | Natural Gas | Conveyor Oven | E3 |  | Baseline Forecast | 0 | 0 | 0 | 0 | 0 | 0 | 0 | 0 | 0 | 0 | 0 | 0 | 0 | 0 | 0 | 0 | 0 | 0 | 0 | 0 | 0 | 0 | 0 | 0 | 0 | 0 | 0 | 0 | 0 | 0 | 0
Commercial_Office_New_Food Preparation_Natural Gas_Conveyor Oven_E4_Baseline Forecast | Commercial | Office | New | Food Preparation | Natural Gas | Conveyor Oven | E4 |  | Baseline Forecast | 0 | 0 | 0 | 0 | 0 | 0 | 0 | 0 | 0 | 0 | 0 | 0 | 0 | 0 | 0 | 0 | 0 | 0 | 0 | 0 | 0 | 0 | 0 | 0 | 0 | 0 | 0 | 0 | 0 | 0 | 0
Commercial_Office_New_Food Preparation_Natural Gas_Conveyor Oven_E5_Baseline Forecast | Commercial | Office | New | Food Preparation | Natural Gas | Conveyor Oven | E5 |  | Baseline Forecast | 0 | 0 | 0 | 0 | 0 | 0 | 0 | 0 | 0 | 0 | 0 | 0 | 0 | 0 | 0 | 0 | 0 | 0 | 0 | 0 | 0 | 0 | 0 | 0 | 0 | 0 | 0 | 0 | 0 | 0 | 0
Commercial_Office_New_Food Preparation_Natural Gas_Conveyor Oven_E6_Baseline Forecast | Commercial | Office | New | Food Preparation | Natural Gas | Conveyor Oven | E6 |  | Baseline Forecast | 0 | 0 | 0 | 0 | 0 | 0 | 0 | 0 | 0 | 0 | 0 | 0 | 0 | 0 | 0 | 0 | 0 | 0 | 0 | 0 | 0 | 0 | 0 | 0 | 0 | 0 | 0 | 0 | 0 | 0 | 0
Commercial_Office_New_Food Preparation_Natural Gas_Conveyor Oven_E7_Baseline Forecast | Commercial | Office | New | Food Preparation | Natural Gas | Conveyor Oven | E7 |  | Baseline Forecast | 0 | 0 | 0 | 0 | 0 | 0 | 0 | 0 | 0 | 0 | 0 | 0 | 0 | 0 | 0 | 0 | 0 | 0 | 0 | 0 | 0 | 0 | 0 | 0 | 0 | 0 | 0 | 0 | 0 | 0 | 0
Commercial_Office_New_Food Preparation_Natural Gas_Conveyor Oven_E8_Baseline Forecast | Commercial | Office | New | Food Preparation | Natural Gas | Conveyor Oven | E8 |  | Baseline Forecast | 0 | 0 | 0 | 0 | 0 | 0 | 0 | 0 | 0 | 0 | 0 | 0 | 0 | 0 | 0 | 0 | 0 | 0 | 0 | 0 | 0 | 0 | 0 | 0 | 0 | 0 | 0 | 0 | 0 | 0 | 0
Commercial_Office_New_Food Preparation_Natural Gas_Conveyor Oven_E9_Baseline Forecast | Commercial | Office | New | Food Preparation | Natural Gas | Conveyor Oven | E9 |  | Baseline Forecast | 0 | 0 | 0 | 0 | 0 | 0 | 0 | 0 | 0 | 0 | 0 | 0 | 0 | 0 | 0 | 0 | 0 | 0 | 0 | 0 | 0 | 0 | 0 | 0 | 0 | 0 | 0 | 0 | 0 | 0 | 0
Commercial_Office_New_Food Preparation_Natural Gas_Conveyor Oven_E10_Baseline Forecast | Commercial | Office | New | Food Preparation | Natural Gas | Conveyor Oven | E10 |  | Baseline Forecast | 0 | 0 | 0 | 0 | 0 | 0 | 0 | 0 | 0 | 0 | 0 | 0 | 0 | 0 | 0 | 0 | 0 | 0 | 0 | 0 | 0 | 0 | 0 | 0 | 0 | 0 | 0 | 0 | 0 | 0 | 0
Commercial_Office_New_Food Preparation_Natural Gas_Conveyor Oven_Vintage_Baseline Forecast | Commercial | Office | New | Food Preparation | Natural Gas | Conveyor Oven | Vintage | Vintage | Baseline Forecast | 0 | 0 | 0 | 0 | 0 | 0 | 0 | 0 | 0 | 0 | 0 | 0 | 0 | 0 | 0 | 0 | 0 | 0 | 0 | 0 | 0 | 0 | 0 | 0 | 0 | 0 | 0 | 0 | 0 | 0 | 0
Commercial_Office_New_Food Preparation_Natural Gas_Double Rack Oven_E1_Baseline Forecast | Commercial | Office | New | Food Preparation | Natural Gas | Double Rack Oven | E1 | Standard | Baseline Forecast | 0 | 2009.5845 | 4034.1579 | 6182.3957 | 7361.2824 | 8330.5668 | 9293.3794 | 10246.6629 | 11188.0764 | 12110.7958 | 13013.9669 | 13898.1273 | 14788.1008 | 15657.4989 | 16516.3478 | 17365.364 | 18200.8887 | 19025.0408 | 19841.9941 | 20640.2532 | 21421.7928 | 22187.7904 | 22940.3283 | 23872.9616 | 24814.591 | 25771.2009 | 26740.1045 | 27717.9075 | 28721.8827 | 29747.466 | 30785.3597
Commercial_Office_New_Food Preparation_Natural Gas_Double Rack Oven_E2_Baseline Forecast | Commercial | Office | New | Food Preparation | Natural Gas | Double Rack Oven | E2 | FTSC Qualified (>50% Cooking Efficiency) | Baseline Forecast | 0 | 2903.4682 | 5837.0015 | 8945.1766 | 10651.3003 | 12032.4439 | 13385.6914 | 14714.8499 | 16022.996 | 17317.6745 | 18600.447 | 19871.4687 | 21106.5954 | 22332.8823 | 23540.9563 | 24730.7415 | 25906.525 | 27066.8038 | 28208.0081 | 29342.2254 | 30468.0617 | 31584.9092 | 32691.2438 | 33594.058 | 34464.9882 | 35298.5765 | 36098.0263 | 36867.2382 | 37589.4361 | 38269.6713 | 38917.7193
Commercial_Office_New_Food Preparation_Natural Gas_Double Rack Oven_E3_Baseline Forecast | Commercial | Office | New | Food Preparation | Natural Gas | Double Rack Oven | E3 |  | Baseline Forecast | 0 | 0 | 0 | 0 | 0 | 0 | 0 | 0 | 0 | 0 | 0 | 0 | 0 | 0 | 0 | 0 | 0 | 0 | 0 | 0 | 0 | 0 | 0 | 0 | 0 | 0 | 0 | 0 | 0 | 0 | 0
Commercial_Office_New_Food Preparation_Natural Gas_Double Rack Oven_E4_Baseline Forecast | Commercial | Office | New | Food Preparation | Natural Gas | Double Rack Oven | E4 |  | Baseline Forecast | 0 | 0 | 0 | 0 | 0 | 0 | 0 | 0 | 0 | 0 | 0 | 0 | 0 | 0 | 0 | 0 | 0 | 0 | 0 | 0 | 0 | 0 | 0 | 0 | 0 | 0 | 0 | 0 | 0 | 0 | 0
Commercial_Office_New_Food Preparation_Natural Gas_Double Rack Oven_E5_Baseline Forecast | Commercial | Office | New | Food Preparation | Natural Gas | Double Rack Oven | E5 |  | Baseline Forecast | 0 | 0 | 0 | 0 | 0 | 0 | 0 | 0 | 0 | 0 | 0 | 0 | 0 | 0 | 0 | 0 | 0 | 0 | 0 | 0 | 0 | 0 | 0 | 0 | 0 | 0 | 0 | 0 | 0 | 0 | 0
Commercial_Office_New_Food Preparation_Natural Gas_Double Rack Oven_E6_Baseline Forecast | Commercial | Office | New | Food Preparation | Natural Gas | Double Rack Oven | E6 |  | Baseline Forecast | 0 | 0 | 0 | 0 | 0 | 0 | 0 | 0 | 0 | 0 | 0 | 0 | 0 | 0 | 0 | 0 | 0 | 0 | 0 | 0 | 0 | 0 | 0 | 0 | 0 | 0 | 0 | 0 | 0 | 0 | 0
Commercial_Office_New_Food Preparation_Natural Gas_Double Rack Oven_E7_Baseline Forecast | Commercial | Office | New | Food Preparation | Natural Gas | Double Rack Oven | E7 |  | Baseline Forecast | 0 | 0 | 0 | 0 | 0 | 0 | 0 | 0 | 0 | 0 | 0 | 0 | 0 | 0 | 0 | 0 | 0 | 0 | 0 | 0 | 0 | 0 | 0 | 0 | 0 | 0 | 0 | 0 | 0 | 0 | 0
Commercial_Office_New_Food Preparation_Natural Gas_Double Rack Oven_E8_Baseline Forecast | Commercial | Office | New | Food Preparation | Natural Gas | Double Rack Oven | E8 |  | Baseline Forecast | 0 | 0 | 0 | 0 | 0 | 0 | 0 | 0 | 0 | 0 | 0 | 0 | 0 | 0 | 0 | 0 | 0 | 0 | 0 | 0 | 0 | 0 | 0 | 0 | 0 | 0 | 0 | 0 | 0 | 0 | 0
Commercial_Office_New_Food Preparation_Natural Gas_Double Rack Oven_E9_Baseline Forecast | Commercial | Office | New | Food Preparation | Natural Gas | Double Rack Oven | E9 |  | Baseline Forecast | 0 | 0 | 0 | 0 | 0 | 0 | 0 | 0 | 0 | 0 | 0 | 0 | 0 | 0 | 0 | 0 | 0 | 0 | 0 | 0 | 0 | 0 | 0 | 0 | 0 | 0 | 0 | 0 | 0 | 0 | 0
Commercial_Office_New_Food Preparation_Natural Gas_Double Rack Oven_E10_Baseline Forecast | Commercial | Office | New | Food Preparation | Natural Gas | Double Rack Oven | E10 |  | Baseline Forecast | 0 | 0 | 0 | 0 | 0 | 0 | 0 | 0 | 0 | 0 | 0 | 0 | 0 | 0 | 0 | 0 | 0 | 0 | 0 | 0 | 0 | 0 | 0 | 0 | 0 | 0 | 0 | 0 | 0 | 0 | 0
Commercial_Office_New_Food Preparation_Natural Gas_Double Rack Oven_Vintage_Baseline Forecast | Commercial | Office | New | Food Preparation | Natural Gas | Double Rack Oven | Vintage | Vintage | Baseline Forecast | 0 | 0 | 0 | 0 | 0 | 0 | 0 | 0 | 0 | 0 | 0 | 0 | 0 | 0 | 0 | 0 | 0 | 0 | 0 | 0 | 0 | 0 | 0 | 0 | 0 | 0 | 0 | 0 | 0 | 0 | 0
Commercial_Office_New_Food Preparation_Natural Gas_Fryer_E1_Baseline Forecast | Commercial | Office | New | Food Preparation | Natural Gas | Fryer | E1 | Standard | Baseline Forecast | 0 | 15072.2087 | 30271.71 | 30271.71 | 30271.71 | 30271.71 | 30271.71 | 30271.71 | 30271.71 | 27257.2683 | 21805.8146 | 17444.6517 | 13955.7213 | 11164.5771 | 4980.5726 | 0 | 0 | 0 | 0 | 0 | 0 | 0 | 0 | 0 | 0 | 0 | 0 | 0 | 0 | 0 | 0
Commercial_Office_New_Food Preparation_Natural Gas_Fryer_E2_Baseline Forecast | Commercial | Office | New | Food Preparation | Natural Gas | Fryer | E2 | ENERGY STAR | Baseline Forecast | 0 | 5314.2223 | 10688.1014 | 32499.2863 | 44470.4717 | 54223.4388 | 63833.7975 | 73304.6602 | 82639.0787 | 94854.4867 | 109376.3879 | 122680.3556 | 134987.2683 | 146474.3373 | 161234.9201 | 174675.3828 | 183021.1912 | 191255.4737 | 199380.7364 | 207399.4367 | 215313.9843 | 223126.7421 | 230840.0272 | 238456.1117 | 245977.2241 | 253405.5493 | 260743.2304 | 267992.3688 | 275155.0256 | 282233.2221 | 289228.9406
Commercial_Office_New_Food Preparation_Natural Gas_Fryer_E3_Baseline Forecast | Commercial | Office | New | Food Preparation | Natural Gas | Fryer | E3 |  | Baseline Forecast | 0 | 0 | 0 | 0 | 0 | 0 | 0 | 0 | 0 | 0 | 0 | 0 | 0 | 0 | 0 | 0 | 0 | 0 | 0 | 0 | 0 | 0 | 0 | 0 | 0 | 0 | 0 | 0 | 0 | 0 | 0
Commercial_Office_New_Food Preparation_Natural Gas_Fryer_E4_Baseline Forecast | Commercial | Office | New | Food Preparation | Natural Gas | Fryer | E4 |  | Baseline Forecast | 0 | 0 | 0 | 0 | 0 | 0 | 0 | 0 | 0 | 0 | 0 | 0 | 0 | 0 | 0 | 0 | 0 | 0 | 0 | 0 | 0 | 0 | 0 | 0 | 0 | 0 | 0 | 0 | 0 | 0 | 0
Commercial_Office_New_Food Preparation_Natural Gas_Fryer_E5_Baseline Forecast | Commercial | Office | New | Food Preparation | Natural Gas | Fryer | E5 |  | Baseline Forecast | 0 | 0 | 0 | 0 | 0 | 0 | 0 | 0 | 0 | 0 | 0 | 0 | 0 | 0 | 0 | 0 | 0 | 0 | 0 | 0 | 0 | 0 | 0 | 0 | 0 | 0 | 0 | 0 | 0 | 0 | 0
Commercial_Office_New_Food Preparation_Natural Gas_Fryer_E6_Baseline Forecast | Commercial | Office | New | Food Preparation | Natural Gas | Fryer | E6 |  | Baseline Forecast | 0 | 0 | 0 | 0 | 0 | 0 | 0 | 0 | 0 | 0 | 0 | 0 | 0 | 0 | 0 | 0 | 0 | 0 | 0 | 0 | 0 | 0 | 0 | 0 | 0 | 0 | 0 | 0 | 0 | 0 | 0
Commercial_Office_New_Food Preparation_Natural Gas_Fryer_E7_Baseline Forecast | Commercial | Office | New | Food Preparation | Natural Gas | Fryer | E7 |  | Baseline Forecast | 0 | 0 | 0 | 0 | 0 | 0 | 0 | 0 | 0 | 0 | 0 | 0 | 0 | 0 | 0 | 0 | 0 | 0 | 0 | 0 | 0 | 0 | 0 | 0 | 0 | 0 | 0 | 0 | 0 | 0 | 0
Commercial_Office_New_Food Preparation_Natural Gas_Fryer_E8_Baseline Forecast | Commercial | Office | New | Food Preparation | Natural Gas | Fryer | E8 |  | Baseline Forecast | 0 | 0 | 0 | 0 | 0 | 0 | 0 | 0 | 0 | 0 | 0 | 0 | 0 | 0 | 0 | 0 | 0 | 0 | 0 | 0 | 0 | 0 | 0 | 0 | 0 | 0 | 0 | 0 | 0 | 0 | 0
Commercial_Office_New_Food Preparation_Natural Gas_Fryer_E9_Baseline Forecast | Commercial | Office | New | Food Preparation | Natural Gas | Fryer | E9 |  | Baseline Forecast | 0 | 0 | 0 | 0 | 0 | 0 | 0 | 0 | 0 | 0 | 0 | 0 | 0 | 0 | 0 | 0 | 0 | 0 | 0 | 0 | 0 | 0 | 0 | 0 | 0 | 0 | 0 | 0 | 0 | 0 | 0
Commercial_Office_New_Food Preparation_Natural Gas_Fryer_E10_Baseline Forecast | Commercial | Office | New | Food Preparation | Natural Gas | Fryer | E10 |  | Baseline Forecast | 0 | 0 | 0 | 0 | 0 | 0 | 0 | 0 | 0 | 0 | 0 | 0 | 0 | 0 | 0 | 0 | 0 | 0 | 0 | 0 | 0 | 0 | 0 | 0 | 0 | 0 | 0 | 0 | 0 | 0 | 0
Commercial_Office_New_Food Preparation_Natural Gas_Fryer_Vintage_Baseline Forecast | Commercial | Office | New | Food Preparation | Natural Gas | Fryer | Vintage | Vintage | Baseline Forecast | 0 | 0 | 0 | 0 | 0 | 0 | 0 | 0 | 0 | 0 | 0 | 0 | 0 | 0 | 0 | 0 | 0 | 0 | 0 | 0 | 0 | 0 | 0 | 0 | 0 | 0 | 0 | 0 | 0 | 0 | 0
Commercial_Office_New_Food Preparation_Natural Gas_Broiler_E1_Baseline Forecast | Commercial | Office | New | Food Preparation | Natural Gas | Broiler | E1 | Standard | Baseline Forecast | 0 | 3092.5392 | 6211.5716 | 9519.269 | 11334.6159 | 12818.3488 | 14284.4789 | 15731.6671 | 17158.9812 | 18563.1419 | 19943.9595 | 21301.9668 | 22650.7153 | 23976.4275 | 25284.6936 | 26576.154 | 27849.0995 | 29104.9372 | 30346.1444 | 31566.8122 | 32768.2137 | 33951.2027 | 35117.1389 | 36362.342 | 37602.0375 | 38839.4298 | 40073.3714 | 41302.3779 | 42534.8337 | 43768.9376 | 45000.2147
Commercial_Office_New_Food Preparation_Natural Gas_Broiler_E2_Baseline Forecast | Commercial | Office | New | Food Preparation | Natural Gas | Broiler | E2 | Infrared Burners | Baseline Forecast | 0 | 1090.0519 | 2191.9661 | 3359.17 | 3999.8966 | 4517.1355 | 5022.7188 | 5518.6244 | 6006.4103 | 6489.9699 | 6970.0946 | 7446.8418 | 7907.2385 | 8365.6295 | 8816.9809 | 9261.1976 | 9700.5235 | 10134.076 | 10559.8918 | 10984.3843 | 11406.7743 | 11826.6932 | 12243.2566 | 12560.6108 | 12863.9876 | 13150.6309 | 13422.1279 | 13680.394 | 13917.4678 | 14135.5653 | 14339.5678
Commercial_Office_New_Food Preparation_Natural Gas_Broiler_E3_Baseline Forecast | Commercial | Office | New | Food Preparation | Natural Gas | Broiler | E3 |  | Baseline Forecast | 0 | 0 | 0 | 0 | 0 | 0 | 0 | 0 | 0 | 0 | 0 | 0 | 0 | 0 | 0 | 0 | 0 | 0 | 0 | 0 | 0 | 0 | 0 | 0 | 0 | 0 | 0 | 0 | 0 | 0 | 0
Commercial_Office_New_Food Preparation_Natural Gas_Broiler_E4_Baseline Forecast | Commercial | Office | New | Food Preparation | Natural Gas | Broiler | E4 |  | Baseline Forecast | 0 | 0 | 0 | 0 | 0 | 0 | 0 | 0 | 0 | 0 | 0 | 0 | 0 | 0 | 0 | 0 | 0 | 0 | 0 | 0 | 0 | 0 | 0 | 0 | 0 | 0 | 0 | 0 | 0 | 0 | 0
Commercial_Office_New_Food Preparation_Natural Gas_Broiler_E5_Baseline Forecast | Commercial | Office | New | Food Preparation | Natural Gas | Broiler | E5 |  | Baseline Forecast | 0 | 0 | 0 | 0 | 0 | 0 | 0 | 0 | 0 | 0 | 0 | 0 | 0 | 0 | 0 | 0 | 0 | 0 | 0 | 0 | 0 | 0 | 0 | 0 | 0 | 0 | 0 | 0 | 0 | 0 | 0
Commercial_Office_New_Food Preparation_Natural Gas_Broiler_E6_Baseline Forecast | Commercial | Office | New | Food Preparation | Natural Gas | Broiler | E6 |  | Baseline Forecast | 0 | 0 | 0 | 0 | 0 | 0 | 0 | 0 | 0 | 0 | 0 | 0 | 0 | 0 | 0 | 0 | 0 | 0 | 0 | 0 | 0 | 0 | 0 | 0 | 0 | 0 | 0 | 0 | 0 | 0 | 0
Commercial_Office_New_Food Preparation_Natural Gas_Broiler_E7_Baseline Forecast | Commercial | Office | New | Food Preparation | Natural Gas | Broiler | E7 |  | Baseline Forecast | 0 | 0 | 0 | 0 | 0 | 0 | 0 | 0 | 0 | 0 | 0 | 0 | 0 | 0 | 0 | 0 | 0 | 0 | 0 | 0 | 0 | 0 | 0 | 0 | 0 | 0 | 0 | 0 | 0 | 0 | 0
Commercial_Office_New_Food Preparation_Natural Gas_Broiler_E8_Baseline Forecast | Commercial | Office | New | Food Preparation | Natural Gas | Broiler | E8 |  | Baseline Forecast | 0 | 0 | 0 | 0 | 0 | 0 | 0 | 0 | 0 | 0 | 0 | 0 | 0 | 0 | 0 | 0 | 0 | 0 | 0 | 0 | 0 | 0 | 0 | 0 | 0 | 0 | 0 | 0 | 0 | 0 | 0
Commercial_Office_New_Food Preparation_Natural Gas_Broiler_E9_Baseline Forecast | Commercial | Office | New | Food Preparation | Natural Gas | Broiler | E9 |  | Baseline Forecast | 0 | 0 | 0 | 0 | 0 | 0 | 0 | 0 | 0 | 0 | 0 | 0 | 0 | 0 | 0 | 0 | 0 | 0 | 0 | 0 | 0 | 0 | 0 | 0 | 0 | 0 | 0 | 0 | 0 | 0 | 0
Commercial_Office_New_Food Preparation_Natural Gas_Broiler_E10_Baseline Forecast | Commercial | Office | New | Food Preparation | Natural Gas | Broiler | E10 |  | Baseline Forecast | 0 | 0 | 0 | 0 | 0 | 0 | 0 | 0 | 0 | 0 | 0 | 0 | 0 | 0 | 0 | 0 | 0 | 0 | 0 | 0 | 0 | 0 | 0 | 0 | 0 | 0 | 0 | 0 | 0 | 0 | 0
Commercial_Office_New_Food Preparation_Natural Gas_Broiler_Vintage_Baseline Forecast | Commercial | Office | New | Food Preparation | Natural Gas | Broiler | Vintage | Vintage | Baseline Forecast | 0 | 0 | 0 | 0 | 0 | 0 | 0 | 0 | 0 | 0 | 0 | 0 | 0 | 0 | 0 | 0 | 0 | 0 | 0 | 0 | 0 | 0 | 0 | 0 | 0 | 0 | 0 | 0 | 0 | 0 | 0
Commercial_Office_New_Food Preparation_Natural Gas_Griddle_E1_Baseline Forecast | Commercial | Office | New | Food Preparation | Natural Gas | Griddle | E1 | Standard | Baseline Forecast | 0 | 7800.5073 | 15671.285 | 24016.2915 | 28596.4251 | 32331.127 | 36014.062 | 39645.1841 | 43224.6843 | 46751.0705 | 50225.0484 | 53647.8196 | 57029.507 | 60361.3347 | 63647.9427 | 66890.5169 | 70088.6137 | 73243.8951 | 76358.7672 | 79429.8467 | 82458.6995 | 85446.5796 | 88395.0537 | 91377.9201 | 94331.4333 | 97258.6053 | 100159.1735 | 103032.5891 | 105886.1815 | 108718.8687 | 111527.8439
Commercial_Office_New_Food Preparation_Natural Gas_Griddle_E2_Baseline Forecast | Commercial | Office | New | Food Preparation | Natural Gas | Griddle | E2 | ENERGY STAR | Baseline Forecast | 0 | 3188.5891 | 6407.6808 | 9819.7695 | 11692.5806 | 13215.1154 | 14712.5455 | 16186.5948 | 17638.7171 | 19072.0173 | 20487.3709 | 21885.1268 | 23256.6822 | 24612.3036 | 25948.812 | 27266.4547 | 28567.0802 | 29850.4042 | 31115.3716 | 32366.6902 | 33604.093 | 34827.5997 | 36036.8928 | 37159.3985 | 38260.0638 | 39337.0541 | 40391.7877 | 41425.9457 | 42433.3099 | 43416.0518 | 44378.0469
Commercial_Office_New_Food Preparation_Natural Gas_Griddle_E3_Baseline Forecast | Commercial | Office | New | Food Preparation | Natural Gas | Griddle | E3 |  | Baseline Forecast | 0 | 0 | 0 | 0 | 0 | 0 | 0 | 0 | 0 | 0 | 0 | 0 | 0 | 0 | 0 | 0 | 0 | 0 | 0 | 0 | 0 | 0 | 0 | 0 | 0 | 0 | 0 | 0 | 0 | 0 | 0
Commercial_Office_New_Food Preparation_Natural Gas_Griddle_E4_Baseline Forecast | Commercial | Office | New | Food Preparation | Natural Gas | Griddle | E4 |  | Baseline Forecast | 0 | 0 | 0 | 0 | 0 | 0 | 0 | 0 | 0 | 0 | 0 | 0 | 0 | 0 | 0 | 0 | 0 | 0 | 0 | 0 | 0 | 0 | 0 | 0 | 0 | 0 | 0 | 0 | 0 | 0 | 0
Commercial_Office_New_Food Preparation_Natural Gas_Griddle_E5_Baseline Forecast | Commercial | Office | New | Food Preparation | Natural Gas | Griddle | E5 |  | Baseline Forecast | 0 | 0 | 0 | 0 | 0 | 0 | 0 | 0 | 0 | 0 | 0 | 0 | 0 | 0 | 0 | 0 | 0 | 0 | 0 | 0 | 0 | 0 | 0 | 0 | 0 | 0 | 0 | 0 | 0 | 0 | 0
Commercial_Office_New_Food Preparation_Natural Gas_Griddle_E6_Baseline Forecast | Commercial | Office | New | Food Preparation | Natural Gas | Griddle | E6 |  | Baseline Forecast | 0 | 0 | 0 | 0 | 0 | 0 | 0 | 0 | 0 | 0 | 0 | 0 | 0 | 0 | 0 | 0 | 0 | 0 | 0 | 0 | 0 | 0 | 0 | 0 | 0 | 0 | 0 | 0 | 0 | 0 | 0
Commercial_Office_New_Food Preparation_Natural Gas_Griddle_E7_Baseline Forecast | Commercial | Office | New | Food Preparation | Natural Gas | Griddle | E7 |  | Baseline Forecast | 0 | 0 | 0 | 0 | 0 | 0 | 0 | 0 | 0 | 0 | 0 | 0 | 0 | 0 | 0 | 0 | 0 | 0 | 0 | 0 | 0 | 0 | 0 | 0 | 0 | 0 | 0 | 0 | 0 | 0 | 0
Commercial_Office_New_Food Preparation_Natural Gas_Griddle_E8_Baseline Forecast | Commercial | Office | New | Food Preparation | Natural Gas | Griddle | E8 |  | Baseline Forecast | 0 | 0 | 0 | 0 | 0 | 0 | 0 | 0 | 0 | 0 | 0 | 0 | 0 | 0 | 0 | 0 | 0 | 0 | 0 | 0 | 0 | 0 | 0 | 0 | 0 | 0 | 0 | 0 | 0 | 0 | 0
Commercial_Office_New_Food Preparation_Natural Gas_Griddle_E9_Baseline Forecast | Commercial | Office | New | Food Preparation | Natural Gas | Griddle | E9 |  | Baseline Forecast | 0 | 0 | 0 | 0 | 0 | 0 | 0 | 0 | 0 | 0 | 0 | 0 | 0 | 0 | 0 | 0 | 0 | 0 | 0 | 0 | 0 | 0 | 0 | 0 | 0 | 0 | 0 | 0 | 0 | 0 | 0
Commercial_Office_New_Food Preparation_Natural Gas_Griddle_E10_Baseline Forecast | Commercial | Office | New | Food Preparation | Natural Gas | Griddle | E10 |  | Baseline Forecast | 0 | 0 | 0 | 0 | 0 | 0 | 0 | 0 | 0 | 0 | 0 | 0 | 0 | 0 | 0 | 0 | 0 | 0 | 0 | 0 | 0 | 0 | 0 | 0 | 0 | 0 | 0 | 0 | 0 | 0 | 0
Commercial_Office_New_Food Preparation_Natural Gas_Griddle_Vintage_Baseline Forecast | Commercial | Office | New | Food Preparation | Natural Gas | Griddle | Vintage | Vintage | Baseline Forecast | 0 | 0 | 0 | 0 | 0 | 0 | 0 | 0 | 0 | 0 | 0 | 0 | 0 | 0 | 0 | 0 | 0 | 0 | 0 | 0 | 0 | 0 | 0 | 0 | 0 | 0 | 0 | 0 | 0 | 0 | 0
Commercial_Office_New_Food Preparation_Natural Gas_Range_E1_Baseline Forecast | Commercial | Office | New | Food Preparation | Natural Gas | Range | E1 | Standard | Baseline Forecast | 0 | 24044.017 | 48292.0765 | 73980.4105 | 88065.1907 | 99576.8978 | 110950.4475 | 122175.2312 | 133244.2012 | 144163.9682 | 154967.8313 | 165601.042 | 176230.6466 | 186649.015 | 196831.9006 | 206782.7519 | 216590.44 | 226256.0341 | 235807.4417 | 245190.8447 | 254425.3004 | 263486.9959 | 272397.8174 | 282172.6878 | 291986.6982 | 301817.4857 | 311596.1621 | 321309.0772 | 330954.4674 | 340604.6132 | 350164.2092
Commercial_Office_New_Food Preparation_Natural Gas_Range_E2_Baseline Forecast | Commercial | Office | New | Food Preparation | Natural Gas | Range | E2 | High Efficiency | Baseline Forecast | 0 | 34656.5006 | 69647.2591 | 106761.867 | 127146.8171 | 143717.7213 | 160016.1573 | 176061.696 | 191870.1719 | 207443.5895 | 222757.0964 | 237873.7227 | 252634.5419 | 267255.1459 | 281767.5875 | 296176.0724 | 310399.2348 | 324443.3643 | 338287.7697 | 351993.3448 | 365547.9706 | 378982.264 | 392281.0105 | 404435.8297 | 416278.0468 | 427836.3164 | 439185.6969 | 450345.8899 | 461324.5934 | 472055.3469 | 482639.1639
Commercial_Office_New_Food Preparation_Natural Gas_Range_E3_Baseline Forecast | Commercial | Office | New | Food Preparation | Natural Gas | Range | E3 |  | Baseline Forecast | 0 | 0 | 0 | 0 | 0 | 0 | 0 | 0 | 0 | 0 | 0 | 0 | 0 | 0 | 0 | 0 | 0 | 0 | 0 | 0 | 0 | 0 | 0 | 0 | 0 | 0 | 0 | 0 | 0 | 0 | 0
Commercial_Office_New_Food Preparation_Natural Gas_Range_E4_Baseline Forecast | Commercial | Office | New | Food Preparation | Natural Gas | Range | E4 |  | Baseline Forecast | 0 | 0 | 0 | 0 | 0 | 0 | 0 | 0 | 0 | 0 | 0 | 0 | 0 | 0 | 0 | 0 | 0 | 0 | 0 | 0 | 0 | 0 | 0 | 0 | 0 | 0 | 0 | 0 | 0 | 0 | 0
Commercial_Office_New_Food Preparation_Natural Gas_Range_E5_Baseline Forecast | Commercial | Office | New | Food Preparation | Natural Gas | Range | E5 |  | Baseline Forecast | 0 | 0 | 0 | 0 | 0 | 0 | 0 | 0 | 0 | 0 | 0 | 0 | 0 | 0 | 0 | 0 | 0 | 0 | 0 | 0 | 0 | 0 | 0 | 0 | 0 | 0 | 0 | 0 | 0 | 0 | 0
Commercial_Office_New_Food Preparation_Natural Gas_Range_E6_Baseline Forecast | Commercial | Office | New | Food Preparation | Natural Gas | Range | E6 |  | Baseline Forecast | 0 | 0 | 0 | 0 | 0 | 0 | 0 | 0 | 0 | 0 | 0 | 0 | 0 | 0 | 0 | 0 | 0 | 0 | 0 | 0 | 0 | 0 | 0 | 0 | 0 | 0 | 0 | 0 | 0 | 0 | 0
Commercial_Office_New_Food Preparation_Natural Gas_Range_E7_Baseline Forecast | Commercial | Office | New | Food Preparation | Natural Gas | Range | E7 |  | Baseline Forecast | 0 | 0 | 0 | 0 | 0 | 0 | 0 | 0 | 0 | 0 | 0 | 0 | 0 | 0 | 0 | 0 | 0 | 0 | 0 | 0 | 0 | 0 | 0 | 0 | 0 | 0 | 0 | 0 | 0 | 0 | 0
Commercial_Office_New_Food Preparation_Natural Gas_Range_E8_Baseline Forecast | Commercial | Office | New | Food Preparation | Natural Gas | Range | E8 |  | Baseline Forecast | 0 | 0 | 0 | 0 | 0 | 0 | 0 | 0 | 0 | 0 | 0 | 0 | 0 | 0 | 0 | 0 | 0 | 0 | 0 | 0 | 0 | 0 | 0 | 0 | 0 | 0 | 0 | 0 | 0 | 0 | 0
Commercial_Office_New_Food Preparation_Natural Gas_Range_E9_Baseline Forecast | Commercial | Office | New | Food Preparation | Natural Gas | Range | E9 |  | Baseline Forecast | 0 | 0 | 0 | 0 | 0 | 0 | 0 | 0 | 0 | 0 | 0 | 0 | 0 | 0 | 0 | 0 | 0 | 0 | 0 | 0 | 0 | 0 | 0 | 0 | 0 | 0 | 0 | 0 | 0 | 0 | 0
Commercial_Office_New_Food Preparation_Natural Gas_Range_E10_Baseline Forecast | Commercial | Office | New | Food Preparation | Natural Gas | Range | E10 |  | Baseline Forecast | 0 | 0 | 0 | 0 | 0 | 0 | 0 | 0 | 0 | 0 | 0 | 0 | 0 | 0 | 0 | 0 | 0 | 0 | 0 | 0 | 0 | 0 | 0 | 0 | 0 | 0 | 0 | 0 | 0 | 0 | 0
Commercial_Office_New_Food Preparation_Natural Gas_Range_Vintage_Baseline Forecast | Commercial | Office | New | Food Preparation | Natural Gas | Range | Vintage | Vintage | Baseline Forecast | 0 | 0 | 0 | 0 | 0 | 0 | 0 | 0 | 0 | 0 | 0 | 0 | 0 | 0 | 0 | 0 | 0 | 0 | 0 | 0 | 0 | 0 | 0 | 0 | 0 | 0 | 0 | 0 | 0 | 0 | 0
Commercial_Office_New_Food Preparation_Natural Gas_Steamer_E1_Baseline Forecast | Commercial | Office | New | Food Preparation | Natural Gas | Steamer | E1 | Standard | Baseline Forecast | 0 | 1991.7554 | 3999.0464 | 3999.0464 | 3999.0464 | 3999.0464 | 3999.0464 | 3999.0464 | 3999.0464 | 3999.0464 | 3777.7403 | 3357.9914 | 2984.8812 | 2653.2277 | 2358.4247 | 2096.3775 | 1863.4466 | 1656.397 | 1472.3529 | 695.4047 | 0 | 0 | 0 | 0 | 0 | 0 | 0 | 0 | 0 | 0 | 0
Commercial_Office_New_Food Preparation_Natural Gas_Steamer_E2_Baseline Forecast | Commercial | Office | New | Food Preparation | Natural Gas | Steamer | E2 | ENERGY STAR | Baseline Forecast | 0 | 2001.1885 | 4023.4577 | 8295.4579 | 10640.168 | 12550.4116 | 14432.7236 | 16287.7134 | 18115.979 | 19918.1062 | 21915.9757 | 24087.2876 | 26187.5126 | 28222.3745 | 30197.0103 | 32116.0354 | 33983.5998 | 35803.4393 | 37578.9202 | 39926.4337 | 42172.004 | 43702.2328 | 45212.9785 | 46704.6863 | 48177.7926 | 49632.7253 | 51069.9042 | 52489.7409 | 53892.639 | 55278.9946 | 56649.1957
Commercial_Office_New_Food Preparation_Natural Gas_Steamer_E3_Baseline Forecast | Commercial | Office | New | Food Preparation | Natural Gas | Steamer | E3 |  | Baseline Forecast | 0 | 0 | 0 | 0 | 0 | 0 | 0 | 0 | 0 | 0 | 0 | 0 | 0 | 0 | 0 | 0 | 0 | 0 | 0 | 0 | 0 | 0 | 0 | 0 | 0 | 0 | 0 | 0 | 0 | 0 | 0
Commercial_Office_New_Food Preparation_Natural Gas_Steamer_E4_Baseline Forecast | Commercial | Office | New | Food Preparation | Natural Gas | Steamer | E4 |  | Baseline Forecast | 0 | 0 | 0 | 0 | 0 | 0 | 0 | 0 | 0 | 0 | 0 | 0 | 0 | 0 | 0 | 0 | 0 | 0 | 0 | 0 | 0 | 0 | 0 | 0 | 0 | 0 | 0 | 0 | 0 | 0 | 0
Commercial_Office_New_Food Preparation_Natural Gas_Steamer_E5_Baseline Forecast | Commercial | Office | New | Food Preparation | Natural Gas | Steamer | E5 |  | Baseline Forecast | 0 | 0 | 0 | 0 | 0 | 0 | 0 | 0 | 0 | 0 | 0 | 0 | 0 | 0 | 0 | 0 | 0 | 0 | 0 | 0 | 0 | 0 | 0 | 0 | 0 | 0 | 0 | 0 | 0 | 0 | 0
Commercial_Office_New_Food Preparation_Natural Gas_Steamer_E6_Baseline Forecast | Commercial | Office | New | Food Preparation | Natural Gas | Steamer | E6 |  | Baseline Forecast | 0 | 0 | 0 | 0 | 0 | 0 | 0 | 0 | 0 | 0 | 0 | 0 | 0 | 0 | 0 | 0 | 0 | 0 | 0 | 0 | 0 | 0 | 0 | 0 | 0 | 0 | 0 | 0 | 0 | 0 | 0
Commercial_Office_New_Food Preparation_Natural Gas_Steamer_E7_Baseline Forecast | Commercial | Office | New | Food Preparation | Natural Gas | Steamer | E7 |  | Baseline Forecast | 0 | 0 | 0 | 0 | 0 | 0 | 0 | 0 | 0 | 0 | 0 | 0 | 0 | 0 | 0 | 0 | 0 | 0 | 0 | 0 | 0 | 0 | 0 | 0 | 0 | 0 | 0 | 0 | 0 | 0 | 0
Commercial_Office_New_Food Preparation_Natural Gas_Steamer_E8_Baseline Forecast | Commercial | Office | New | Food Preparation | Natural Gas | Steamer | E8 |  | Baseline Forecast | 0 | 0 | 0 | 0 | 0 | 0 | 0 | 0 | 0 | 0 | 0 | 0 | 0 | 0 | 0 | 0 | 0 | 0 | 0 | 0 | 0 | 0 | 0 | 0 | 0 | 0 | 0 | 0 | 0 | 0 | 0
Commercial_Office_New_Food Preparation_Natural Gas_Steamer_E9_Baseline Forecast | Commercial | Office | New | Food Preparation | Natural Gas | Steamer | E9 |  | Baseline Forecast | 0 | 0 | 0 | 0 | 0 | 0 | 0 | 0 | 0 | 0 | 0 | 0 | 0 | 0 | 0 | 0 | 0 | 0 | 0 | 0 | 0 | 0 | 0 | 0 | 0 | 0 | 0 | 0 | 0 | 0 | 0
Commercial_Office_New_Food Preparation_Natural Gas_Steamer_E10_Baseline Forecast | Commercial | Office | New | Food Preparation | Natural Gas | Steamer | E10 |  | Baseline Forecast | 0 | 0 | 0 | 0 | 0 | 0 | 0 | 0 | 0 | 0 | 0 | 0 | 0 | 0 | 0 | 0 | 0 | 0 | 0 | 0 | 0 | 0 | 0 | 0 | 0 | 0 | 0 | 0 | 0 | 0 | 0
Commercial_Office_New_Food Preparation_Natural Gas_Steamer_Vintage_Baseline Forecast | Commercial | Office | New | Food Preparation | Natural Gas | Steamer | Vintage | Vintage | Baseline Forecast | 0 | 0 | 0 | 0 | 0 | 0 | 0 | 0 | 0 | 0 | 0 | 0 | 0 | 0 | 0 | 0 | 0 | 0 | 0 | 0 | 0 | 0 | 0 | 0 | 0 | 0 | 0 | 0 | 0 | 0 | 0
Commercial_Office_New_Food Preparation_Natural Gas_Food Prep Other_E1_Baseline Forecast | Commercial | Office | New | Food Preparation | Natural Gas | Food Prep Other | E1 | Standard | Baseline Forecast | 0 | 6486.5682 | 13032.6182 | 19972.5118 | 23781.508 | 26884.7144 | 29942.549 | 32956.0004 | 35926.0385 | 38853.6156 | 41739.6684 | 44585.1053 | 47390.843 | 50157.736 | 52886.6446 | 55578.4152 | 58233.8863 | 60853.8708 | 63439.1688 | 65990.5561 | 68508.8013 | 70994.6531 | 73448.8511 | 75872.2591 | 78265.4714 | 80629.1796 | 82964.0566 | 85270.7673 | 87549.9666 | 89802.3082 | 92028.4094
Commercial_Office_New_Food Preparation_Natural Gas_Food Prep Other_E2_Baseline Forecast | Commercial | Office | New | Food Preparation | Natural Gas | Food Prep Other | E2 | ENERGY STAR | Baseline Forecast | 0 | 2279.0678 | 4579.0371 | 7017.3867 | 8355.6894 | 9446.0055 | 10520.3756 | 11579.1493 | 12622.6688 | 13651.2683 | 14665.2723 | 15665.0092 | 16650.775 | 17622.9038 | 18581.7011 | 19527.4636 | 20460.4735 | 21381.0166 | 22289.3706 | 23185.8162 | 24070.6209 | 24944.0521 | 25806.3665 | 26657.677 | 27498.3477 | 28328.6265 | 29148.7618 | 29958.9924 | 30759.5496 | 31550.6486 | 32332.5248
Commercial_Office_New_Food Preparation_Natural Gas_Food Prep Other_E3_Baseline Forecast | Commercial | Office | New | Food Preparation | Natural Gas | Food Prep Other | E3 |  | Baseline Forecast | 0 | 0 | 0 | 0 | 0 | 0 | 0 | 0 | 0 | 0 | 0 | 0 | 0 | 0 | 0 | 0 | 0 | 0 | 0 | 0 | 0 | 0 | 0 | 0 | 0 | 0 | 0 | 0 | 0 | 0 | 0
Commercial_Office_New_Food Preparation_Natural Gas_Food Prep Other_E4_Baseline Forecast | Commercial | Office | New | Food Preparation | Natural Gas | Food Prep Other | E4 |  | Baseline Forecast | 0 | 0 | 0 | 0 | 0 | 0 | 0 | 0 | 0 | 0 | 0 | 0 | 0 | 0 | 0 | 0 | 0 | 0 | 0 | 0 | 0 | 0 | 0 | 0 | 0 | 0 | 0 | 0 | 0 | 0 | 0
Commercial_Office_New_Food Preparation_Natural Gas_Food Prep Other_E5_Baseline Forecast | Commercial | Office | New | Food Preparation | Natural Gas | Food Prep Other | E5 |  | Baseline Forecast | 0 | 0 | 0 | 0 | 0 | 0 | 0 | 0 | 0 | 0 | 0 | 0 | 0 | 0 | 0 | 0 | 0 | 0 | 0 | 0 | 0 | 0 | 0 | 0 | 0 | 0 | 0 | 0 | 0 | 0 | 0
Commercial_Office_New_Food Preparation_Natural Gas_Food Prep Other_E6_Baseline Forecast | Commercial | Office | New | Food Preparation | Natural Gas | Food Prep Other | E6 |  | Baseline Forecast | 0 | 0 | 0 | 0 | 0 | 0 | 0 | 0 | 0 | 0 | 0 | 0 | 0 | 0 | 0 | 0 | 0 | 0 | 0 | 0 | 0 | 0 | 0 | 0 | 0 | 0 | 0 | 0 | 0 | 0 | 0
Commercial_Office_New_Food Preparation_Natural Gas_Food Prep Other_E7_Baseline Forecast | Commercial | Office | New | Food Preparation | Natural Gas | Food Prep Other | E7 |  | Baseline Forecast | 0 | 0 | 0 | 0 | 0 | 0 | 0 | 0 | 0 | 0 | 0 | 0 | 0 | 0 | 0 | 0 | 0 | 0 | 0 | 0 | 0 | 0 | 0 | 0 | 0 | 0 | 0 | 0 | 0 | 0 | 0
Commercial_Office_New_Food Preparation_Natural Gas_Food Prep Other_E8_Baseline Forecast | Commercial | Office | New | Food Preparation | Natural Gas | Food Prep Other | E8 |  | Baseline Forecast | 0 | 0 | 0 | 0 | 0 | 0 | 0 | 0 | 0 | 0 | 0 | 0 | 0 | 0 | 0 | 0 | 0 | 0 | 0 | 0 | 0 | 0 | 0 | 0 | 0 | 0 | 0 | 0 | 0 | 0 | 0
Commercial_Office_New_Food Preparation_Natural Gas_Food Prep Other_E9_Baseline Forecast | Commercial | Office | New | Food Preparation | Natural Gas | Food Prep Other | E9 |  | Baseline Forecast | 0 | 0 | 0 | 0 | 0 | 0 | 0 | 0 | 0 | 0 | 0 | 0 | 0 | 0 | 0 | 0 | 0 | 0 | 0 | 0 | 0 | 0 | 0 | 0 | 0 | 0 | 0 | 0 | 0 | 0 | 0
Commercial_Office_New_Food Preparation_Natural Gas_Food Prep Other_E10_Baseline Forecast | Commercial | Office | New | Food Preparation | Natural Gas | Food Prep Other | E10 |  | Baseline Forecast | 0 | 0 | 0 | 0 | 0 | 0 | 0 | 0 | 0 | 0 | 0 | 0 | 0 | 0 | 0 | 0 | 0 | 0 | 0 | 0 | 0 | 0 | 0 | 0 | 0 | 0 | 0 | 0 | 0 | 0 | 0
Commercial_Office_New_Food Preparation_Natural Gas_Food Prep Other_Vintage_Baseline Forecast | Commercial | Office | New | Food Preparation | Natural Gas | Food Prep Other | Vintage | Vintage | Baseline Forecast | 0 | 0 | 0 | 0 | 0 | 0 | 0 | 0 | 0 | 0 | 0 | 0 | 0 | 0 | 0 | 0 | 0 | 0 | 0 | 0 | 0 | 0 | 0 | 0 | 0 | 0 | 0 | 0 | 0 | 0 | 0
Commercial_Office_New_Miscellaneous_Natural Gas_Pool Heater_E1_Baseline Forecast | Commercial | Office | New | Miscellaneous | Natural Gas | Pool Heater | E1 | Standard (EF .82) | Baseline Forecast | 0 | 9612.2293 | 19311.0183 | 29592.9438 | 35233.8285 | 39832.6021 | 44367.4784 | 48837.8399 | 53241.7963 | 57585.2873 | 61867.3907 | 66091.2668 | 70298.0005 | 74452.4263 | 78546.6585 | 82566.9415 | 86515.0159 | 90381.4289 | 94173.3042 | 97886.6412 | 101547.0365 | 105154.9146 | 108706.2316 | 112412.0572 | 116091.6337 | 119749.6247 | 123389.446 | 127009.493 | 130568.2392 | 134070.5207 | 137515.2748
Commercial_Office_New_Miscellaneous_Natural Gas_Pool Heater_E2_Baseline Forecast | Commercial | Office | New | Miscellaneous | Natural Gas | Pool Heater | E2 | Condensing (EF .90) | Baseline Forecast | 0 | 1072.5564 | 2156.5355 | 3306.1271 | 3939.4917 | 4452.3712 | 4954.405 | 5447.8422 | 5936.1723 | 6415.0238 | 6886.8563 | 7350.017 | 7764.899 | 8168.1172 | 8568.9777 | 8982.6298 | 9408.699 | 9857.9773 | 10324.6547 | 10814.0197 | 11301.7385 | 11788.6254 | 12279.9384 | 12565.7988 | 12828.1321 | 13063.42 | 13269.3699 | 13448.6879 | 13643.9804 | 13851.4709 | 14073.2612
Commercial_Office_New_Miscellaneous_Natural Gas_Pool Heater_E3_Baseline Forecast | Commercial | Office | New | Miscellaneous | Natural Gas | Pool Heater | E3 |  | Baseline Forecast | 0 | 0 | 0 | 0 | 0 | 0 | 0 | 0 | 0 | 0 | 0 | 0 | 0 | 0 | 0 | 0 | 0 | 0 | 0 | 0 | 0 | 0 | 0 | 0 | 0 | 0 | 0 | 0 | 0 | 0 | 0
Commercial_Office_New_Miscellaneous_Natural Gas_Pool Heater_E4_Baseline Forecast | Commercial | Office | New | Miscellaneous | Natural Gas | Pool Heater | E4 |  | Baseline Forecast | 0 | 0 | 0 | 0 | 0 | 0 | 0 | 0 | 0 | 0 | 0 | 0 | 0 | 0 | 0 | 0 | 0 | 0 | 0 | 0 | 0 | 0 | 0 | 0 | 0 | 0 | 0 | 0 | 0 | 0 | 0
Commercial_Office_New_Miscellaneous_Natural Gas_Pool Heater_E5_Baseline Forecast | Commercial | Office | New | Miscellaneous | Natural Gas | Pool Heater | E5 |  | Baseline Forecast | 0 | 0 | 0 | 0 | 0 | 0 | 0 | 0 | 0 | 0 | 0 | 0 | 0 | 0 | 0 | 0 | 0 | 0 | 0 | 0 | 0 | 0 | 0 | 0 | 0 | 0 | 0 | 0 | 0 | 0 | 0
Commercial_Office_New_Miscellaneous_Natural Gas_Pool Heater_E6_Baseline Forecast | Commercial | Office | New | Miscellaneous | Natural Gas | Pool Heater | E6 |  | Baseline Forecast | 0 | 0 | 0 | 0 | 0 | 0 | 0 | 0 | 0 | 0 | 0 | 0 | 0 | 0 | 0 | 0 | 0 | 0 | 0 | 0 | 0 | 0 | 0 | 0 | 0 | 0 | 0 | 0 | 0 | 0 | 0
Commercial_Office_New_Miscellaneous_Natural Gas_Pool Heater_E7_Baseline Forecast | Commercial | Office | New | Miscellaneous | Natural Gas | Pool Heater | E7 |  | Baseline Forecast | 0 | 0 | 0 | 0 | 0 | 0 | 0 | 0 | 0 | 0 | 0 | 0 | 0 | 0 | 0 | 0 | 0 | 0 | 0 | 0 | 0 | 0 | 0 | 0 | 0 | 0 | 0 | 0 | 0 | 0 | 0
Commercial_Office_New_Miscellaneous_Natural Gas_Pool Heater_E8_Baseline Forecast | Commercial | Office | New | Miscellaneous | Natural Gas | Pool Heater | E8 |  | Baseline Forecast | 0 | 0 | 0 | 0 | 0 | 0 | 0 | 0 | 0 | 0 | 0 | 0 | 0 | 0 | 0 | 0 | 0 | 0 | 0 | 0 | 0 | 0 | 0 | 0 | 0 | 0 | 0 | 0 | 0 | 0 | 0
Commercial_Office_New_Miscellaneous_Natural Gas_Pool Heater_E9_Baseline Forecast | Commercial | Office | New | Miscellaneous | Natural Gas | Pool Heater | E9 |  | Baseline Forecast | 0 | 0 | 0 | 0 | 0 | 0 | 0 | 0 | 0 | 0 | 0 | 0 | 0 | 0 | 0 | 0 | 0 | 0 | 0 | 0 | 0 | 0 | 0 | 0 | 0 | 0 | 0 | 0 | 0 | 0 | 0
Commercial_Office_New_Miscellaneous_Natural Gas_Pool Heater_E10_Baseline Forecast | Commercial | Office | New | Miscellaneous | Natural Gas | Pool Heater | E10 |  | Baseline Forecast | 0 | 0 | 0 | 0 | 0 | 0 | 0 | 0 | 0 | 0 | 0 | 0 | 0 | 0 | 0 | 0 | 0 | 0 | 0 | 0 | 0 | 0 | 0 | 0 | 0 | 0 | 0 | 0 | 0 | 0 | 0
Commercial_Office_New_Miscellaneous_Natural Gas_Pool Heater_Vintage_Baseline Forecast | Commercial | Office | New | Miscellaneous | Natural Gas | Pool Heater | Vintage | Vintage | Baseline Forecast | 0 | 0 | 0 | 0 | 0 | 0 | 0 | 0 | 0 | 0 | 0 | 0 | 0 | 0 | 0 | 0 | 0 | 0 | 0 | 0 | 0 | 0 | 0 | 0 | 0 | 0 | 0 | 0 | 0 | 0 | 0
Commercial_Office_New_Miscellaneous_Natural Gas_Miscellaneous_E1_Baseline Forecast | Commercial | Office | New | Miscellaneous | Natural Gas | Miscellaneous | E1 | Standard | Baseline Forecast | 0 | 2212635.606 | 4445561.7008 | 6812832.568 | 8112121.8373 | 9170657.4005 | 10213714.9955 | 11241632.4429 | 12254740.9527 | 13253365.2574 | 14237823.7423 | 15208428.5732 | 16165485.8216 | 17109295.5871 | 18040152.1183 | 18958343.9297 | 19864153.9181 | 20757859.4751 | 21639732.5982 | 22510039.9998 | 23369043.2132 | 24216998.6974 | 25054157.9392 | 25880767.5537 | 26697069.3823 | 27503300.5893 | 28299693.7558 | 29086476.973 | 29863873.932 | 30632104.0134 | 31391382.3736
Commercial_Office_New_Miscellaneous_Natural Gas_Miscellaneous_E2_Baseline Forecast | Commercial | Office | New | Miscellaneous | Natural Gas | Miscellaneous | E2 |  | Baseline Forecast | 0 | 0 | 0 | 0 | 0 | 0 | 0 | 0 | 0 | 0 | 0 | 0 | 0 | 0 | 0 | 0 | 0 | 0 | 0 | 0 | 0 | 0 | 0 | 0 | 0 | 0 | 0 | 0 | 0 | 0 | 0
Commercial_Office_New_Miscellaneous_Natural Gas_Miscellaneous_E3_Baseline Forecast | Commercial | Office | New | Miscellaneous | Natural Gas | Miscellaneous | E3 |  | Baseline Forecast | 0 | 0 | 0 | 0 | 0 | 0 | 0 | 0 | 0 | 0 | 0 | 0 | 0 | 0 | 0 | 0 | 0 | 0 | 0 | 0 | 0 | 0 | 0 | 0 | 0 | 0 | 0 | 0 | 0 | 0 | 0
Commercial_Office_New_Miscellaneous_Natural Gas_Miscellaneous_E4_Baseline Forecast | Commercial | Office | New | Miscellaneous | Natural Gas | Miscellaneous | E4 |  | Baseline Forecast | 0 | 0 | 0 | 0 | 0 | 0 | 0 | 0 | 0 | 0 | 0 | 0 | 0 | 0 | 0 | 0 | 0 | 0 | 0 | 0 | 0 | 0 | 0 | 0 | 0 | 0 | 0 | 0 | 0 | 0 | 0
Commercial_Office_New_Miscellaneous_Natural Gas_Miscellaneous_E5_Baseline Forecast | Commercial | Office | New | Miscellaneous | Natural Gas | Miscellaneous | E5 |  | Baseline Forecast | 0 | 0 | 0 | 0 | 0 | 0 | 0 | 0 | 0 | 0 | 0 | 0 | 0 | 0 | 0 | 0 | 0 | 0 | 0 | 0 | 0 | 0 | 0 | 0 | 0 | 0 | 0 | 0 | 0 | 0 | 0
Commercial_Office_New_Miscellaneous_Natural Gas_Miscellaneous_E6_Baseline Forecast | Commercial | Office | New | Miscellaneous | Natural Gas | Miscellaneous | E6 |  | Baseline Forecast | 0 | 0 | 0 | 0 | 0 | 0 | 0 | 0 | 0 | 0 | 0 | 0 | 0 | 0 | 0 | 0 | 0 | 0 | 0 | 0 | 0 | 0 | 0 | 0 | 0 | 0 | 0 | 0 | 0 | 0 | 0
Commercial_Office_New_Miscellaneous_Natural Gas_Miscellaneous_E7_Baseline Forecast | Commercial | Office | New | Miscellaneous | Natural Gas | Miscellaneous | E7 |  | Baseline Forecast | 0 | 0 | 0 | 0 | 0 | 0 | 0 | 0 | 0 | 0 | 0 | 0 | 0 | 0 | 0 | 0 | 0 | 0 | 0 | 0 | 0 | 0 | 0 | 0 | 0 | 0 | 0 | 0 | 0 | 0 | 0
Commercial_Office_New_Miscellaneous_Natural Gas_Miscellaneous_E8_Baseline Forecast | Commercial | Office | New | Miscellaneous | Natural Gas | Miscellaneous | E8 |  | Baseline Forecast | 0 | 0 | 0 | 0 | 0 | 0 | 0 | 0 | 0 | 0 | 0 | 0 | 0 | 0 | 0 | 0 | 0 | 0 | 0 | 0 | 0 | 0 | 0 | 0 | 0 | 0 | 0 | 0 | 0 | 0 | 0
Commercial_Office_New_Miscellaneous_Natural Gas_Miscellaneous_E9_Baseline Forecast | Commercial | Office | New | Miscellaneous | Natural Gas | Miscellaneous | E9 |  | Baseline Forecast | 0 | 0 | 0 | 0 | 0 | 0 | 0 | 0 | 0 | 0 | 0 | 0 | 0 | 0 | 0 | 0 | 0 | 0 | 0 | 0 | 0 | 0 | 0 | 0 | 0 | 0 | 0 | 0 | 0 | 0 | 0
Commercial_Office_New_Miscellaneous_Natural Gas_Miscellaneous_E10_Baseline Forecast | Commercial | Office | New | Miscellaneous | Natural Gas | Miscellaneous | E10 |  | Baseline Forecast | 0 | 0 | 0 | 0 | 0 | 0 | 0 | 0 | 0 | 0 | 0 | 0 | 0 | 0 | 0 | 0 | 0 | 0 | 0 | 0 | 0 | 0 | 0 | 0 | 0 | 0 | 0 | 0 | 0 | 0 | 0
Commercial_Office_New_Miscellaneous_Natural Gas_Miscellaneous_Vintage_Baseline Forecast | Commercial | Office | New | Miscellaneous | Natural Gas | Miscellaneous | Vintage | Vintage | Baseline Forecast | 0 | 0 | 0 | 0 | 0 | 0 | 0 | 0 | 0 | 0 | 0 | 0 | 0 | 0 | 0 | 0 | 0 | 0 | 0 | 0 | 0 | 0 | 0 | 0 | 0 | 0 | 0 | 0 | 0 | 0 | 0
Commercial_Retail_Existing_Space Heating_Natural Gas_Furnace_E1_Baseline Forecast | Commercial | Retail | Existing | Space Heating | Natural Gas | Furnace | E1 | AFUE 80% (Standard) | Baseline Forecast | 0 | 856495.977 | 1734278.3981 | 2627840.2017 | 3532220.9862 | 3461576.5665 | 3392345.0351 | 3324498.1344 | 3258008.1717 | 3192848.0083 | 3128991.0481 | 3066411.2272 | 3005083.0026 | 2944981.3426 | 2886081.7157 | 2828360.0814 | 2771792.8798 | 2716357.0222 | 2662029.8817 | 2562990.7753 | 2422448.2175 | 2243597.5153 | 2029592.8292 | 1836000.8978 | 1660874.6583 | 1502452.7678 | 1359141.8884 | 1229500.6622 | 1112225.2144 | 1006136.0401 | 910166.1409
Commercial_Retail_Existing_Space Heating_Natural Gas_Furnace_E2_Baseline Forecast | Commercial | Retail | Existing | Space Heating | Natural Gas | Furnace | E2 | AFUE 90% | Baseline Forecast | 0 | 0 | 0 | 0 | 0 | 0 | 0 | 0 | 0 | 0 | 0 | 0 | 0 | 0 | 0 | 0 | 0 | 0 | 0 | 0 | 0 | 0 | 0 | 0 | 0 | 0 | 0 | 0 | 0 | 0 | 0
Commercial_Retail_Existing_Space Heating_Natural Gas_Furnace_E3_Baseline Forecast | Commercial | Retail | Existing | Space Heating | Natural Gas | Furnace | E3 | AFUE 95% | Baseline Forecast | 0 | 0 | 0 | 0 | 0 | 981384.7766 | 1963715.7819 | 2609177.9495 | 3251186.5241 | 3887915.9012 | 4517571.504 | 5138718.0757 | 5694868.2708 | 6188907.7418 | 6625882.1281 | 7010714.9637 | 7347725.443 | 7640953.0451 | 7894403.856 | 8142125.5973 | 8385168.1903 | 8624256.3966 | 8859910.7058 | 9046361.642 | 9182686.541 | 9291552.3842 | 9375552.7761 | 9437058.7556 | 9478247.4767 | 9501109.8774 | 9507260.9031
Commercial_Retail_Existing_Space Heating_Natural Gas_Furnace_E4_Baseline Forecast | Commercial | Retail | Existing | Space Heating | Natural Gas | Furnace | E4 |  | Baseline Forecast | 0 | 0 | 0 | 0 | 0 | 0 | 0 | 0 | 0 | 0 | 0 | 0 | 0 | 0 | 0 | 0 | 0 | 0 | 0 | 0 | 0 | 0 | 0 | 0 | 0 | 0 | 0 | 0 | 0 | 0 | 0
Commercial_Retail_Existing_Space Heating_Natural Gas_Furnace_E5_Baseline Forecast | Commercial | Retail | Existing | Space Heating | Natural Gas | Furnace | E5 |  | Baseline Forecast | 0 | 0 | 0 | 0 | 0 | 0 | 0 | 334263.1258 | 666206.2695 | 994838.4874 | 1319458.9792 | 1639301.0643 | 1923190.1861 | 2176636.7986 | 2402328.2815 | 2602462.7434 | 2779278.9458 | 2934775.6617 | 3070505.9168 | 3203337.8793 | 3333701.5333 | 3461990.2527 | 3588497.187 | 3707074.2824 | 3823946.8322 | 3921294.1277 | 4000951.4114 | 4064594.6554 | 4113744.4186 | 4149787.9282 | 4174196.0604
Commercial_Retail_Existing_Space Heating_Natural Gas_Furnace_E6_Baseline Forecast | Commercial | Retail | Existing | Space Heating | Natural Gas | Furnace | E6 |  | Baseline Forecast | 0 | 0 | 0 | 0 | 0 | 0 | 0 | 0 | 0 | 0 | 0 | 0 | 0 | 0 | 0 | 0 | 0 | 0 | 0 | 0 | 0 | 0 | 0 | 0 | 0 | 0 | 0 | 0 | 0 | 0 | 0
Commercial_Retail_Existing_Space Heating_Natural Gas_Furnace_E7_Baseline Forecast | Commercial | Retail | Existing | Space Heating | Natural Gas | Furnace | E7 |  | Baseline Forecast | 0 | 0 | 0 | 0 | 0 | 0 | 0 | 0 | 0 | 0 | 0 | 0 | 0 | 0 | 0 | 0 | 0 | 0 | 0 | 0 | 0 | 0 | 0 | 0 | 0 | 0 | 0 | 0 | 0 | 0 | 0
Commercial_Retail_Existing_Space Heating_Natural Gas_Furnace_E8_Baseline Forecast | Commercial | Retail | Existing | Space Heating | Natural Gas | Furnace | E8 |  | Baseline Forecast | 0 | 0 | 0 | 0 | 0 | 0 | 0 | 0 | 0 | 0 | 0 | 0 | 0 | 0 | 0 | 0 | 0 | 0 | 0 | 0 | 0 | 0 | 0 | 0 | 0 | 0 | 0 | 0 | 0 | 0 | 0
Commercial_Retail_Existing_Space Heating_Natural Gas_Furnace_E9_Baseline Forecast | Commercial | Retail | Existing | Space Heating | Natural Gas | Furnace | E9 |  | Baseline Forecast | 0 | 0 | 0 | 0 | 0 | 0 | 0 | 0 | 0 | 0 | 0 | 0 | 0 | 0 | 0 | 0 | 0 | 0 | 0 | 0 | 0 | 0 | 0 | 0 | 0 | 0 | 0 | 0 | 0 | 0 | 0
Commercial_Retail_Existing_Space Heating_Natural Gas_Furnace_E10_Baseline Forecast | Commercial | Retail | Existing | Space Heating | Natural Gas | Furnace | E10 |  | Baseline Forecast | 0 | 0 | 0 | 0 | 0 | 0 | 0 | 0 | 0 | 0 | 0 | 0 | 0 | 0 | 0 | 0 | 0 | 0 | 0 | 0 | 0 | 0 | 0 | 0 | 0 | 0 | 0 | 0 | 0 | 0 | 0
Commercial_Retail_Existing_Space Heating_Natural Gas_Furnace_Vintage_Baseline Forecast | Commercial | Retail | Existing | Space Heating | Natural Gas | Furnace | Vintage | Vintage | Baseline Forecast | 33429562.3676 | 31904475.1432 | 30371473.2997 | 28835796.4621 | 27302142.9444 | 25774715.309 | 24257262.3019 | 22753117.4468 | 21265234.558 | 19796220.416 | 18348364.8254 | 16923668.2624 | 15609595.1974 | 14397556.0409 | 13279628.16 | 12248504.0911 | 11297443.7735 | 10420230.4922 | 9611130.2423 | 8864854.247 | 8176524.3878 | 7541641.3177 | 6956055.0507 | 6415937.835 | 5917759.1325 | 5458262.541 | 5034444.5084 | 4643534.6995 | 4282977.8876 | 3950417.2516 | 3643678.9709
Commercial_Retail_Existing_Space Heating_Natural Gas_Boiler_E1_Baseline Forecast | Commercial | Retail | Existing | Space Heating | Natural Gas | Boiler | E1 | AFUE 80% (Standard) | Baseline Forecast | 0 | 54260.7922 | 106828.8987 | 157696.5805 | 206857.4105 | 202720.2622 | 198665.857 | 194692.5399 | 190798.6891 | 186982.7153 | 183243.061 | 179578.1998 | 175986.6358 | 172466.903 | 169017.565 | 165637.2137 | 162324.4694 | 159077.98 | 155896.4204 | 152778.492 | 149722.9222 | 143941.9301 | 135787.0129 | 125576.4457 | 113598.3847 | 102762.8465 | 92960.8519 | 84093.8168 | 76072.5604 | 68816.4085 | 62252.3819
Commercial_Retail_Existing_Space Heating_Natural Gas_Boiler_E2_Baseline Forecast | Commercial | Retail | Existing | Space Heating | Natural Gas | Boiler | E2 | AFUE 85% | Baseline Forecast | 0 | 0 | 0 | 0 | 0 | 0 | 0 | 0 | 0 | 0 | 0 | 0 | 0 | 0 | 0 | 0 | 0 | 0 | 0 | 0 | 0 | 0 | 0 | 0 | 0 | 0 | 0 | 0 | 0 | 0 | 0
Commercial_Retail_Existing_Space Heating_Natural Gas_Boiler_E3_Baseline Forecast | Commercial | Retail | Existing | Space Heating | Natural Gas | Boiler | E3 | AFUE 98% | Baseline Forecast | 0 | 17451.1719 | 34365.4392 | 50741.3431 | 66584.9755 | 133494.8105 | 198104.1113 | 260434.2271 | 320511.363 | 378365.8555 | 434031.5304 | 487545.1368 | 538945.847 | 588274.8157 | 635574.7917 | 680889.7765 | 724264.7242 | 765745.2784 | 805377.5418 | 843207.8754 | 879282.7224 | 916434.9899 | 949666.3327 | 979402.6374 | 1006017.5788 | 1027189.6458 | 1043551.0188 | 1055665.3253 | 1064034.9976 | 1069107.8408 | 1071282.8968
Commercial_Retail_Existing_Space Heating_Natural Gas_Boiler_E4_Baseline Forecast | Commercial | Retail | Existing | Space Heating | Natural Gas | Boiler | E4 | Convert to NG Air Source Heat Pump | Baseline Forecast | 0 | 0 | 0 | 0 | 0 | 0 | 0 | 0 | 0 | 0 | 0 | 0 | 0 | 0 | 0 | 0 | 0 | 0 | 0 | 0 | 0 | 0 | 0 | 0 | 0 | 0 | 0 | 0 | 0 | 0 | 0
Commercial_Retail_Existing_Space Heating_Natural Gas_Boiler_E5_Baseline Forecast | Commercial | Retail | Existing | Space Heating | Natural Gas | Boiler | E5 |  | Baseline Forecast | 0 | 0 | 0 | 0 | 0 | 0 | 0 | 0 | 0 | 0 | 0 | 0 | 0 | 0 | 0 | 0 | 0 | 0 | 0 | 0 | 0 | 0 | 0 | 0 | 0 | 0 | 0 | 0 | 0 | 0 | 0
Commercial_Retail_Existing_Space Heating_Natural Gas_Boiler_E6_Baseline Forecast | Commercial | Retail | Existing | Space Heating | Natural Gas | Boiler | E6 |  | Baseline Forecast | 0 | 0 | 0 | 0 | 0 | 0 | 0 | 0 | 0 | 0 | 0 | 0 | 0 | 0 | 0 | 0 | 0 | 0 | 0 | 0 | 0 | 0 | 0 | 0 | 0 | 0 | 0 | 0 | 0 | 0 | 0
Commercial_Retail_Existing_Space Heating_Natural Gas_Boiler_E7_Baseline Forecast | Commercial | Retail | Existing | Space Heating | Natural Gas | Boiler | E7 |  | Baseline Forecast | 0 | 0 | 0 | 0 | 0 | 0 | 0 | 0 | 0 | 0 | 0 | 0 | 0 | 0 | 0 | 0 | 0 | 0 | 0 | 0 | 0 | 0 | 0 | 0 | 0 | 0 | 0 | 0 | 0 | 0 | 0
Commercial_Retail_Existing_Space Heating_Natural Gas_Boiler_E8_Baseline Forecast | Commercial | Retail | Existing | Space Heating | Natural Gas | Boiler | E8 |  | Baseline Forecast | 0 | 0 | 0 | 0 | 0 | 0 | 0 | 0 | 0 | 0 | 0 | 0 | 0 | 0 | 0 | 0 | 0 | 0 | 0 | 0 | 0 | 0 | 0 | 0 | 0 | 0 | 0 | 0 | 0 | 0 | 0
Commercial_Retail_Existing_Space Heating_Natural Gas_Boiler_E9_Baseline Forecast | Commercial | Retail | Existing | Space Heating | Natural Gas | Boiler | E9 |  | Baseline Forecast | 0 | 0 | 0 | 0 | 0 | 0 | 0 | 0 | 0 | 0 | 0 | 0 | 0 | 0 | 0 | 0 | 0 | 0 | 0 | 0 | 0 | 0 | 0 | 0 | 0 | 0 | 0 | 0 | 0 | 0 | 0
Commercial_Retail_Existing_Space Heating_Natural Gas_Boiler_E10_Baseline Forecast | Commercial | Retail | Existing | Space Heating | Natural Gas | Boiler | E10 |  | Baseline Forecast | 0 | 0 | 0 | 0 | 0 | 0 | 0 | 0 | 0 | 0 | 0 | 0 | 0 | 0 | 0 | 0 | 0 | 0 | 0 | 0 | 0 | 0 | 0 | 0 | 0 | 0 | 0 | 0 | 0 | 0 | 0
Commercial_Retail_Existing_Space Heating_Natural Gas_Boiler_Vintage_Baseline Forecast | Commercial | Retail | Existing | Space Heating | Natural Gas | Boiler | Vintage | Vintage | Baseline Forecast | 2414790.626 | 2294782.8495 | 2177970.5793 | 2064343.6953 | 1953883.6006 | 1846564.3941 | 1742353.9092 | 1641214.633 | 1543104.5198 | 1447977.7097 | 1355785.1635 | 1266475.2232 | 1179994.1058 | 1096286.3381 | 1015295.139 | 936962.7556 | 861230.7572 | 788040.2934 | 717332.3185 | 649047.7878 | 583127.8275 | 519513.8827 | 462839.6409 | 412348.0437 | 367364.6208 | 327288.4803 | 291584.2825 | 259775.088 | 231435.9875 | 206188.4252 | 183695.1425
Commercial_Retail_Existing_Space Heating_Natural Gas_Unit Heater_E1_Baseline Forecast | Commercial | Retail | Existing | Space Heating | Natural Gas | Unit Heater | E1 | Standard | Baseline Forecast | 0 | 11481.9602 | 43986.3457 | 105351.4827 | 201925.8845 | 197887.3668 | 193929.6195 | 190051.0271 | 186250.0066 | 182525.0064 | 178874.5063 | 173956.788 | 165530.9917 | 150799.6649 | 126671.7185 | 106404.2435 | 89379.5646 | 75078.8342 | 60693.2903 | 44217.3549 | 24278.683 | 0 | 0 | 0 | 0 | 0 | 0 | 0 | 0 | 0 | 0
Commercial_Retail_Existing_Space Heating_Natural Gas_Unit Heater_E2_Baseline Forecast | Commercial | Retail | Existing | Space Heating | Natural Gas | Unit Heater | E2 | Condensing | Baseline Forecast | 0 | 0 | 0 | 0 | 0 | 140869.1569 | 325826.0819 | 557797.8472 | 838855.5357 | 1170330.0626 | 1543341.5389 | 1951421.7824 | 2389953.6141 | 2855721.7835 | 3346555.1737 | 3844600.5603 | 4346470.4057 | 4774406.8251 | 5139353.2328 | 5450555.1154 | 5715827.738 | 5941781.3945 | 6104898.0938 | 6233994.0234 | 6333105.0644 | 6405820.3295 | 6455331.0312 | 6484474.0161 | 6495770.548 | 6491460.857 | 6473534.9177
Commercial_Retail_Existing_Space Heating_Natural Gas_Unit Heater_E3_Baseline Forecast | Commercial | Retail | Existing | Space Heating | Natural Gas | Unit Heater | E3 | Infrared Radiant | Baseline Forecast | 0 | 0 | 0 | 0 | 0 | 0 | 0 | 0 | 0 | 0 | 0 | 0 | 0 | 0 | 0 | 0 | 0 | 0 | 0 | 0 | 0 | 0 | 0 | 0 | 0 | 0 | 0 | 0 | 0 | 0 | 0
Commercial_Retail_Existing_Space Heating_Natural Gas_Unit Heater_E4_Baseline Forecast | Commercial | Retail | Existing | Space Heating | Natural Gas | Unit Heater | E4 |  | Baseline Forecast | 0 | 0 | 0 | 0 | 0 | 0 | 0 | 0 | 0 | 0 | 0 | 0 | 0 | 0 | 0 | 0 | 0 | 0 | 0 | 0 | 0 | 0 | 0 | 0 | 0 | 0 | 0 | 0 | 0 | 0 | 0
Commercial_Retail_Existing_Space Heating_Natural Gas_Unit Heater_E5_Baseline Forecast | Commercial | Retail | Existing | Space Heating | Natural Gas | Unit Heater | E5 |  | Baseline Forecast | 0 | 0 | 0 | 0 | 0 | 0 | 0 | 0 | 0 | 0 | 0 | 0 | 0 | 0 | 0 | 0 | 0 | 0 | 0 | 0 | 0 | 0 | 0 | 0 | 0 | 0 | 0 | 0 | 0 | 0 | 0
Commercial_Retail_Existing_Space Heating_Natural Gas_Unit Heater_E6_Baseline Forecast | Commercial | Retail | Existing | Space Heating | Natural Gas | Unit Heater | E6 |  | Baseline Forecast | 0 | 0 | 0 | 0 | 0 | 0 | 0 | 0 | 0 | 0 | 0 | 0 | 0 | 0 | 0 | 0 | 0 | 0 | 0 | 0 | 0 | 0 | 0 | 0 | 0 | 0 | 0 | 0 | 0 | 0 | 0
Commercial_Retail_Existing_Space Heating_Natural Gas_Unit Heater_E7_Baseline Forecast | Commercial | Retail | Existing | Space Heating | Natural Gas | Unit Heater | E7 |  | Baseline Forecast | 0 | 0 | 0 | 0 | 0 | 0 | 0 | 0 | 0 | 0 | 0 | 0 | 0 | 0 | 0 | 0 | 0 | 0 | 0 | 0 | 0 | 0 | 0 | 0 | 0 | 0 | 0 | 0 | 0 | 0 | 0
Commercial_Retail_Existing_Space Heating_Natural Gas_Unit Heater_E8_Baseline Forecast | Commercial | Retail | Existing | Space Heating | Natural Gas | Unit Heater | E8 |  | Baseline Forecast | 0 | 0 | 0 | 0 | 0 | 0 | 0 | 0 | 0 | 0 | 0 | 0 | 0 | 0 | 0 | 0 | 0 | 0 | 0 | 0 | 0 | 0 | 0 | 0 | 0 | 0 | 0 | 0 | 0 | 0 | 0
Commercial_Retail_Existing_Space Heating_Natural Gas_Unit Heater_E9_Baseline Forecast | Commercial | Retail | Existing | Space Heating | Natural Gas | Unit Heater | E9 |  | Baseline Forecast | 0 | 0 | 0 | 0 | 0 | 0 | 0 | 0 | 0 | 0 | 0 | 0 | 0 | 0 | 0 | 0 | 0 | 0 | 0 | 0 | 0 | 0 | 0 | 0 | 0 | 0 | 0 | 0 | 0 | 0 | 0
Commercial_Retail_Existing_Space Heating_Natural Gas_Unit Heater_E10_Baseline Forecast | Commercial | Retail | Existing | Space Heating | Natural Gas | Unit Heater | E10 |  | Baseline Forecast | 0 | 0 | 0 | 0 | 0 | 0 | 0 | 0 | 0 | 0 | 0 | 0 | 0 | 0 | 0 | 0 | 0 | 0 | 0 | 0 | 0 | 0 | 0 | 0 | 0 | 0 | 0 | 0 | 0 | 0 | 0
Commercial_Retail_Existing_Space Heating_Natural Gas_Unit Heater_Vintage_Baseline Forecast | Commercial | Retail | Existing | Space Heating | Natural Gas | Unit Heater | Vintage | Vintage | Baseline Forecast | 13918947.6687 | 13629086.7551 | 13323770.9953 | 12995050.7115 | 12636468.2658 | 12242869.7436 | 11810238.0405 | 11335544.9928 | 10816620.4475 | 10252036.4009 | 9650577.5954 | 9019959.1974 | 8366946.4065 | 7697460.9438 | 7016675.8521 | 6329099.8856 | 5638652.6254 | 5023526.8844 | 4475505.7698 | 3987268.7767 | 3552294.0011 | 3164771.0191 | 2819523.2716 | 2511938.9147 | 2237909.2149 | 1993773.6642 | 1776271.0826 | 1582496.0554 | 1409860.1221 | 1256057.1997 | 1119032.7779
Commercial_Retail_Existing_Water Heating_Natural Gas_Water Heater_E1_Baseline Forecast | Commercial | Retail | Existing | Water Heating | Natural Gas | Water Heater | E1 | TE 0.80 | Baseline Forecast | 0 | 78585.2518 | 162409.2746 | 250310.4125 | 341264.0211 | 434521.4231 | 529301.6404 | 519744.0686 | 510434.9695 | 501374.211 | 479593.8219 | 446902.985 | 404992.0895 | 355188.0848 | 298810.9196 | 221632.0711 | 159615.0484 | 109679.749 | 69396.8816 | 36841.3385 | 10484.2637 | 9740.941 | 9017.5795 | 8565.7732 | 8150.6563 | 7821.4048 | 7589.6568 | 7504.3676 | 7747.5508 | 8008.6338 | 8315.6963
Commercial_Retail_Existing_Water Heating_Natural Gas_Water Heater_E2_Baseline Forecast | Commercial | Retail | Existing | Water Heating | Natural Gas | Water Heater | E2 | TE 0.90 | Baseline Forecast | 0 | 282329.053 | 583567.7831 | 899558.2675 | 1226667.8896 | 1561575.924 | 1901515.5245 | 1867172.0525 | 1833719.9651 | 1801158.0753 | 1722895.8646 | 1605427.0957 | 1454791.309 | 1275760.6584 | 1073166.1277 | 795950.7886 | 573177.7817 | 393784.4817 | 249037.9437 | 132154.7887 | 37613.5183 | 34955.7553 | 32370.4027 | 30707.9435 | 29171.7628 | 27937.7175 | 27052.5217 | 26686.5619 | 27478.0918 | 28333.7412 | 29357.3978
Commercial_Retail_Existing_Water Heating_Natural Gas_Water Heater_E3_Baseline Forecast | Commercial | Retail | Existing | Water Heating | Natural Gas | Water Heater | E3 | TE 0.94 | Baseline Forecast | 0 | 0 | 0 | 0 | 0 | 0 | 0 | 0 | 0 | 0 | 0 | 0 | 0 | 0 | 0 | 0 | 0 | 0 | 0 | 0 | 0 | 0 | 0 | 0 | 0 | 0 | 0 | 0 | 0 | 0 | 0
Commercial_Retail_Existing_Water Heating_Natural Gas_Water Heater_E4_Baseline Forecast | Commercial | Retail | Existing | Water Heating | Natural Gas | Water Heater | E4 | Instantaneous TE 0.94 | Baseline Forecast | 0 | 0 | 0 | 0 | 0 | 0 | 0 | 482090.0011 | 963834.1175 | 1442921.8496 | 1976921.636 | 2555825.2535 | 3112650.2774 | 3648684.0953 | 4164349.3882 | 4730781.1642 | 5188157.3994 | 5555251.0091 | 5847342.7776 | 6076804.0459 | 6253942.1693 | 6292695.7888 | 6313043.4404 | 6316170.0335 | 6305138.7624 | 6281528.9992 | 6246884.3992 | 6202407.4205 | 6148539.1567 | 6087802.0808 | 6021055.6122
Commercial_Retail_Existing_Water Heating_Natural Gas_Water Heater_E5_Baseline Forecast | Commercial | Retail | Existing | Water Heating | Natural Gas | Water Heater | E5 | Gas-Fired Absorption HPWH | Baseline Forecast | 0 | 0 | 0 | 0 | 0 | 0 | 0 | 0 | 0 | 0 | 0 | 0 | 0 | 0 | 0 | 0 | 0 | 0 | 0 | 0 | 0 | 0 | 0 | 0 | 0 | 0 | 0 | 0 | 0 | 0 | 0
Commercial_Retail_Existing_Water Heating_Natural Gas_Water Heater_E6_Baseline Forecast | Commercial | Retail | Existing | Water Heating | Natural Gas | Water Heater | E6 |  | Baseline Forecast | 0 | 0 | 0 | 0 | 0 | 0 | 0 | 0 | 0 | 0 | 0 | 0 | 0 | 0 | 0 | 0 | 0 | 0 | 0 | 0 | 0 | 0 | 0 | 0 | 0 | 0 | 0 | 0 | 0 | 0 | 0
Commercial_Retail_Existing_Water Heating_Natural Gas_Water Heater_E7_Baseline Forecast | Commercial | Retail | Existing | Water Heating | Natural Gas | Water Heater | E7 |  | Baseline Forecast | 0 | 0 | 0 | 0 | 0 | 0 | 0 | 0 | 0 | 0 | 0 | 0 | 0 | 0 | 0 | 0 | 0 | 0 | 0 | 0 | 0 | 0 | 0 | 0 | 0 | 0 | 0 | 0 | 0 | 0 | 0
Commercial_Retail_Existing_Water Heating_Natural Gas_Water Heater_E8_Baseline Forecast | Commercial | Retail | Existing | Water Heating | Natural Gas | Water Heater | E8 |  | Baseline Forecast | 0 | 0 | 0 | 0 | 0 | 0 | 0 | 0 | 0 | 0 | 0 | 0 | 0 | 0 | 0 | 0 | 0 | 0 | 0 | 0 | 0 | 0 | 0 | 0 | 0 | 0 | 0 | 0 | 0 | 0 | 0
Commercial_Retail_Existing_Water Heating_Natural Gas_Water Heater_E9_Baseline Forecast | Commercial | Retail | Existing | Water Heating | Natural Gas | Water Heater | E9 |  | Baseline Forecast | 0 | 0 | 0 | 0 | 0 | 0 | 0 | 0 | 0 | 0 | 0 | 0 | 0 | 0 | 0 | 0 | 0 | 0 | 0 | 0 | 0 | 0 | 0 | 0 | 0 | 0 | 0 | 0 | 0 | 0 | 0
Commercial_Retail_Existing_Water Heating_Natural Gas_Water Heater_E10_Baseline Forecast | Commercial | Retail | Existing | Water Heating | Natural Gas | Water Heater | E10 |  | Baseline Forecast | 0 | 0 | 0 | 0 | 0 | 0 | 0 | 0 | 0 | 0 | 0 | 0 | 0 | 0 | 0 | 0 | 0 | 0 | 0 | 0 | 0 | 0 | 0 | 0 | 0 | 0 | 0 | 0 | 0 | 0 | 0
Commercial_Retail_Existing_Water Heating_Natural Gas_Water Heater_Vintage_Baseline Forecast | Commercial | Retail | Existing | Water Heating | Natural Gas | Water Heater | Vintage | Vintage | Baseline Forecast | 12153236.7961 | 11549257.7553 | 10925991.5612 | 10288660.5665 | 9641826.7509 | 8989466.1413 | 8335035.0537 | 7681529.0521 | 7031535.4186 | 6387279.8455 | 5750667.9793 | 5123322.3816 | 4564414.4854 | 4066478.3597 | 3622862.5386 | 3227641.1708 | 2875534.8613 | 2561840.1491 | 2282366.6783 | 2033381.2225 | 1811557.8164 | 1613933.3273 | 1437867.8734 | 1281009.56 | 1141263.0625 | 1016761.6375 | 905842.1862 | 807023.0386 | 718984.1616 | 640549.5258 | 570671.3957
Commercial_Retail_Existing_Food Preparation_Natural Gas_Oven_E1_Baseline Forecast | Commercial | Retail | Existing | Food Preparation | Natural Gas | Oven | E1 | Standard | Baseline Forecast | 0 | 24255.0407 | 54648.1607 | 89375.3001 | 127021.5866 | 166737.8538 | 207675.8955 | 249123.4185 | 290533.7428 | 331550.4873 | 361552.4171 | 382980.3215 | 398064.58 | 407911.5869 | 413623.8665 | 416095.7194 | 416143.1914 | 414318.5104 | 411116.0632 | 406821.3331 | 401680.2776 | 395868.0351 | 389582.6063 | 384335.4536 | 378867.5286 | 373274.3824 | 367627.9043 | 361905.2974 | 356234.0163 | 350637.8937 | 345125.0592
Commercial_Retail_Existing_Food Preparation_Natural Gas_Oven_E2_Baseline Forecast | Commercial | Retail | Existing | Food Preparation | Natural Gas | Oven | E2 | ENERGY STAR (EF ≥ 44%) Convection Oven utilizing ASTM Std F1496 | Baseline Forecast | 0 | 34965.9526 | 78835.9582 | 129027.9331 | 183552.361 | 240622.797 | 299053.6608 | 357994.4164 | 416797.2935 | 474912.2015 | 517591.1841 | 548207.5778 | 569087.2629 | 582693.9771 | 590722.2445 | 594468.7534 | 594833.3347 | 592607.1859 | 588347.3804 | 582591.0306 | 575735.3789 | 568107.8756 | 559902.9031 | 549915.0133 | 539641.5883 | 529172.3812 | 518579.2619 | 507996.2464 | 497381.6171 | 486777.3295 | 476225.4309
Commercial_Retail_Existing_Food Preparation_Natural Gas_Oven_E3_Baseline Forecast | Commercial | Retail | Existing | Food Preparation | Natural Gas | Oven | E3 |  | Baseline Forecast | 0 | 0 | 0 | 0 | 0 | 0 | 0 | 0 | 0 | 0 | 0 | 0 | 0 | 0 | 0 | 0 | 0 | 0 | 0 | 0 | 0 | 0 | 0 | 0 | 0 | 0 | 0 | 0 | 0 | 0 | 0
Commercial_Retail_Existing_Food Preparation_Natural Gas_Oven_E4_Baseline Forecast | Commercial | Retail | Existing | Food Preparation | Natural Gas | Oven | E4 |  | Baseline Forecast | 0 | 0 | 0 | 0 | 0 | 0 | 0 | 0 | 0 | 0 | 0 | 0 | 0 | 0 | 0 | 0 | 0 | 0 | 0 | 0 | 0 | 0 | 0 | 0 | 0 | 0 | 0 | 0 | 0 | 0 | 0
Commercial_Retail_Existing_Food Preparation_Natural Gas_Oven_E5_Baseline Forecast | Commercial | Retail | Existing | Food Preparation | Natural Gas | Oven | E5 |  | Baseline Forecast | 0 | 0 | 0 | 0 | 0 | 0 | 0 | 0 | 0 | 0 | 0 | 0 | 0 | 0 | 0 | 0 | 0 | 0 | 0 | 0 | 0 | 0 | 0 | 0 | 0 | 0 | 0 | 0 | 0 | 0 | 0
Commercial_Retail_Existing_Food Preparation_Natural Gas_Oven_E6_Baseline Forecast | Commercial | Retail | Existing | Food Preparation | Natural Gas | Oven | E6 |  | Baseline Forecast | 0 | 0 | 0 | 0 | 0 | 0 | 0 | 0 | 0 | 0 | 0 | 0 | 0 | 0 | 0 | 0 | 0 | 0 | 0 | 0 | 0 | 0 | 0 | 0 | 0 | 0 | 0 | 0 | 0 | 0 | 0
Commercial_Retail_Existing_Food Preparation_Natural Gas_Oven_E7_Baseline Forecast | Commercial | Retail | Existing | Food Preparation | Natural Gas | Oven | E7 |  | Baseline Forecast | 0 | 0 | 0 | 0 | 0 | 0 | 0 | 0 | 0 | 0 | 0 | 0 | 0 | 0 | 0 | 0 | 0 | 0 | 0 | 0 | 0 | 0 | 0 | 0 | 0 | 0 | 0 | 0 | 0 | 0 | 0
Commercial_Retail_Existing_Food Preparation_Natural Gas_Oven_E8_Baseline Forecast | Commercial | Retail | Existing | Food Preparation | Natural Gas | Oven | E8 |  | Baseline Forecast | 0 | 0 | 0 | 0 | 0 | 0 | 0 | 0 | 0 | 0 | 0 | 0 | 0 | 0 | 0 | 0 | 0 | 0 | 0 | 0 | 0 | 0 | 0 | 0 | 0 | 0 | 0 | 0 | 0 | 0 | 0
Commercial_Retail_Existing_Food Preparation_Natural Gas_Oven_E9_Baseline Forecast | Commercial | Retail | Existing | Food Preparation | Natural Gas | Oven | E9 |  | Baseline Forecast | 0 | 0 | 0 | 0 | 0 | 0 | 0 | 0 | 0 | 0 | 0 | 0 | 0 | 0 | 0 | 0 | 0 | 0 | 0 | 0 | 0 | 0 | 0 | 0 | 0 | 0 | 0 | 0 | 0 | 0 | 0
Commercial_Retail_Existing_Food Preparation_Natural Gas_Oven_E10_Baseline Forecast | Commercial | Retail | Existing | Food Preparation | Natural Gas | Oven | E10 |  | Baseline Forecast | 0 | 0 | 0 | 0 | 0 | 0 | 0 | 0 | 0 | 0 | 0 | 0 | 0 | 0 | 0 | 0 | 0 | 0 | 0 | 0 | 0 | 0 | 0 | 0 | 0 | 0 | 0 | 0 | 0 | 0 | 0
Commercial_Retail_Existing_Food Preparation_Natural Gas_Oven_Vintage_Baseline Forecast | Commercial | Retail | Existing | Food Preparation | Natural Gas | Oven | Vintage | Vintage | Baseline Forecast | 1510739.6249 | 1421303.8391 | 1317430.2169 | 1203492.8159 | 1082884.1805 | 958228.3147 | 831547.6299 | 704393.8076 | 577950.3733 | 453113.0927 | 355240.6647 | 278508.6811 | 218350.806 | 171187.0319 | 134210.633 | 105221.1363 | 82493.3708 | 64674.8027 | 50705.0453 | 39752.7556 | 31166.1604 | 24434.2697 | 19156.4675 | 15018.6705 | 11774.6377 | 9231.3159 | 7237.3517 | 5674.0837 | 4448.4816 | 3487.6096 | 2734.2859
Commercial_Retail_Existing_Food Preparation_Natural Gas_Conveyor Oven_E1_Baseline Forecast | Commercial | Retail | Existing | Food Preparation | Natural Gas | Conveyor Oven | E1 | Standard | Baseline Forecast | 0 | 0 | 0 | 0 | 0 | 1120.3718 | 4173.4236 | 9724.8104 | 18146.0555 | 29697.0104 | 43499.458 | 58874.691 | 75420.1919 | 92609.2343 | 110115.3805 | 127704.6684 | 145184.8643 | 157987.403 | 167156.6753 | 173474.1883 | 177576.1537 | 179958.6809 | 181010.9992 | 181247.1681 | 180715.7633 | 179623.1932 | 178135.8618 | 176376.9609 | 174420.3933 | 172338.0144 | 170183.6583
Commercial_Retail_Existing_Food Preparation_Natural Gas_Conveyor Oven_E2_Baseline Forecast | Commercial | Retail | Existing | Food Preparation | Natural Gas | Conveyor Oven | E2 | ENERGY STAR (EF ≥ 44%) Convection Oven utilizing ASTM Std F1496 | Baseline Forecast | 0 | 0 | 0 | 0 | 0 | 1610.8062 | 5997.483 | 13987.3201 | 26149.883 | 42818.2788 | 62727.8994 | 84892.3863 | 108423.3555 | 132849.5886 | 157728.8762 | 182705.9337 | 207524.0374 | 225696.4259 | 238668.2954 | 247609.1007 | 253411.3265 | 256776.5217 | 258253.5973 | 258063.1893 | 256731.9324 | 254503.6081 | 251564.0022 | 248065.2953 | 244148.747 | 239910.4749 | 235427.6349
Commercial_Retail_Existing_Food Preparation_Natural Gas_Conveyor Oven_E3_Baseline Forecast | Commercial | Retail | Existing | Food Preparation | Natural Gas | Conveyor Oven | E3 |  | Baseline Forecast | 0 | 0 | 0 | 0 | 0 | 0 | 0 | 0 | 0 | 0 | 0 | 0 | 0 | 0 | 0 | 0 | 0 | 0 | 0 | 0 | 0 | 0 | 0 | 0 | 0 | 0 | 0 | 0 | 0 | 0 | 0
Commercial_Retail_Existing_Food Preparation_Natural Gas_Conveyor Oven_E4_Baseline Forecast | Commercial | Retail | Existing | Food Preparation | Natural Gas | Conveyor Oven | E4 |  | Baseline Forecast | 0 | 0 | 0 | 0 | 0 | 0 | 0 | 0 | 0 | 0 | 0 | 0 | 0 | 0 | 0 | 0 | 0 | 0 | 0 | 0 | 0 | 0 | 0 | 0 | 0 | 0 | 0 | 0 | 0 | 0 | 0
Commercial_Retail_Existing_Food Preparation_Natural Gas_Conveyor Oven_E5_Baseline Forecast | Commercial | Retail | Existing | Food Preparation | Natural Gas | Conveyor Oven | E5 |  | Baseline Forecast | 0 | 0 | 0 | 0 | 0 | 0 | 0 | 0 | 0 | 0 | 0 | 0 | 0 | 0 | 0 | 0 | 0 | 0 | 0 | 0 | 0 | 0 | 0 | 0 | 0 | 0 | 0 | 0 | 0 | 0 | 0
Commercial_Retail_Existing_Food Preparation_Natural Gas_Conveyor Oven_E6_Baseline Forecast | Commercial | Retail | Existing | Food Preparation | Natural Gas | Conveyor Oven | E6 |  | Baseline Forecast | 0 | 0 | 0 | 0 | 0 | 0 | 0 | 0 | 0 | 0 | 0 | 0 | 0 | 0 | 0 | 0 | 0 | 0 | 0 | 0 | 0 | 0 | 0 | 0 | 0 | 0 | 0 | 0 | 0 | 0 | 0
Commercial_Retail_Existing_Food Preparation_Natural Gas_Conveyor Oven_E7_Baseline Forecast | Commercial | Retail | Existing | Food Preparation | Natural Gas | Conveyor Oven | E7 |  | Baseline Forecast | 0 | 0 | 0 | 0 | 0 | 0 | 0 | 0 | 0 | 0 | 0 | 0 | 0 | 0 | 0 | 0 | 0 | 0 | 0 | 0 | 0 | 0 | 0 | 0 | 0 | 0 | 0 | 0 | 0 | 0 | 0
Commercial_Retail_Existing_Food Preparation_Natural Gas_Conveyor Oven_E8_Baseline Forecast | Commercial | Retail | Existing | Food Preparation | Natural Gas | Conveyor Oven | E8 |  | Baseline Forecast | 0 | 0 | 0 | 0 | 0 | 0 | 0 | 0 | 0 | 0 | 0 | 0 | 0 | 0 | 0 | 0 | 0 | 0 | 0 | 0 | 0 | 0 | 0 | 0 | 0 | 0 | 0 | 0 | 0 | 0 | 0
Commercial_Retail_Existing_Food Preparation_Natural Gas_Conveyor Oven_E9_Baseline Forecast | Commercial | Retail | Existing | Food Preparation | Natural Gas | Conveyor Oven | E9 |  | Baseline Forecast | 0 | 0 | 0 | 0 | 0 | 0 | 0 | 0 | 0 | 0 | 0 | 0 | 0 | 0 | 0 | 0 | 0 | 0 | 0 | 0 | 0 | 0 | 0 | 0 | 0 | 0 | 0 | 0 | 0 | 0 | 0
Commercial_Retail_Existing_Food Preparation_Natural Gas_Conveyor Oven_E10_Baseline Forecast | Commercial | Retail | Existing | Food Preparation | Natural Gas | Conveyor Oven | E10 |  | Baseline Forecast | 0 | 0 | 0 | 0 | 0 | 0 | 0 | 0 | 0 | 0 | 0 | 0 | 0 | 0 | 0 | 0 | 0 | 0 | 0 | 0 | 0 | 0 | 0 | 0 | 0 | 0 | 0 | 0 | 0 | 0 | 0
Commercial_Retail_Existing_Food Preparation_Natural Gas_Conveyor Oven_Vintage_Baseline Forecast | Commercial | Retail | Existing | Food Preparation | Natural Gas | Conveyor Oven | Vintage | Vintage | Baseline Forecast | 755369.8125 | 740262.4162 | 725457.1679 | 710948.0245 | 696729.064 | 680063.3048 | 658967.6865 | 632043.6907 | 598344.7663 | 557272.6015 | 510964.7755 | 461081.213 | 408907.777 | 355437.475 | 301434.1153 | 247482.2025 | 194026.0467 | 152116.4206 | 119259.2738 | 93499.2707 | 73303.4282 | 57469.8877 | 45056.392 | 35324.2113 | 27694.1817 | 21712.2384 | 17022.3949 | 13345.5576 | 10462.9172 | 8202.9271 | 6431.0948
Commercial_Retail_Existing_Food Preparation_Natural Gas_Double Rack Oven_E1_Baseline Forecast | Commercial | Retail | Existing | Food Preparation | Natural Gas | Double Rack Oven | E1 | Standard | Baseline Forecast | 0 | 6728.6515 | 15736.9881 | 26622.0289 | 39007.6522 | 52712.7695 | 67469.2964 | 83000.5405 | 99062.7948 | 115344.4202 | 128833.5608 | 139919.6191 | 149198.8595 | 156646.2299 | 162606.3199 | 167298.758 | 170866.3133 | 173448.9196 | 175220.0904 | 176218.2883 | 176578.4263 | 176380.3611 | 175714.1731 | 176240.2404 | 176407.0573 | 176292.4211 | 175882.8884 | 175230.1026 | 174382.9432 | 173443.0654 | 172423.5571
Commercial_Retail_Existing_Food Preparation_Natural Gas_Double Rack Oven_E2_Baseline Forecast | Commercial | Retail | Existing | Food Preparation | Natural Gas | Double Rack Oven | E2 | FTSC Qualified (>50% Cooking Efficiency) | Baseline Forecast | 0 | 9721.6244 | 22774.9356 | 38523.8257 | 56448.7959 | 75960.0352 | 96663.1262 | 118266.4429 | 140527.1812 | 163341.5023 | 182509.7465 | 198500.3609 | 211463.8035 | 222075.0563 | 230555.153 | 237176.6589 | 242225.0441 | 245932.9129 | 248450.7774 | 250021.9521 | 250756.5063 | 250787.5235 | 250209.9607 | 247524.1793 | 244421.268 | 240944.5912 | 237212.7155 | 233265.1583 | 229132.0461 | 224780.1493 | 220255.5975
Commercial_Retail_Existing_Food Preparation_Natural Gas_Double Rack Oven_E3_Baseline Forecast | Commercial | Retail | Existing | Food Preparation | Natural Gas | Double Rack Oven | E3 |  | Baseline Forecast | 0 | 0 | 0 | 0 | 0 | 0 | 0 | 0 | 0 | 0 | 0 | 0 | 0 | 0 | 0 | 0 | 0 | 0 | 0 | 0 | 0 | 0 | 0 | 0 | 0 | 0 | 0 | 0 | 0 | 0 | 0
Commercial_Retail_Existing_Food Preparation_Natural Gas_Double Rack Oven_E4_Baseline Forecast | Commercial | Retail | Existing | Food Preparation | Natural Gas | Double Rack Oven | E4 |  | Baseline Forecast | 0 | 0 | 0 | 0 | 0 | 0 | 0 | 0 | 0 | 0 | 0 | 0 | 0 | 0 | 0 | 0 | 0 | 0 | 0 | 0 | 0 | 0 | 0 | 0 | 0 | 0 | 0 | 0 | 0 | 0 | 0
Commercial_Retail_Existing_Food Preparation_Natural Gas_Double Rack Oven_E5_Baseline Forecast | Commercial | Retail | Existing | Food Preparation | Natural Gas | Double Rack Oven | E5 |  | Baseline Forecast | 0 | 0 | 0 | 0 | 0 | 0 | 0 | 0 | 0 | 0 | 0 | 0 | 0 | 0 | 0 | 0 | 0 | 0 | 0 | 0 | 0 | 0 | 0 | 0 | 0 | 0 | 0 | 0 | 0 | 0 | 0
Commercial_Retail_Existing_Food Preparation_Natural Gas_Double Rack Oven_E6_Baseline Forecast | Commercial | Retail | Existing | Food Preparation | Natural Gas | Double Rack Oven | E6 |  | Baseline Forecast | 0 | 0 | 0 | 0 | 0 | 0 | 0 | 0 | 0 | 0 | 0 | 0 | 0 | 0 | 0 | 0 | 0 | 0 | 0 | 0 | 0 | 0 | 0 | 0 | 0 | 0 | 0 | 0 | 0 | 0 | 0
Commercial_Retail_Existing_Food Preparation_Natural Gas_Double Rack Oven_E7_Baseline Forecast | Commercial | Retail | Existing | Food Preparation | Natural Gas | Double Rack Oven | E7 |  | Baseline Forecast | 0 | 0 | 0 | 0 | 0 | 0 | 0 | 0 | 0 | 0 | 0 | 0 | 0 | 0 | 0 | 0 | 0 | 0 | 0 | 0 | 0 | 0 | 0 | 0 | 0 | 0 | 0 | 0 | 0 | 0 | 0
Commercial_Retail_Existing_Food Preparation_Natural Gas_Double Rack Oven_E8_Baseline Forecast | Commercial | Retail | Existing | Food Preparation | Natural Gas | Double Rack Oven | E8 |  | Baseline Forecast | 0 | 0 | 0 | 0 | 0 | 0 | 0 | 0 | 0 | 0 | 0 | 0 | 0 | 0 | 0 | 0 | 0 | 0 | 0 | 0 | 0 | 0 | 0 | 0 | 0 | 0 | 0 | 0 | 0 | 0 | 0
Commercial_Retail_Existing_Food Preparation_Natural Gas_Double Rack Oven_E9_Baseline Forecast | Commercial | Retail | Existing | Food Preparation | Natural Gas | Double Rack Oven | E9 |  | Baseline Forecast | 0 | 0 | 0 | 0 | 0 | 0 | 0 | 0 | 0 | 0 | 0 | 0 | 0 | 0 | 0 | 0 | 0 | 0 | 0 | 0 | 0 | 0 | 0 | 0 | 0 | 0 | 0 | 0 | 0 | 0 | 0
Commercial_Retail_Existing_Food Preparation_Natural Gas_Double Rack Oven_E10_Baseline Forecast | Commercial | Retail | Existing | Food Preparation | Natural Gas | Double Rack Oven | E10 |  | Baseline Forecast | 0 | 0 | 0 | 0 | 0 | 0 | 0 | 0 | 0 | 0 | 0 | 0 | 0 | 0 | 0 | 0 | 0 | 0 | 0 | 0 | 0 | 0 | 0 | 0 | 0 | 0 | 0 | 0 | 0 | 0 | 0
Commercial_Retail_Existing_Food Preparation_Natural Gas_Double Rack Oven_Vintage_Baseline Forecast | Commercial | Retail | Existing | Food Preparation | Natural Gas | Double Rack Oven | Vintage | Vintage | Baseline Forecast | 755369.8125 | 723812.1403 | 686945.2442 | 645802.1699 | 601272.616 | 554121.678 | 505006.1704 | 454488.8378 | 403050.7288 | 351101.9682 | 305848.8256 | 266428.3103 | 232088.6614 | 202175.0117 | 176116.8991 | 153417.3877 | 133643.591 | 116418.4171 | 101413.3767 | 88342.3192 | 76955.9759 | 67037.2056 | 58396.8547 | 50870.149 | 44313.552 | 38602.0275 | 33626.6551 | 29292.5529 | 25517.0683 | 22228.2017 | 19363.2335
Commercial_Retail_Existing_Food Preparation_Natural Gas_Fryer_E1_Baseline Forecast | Commercial | Retail | Existing | Food Preparation | Natural Gas | Fryer | E1 | Standard | Baseline Forecast | 0 | 58241.3431 | 120334.0984 | 117927.4165 | 115568.8681 | 113257.4908 | 110992.341 | 108772.4941 | 106597.0443 | 94555.1871 | 74131.2667 | 58118.9131 | 45565.2279 | 35723.1387 | 16265.8001 | 0 | 0 | 0 | 0 | 0 | 0 | 0 | 0 | 0 | 0 | 0 | 0 | 0 | 0 | 0 | 0
Commercial_Retail_Existing_Food Preparation_Natural Gas_Fryer_E2_Baseline Forecast | Commercial | Retail | Existing | Food Preparation | Natural Gas | Fryer | E2 | ENERGY STAR | Baseline Forecast | 0 | 20534.976 | 42489.3917 | 133052.9987 | 226661.6916 | 322428.2094 | 419579.1164 | 517441.9252 | 615433.6365 | 722960.4566 | 838103.6756 | 947697.4546 | 1039761.7231 | 1116655.7937 | 1192141.3263 | 1254688.3088 | 1292358.4865 | 1322428.285 | 1345796.6546 | 1363263.0821 | 1375538.4689 | 1383254.8227 | 1386973.8906 | 1387194.8501 | 1384361.1608 | 1378866.6682 | 1371061.0402 | 1361254.6115 | 1349722.6977 | 1336709.439 | 1322431.2243
Commercial_Retail_Existing_Food Preparation_Natural Gas_Fryer_E3_Baseline Forecast | Commercial | Retail | Existing | Food Preparation | Natural Gas | Fryer | E3 |  | Baseline Forecast | 0 | 0 | 0 | 0 | 0 | 0 | 0 | 0 | 0 | 0 | 0 | 0 | 0 | 0 | 0 | 0 | 0 | 0 | 0 | 0 | 0 | 0 | 0 | 0 | 0 | 0 | 0 | 0 | 0 | 0 | 0
Commercial_Retail_Existing_Food Preparation_Natural Gas_Fryer_E4_Baseline Forecast | Commercial | Retail | Existing | Food Preparation | Natural Gas | Fryer | E4 |  | Baseline Forecast | 0 | 0 | 0 | 0 | 0 | 0 | 0 | 0 | 0 | 0 | 0 | 0 | 0 | 0 | 0 | 0 | 0 | 0 | 0 | 0 | 0 | 0 | 0 | 0 | 0 | 0 | 0 | 0 | 0 | 0 | 0
Commercial_Retail_Existing_Food Preparation_Natural Gas_Fryer_E5_Baseline Forecast | Commercial | Retail | Existing | Food Preparation | Natural Gas | Fryer | E5 |  | Baseline Forecast | 0 | 0 | 0 | 0 | 0 | 0 | 0 | 0 | 0 | 0 | 0 | 0 | 0 | 0 | 0 | 0 | 0 | 0 | 0 | 0 | 0 | 0 | 0 | 0 | 0 | 0 | 0 | 0 | 0 | 0 | 0
Commercial_Retail_Existing_Food Preparation_Natural Gas_Fryer_E6_Baseline Forecast | Commercial | Retail | Existing | Food Preparation | Natural Gas | Fryer | E6 |  | Baseline Forecast | 0 | 0 | 0 | 0 | 0 | 0 | 0 | 0 | 0 | 0 | 0 | 0 | 0 | 0 | 0 | 0 | 0 | 0 | 0 | 0 | 0 | 0 | 0 | 0 | 0 | 0 | 0 | 0 | 0 | 0 | 0
Commercial_Retail_Existing_Food Preparation_Natural Gas_Fryer_E7_Baseline Forecast | Commercial | Retail | Existing | Food Preparation | Natural Gas | Fryer | E7 |  | Baseline Forecast | 0 | 0 | 0 | 0 | 0 | 0 | 0 | 0 | 0 | 0 | 0 | 0 | 0 | 0 | 0 | 0 | 0 | 0 | 0 | 0 | 0 | 0 | 0 | 0 | 0 | 0 | 0 | 0 | 0 | 0 | 0
Commercial_Retail_Existing_Food Preparation_Natural Gas_Fryer_E8_Baseline Forecast | Commercial | Retail | Existing | Food Preparation | Natural Gas | Fryer | E8 |  | Baseline Forecast | 0 | 0 | 0 | 0 | 0 | 0 | 0 | 0 | 0 | 0 | 0 | 0 | 0 | 0 | 0 | 0 | 0 | 0 | 0 | 0 | 0 | 0 | 0 | 0 | 0 | 0 | 0 | 0 | 0 | 0 | 0
Commercial_Retail_Existing_Food Preparation_Natural Gas_Fryer_E9_Baseline Forecast | Commercial | Retail | Existing | Food Preparation | Natural Gas | Fryer | E9 |  | Baseline Forecast | 0 | 0 | 0 | 0 | 0 | 0 | 0 | 0 | 0 | 0 | 0 | 0 | 0 | 0 | 0 | 0 | 0 | 0 | 0 | 0 | 0 | 0 | 0 | 0 | 0 | 0 | 0 | 0 | 0 | 0 | 0
Commercial_Retail_Existing_Food Preparation_Natural Gas_Fryer_E10_Baseline Forecast | Commercial | Retail | Existing | Food Preparation | Natural Gas | Fryer | E10 |  | Baseline Forecast | 0 | 0 | 0 | 0 | 0 | 0 | 0 | 0 | 0 | 0 | 0 | 0 | 0 | 0 | 0 | 0 | 0 | 0 | 0 | 0 | 0 | 0 | 0 | 0 | 0 | 0 | 0 | 0 | 0 | 0 | 0
Commercial_Retail_Existing_Food Preparation_Natural Gas_Fryer_Vintage_Baseline Forecast | Commercial | Retail | Existing | Food Preparation | Natural Gas | Fryer | Vintage | Vintage | Baseline Forecast | 2652671.9703 | 2520842.2118 | 2384802.6702 | 2245693.2219 | 2104509.6047 | 1962119.6609 | 1819277.7965 | 1676637.8495 | 1534764.5427 | 1394143.6752 | 1255191.1902 | 1118261.2422 | 996269.1067 | 887585.2042 | 790757.7273 | 704493.248 | 627639.4391 | 559169.6821 | 498169.3532 | 443823.6055 | 395406.4849 | 352271.232 | 313841.6431 | 279604.3729 | 249102.0777 | 221927.3056 | 197717.0541 | 176147.9209 | 156931.7841 | 139811.9531 | 124559.74
Commercial_Retail_Existing_Food Preparation_Natural Gas_Broiler_E1_Baseline Forecast | Commercial | Retail | Existing | Food Preparation | Natural Gas | Broiler | E1 | Standard | Baseline Forecast | 0 | 13168.2939 | 27593.4185 | 43001.5342 | 59141.0464 | 75859.6302 | 92972.8707 | 110306.4291 | 127711.7629 | 145025.5826 | 159389.5353 | 171203.6855 | 180920.3182 | 188714.5296 | 194885.2509 | 199661.1016 | 203220.1689 | 205727.4272 | 207343.9449 | 208163.2676 | 208310.6741 | 207878.0957 | 206955.8711 | 206196.3359 | 205080.9261 | 203676.0628 | 202011.0256 | 200130.0028 | 198083.6533 | 195921.0163 | 193656.9493
Commercial_Retail_Existing_Food Preparation_Natural Gas_Broiler_E2_Baseline Forecast | Commercial | Retail | Existing | Food Preparation | Natural Gas | Broiler | E2 | Infrared Burners | Baseline Forecast | 0 | 4641.5332 | 9737.958 | 15175.0795 | 20871.5652 | 26694.6797 | 32585.3426 | 38510.4747 | 44442.5011 | 50395.7366 | 55390.8577 | 59549.6776 | 62874.1611 | 65584.5576 | 67725.977 | 69369.1549 | 70596.4408 | 71469.4007 | 72023.9859 | 72337.9612 | 72434.9688 | 72352.5009 | 72112.664 | 71160.7834 | 70100.2117 | 68938.1079 | 67709.0151 | 66424.0728 | 65080.5561 | 63670.923 | 62216.2124
Commercial_Retail_Existing_Food Preparation_Natural Gas_Broiler_E3_Baseline Forecast | Commercial | Retail | Existing | Food Preparation | Natural Gas | Broiler | E3 |  | Baseline Forecast | 0 | 0 | 0 | 0 | 0 | 0 | 0 | 0 | 0 | 0 | 0 | 0 | 0 | 0 | 0 | 0 | 0 | 0 | 0 | 0 | 0 | 0 | 0 | 0 | 0 | 0 | 0 | 0 | 0 | 0 | 0
Commercial_Retail_Existing_Food Preparation_Natural Gas_Broiler_E4_Baseline Forecast | Commercial | Retail | Existing | Food Preparation | Natural Gas | Broiler | E4 |  | Baseline Forecast | 0 | 0 | 0 | 0 | 0 | 0 | 0 | 0 | 0 | 0 | 0 | 0 | 0 | 0 | 0 | 0 | 0 | 0 | 0 | 0 | 0 | 0 | 0 | 0 | 0 | 0 | 0 | 0 | 0 | 0 | 0
Commercial_Retail_Existing_Food Preparation_Natural Gas_Broiler_E5_Baseline Forecast | Commercial | Retail | Existing | Food Preparation | Natural Gas | Broiler | E5 |  | Baseline Forecast | 0 | 0 | 0 | 0 | 0 | 0 | 0 | 0 | 0 | 0 | 0 | 0 | 0 | 0 | 0 | 0 | 0 | 0 | 0 | 0 | 0 | 0 | 0 | 0 | 0 | 0 | 0 | 0 | 0 | 0 | 0
Commercial_Retail_Existing_Food Preparation_Natural Gas_Broiler_E6_Baseline Forecast | Commercial | Retail | Existing | Food Preparation | Natural Gas | Broiler | E6 |  | Baseline Forecast | 0 | 0 | 0 | 0 | 0 | 0 | 0 | 0 | 0 | 0 | 0 | 0 | 0 | 0 | 0 | 0 | 0 | 0 | 0 | 0 | 0 | 0 | 0 | 0 | 0 | 0 | 0 | 0 | 0 | 0 | 0
Commercial_Retail_Existing_Food Preparation_Natural Gas_Broiler_E7_Baseline Forecast | Commercial | Retail | Existing | Food Preparation | Natural Gas | Broiler | E7 |  | Baseline Forecast | 0 | 0 | 0 | 0 | 0 | 0 | 0 | 0 | 0 | 0 | 0 | 0 | 0 | 0 | 0 | 0 | 0 | 0 | 0 | 0 | 0 | 0 | 0 | 0 | 0 | 0 | 0 | 0 | 0 | 0 | 0
Commercial_Retail_Existing_Food Preparation_Natural Gas_Broiler_E8_Baseline Forecast | Commercial | Retail | Existing | Food Preparation | Natural Gas | Broiler | E8 |  | Baseline Forecast | 0 | 0 | 0 | 0 | 0 | 0 | 0 | 0 | 0 | 0 | 0 | 0 | 0 | 0 | 0 | 0 | 0 | 0 | 0 | 0 | 0 | 0 | 0 | 0 | 0 | 0 | 0 | 0 | 0 | 0 | 0
Commercial_Retail_Existing_Food Preparation_Natural Gas_Broiler_E9_Baseline Forecast | Commercial | Retail | Existing | Food Preparation | Natural Gas | Broiler | E9 |  | Baseline Forecast | 0 | 0 | 0 | 0 | 0 | 0 | 0 | 0 | 0 | 0 | 0 | 0 | 0 | 0 | 0 | 0 | 0 | 0 | 0 | 0 | 0 | 0 | 0 | 0 | 0 | 0 | 0 | 0 | 0 | 0 | 0
Commercial_Retail_Existing_Food Preparation_Natural Gas_Broiler_E10_Baseline Forecast | Commercial | Retail | Existing | Food Preparation | Natural Gas | Broiler | E10 |  | Baseline Forecast | 0 | 0 | 0 | 0 | 0 | 0 | 0 | 0 | 0 | 0 | 0 | 0 | 0 | 0 | 0 | 0 | 0 | 0 | 0 | 0 | 0 | 0 | 0 | 0 | 0 | 0 | 0 | 0 | 0 | 0 | 0
Commercial_Retail_Existing_Food Preparation_Natural Gas_Broiler_Vintage_Baseline Forecast | Commercial | Retail | Existing | Food Preparation | Natural Gas | Broiler | Vintage | Vintage | Baseline Forecast | 490678.9101 | 463055.5048 | 433916.6488 | 403646.451 | 372573.9919 | 340980.5615 | 309105.9607 | 277153.9867 | 245297.2087 | 213681.124 | 186140.0014 | 162148.6234 | 141249.4675 | 123043.9806 | 107184.9786 | 93370.0258 | 81335.6669 | 70852.4032 | 61720.3157 | 53765.2528 | 46835.5091 | 40798.9324 | 35540.4033 | 30959.6402 | 26969.2866 | 23493.2452 | 20465.2269 | 17827.4866 | 15529.7216 | 13528.1131 | 11784.4896
Commercial_Retail_Existing_Food Preparation_Natural Gas_Griddle_E1_Baseline Forecast | Commercial | Retail | Existing | Food Preparation | Natural Gas | Griddle | E1 | Standard | Baseline Forecast | 0 | 44195.1615 | 92630.0587 | 144353.54 | 198534.5573 | 254518.7998 | 311698.8821 | 369541.0908 | 427591.338 | 485430.0188 | 533515.2453 | 573155.6879 | 605585.2934 | 631677.1545 | 652326.1866 | 668281.8984 | 680177.3858 | 688572.3707 | 693969.8055 | 696764.4332 | 697339.8806 | 696014.0654 | 693072.4446 | 689343.7046 | 684450.7582 | 678587.5761 | 671894.0571 | 664511.0907 | 656575.6762 | 648207.3441 | 639484.0356
Commercial_Retail_Existing_Food Preparation_Natural Gas_Griddle_E2_Baseline Forecast | Commercial | Retail | Existing | Food Preparation | Natural Gas | Griddle | E2 | ENERGY STAR | Baseline Forecast | 0 | 18065.5185 | 37875.2445 | 59023.8154 | 81178.4111 | 103996.8127 | 127235.1793 | 150702.1197 | 174236.0398 | 197735.75 | 217327.1546 | 233525.9951 | 246686.319 | 257317.1073 | 265726.1633 | 272210.4835 | 277047.4217 | 280469.2099 | 282661.649 | 283828.8735 | 284107.8637 | 283633.1486 | 282512.3639 | 280258.2325 | 277544.2499 | 274433.6718 | 271009.7143 | 267324.9072 | 263409.8203 | 259289.9928 | 255012.9718
Commercial_Retail_Existing_Food Preparation_Natural Gas_Griddle_E3_Baseline Forecast | Commercial | Retail | Existing | Food Preparation | Natural Gas | Griddle | E3 |  | Baseline Forecast | 0 | 0 | 0 | 0 | 0 | 0 | 0 | 0 | 0 | 0 | 0 | 0 | 0 | 0 | 0 | 0 | 0 | 0 | 0 | 0 | 0 | 0 | 0 | 0 | 0 | 0 | 0 | 0 | 0 | 0 | 0
Commercial_Retail_Existing_Food Preparation_Natural Gas_Griddle_E4_Baseline Forecast | Commercial | Retail | Existing | Food Preparation | Natural Gas | Griddle | E4 |  | Baseline Forecast | 0 | 0 | 0 | 0 | 0 | 0 | 0 | 0 | 0 | 0 | 0 | 0 | 0 | 0 | 0 | 0 | 0 | 0 | 0 | 0 | 0 | 0 | 0 | 0 | 0 | 0 | 0 | 0 | 0 | 0 | 0
Commercial_Retail_Existing_Food Preparation_Natural Gas_Griddle_E5_Baseline Forecast | Commercial | Retail | Existing | Food Preparation | Natural Gas | Griddle | E5 |  | Baseline Forecast | 0 | 0 | 0 | 0 | 0 | 0 | 0 | 0 | 0 | 0 | 0 | 0 | 0 | 0 | 0 | 0 | 0 | 0 | 0 | 0 | 0 | 0 | 0 | 0 | 0 | 0 | 0 | 0 | 0 | 0 | 0
Commercial_Retail_Existing_Food Preparation_Natural Gas_Griddle_E6_Baseline Forecast | Commercial | Retail | Existing | Food Preparation | Natural Gas | Griddle | E6 |  | Baseline Forecast | 0 | 0 | 0 | 0 | 0 | 0 | 0 | 0 | 0 | 0 | 0 | 0 | 0 | 0 | 0 | 0 | 0 | 0 | 0 | 0 | 0 | 0 | 0 | 0 | 0 | 0 | 0 | 0 | 0 | 0 | 0
Commercial_Retail_Existing_Food Preparation_Natural Gas_Griddle_E7_Baseline Forecast | Commercial | Retail | Existing | Food Preparation | Natural Gas | Griddle | E7 |  | Baseline Forecast | 0 | 0 | 0 | 0 | 0 | 0 | 0 | 0 | 0 | 0 | 0 | 0 | 0 | 0 | 0 | 0 | 0 | 0 | 0 | 0 | 0 | 0 | 0 | 0 | 0 | 0 | 0 | 0 | 0 | 0 | 0
Commercial_Retail_Existing_Food Preparation_Natural Gas_Griddle_E8_Baseline Forecast | Commercial | Retail | Existing | Food Preparation | Natural Gas | Griddle | E8 |  | Baseline Forecast | 0 | 0 | 0 | 0 | 0 | 0 | 0 | 0 | 0 | 0 | 0 | 0 | 0 | 0 | 0 | 0 | 0 | 0 | 0 | 0 | 0 | 0 | 0 | 0 | 0 | 0 | 0 | 0 | 0 | 0 | 0
Commercial_Retail_Existing_Food Preparation_Natural Gas_Griddle_E9_Baseline Forecast | Commercial | Retail | Existing | Food Preparation | Natural Gas | Griddle | E9 |  | Baseline Forecast | 0 | 0 | 0 | 0 | 0 | 0 | 0 | 0 | 0 | 0 | 0 | 0 | 0 | 0 | 0 | 0 | 0 | 0 | 0 | 0 | 0 | 0 | 0 | 0 | 0 | 0 | 0 | 0 | 0 | 0 | 0
Commercial_Retail_Existing_Food Preparation_Natural Gas_Griddle_E10_Baseline Forecast | Commercial | Retail | Existing | Food Preparation | Natural Gas | Griddle | E10 |  | Baseline Forecast | 0 | 0 | 0 | 0 | 0 | 0 | 0 | 0 | 0 | 0 | 0 | 0 | 0 | 0 | 0 | 0 | 0 | 0 | 0 | 0 | 0 | 0 | 0 | 0 | 0 | 0 | 0 | 0 | 0 | 0 | 0
Commercial_Retail_Existing_Food Preparation_Natural Gas_Griddle_Vintage_Baseline Forecast | Commercial | Retail | Existing | Food Preparation | Natural Gas | Griddle | Vintage | Vintage | Baseline Forecast | 1715345.2662 | 1618777.6808 | 1516912.2904 | 1411091.8864 | 1302466.8885 | 1192020.6473 | 1080591.4732 | 968891.8134 | 857524.9456 | 746999.5082 | 650719.5716 | 566849.049 | 493788.5049 | 430144.6532 | 374703.7868 | 326408.632 | 284338.1861 | 247690.1532 | 215765.6446 | 187955.8504 | 163730.4297 | 142627.3965 | 124244.3099 | 108230.5988 | 94280.8772 | 82129.1197 | 71543.5887 | 62322.415 | 54289.7482 | 47292.4029 | 41196.9376
Commercial_Retail_Existing_Food Preparation_Natural Gas_Range_E1_Baseline Forecast | Commercial | Retail | Existing | Food Preparation | Natural Gas | Range | E1 | Standard | Baseline Forecast | 0 | 37824.2739 | 85223.2484 | 139383.0791 | 198105.1453 | 259978.7669 | 323685.5183 | 388148.295 | 452536.5349 | 516289.871 | 563117.9751 | 596578.4707 | 620060.0778 | 635374.5217 | 644253.3586 | 648089.8223 | 648165.4708 | 645338.4998 | 640358.0787 | 633609.4692 | 625571.5664 | 616533.4399 | 606798.2666 | 598453.3332 | 589794.7301 | 581000.5242 | 572076.3697 | 563191.8996 | 554390.9615 | 545745.3485 | 537167.1204
Commercial_Retail_Existing_Food Preparation_Natural Gas_Range_E2_Baseline Forecast | Commercial | Retail | Existing | Food Preparation | Natural Gas | Range | E2 | High Efficiency | Baseline Forecast | 0 | 54519.0502 | 122918.604 | 201173.19 | 286172.9642 | 375218.8965 | 466458.1285 | 558530.8442 | 650405.0986 | 741227.7969 | 807731.0754 | 855423.2796 | 888020.2674 | 909277.2223 | 921824.0271 | 927683.8582 | 928250.7245 | 924761.2345 | 918105.7615 | 909181.717 | 898513.1484 | 886594.6728 | 873734.9561 | 858323.8801 | 842436.9886 | 826185.159 | 809786.9012 | 793246.0064 | 776652.3162 | 760036.6215 | 743565.1036
Commercial_Retail_Existing_Food Preparation_Natural Gas_Range_E3_Baseline Forecast | Commercial | Retail | Existing | Food Preparation | Natural Gas | Range | E3 |  | Baseline Forecast | 0 | 0 | 0 | 0 | 0 | 0 | 0 | 0 | 0 | 0 | 0 | 0 | 0 | 0 | 0 | 0 | 0 | 0 | 0 | 0 | 0 | 0 | 0 | 0 | 0 | 0 | 0 | 0 | 0 | 0 | 0
Commercial_Retail_Existing_Food Preparation_Natural Gas_Range_E4_Baseline Forecast | Commercial | Retail | Existing | Food Preparation | Natural Gas | Range | E4 |  | Baseline Forecast | 0 | 0 | 0 | 0 | 0 | 0 | 0 | 0 | 0 | 0 | 0 | 0 | 0 | 0 | 0 | 0 | 0 | 0 | 0 | 0 | 0 | 0 | 0 | 0 | 0 | 0 | 0 | 0 | 0 | 0 | 0
Commercial_Retail_Existing_Food Preparation_Natural Gas_Range_E5_Baseline Forecast | Commercial | Retail | Existing | Food Preparation | Natural Gas | Range | E5 |  | Baseline Forecast | 0 | 0 | 0 | 0 | 0 | 0 | 0 | 0 | 0 | 0 | 0 | 0 | 0 | 0 | 0 | 0 | 0 | 0 | 0 | 0 | 0 | 0 | 0 | 0 | 0 | 0 | 0 | 0 | 0 | 0 | 0
Commercial_Retail_Existing_Food Preparation_Natural Gas_Range_E6_Baseline Forecast | Commercial | Retail | Existing | Food Preparation | Natural Gas | Range | E6 |  | Baseline Forecast | 0 | 0 | 0 | 0 | 0 | 0 | 0 | 0 | 0 | 0 | 0 | 0 | 0 | 0 | 0 | 0 | 0 | 0 | 0 | 0 | 0 | 0 | 0 | 0 | 0 | 0 | 0 | 0 | 0 | 0 | 0
Commercial_Retail_Existing_Food Preparation_Natural Gas_Range_E7_Baseline Forecast | Commercial | Retail | Existing | Food Preparation | Natural Gas | Range | E7 |  | Baseline Forecast | 0 | 0 | 0 | 0 | 0 | 0 | 0 | 0 | 0 | 0 | 0 | 0 | 0 | 0 | 0 | 0 | 0 | 0 | 0 | 0 | 0 | 0 | 0 | 0 | 0 | 0 | 0 | 0 | 0 | 0 | 0
Commercial_Retail_Existing_Food Preparation_Natural Gas_Range_E8_Baseline Forecast | Commercial | Retail | Existing | Food Preparation | Natural Gas | Range | E8 |  | Baseline Forecast | 0 | 0 | 0 | 0 | 0 | 0 | 0 | 0 | 0 | 0 | 0 | 0 | 0 | 0 | 0 | 0 | 0 | 0 | 0 | 0 | 0 | 0 | 0 | 0 | 0 | 0 | 0 | 0 | 0 | 0 | 0
Commercial_Retail_Existing_Food Preparation_Natural Gas_Range_E9_Baseline Forecast | Commercial | Retail | Existing | Food Preparation | Natural Gas | Range | E9 |  | Baseline Forecast | 0 | 0 | 0 | 0 | 0 | 0 | 0 | 0 | 0 | 0 | 0 | 0 | 0 | 0 | 0 | 0 | 0 | 0 | 0 | 0 | 0 | 0 | 0 | 0 | 0 | 0 | 0 | 0 | 0 | 0 | 0
Commercial_Retail_Existing_Food Preparation_Natural Gas_Range_E10_Baseline Forecast | Commercial | Retail | Existing | Food Preparation | Natural Gas | Range | E10 |  | Baseline Forecast | 0 | 0 | 0 | 0 | 0 | 0 | 0 | 0 | 0 | 0 | 0 | 0 | 0 | 0 | 0 | 0 | 0 | 0 | 0 | 0 | 0 | 0 | 0 | 0 | 0 | 0 | 0 | 0 | 0 | 0 | 0
Commercial_Retail_Existing_Food Preparation_Natural Gas_Range_Vintage_Baseline Forecast | Commercial | Retail | Existing | Food Preparation | Natural Gas | Range | Vintage | Vintage | Baseline Forecast | 2355697.0415 | 2216239.7767 | 2054269.5863 | 1876606.9409 | 1688541.8362 | 1494165.8833 | 1296632.6291 | 1098361.6112 | 901198.3019 | 706539.4687 | 553926.9435 | 434278.7237 | 340474.5194 | 266932.0232 | 209274.7062 | 164071.3696 | 128631.9538 | 100847.4518 | 79064.4022 | 61986.4913 | 48597.4092 | 38100.3688 | 29870.6891 | 23418.6203 | 18360.1983 | 14394.3955 | 11285.2061 | 8847.6015 | 6936.5196 | 5438.2314 | 4263.5734
Commercial_Retail_Existing_Food Preparation_Natural Gas_Steamer_E1_Baseline Forecast | Commercial | Retail | Existing | Food Preparation | Natural Gas | Steamer | E1 | Standard | Baseline Forecast | 0 | 8123.6573 | 17015.7768 | 16675.4613 | 16341.9521 | 16015.113 | 15694.8108 | 15380.9146 | 15073.2963 | 14771.8303 | 13723.8292 | 11954.9801 | 10414.116 | 9071.8521 | 7902.5912 | 6884.035 | 5996.7594 | 5223.8437 | 4550.5483 | 2225.0486 | 0 | 0 | 0 | 0 | 0 | 0 | 0 | 0 | 0 | 0 | 0
Commercial_Retail_Existing_Food Preparation_Natural Gas_Steamer_E2_Baseline Forecast | Commercial | Retail | Existing | Food Preparation | Natural Gas | Steamer | E2 | ENERGY STAR | Baseline Forecast | 0 | 8162.1315 | 17121.0459 | 36522.8116 | 56823.7492 | 77763.3284 | 99119.0236 | 120701.297 | 142349.2302 | 163926.7222 | 182677.1853 | 199052.1513 | 212518.1656 | 223466.1277 | 232236.2354 | 239124.5254 | 244388.5722 | 248252.4511 | 250911.0618 | 254272.8799 | 256721.4274 | 256250.4551 | 255187.8345 | 253622.8696 | 251633.0931 | 249285.7888 | 246639.3178 | 243744.2735 | 240644.4879 | 237377.9073 | 233977.3563
Commercial_Retail_Existing_Food Preparation_Natural Gas_Steamer_E3_Baseline Forecast | Commercial | Retail | Existing | Food Preparation | Natural Gas | Steamer | E3 |  | Baseline Forecast | 0 | 0 | 0 | 0 | 0 | 0 | 0 | 0 | 0 | 0 | 0 | 0 | 0 | 0 | 0 | 0 | 0 | 0 | 0 | 0 | 0 | 0 | 0 | 0 | 0 | 0 | 0 | 0 | 0 | 0 | 0
Commercial_Retail_Existing_Food Preparation_Natural Gas_Steamer_E4_Baseline Forecast | Commercial | Retail | Existing | Food Preparation | Natural Gas | Steamer | E4 |  | Baseline Forecast | 0 | 0 | 0 | 0 | 0 | 0 | 0 | 0 | 0 | 0 | 0 | 0 | 0 | 0 | 0 | 0 | 0 | 0 | 0 | 0 | 0 | 0 | 0 | 0 | 0 | 0 | 0 | 0 | 0 | 0 | 0
Commercial_Retail_Existing_Food Preparation_Natural Gas_Steamer_E5_Baseline Forecast | Commercial | Retail | Existing | Food Preparation | Natural Gas | Steamer | E5 |  | Baseline Forecast | 0 | 0 | 0 | 0 | 0 | 0 | 0 | 0 | 0 | 0 | 0 | 0 | 0 | 0 | 0 | 0 | 0 | 0 | 0 | 0 | 0 | 0 | 0 | 0 | 0 | 0 | 0 | 0 | 0 | 0 | 0
Commercial_Retail_Existing_Food Preparation_Natural Gas_Steamer_E6_Baseline Forecast | Commercial | Retail | Existing | Food Preparation | Natural Gas | Steamer | E6 |  | Baseline Forecast | 0 | 0 | 0 | 0 | 0 | 0 | 0 | 0 | 0 | 0 | 0 | 0 | 0 | 0 | 0 | 0 | 0 | 0 | 0 | 0 | 0 | 0 | 0 | 0 | 0 | 0 | 0 | 0 | 0 | 0 | 0
Commercial_Retail_Existing_Food Preparation_Natural Gas_Steamer_E7_Baseline Forecast | Commercial | Retail | Existing | Food Preparation | Natural Gas | Steamer | E7 |  | Baseline Forecast | 0 | 0 | 0 | 0 | 0 | 0 | 0 | 0 | 0 | 0 | 0 | 0 | 0 | 0 | 0 | 0 | 0 | 0 | 0 | 0 | 0 | 0 | 0 | 0 | 0 | 0 | 0 | 0 | 0 | 0 | 0
Commercial_Retail_Existing_Food Preparation_Natural Gas_Steamer_E8_Baseline Forecast | Commercial | Retail | Existing | Food Preparation | Natural Gas | Steamer | E8 |  | Baseline Forecast | 0 | 0 | 0 | 0 | 0 | 0 | 0 | 0 | 0 | 0 | 0 | 0 | 0 | 0 | 0 | 0 | 0 | 0 | 0 | 0 | 0 | 0 | 0 | 0 | 0 | 0 | 0 | 0 | 0 | 0 | 0
Commercial_Retail_Existing_Food Preparation_Natural Gas_Steamer_E9_Baseline Forecast | Commercial | Retail | Existing | Food Preparation | Natural Gas | Steamer | E9 |  | Baseline Forecast | 0 | 0 | 0 | 0 | 0 | 0 | 0 | 0 | 0 | 0 | 0 | 0 | 0 | 0 | 0 | 0 | 0 | 0 | 0 | 0 | 0 | 0 | 0 | 0 | 0 | 0 | 0 | 0 | 0 | 0 | 0
Commercial_Retail_Existing_Food Preparation_Natural Gas_Steamer_E10_Baseline Forecast | Commercial | Retail | Existing | Food Preparation | Natural Gas | Steamer | E10 |  | Baseline Forecast | 0 | 0 | 0 | 0 | 0 | 0 | 0 | 0 | 0 | 0 | 0 | 0 | 0 | 0 | 0 | 0 | 0 | 0 | 0 | 0 | 0 | 0 | 0 | 0 | 0 | 0 | 0 | 0 | 0 | 0 | 0
Commercial_Retail_Existing_Food Preparation_Natural Gas_Steamer_Vintage_Baseline Forecast | Commercial | Retail | Existing | Food Preparation | Natural Gas | Steamer | Vintage | Vintage | Baseline Forecast | 448690.0986 | 423430.5079 | 396785.1479 | 369105.2584 | 340691.7594 | 311801.8701 | 282654.8708 | 253437.1195 | 224306.4181 | 195395.8131 | 170211.4638 | 148273.0974 | 129162.3426 | 112514.7518 | 98012.8504 | 85380.0831 | 74375.539 | 64789.3584 | 56438.73 | 49164.4048 | 42827.6593 | 37307.6499 | 32499.1083 | 28310.3344 | 24661.4468 | 21482.8604 | 18713.9584 | 16301.9371 | 14200.7985 | 12370.4734 | 10776.0568
Commercial_Retail_Existing_Food Preparation_Natural Gas_Food Prep Other_E1_Baseline Forecast | Commercial | Retail | Existing | Food Preparation | Natural Gas | Food Prep Other | E1 | Standard | Baseline Forecast | 0 | 13015.5974 | 29337.1522 | 48000.6756 | 68257.9475 | 89529.7491 | 111369.0929 | 133432.4899 | 155457.4138 | 177244.643 | 193218.5211 | 204656.8541 | 212561.0887 | 217715.7976 | 220735.7105 | 222102.3641 | 222192.8992 | 221302.574 | 219662.4888 | 217453.4152 | 214816.7251 | 211862.8726 | 208678.1036 | 205330.0098 | 201870.6411 | 198340.734 | 194771.872 | 191188.5146 | 187609.5028 | 184049.3016 | 180518.9183
Commercial_Retail_Existing_Food Preparation_Natural Gas_Food Prep Other_E2_Baseline Forecast | Commercial | Retail | Existing | Food Preparation | Natural Gas | Food Prep Other | E2 | ENERGY STAR | Baseline Forecast | 0 | 4573.0544 | 10307.6691 | 16865.1468 | 23982.6033 | 31456.4802 | 39129.7295 | 46881.6799 | 54620.1054 | 62275.0051 | 67887.3787 | 71906.2171 | 74683.2839 | 76494.3368 | 77555.3703 | 78035.5719 | 78067.4168 | 77754.6444 | 77178.4385 | 76402.3385 | 75476.003 | 74438.2472 | 73319.3629 | 72142.6448 | 70926.8281 | 69686.2117 | 68431.9086 | 67172.4915 | 65914.5833 | 64663.258 | 63422.4111
Commercial_Retail_Existing_Food Preparation_Natural Gas_Food Prep Other_E3_Baseline Forecast | Commercial | Retail | Existing | Food Preparation | Natural Gas | Food Prep Other | E3 |  | Baseline Forecast | 0 | 0 | 0 | 0 | 0 | 0 | 0 | 0 | 0 | 0 | 0 | 0 | 0 | 0 | 0 | 0 | 0 | 0 | 0 | 0 | 0 | 0 | 0 | 0 | 0 | 0 | 0 | 0 | 0 | 0 | 0
Commercial_Retail_Existing_Food Preparation_Natural Gas_Food Prep Other_E4_Baseline Forecast | Commercial | Retail | Existing | Food Preparation | Natural Gas | Food Prep Other | E4 |  | Baseline Forecast | 0 | 0 | 0 | 0 | 0 | 0 | 0 | 0 | 0 | 0 | 0 | 0 | 0 | 0 | 0 | 0 | 0 | 0 | 0 | 0 | 0 | 0 | 0 | 0 | 0 | 0 | 0 | 0 | 0 | 0 | 0
Commercial_Retail_Existing_Food Preparation_Natural Gas_Food Prep Other_E5_Baseline Forecast | Commercial | Retail | Existing | Food Preparation | Natural Gas | Food Prep Other | E5 |  | Baseline Forecast | 0 | 0 | 0 | 0 | 0 | 0 | 0 | 0 | 0 | 0 | 0 | 0 | 0 | 0 | 0 | 0 | 0 | 0 | 0 | 0 | 0 | 0 | 0 | 0 | 0 | 0 | 0 | 0 | 0 | 0 | 0
Commercial_Retail_Existing_Food Preparation_Natural Gas_Food Prep Other_E6_Baseline Forecast | Commercial | Retail | Existing | Food Preparation | Natural Gas | Food Prep Other | E6 |  | Baseline Forecast | 0 | 0 | 0 | 0 | 0 | 0 | 0 | 0 | 0 | 0 | 0 | 0 | 0 | 0 | 0 | 0 | 0 | 0 | 0 | 0 | 0 | 0 | 0 | 0 | 0 | 0 | 0 | 0 | 0 | 0 | 0
Commercial_Retail_Existing_Food Preparation_Natural Gas_Food Prep Other_E7_Baseline Forecast | Commercial | Retail | Existing | Food Preparation | Natural Gas | Food Prep Other | E7 |  | Baseline Forecast | 0 | 0 | 0 | 0 | 0 | 0 | 0 | 0 | 0 | 0 | 0 | 0 | 0 | 0 | 0 | 0 | 0 | 0 | 0 | 0 | 0 | 0 | 0 | 0 | 0 | 0 | 0 | 0 | 0 | 0 | 0
Commercial_Retail_Existing_Food Preparation_Natural Gas_Food Prep Other_E8_Baseline Forecast | Commercial | Retail | Existing | Food Preparation | Natural Gas | Food Prep Other | E8 |  | Baseline Forecast | 0 | 0 | 0 | 0 | 0 | 0 | 0 | 0 | 0 | 0 | 0 | 0 | 0 | 0 | 0 | 0 | 0 | 0 | 0 | 0 | 0 | 0 | 0 | 0 | 0 | 0 | 0 | 0 | 0 | 0 | 0
Commercial_Retail_Existing_Food Preparation_Natural Gas_Food Prep Other_E9_Baseline Forecast | Commercial | Retail | Existing | Food Preparation | Natural Gas | Food Prep Other | E9 |  | Baseline Forecast | 0 | 0 | 0 | 0 | 0 | 0 | 0 | 0 | 0 | 0 | 0 | 0 | 0 | 0 | 0 | 0 | 0 | 0 | 0 | 0 | 0 | 0 | 0 | 0 | 0 | 0 | 0 | 0 | 0 | 0 | 0
Commercial_Retail_Existing_Food Preparation_Natural Gas_Food Prep Other_E10_Baseline Forecast | Commercial | Retail | Existing | Food Preparation | Natural Gas | Food Prep Other | E10 |  | Baseline Forecast | 0 | 0 | 0 | 0 | 0 | 0 | 0 | 0 | 0 | 0 | 0 | 0 | 0 | 0 | 0 | 0 | 0 | 0 | 0 | 0 | 0 | 0 | 0 | 0 | 0 | 0 | 0 | 0 | 0 | 0 | 0
Commercial_Retail_Existing_Food Preparation_Natural Gas_Food Prep Other_Vintage_Baseline Forecast | Commercial | Retail | Existing | Food Preparation | Natural Gas | Food Prep Other | Vintage | Vintage | Baseline Forecast | 448690.0986 | 422127.6448 | 391277.1494 | 357437.7089 | 321616.9098 | 284594.0822 | 246969.8828 | 209205.1613 | 171651.4254 | 134574.7175 | 105506.5785 | 82717.1576 | 64850.2515 | 50842.5972 | 39860.5962 | 31250.7074 | 24500.5546 | 19208.4348 | 15059.4129 | 11806.5797 | 9256.3585 | 7256.9851 | 5689.4763 | 4460.5494 | 3497.0707 | 2741.7035 | 2149.4955 | 1685.2045 | 1321.2003 | 1035.821 | 812.0837
Commercial_Retail_Existing_Miscellaneous_Natural Gas_Pool Heater_E1_Baseline Forecast | Commercial | Retail | Existing | Miscellaneous | Natural Gas | Pool Heater | E1 | Standard (EF .82) | Baseline Forecast | 0 | 10951.5508 | 21105.5915 | 30568.2801 | 39420.1347 | 47739.5886 | 53930.0472 | 58454.7991 | 61677.0774 | 63889.562 | 65314.5388 | 66129.5836 | 66505.3209 | 66515.6959 | 66244.0815 | 65740.9643 | 65060.2549 | 64238.1143 | 63312.9688 | 62307.0283 | 61254.9472 | 60171.8109 | 59066.3517 | 58047.9591 | 57032.7701 | 56027.3785 | 55035.9938 | 54059.1253 | 53080.003 | 52103.7194 | 51131.2399
Commercial_Retail_Existing_Miscellaneous_Natural Gas_Pool Heater_E2_Baseline Forecast | Commercial | Retail | Existing | Miscellaneous | Natural Gas | Pool Heater | E2 | Condensing (EF .90) | Baseline Forecast | 0 | 1222.0012 | 2356.9011 | 3414.9533 | 4409.1949 | 5336.7671 | 6021.6937 | 6520.4463 | 6877.1339 | 7118.2862 | 7271.7338 | 7355.8513 | 7353.5013 | 7310.9372 | 7238.8889 | 7160.5167 | 7079.5219 | 7004.7861 | 6933.0742 | 6869.6462 | 6801.2669 | 6729.5282 | 6658.6601 | 6489.3249 | 6313.1578 | 6129.5522 | 5938.8886 | 5744.1543 | 5564.7607 | 5397.5879 | 5243.1213
Commercial_Retail_Existing_Miscellaneous_Natural Gas_Pool Heater_E3_Baseline Forecast | Commercial | Retail | Existing | Miscellaneous | Natural Gas | Pool Heater | E3 |  | Baseline Forecast | 0 | 0 | 0 | 0 | 0 | 0 | 0 | 0 | 0 | 0 | 0 | 0 | 0 | 0 | 0 | 0 | 0 | 0 | 0 | 0 | 0 | 0 | 0 | 0 | 0 | 0 | 0 | 0 | 0 | 0 | 0
Commercial_Retail_Existing_Miscellaneous_Natural Gas_Pool Heater_E4_Baseline Forecast | Commercial | Retail | Existing | Miscellaneous | Natural Gas | Pool Heater | E4 |  | Baseline Forecast | 0 | 0 | 0 | 0 | 0 | 0 | 0 | 0 | 0 | 0 | 0 | 0 | 0 | 0 | 0 | 0 | 0 | 0 | 0 | 0 | 0 | 0 | 0 | 0 | 0 | 0 | 0 | 0 | 0 | 0 | 0
Commercial_Retail_Existing_Miscellaneous_Natural Gas_Pool Heater_E5_Baseline Forecast | Commercial | Retail | Existing | Miscellaneous | Natural Gas | Pool Heater | E5 |  | Baseline Forecast | 0 | 0 | 0 | 0 | 0 | 0 | 0 | 0 | 0 | 0 | 0 | 0 | 0 | 0 | 0 | 0 | 0 | 0 | 0 | 0 | 0 | 0 | 0 | 0 | 0 | 0 | 0 | 0 | 0 | 0 | 0
Commercial_Retail_Existing_Miscellaneous_Natural Gas_Pool Heater_E6_Baseline Forecast | Commercial | Retail | Existing | Miscellaneous | Natural Gas | Pool Heater | E6 |  | Baseline Forecast | 0 | 0 | 0 | 0 | 0 | 0 | 0 | 0 | 0 | 0 | 0 | 0 | 0 | 0 | 0 | 0 | 0 | 0 | 0 | 0 | 0 | 0 | 0 | 0 | 0 | 0 | 0 | 0 | 0 | 0 | 0
Commercial_Retail_Existing_Miscellaneous_Natural Gas_Pool Heater_E7_Baseline Forecast | Commercial | Retail | Existing | Miscellaneous | Natural Gas | Pool Heater | E7 |  | Baseline Forecast | 0 | 0 | 0 | 0 | 0 | 0 | 0 | 0 | 0 | 0 | 0 | 0 | 0 | 0 | 0 | 0 | 0 | 0 | 0 | 0 | 0 | 0 | 0 | 0 | 0 | 0 | 0 | 0 | 0 | 0 | 0
Commercial_Retail_Existing_Miscellaneous_Natural Gas_Pool Heater_E8_Baseline Forecast | Commercial | Retail | Existing | Miscellaneous | Natural Gas | Pool Heater | E8 |  | Baseline Forecast | 0 | 0 | 0 | 0 | 0 | 0 | 0 | 0 | 0 | 0 | 0 | 0 | 0 | 0 | 0 | 0 | 0 | 0 | 0 | 0 | 0 | 0 | 0 | 0 | 0 | 0 | 0 | 0 | 0 | 0 | 0
Commercial_Retail_Existing_Miscellaneous_Natural Gas_Pool Heater_E9_Baseline Forecast | Commercial | Retail | Existing | Miscellaneous | Natural Gas | Pool Heater | E9 |  | Baseline Forecast | 0 | 0 | 0 | 0 | 0 | 0 | 0 | 0 | 0 | 0 | 0 | 0 | 0 | 0 | 0 | 0 | 0 | 0 | 0 | 0 | 0 | 0 | 0 | 0 | 0 | 0 | 0 | 0 | 0 | 0 | 0
Commercial_Retail_Existing_Miscellaneous_Natural Gas_Pool Heater_E10_Baseline Forecast | Commercial | Retail | Existing | Miscellaneous | Natural Gas | Pool Heater | E10 |  | Baseline Forecast | 0 | 0 | 0 | 0 | 0 | 0 | 0 | 0 | 0 | 0 | 0 | 0 | 0 | 0 | 0 | 0 | 0 | 0 | 0 | 0 | 0 | 0 | 0 | 0 | 0 | 0 | 0 | 0 | 0 | 0 | 0
Commercial_Retail_Existing_Miscellaneous_Natural Gas_Pool Heater_Vintage_Baseline Forecast | Commercial | Retail | Existing | Miscellaneous | Natural Gas | Pool Heater | Vintage | Vintage | Baseline Forecast | 103516.5988 | 89272.7148 | 75954.8489 | 63445.7613 | 51651.0852 | 40494.4508 | 31747.6494 | 24890.1571 | 19513.8832 | 15298.8844 | 11994.3254 | 9403.5511 | 7372.3841 | 5779.9491 | 4531.4801 | 3552.6804 | 2785.3014 | 2183.6763 | 1712.0022 | 1342.2098 | 1052.2924 | 824.9973 | 646.7979 | 507.0895 | 397.5582 | 311.6856 | 244.3615 | 191.5794 | 150.1983 | 117.7555 | 92.3203
Commercial_Retail_Existing_Miscellaneous_Natural Gas_Miscellaneous_E1_Baseline Forecast | Commercial | Retail | Existing | Miscellaneous | Natural Gas | Miscellaneous | E1 | Standard | Baseline Forecast | 0 | 3382977.9061 | 7262125.905 | 11515205.7285 | 14979492.3809 | 17783358.7775 | 20034594.8471 | 21823701.6761 | 23226658.5724 | 24307247.382 | 25119004.8984 | 25706862.8702 | 26108525.5914 | 26355627.0617 | 26474702.9854 | 26488007.2362 | 26414197.6723 | 26268912.2068 | 26065252.6925 | 25814191.3717 | 25524912.2801 | 25205098.0125 | 24861170.5939 | 24498493.7969 | 24121543.0775 | 23734048.3074 | 23339113.6581 | 22939318.2911 | 22536800.9265 | 22133330.8689 | 21730367.6588
Commercial_Retail_Existing_Miscellaneous_Natural Gas_Miscellaneous_E2_Baseline Forecast | Commercial | Retail | Existing | Miscellaneous | Natural Gas | Miscellaneous | E2 |  | Baseline Forecast | 0 | 0 | 0 | 0 | 0 | 0 | 0 | 0 | 0 | 0 | 0 | 0 | 0 | 0 | 0 | 0 | 0 | 0 | 0 | 0 | 0 | 0 | 0 | 0 | 0 | 0 | 0 | 0 | 0 | 0 | 0
Commercial_Retail_Existing_Miscellaneous_Natural Gas_Miscellaneous_E3_Baseline Forecast | Commercial | Retail | Existing | Miscellaneous | Natural Gas | Miscellaneous | E3 |  | Baseline Forecast | 0 | 0 | 0 | 0 | 0 | 0 | 0 | 0 | 0 | 0 | 0 | 0 | 0 | 0 | 0 | 0 | 0 | 0 | 0 | 0 | 0 | 0 | 0 | 0 | 0 | 0 | 0 | 0 | 0 | 0 | 0
Commercial_Retail_Existing_Miscellaneous_Natural Gas_Miscellaneous_E4_Baseline Forecast | Commercial | Retail | Existing | Miscellaneous | Natural Gas | Miscellaneous | E4 |  | Baseline Forecast | 0 | 0 | 0 | 0 | 0 | 0 | 0 | 0 | 0 | 0 | 0 | 0 | 0 | 0 | 0 | 0 | 0 | 0 | 0 | 0 | 0 | 0 | 0 | 0 | 0 | 0 | 0 | 0 | 0 | 0 | 0
Commercial_Retail_Existing_Miscellaneous_Natural Gas_Miscellaneous_E5_Baseline Forecast | Commercial | Retail | Existing | Miscellaneous | Natural Gas | Miscellaneous | E5 |  | Baseline Forecast | 0 | 0 | 0 | 0 | 0 | 0 | 0 | 0 | 0 | 0 | 0 | 0 | 0 | 0 | 0 | 0 | 0 | 0 | 0 | 0 | 0 | 0 | 0 | 0 | 0 | 0 | 0 | 0 | 0 | 0 | 0
Commercial_Retail_Existing_Miscellaneous_Natural Gas_Miscellaneous_E6_Baseline Forecast | Commercial | Retail | Existing | Miscellaneous | Natural Gas | Miscellaneous | E6 |  | Baseline Forecast | 0 | 0 | 0 | 0 | 0 | 0 | 0 | 0 | 0 | 0 | 0 | 0 | 0 | 0 | 0 | 0 | 0 | 0 | 0 | 0 | 0 | 0 | 0 | 0 | 0 | 0 | 0 | 0 | 0 | 0 | 0
Commercial_Retail_Existing_Miscellaneous_Natural Gas_Miscellaneous_E7_Baseline Forecast | Commercial | Retail | Existing | Miscellaneous | Natural Gas | Miscellaneous | E7 |  | Baseline Forecast | 0 | 0 | 0 | 0 | 0 | 0 | 0 | 0 | 0 | 0 | 0 | 0 | 0 | 0 | 0 | 0 | 0 | 0 | 0 | 0 | 0 | 0 | 0 | 0 | 0 | 0 | 0 | 0 | 0 | 0 | 0
Commercial_Retail_Existing_Miscellaneous_Natural Gas_Miscellaneous_E8_Baseline Forecast | Commercial | Retail | Existing | Miscellaneous | Natural Gas | Miscellaneous | E8 |  | Baseline Forecast | 0 | 0 | 0 | 0 | 0 | 0 | 0 | 0 | 0 | 0 | 0 | 0 | 0 | 0 | 0 | 0 | 0 | 0 | 0 | 0 | 0 | 0 | 0 | 0 | 0 | 0 | 0 | 0 | 0 | 0 | 0
Commercial_Retail_Existing_Miscellaneous_Natural Gas_Miscellaneous_E9_Baseline Forecast | Commercial | Retail | Existing | Miscellaneous | Natural Gas | Miscellaneous | E9 |  | Baseline Forecast | 0 | 0 | 0 | 0 | 0 | 0 | 0 | 0 | 0 | 0 | 0 | 0 | 0 | 0 | 0 | 0 | 0 | 0 | 0 | 0 | 0 | 0 | 0 | 0 | 0 | 0 | 0 | 0 | 0 | 0 | 0
Commercial_Retail_Existing_Miscellaneous_Natural Gas_Miscellaneous_E10_Baseline Forecast | Commercial | Retail | Existing | Miscellaneous | Natural Gas | Miscellaneous | E10 |  | Baseline Forecast | 0 | 0 | 0 | 0 | 0 | 0 | 0 | 0 | 0 | 0 | 0 | 0 | 0 | 0 | 0 | 0 | 0 | 0 | 0 | 0 | 0 | 0 | 0 | 0 | 0 | 0 | 0 | 0 | 0 | 0 | 0
Commercial_Retail_Existing_Miscellaneous_Natural Gas_Miscellaneous_Vintage_Baseline Forecast | Commercial | Retail | Existing | Miscellaneous | Natural Gas | Miscellaneous | Vintage | Vintage | Baseline Forecast | 40273546.5008 | 36085097.6647 | 31416588.1543 | 26389934.0496 | 22167544.6017 | 18620737.4654 | 15641419.471 | 13138792.3556 | 11036585.5787 | 9270731.8861 | 7787414.7843 | 6541428.4188 | 5494799.8718 | 4615631.8923 | 3877130.7896 | 3256789.8632 | 2735703.4851 | 2297990.9275 | 1930312.3791 | 1621462.3984 | 1362028.4147 | 1144103.8683 | 961047.2494 | 807279.6895 | 678114.9392 | 569616.5489 | 478477.9011 | 401921.4369 | 337614.007 | 283595.7659 | 238220.4433
Commercial_Retail_New_Space Heating_Natural Gas_Furnace_E1_Baseline Forecast | Commercial | Retail | New | Space Heating | Natural Gas | Furnace | E1 | AFUE 80% (Standard) | Baseline Forecast | 0 | 0 | 0 | 0 | 0 | 0 | 0 | 0 | 0 | 0 | 0 | 0 | 0 | 0 | 0 | 0 | 0 | 0 | 0 | 0 | 0 | 0 | 0 | 0 | 0 | 0 | 0 | 0 | 0 | 0 | 0
Commercial_Retail_New_Space Heating_Natural Gas_Furnace_E2_Baseline Forecast | Commercial | Retail | New | Space Heating | Natural Gas | Furnace | E2 | AFUE 90% | Baseline Forecast | 0 | 0 | 0 | 0 | 0 | 0 | 0 | 0 | 0 | 0 | 0 | 0 | 0 | 0 | 0 | 0 | 0 | 0 | 0 | 0 | 0 | 0 | 0 | 0 | 0 | 0 | 0 | 0 | 0 | 0 | 0
Commercial_Retail_New_Space Heating_Natural Gas_Furnace_E3_Baseline Forecast | Commercial | Retail | New | Space Heating | Natural Gas | Furnace | E3 | AFUE 95% | Baseline Forecast | 0 | 0 | 0 | 0 | 0 | 0 | 0 | 0 | 0 | 0 | 0 | 0 | 0 | 0 | 0 | 0 | 0 | 0 | 0 | 0 | 0 | 0 | 0 | 0 | 0 | 0 | 0 | 0 | 0 | 0 | 0
Commercial_Retail_New_Space Heating_Natural Gas_Furnace_E4_Baseline Forecast | Commercial | Retail | New | Space Heating | Natural Gas | Furnace | E4 |  | Baseline Forecast | 0 | 0 | 0 | 0 | 0 | 0 | 0 | 0 | 0 | 0 | 0 | 0 | 0 | 0 | 0 | 0 | 0 | 0 | 0 | 0 | 0 | 0 | 0 | 0 | 0 | 0 | 0 | 0 | 0 | 0 | 0
Commercial_Retail_New_Space Heating_Natural Gas_Furnace_E5_Baseline Forecast | Commercial | Retail | New | Space Heating | Natural Gas | Furnace | E5 |  | Baseline Forecast | 0 | 0 | 0 | 0 | 0 | 0 | 0 | 0 | 0 | 0 | 0 | 0 | 0 | 0 | 0 | 0 | 0 | 0 | 0 | 0 | 0 | 0 | 0 | 0 | 0 | 0 | 0 | 0 | 0 | 0 | 0
Commercial_Retail_New_Space Heating_Natural Gas_Furnace_E6_Baseline Forecast | Commercial | Retail | New | Space Heating | Natural Gas | Furnace | E6 |  | Baseline Forecast | 0 | 0 | 0 | 0 | 0 | 0 | 0 | 0 | 0 | 0 | 0 | 0 | 0 | 0 | 0 | 0 | 0 | 0 | 0 | 0 | 0 | 0 | 0 | 0 | 0 | 0 | 0 | 0 | 0 | 0 | 0
Commercial_Retail_New_Space Heating_Natural Gas_Furnace_E7_Baseline Forecast | Commercial | Retail | New | Space Heating | Natural Gas | Furnace | E7 |  | Baseline Forecast | 0 | 0 | 0 | 0 | 0 | 0 | 0 | 0 | 0 | 0 | 0 | 0 | 0 | 0 | 0 | 0 | 0 | 0 | 0 | 0 | 0 | 0 | 0 | 0 | 0 | 0 | 0 | 0 | 0 | 0 | 0
Commercial_Retail_New_Space Heating_Natural Gas_Furnace_E8_Baseline Forecast | Commercial | Retail | New | Space Heating | Natural Gas | Furnace | E8 |  | Baseline Forecast | 0 | 0 | 0 | 0 | 0 | 0 | 0 | 0 | 0 | 0 | 0 | 0 | 0 | 0 | 0 | 0 | 0 | 0 | 0 | 0 | 0 | 0 | 0 | 0 | 0 | 0 | 0 | 0 | 0 | 0 | 0
Commercial_Retail_New_Space Heating_Natural Gas_Furnace_E9_Baseline Forecast | Commercial | Retail | New | Space Heating | Natural Gas | Furnace | E9 |  | Baseline Forecast | 0 | 0 | 0 | 0 | 0 | 0 | 0 | 0 | 0 | 0 | 0 | 0 | 0 | 0 | 0 | 0 | 0 | 0 | 0 | 0 | 0 | 0 | 0 | 0 | 0 | 0 | 0 | 0 | 0 | 0 | 0
Commercial_Retail_New_Space Heating_Natural Gas_Furnace_E10_Baseline Forecast | Commercial | Retail | New | Space Heating | Natural Gas | Furnace | E10 |  | Baseline Forecast | 0 | 0 | 0 | 0 | 0 | 0 | 0 | 0 | 0 | 0 | 0 | 0 | 0 | 0 | 0 | 0 | 0 | 0 | 0 | 0 | 0 | 0 | 0 | 0 | 0 | 0 | 0 | 0 | 0 | 0 | 0
Commercial_Retail_New_Space Heating_Natural Gas_Furnace_Vintage_Baseline Forecast | Commercial | Retail | New | Space Heating | Natural Gas | Furnace | Vintage | Vintage | Baseline Forecast | 0 | 0 | 0 | 0 | 0 | 0 | 0 | 0 | 0 | 0 | 0 | 0 | 0 | 0 | 0 | 0 | 0 | 0 | 0 | 0 | 0 | 0 | 0 | 0 | 0 | 0 | 0 | 0 | 0 | 0 | 0
Commercial_Retail_New_Space Heating_Natural Gas_Boiler_E1_Baseline Forecast | Commercial | Retail | New | Space Heating | Natural Gas | Boiler | E1 | AFUE 80% (Standard) | Baseline Forecast | 0 | 0 | 0 | 0 | 0 | 0 | 0 | 0 | 0 | 0 | 0 | 0 | 0 | 0 | 0 | 0 | 0 | 0 | 0 | 0 | 0 | 0 | 0 | 0 | 0 | 0 | 0 | 0 | 0 | 0 | 0
Commercial_Retail_New_Space Heating_Natural Gas_Boiler_E2_Baseline Forecast | Commercial | Retail | New | Space Heating | Natural Gas | Boiler | E2 | AFUE 85% | Baseline Forecast | 0 | 0 | 0 | 0 | 0 | 0 | 0 | 0 | 0 | 0 | 0 | 0 | 0 | 0 | 0 | 0 | 0 | 0 | 0 | 0 | 0 | 0 | 0 | 0 | 0 | 0 | 0 | 0 | 0 | 0 | 0
Commercial_Retail_New_Space Heating_Natural Gas_Boiler_E3_Baseline Forecast | Commercial | Retail | New | Space Heating | Natural Gas | Boiler | E3 | AFUE 98% | Baseline Forecast | 0 | 0 | 0 | 0 | 0 | 0 | 0 | 0 | 0 | 0 | 0 | 0 | 0 | 0 | 0 | 0 | 0 | 0 | 0 | 0 | 0 | 0 | 0 | 0 | 0 | 0 | 0 | 0 | 0 | 0 | 0
Commercial_Retail_New_Space Heating_Natural Gas_Boiler_E4_Baseline Forecast | Commercial | Retail | New | Space Heating | Natural Gas | Boiler | E4 | Convert to NG Air Source Heat Pump | Baseline Forecast | 0 | 0 | 0 | 0 | 0 | 0 | 0 | 0 | 0 | 0 | 0 | 0 | 0 | 0 | 0 | 0 | 0 | 0 | 0 | 0 | 0 | 0 | 0 | 0 | 0 | 0 | 0 | 0 | 0 | 0 | 0
Commercial_Retail_New_Space Heating_Natural Gas_Boiler_E5_Baseline Forecast | Commercial | Retail | New | Space Heating | Natural Gas | Boiler | E5 |  | Baseline Forecast | 0 | 0 | 0 | 0 | 0 | 0 | 0 | 0 | 0 | 0 | 0 | 0 | 0 | 0 | 0 | 0 | 0 | 0 | 0 | 0 | 0 | 0 | 0 | 0 | 0 | 0 | 0 | 0 | 0 | 0 | 0
Commercial_Retail_New_Space Heating_Natural Gas_Boiler_E6_Baseline Forecast | Commercial | Retail | New | Space Heating | Natural Gas | Boiler | E6 |  | Baseline Forecast | 0 | 0 | 0 | 0 | 0 | 0 | 0 | 0 | 0 | 0 | 0 | 0 | 0 | 0 | 0 | 0 | 0 | 0 | 0 | 0 | 0 | 0 | 0 | 0 | 0 | 0 | 0 | 0 | 0 | 0 | 0
Commercial_Retail_New_Space Heating_Natural Gas_Boiler_E7_Baseline Forecast | Commercial | Retail | New | Space Heating | Natural Gas | Boiler | E7 |  | Baseline Forecast | 0 | 0 | 0 | 0 | 0 | 0 | 0 | 0 | 0 | 0 | 0 | 0 | 0 | 0 | 0 | 0 | 0 | 0 | 0 | 0 | 0 | 0 | 0 | 0 | 0 | 0 | 0 | 0 | 0 | 0 | 0
Commercial_Retail_New_Space Heating_Natural Gas_Boiler_E8_Baseline Forecast | Commercial | Retail | New | Space Heating | Natural Gas | Boiler | E8 |  | Baseline Forecast | 0 | 0 | 0 | 0 | 0 | 0 | 0 | 0 | 0 | 0 | 0 | 0 | 0 | 0 | 0 | 0 | 0 | 0 | 0 | 0 | 0 | 0 | 0 | 0 | 0 | 0 | 0 | 0 | 0 | 0 | 0
Commercial_Retail_New_Space Heating_Natural Gas_Boiler_E9_Baseline Forecast | Commercial | Retail | New | Space Heating | Natural Gas | Boiler | E9 |  | Baseline Forecast | 0 | 0 | 0 | 0 | 0 | 0 | 0 | 0 | 0 | 0 | 0 | 0 | 0 | 0 | 0 | 0 | 0 | 0 | 0 | 0 | 0 | 0 | 0 | 0 | 0 | 0 | 0 | 0 | 0 | 0 | 0
Commercial_Retail_New_Space Heating_Natural Gas_Boiler_E10_Baseline Forecast | Commercial | Retail | New | Space Heating | Natural Gas | Boiler | E10 |  | Baseline Forecast | 0 | 0 | 0 | 0 | 0 | 0 | 0 | 0 | 0 | 0 | 0 | 0 | 0 | 0 | 0 | 0 | 0 | 0 | 0 | 0 | 0 | 0 | 0 | 0 | 0 | 0 | 0 | 0 | 0 | 0 | 0
Commercial_Retail_New_Space Heating_Natural Gas_Boiler_Vintage_Baseline Forecast | Commercial | Retail | New | Space Heating | Natural Gas | Boiler | Vintage | Vintage | Baseline Forecast | 0 | 0 | 0 | 0 | 0 | 0 | 0 | 0 | 0 | 0 | 0 | 0 | 0 | 0 | 0 | 0 | 0 | 0 | 0 | 0 | 0 | 0 | 0 | 0 | 0 | 0 | 0 | 0 | 0 | 0 | 0
Commercial_Retail_New_Space Heating_Natural Gas_Unit Heater_E1_Baseline Forecast | Commercial | Retail | New | Space Heating | Natural Gas | Unit Heater | E1 | Standard | Baseline Forecast | 0 | 136879.7117 | 275014.6487 | 421460.5221 | 501838.1225 | 501838.1225 | 501838.1225 | 501838.1225 | 501838.1225 | 501838.1225 | 501838.1225 | 482283.878 | 445789.5346 | 393587.8297 | 337360.9969 | 289166.5687 | 247857.0589 | 212448.9076 | 142218.1808 | 81654.696 | 27321.6868 | 0 | 0 | 0 | 0 | 0 | 0 | 0 | 0 | 0 | 0
Commercial_Retail_New_Space Heating_Natural Gas_Unit Heater_E2_Baseline Forecast | Commercial | Retail | New | Space Heating | Natural Gas | Unit Heater | E2 | Condensing | Baseline Forecast | 0 | 0 | 0 | 0 | 0 | 65483.9153 | 130010.3211 | 193600.1158 | 256273.7889 | 318051.4294 | 378952.7333 | 458551.2567 | 554251.7885 | 664840.156 | 778652.3287 | 883648.6225 | 980994.0244 | 1071689.2545 | 1196475.0733 | 1310878.1627 | 1418351.4683 | 1498130.0088 | 1549918.9773 | 1601055.3169 | 1651553.9886 | 1701429.6639 | 1750696.7311 | 1799369.3004 | 1847461.2101 | 1894986.0315 | 1941957.0749
Commercial_Retail_New_Space Heating_Natural Gas_Unit Heater_E3_Baseline Forecast | Commercial | Retail | New | Space Heating | Natural Gas | Unit Heater | E3 | Infrared Radiant | Baseline Forecast | 0 | 0 | 0 | 0 | 0 | 0 | 0 | 0 | 0 | 0 | 0 | 0 | 0 | 0 | 0 | 0 | 0 | 0 | 0 | 0 | 0 | 0 | 0 | 0 | 0 | 0 | 0 | 0 | 0 | 0 | 0
Commercial_Retail_New_Space Heating_Natural Gas_Unit Heater_E4_Baseline Forecast | Commercial | Retail | New | Space Heating | Natural Gas | Unit Heater | E4 |  | Baseline Forecast | 0 | 0 | 0 | 0 | 0 | 0 | 0 | 0 | 0 | 0 | 0 | 0 | 0 | 0 | 0 | 0 | 0 | 0 | 0 | 0 | 0 | 0 | 0 | 0 | 0 | 0 | 0 | 0 | 0 | 0 | 0
Commercial_Retail_New_Space Heating_Natural Gas_Unit Heater_E5_Baseline Forecast | Commercial | Retail | New | Space Heating | Natural Gas | Unit Heater | E5 |  | Baseline Forecast | 0 | 0 | 0 | 0 | 0 | 0 | 0 | 0 | 0 | 0 | 0 | 0 | 0 | 0 | 0 | 0 | 0 | 0 | 0 | 0 | 0 | 0 | 0 | 0 | 0 | 0 | 0 | 0 | 0 | 0 | 0
Commercial_Retail_New_Space Heating_Natural Gas_Unit Heater_E6_Baseline Forecast | Commercial | Retail | New | Space Heating | Natural Gas | Unit Heater | E6 |  | Baseline Forecast | 0 | 0 | 0 | 0 | 0 | 0 | 0 | 0 | 0 | 0 | 0 | 0 | 0 | 0 | 0 | 0 | 0 | 0 | 0 | 0 | 0 | 0 | 0 | 0 | 0 | 0 | 0 | 0 | 0 | 0 | 0
Commercial_Retail_New_Space Heating_Natural Gas_Unit Heater_E7_Baseline Forecast | Commercial | Retail | New | Space Heating | Natural Gas | Unit Heater | E7 |  | Baseline Forecast | 0 | 0 | 0 | 0 | 0 | 0 | 0 | 0 | 0 | 0 | 0 | 0 | 0 | 0 | 0 | 0 | 0 | 0 | 0 | 0 | 0 | 0 | 0 | 0 | 0 | 0 | 0 | 0 | 0 | 0 | 0
Commercial_Retail_New_Space Heating_Natural Gas_Unit Heater_E8_Baseline Forecast | Commercial | Retail | New | Space Heating | Natural Gas | Unit Heater | E8 |  | Baseline Forecast | 0 | 0 | 0 | 0 | 0 | 0 | 0 | 0 | 0 | 0 | 0 | 0 | 0 | 0 | 0 | 0 | 0 | 0 | 0 | 0 | 0 | 0 | 0 | 0 | 0 | 0 | 0 | 0 | 0 | 0 | 0
Commercial_Retail_New_Space Heating_Natural Gas_Unit Heater_E9_Baseline Forecast | Commercial | Retail | New | Space Heating | Natural Gas | Unit Heater | E9 |  | Baseline Forecast | 0 | 0 | 0 | 0 | 0 | 0 | 0 | 0 | 0 | 0 | 0 | 0 | 0 | 0 | 0 | 0 | 0 | 0 | 0 | 0 | 0 | 0 | 0 | 0 | 0 | 0 | 0 | 0 | 0 | 0 | 0
Commercial_Retail_New_Space Heating_Natural Gas_Unit Heater_E10_Baseline Forecast | Commercial | Retail | New | Space Heating | Natural Gas | Unit Heater | E10 |  | Baseline Forecast | 0 | 0 | 0 | 0 | 0 | 0 | 0 | 0 | 0 | 0 | 0 | 0 | 0 | 0 | 0 | 0 | 0 | 0 | 0 | 0 | 0 | 0 | 0 | 0 | 0 | 0 | 0 | 0 | 0 | 0 | 0
Commercial_Retail_New_Space Heating_Natural Gas_Unit Heater_Vintage_Baseline Forecast | Commercial | Retail | New | Space Heating | Natural Gas | Unit Heater | Vintage | Vintage | Baseline Forecast | 0 | 0 | 0 | 0 | 0 | 0 | 0 | 0 | 0 | 0 | 0 | 0 | 0 | 0 | 0 | 0 | 0 | 0 | 0 | 0 | 0 | 0 | 0 | 0 | 0 | 0 | 0 | 0 | 0 | 0 | 0
Commercial_Retail_New_Water Heating_Natural Gas_Water Heater_E1_Baseline Forecast | Commercial | Retail | New | Water Heating | Natural Gas | Water Heater | E1 | TE 0.80 | Baseline Forecast | 0 | 0 | 0 | 0 | 0 | 0 | 0 | 0 | 0 | 0 | 0 | 0 | 0 | 0 | 0 | 0 | 0 | 0 | 0 | 0 | 0 | 0 | 0 | 0 | 0 | 0 | 0 | 0 | 0 | 0 | 0
Commercial_Retail_New_Water Heating_Natural Gas_Water Heater_E2_Baseline Forecast | Commercial | Retail | New | Water Heating | Natural Gas | Water Heater | E2 | TE 0.90 | Baseline Forecast | 0 | 0 | 0 | 0 | 0 | 0 | 0 | 0 | 0 | 0 | 0 | 0 | 0 | 0 | 0 | 0 | 0 | 0 | 0 | 0 | 0 | 0 | 0 | 0 | 0 | 0 | 0 | 0 | 0 | 0 | 0
Commercial_Retail_New_Water Heating_Natural Gas_Water Heater_E3_Baseline Forecast | Commercial | Retail | New | Water Heating | Natural Gas | Water Heater | E3 | TE 0.94 | Baseline Forecast | 0 | 0 | 0 | 0 | 0 | 0 | 0 | 0 | 0 | 0 | 0 | 0 | 0 | 0 | 0 | 0 | 0 | 0 | 0 | 0 | 0 | 0 | 0 | 0 | 0 | 0 | 0 | 0 | 0 | 0 | 0
Commercial_Retail_New_Water Heating_Natural Gas_Water Heater_E4_Baseline Forecast | Commercial | Retail | New | Water Heating | Natural Gas | Water Heater | E4 | Instantaneous TE 0.94 | Baseline Forecast | 0 | 0 | 0 | 0 | 0 | 0 | 0 | 0 | 0 | 0 | 0 | 0 | 0 | 0 | 0 | 0 | 0 | 0 | 0 | 0 | 0 | 0 | 0 | 0 | 0 | 0 | 0 | 0 | 0 | 0 | 0
Commercial_Retail_New_Water Heating_Natural Gas_Water Heater_E5_Baseline Forecast | Commercial | Retail | New | Water Heating | Natural Gas | Water Heater | E5 | Gas-Fired Absorption HPWH | Baseline Forecast | 0 | 0 | 0 | 0 | 0 | 0 | 0 | 0 | 0 | 0 | 0 | 0 | 0 | 0 | 0 | 0 | 0 | 0 | 0 | 0 | 0 | 0 | 0 | 0 | 0 | 0 | 0 | 0 | 0 | 0 | 0
Commercial_Retail_New_Water Heating_Natural Gas_Water Heater_E6_Baseline Forecast | Commercial | Retail | New | Water Heating | Natural Gas | Water Heater | E6 |  | Baseline Forecast | 0 | 0 | 0 | 0 | 0 | 0 | 0 | 0 | 0 | 0 | 0 | 0 | 0 | 0 | 0 | 0 | 0 | 0 | 0 | 0 | 0 | 0 | 0 | 0 | 0 | 0 | 0 | 0 | 0 | 0 | 0
Commercial_Retail_New_Water Heating_Natural Gas_Water Heater_E7_Baseline Forecast | Commercial | Retail | New | Water Heating | Natural Gas | Water Heater | E7 |  | Baseline Forecast | 0 | 0 | 0 | 0 | 0 | 0 | 0 | 0 | 0 | 0 | 0 | 0 | 0 | 0 | 0 | 0 | 0 | 0 | 0 | 0 | 0 | 0 | 0 | 0 | 0 | 0 | 0 | 0 | 0 | 0 | 0
Commercial_Retail_New_Water Heating_Natural Gas_Water Heater_E8_Baseline Forecast | Commercial | Retail | New | Water Heating | Natural Gas | Water Heater | E8 |  | Baseline Forecast | 0 | 0 | 0 | 0 | 0 | 0 | 0 | 0 | 0 | 0 | 0 | 0 | 0 | 0 | 0 | 0 | 0 | 0 | 0 | 0 | 0 | 0 | 0 | 0 | 0 | 0 | 0 | 0 | 0 | 0 | 0
Commercial_Retail_New_Water Heating_Natural Gas_Water Heater_E9_Baseline Forecast | Commercial | Retail | New | Water Heating | Natural Gas | Water Heater | E9 |  | Baseline Forecast | 0 | 0 | 0 | 0 | 0 | 0 | 0 | 0 | 0 | 0 | 0 | 0 | 0 | 0 | 0 | 0 | 0 | 0 | 0 | 0 | 0 | 0 | 0 | 0 | 0 | 0 | 0 | 0 | 0 | 0 | 0
Commercial_Retail_New_Water Heating_Natural Gas_Water Heater_E10_Baseline Forecast | Commercial | Retail | New | Water Heating | Natural Gas | Water Heater | E10 |  | Baseline Forecast | 0 | 0 | 0 | 0 | 0 | 0 | 0 | 0 | 0 | 0 | 0 | 0 | 0 | 0 | 0 | 0 | 0 | 0 | 0 | 0 | 0 | 0 | 0 | 0 | 0 | 0 | 0 | 0 | 0 | 0 | 0
Commercial_Retail_New_Water Heating_Natural Gas_Water Heater_Vintage_Baseline Forecast | Commercial | Retail | New | Water Heating | Natural Gas | Water Heater | Vintage | Vintage | Baseline Forecast | 0 | 0 | 0 | 0 | 0 | 0 | 0 | 0 | 0 | 0 | 0 | 0 | 0 | 0 | 0 | 0 | 0 | 0 | 0 | 0 | 0 | 0 | 0 | 0 | 0 | 0 | 0 | 0 | 0 | 0 | 0
Commercial_Retail_New_Food Preparation_Natural Gas_Oven_E1_Baseline Forecast | Commercial | Retail | New | Food Preparation | Natural Gas | Oven | E1 | Standard | Baseline Forecast | 0 | 15212.081 | 30552.3832 | 46803.3286 | 55712.2475 | 63002.1862 | 70212.0009 | 77331.2346 | 84353.2913 | 91282.891 | 98111.7917 | 104830.9216 | 111566.3692 | 118172.8978 | 124629.2637 | 130938.2407 | 137150.6309 | 143270.316 | 149326.4609 | 155281.3102 | 161136.3826 | 166876.3408 | 172513.0692 | 178746.3133 | 184949.5503 | 191179.8179 | 197420.7234 | 203620.287 | 209786.8919 | 215920.2229 | 222024.1071
Commercial_Retail_New_Food Preparation_Natural Gas_Oven_E2_Baseline Forecast | Commercial | Retail | New | Food Preparation | Natural Gas | Oven | E2 | ENERGY STAR (EF ≥ 44%) Convection Oven utilizing ASTM Std F1496 | Baseline Forecast | 0 | 21929.6644 | 44071.7079 | 67558.2464 | 80459.4579 | 90938.3097 | 101237.4692 | 111373.0641 | 121357.2502 | 131190.7585 | 140887.1756 | 150460.8132 | 159790.7206 | 169027.1722 | 178196.3509 | 187300.326 | 196293.0441 | 205175.2798 | 213922.4341 | 222576.7396 | 231141.0676 | 239635.0603 | 248051.055 | 255693.4458 | 263192.8152 | 270496.1064 | 277623.6165 | 284631.1539 | 291514.0904 | 298276.4237 | 304917.9385
Commercial_Retail_New_Food Preparation_Natural Gas_Oven_E3_Baseline Forecast | Commercial | Retail | New | Food Preparation | Natural Gas | Oven | E3 |  | Baseline Forecast | 0 | 0 | 0 | 0 | 0 | 0 | 0 | 0 | 0 | 0 | 0 | 0 | 0 | 0 | 0 | 0 | 0 | 0 | 0 | 0 | 0 | 0 | 0 | 0 | 0 | 0 | 0 | 0 | 0 | 0 | 0
Commercial_Retail_New_Food Preparation_Natural Gas_Oven_E4_Baseline Forecast | Commercial | Retail | New | Food Preparation | Natural Gas | Oven | E4 |  | Baseline Forecast | 0 | 0 | 0 | 0 | 0 | 0 | 0 | 0 | 0 | 0 | 0 | 0 | 0 | 0 | 0 | 0 | 0 | 0 | 0 | 0 | 0 | 0 | 0 | 0 | 0 | 0 | 0 | 0 | 0 | 0 | 0
Commercial_Retail_New_Food Preparation_Natural Gas_Oven_E5_Baseline Forecast | Commercial | Retail | New | Food Preparation | Natural Gas | Oven | E5 |  | Baseline Forecast | 0 | 0 | 0 | 0 | 0 | 0 | 0 | 0 | 0 | 0 | 0 | 0 | 0 | 0 | 0 | 0 | 0 | 0 | 0 | 0 | 0 | 0 | 0 | 0 | 0 | 0 | 0 | 0 | 0 | 0 | 0
Commercial_Retail_New_Food Preparation_Natural Gas_Oven_E6_Baseline Forecast | Commercial | Retail | New | Food Preparation | Natural Gas | Oven | E6 |  | Baseline Forecast | 0 | 0 | 0 | 0 | 0 | 0 | 0 | 0 | 0 | 0 | 0 | 0 | 0 | 0 | 0 | 0 | 0 | 0 | 0 | 0 | 0 | 0 | 0 | 0 | 0 | 0 | 0 | 0 | 0 | 0 | 0
Commercial_Retail_New_Food Preparation_Natural Gas_Oven_E7_Baseline Forecast | Commercial | Retail | New | Food Preparation | Natural Gas | Oven | E7 |  | Baseline Forecast | 0 | 0 | 0 | 0 | 0 | 0 | 0 | 0 | 0 | 0 | 0 | 0 | 0 | 0 | 0 | 0 | 0 | 0 | 0 | 0 | 0 | 0 | 0 | 0 | 0 | 0 | 0 | 0 | 0 | 0 | 0
Commercial_Retail_New_Food Preparation_Natural Gas_Oven_E8_Baseline Forecast | Commercial | Retail | New | Food Preparation | Natural Gas | Oven | E8 |  | Baseline Forecast | 0 | 0 | 0 | 0 | 0 | 0 | 0 | 0 | 0 | 0 | 0 | 0 | 0 | 0 | 0 | 0 | 0 | 0 | 0 | 0 | 0 | 0 | 0 | 0 | 0 | 0 | 0 | 0 | 0 | 0 | 0
Commercial_Retail_New_Food Preparation_Natural Gas_Oven_E9_Baseline Forecast | Commercial | Retail | New | Food Preparation | Natural Gas | Oven | E9 |  | Baseline Forecast | 0 | 0 | 0 | 0 | 0 | 0 | 0 | 0 | 0 | 0 | 0 | 0 | 0 | 0 | 0 | 0 | 0 | 0 | 0 | 0 | 0 | 0 | 0 | 0 | 0 | 0 | 0 | 0 | 0 | 0 | 0
Commercial_Retail_New_Food Preparation_Natural Gas_Oven_E10_Baseline Forecast | Commercial | Retail | New | Food Preparation | Natural Gas | Oven | E10 |  | Baseline Forecast | 0 | 0 | 0 | 0 | 0 | 0 | 0 | 0 | 0 | 0 | 0 | 0 | 0 | 0 | 0 | 0 | 0 | 0 | 0 | 0 | 0 | 0 | 0 | 0 | 0 | 0 | 0 | 0 | 0 | 0 | 0
Commercial_Retail_New_Food Preparation_Natural Gas_Oven_Vintage_Baseline Forecast | Commercial | Retail | New | Food Preparation | Natural Gas | Oven | Vintage | Vintage | Baseline Forecast | 0 | 0 | 0 | 0 | 0 | 0 | 0 | 0 | 0 | 0 | 0 | 0 | 0 | 0 | 0 | 0 | 0 | 0 | 0 | 0 | 0 | 0 | 0 | 0 | 0 | 0 | 0 | 0 | 0 | 0 | 0
Commercial_Retail_New_Food Preparation_Natural Gas_Conveyor Oven_E1_Baseline Forecast | Commercial | Retail | New | Food Preparation | Natural Gas | Conveyor Oven | E1 | Standard | Baseline Forecast | 0 | 7615.3392 | 15303.8598 | 23458.9433 | 27927.2959 | 31571.8133 | 35164.3945 | 38701.3531 | 42180.3406 | 45611.2244 | 48994.1712 | 52330.6708 | 55645.155 | 58915.2945 | 62140.4462 | 65323.1084 | 68463.1357 | 71571.9822 | 74655.2307 | 77702.2613 | 80709.8871 | 83675.1282 | 86610.156 | 89849.795 | 93051.7462 | 96166.0555 | 99236.6083 | 102277.594 | 105285.8609 | 108263.3374 | 111211.3936
Commercial_Retail_New_Food Preparation_Natural Gas_Conveyor Oven_E2_Baseline Forecast | Commercial | Retail | New | Food Preparation | Natural Gas | Conveyor Oven | E2 | ENERGY STAR (EF ≥ 44%) Convection Oven utilizing ASTM Std F1496 | Baseline Forecast | 0 | 10955.5335 | 22008.1858 | 33721.8442 | 40158.5569 | 45398.4346 | 50560.3406 | 55650.7962 | 60674.9301 | 65625.6004 | 70505.3125 | 75315.1965 | 80033.3899 | 84684.7405 | 89272.3611 | 93796.1749 | 98258.7018 | 102650.8157 | 106969.2169 | 111226.7636 | 115428.8379 | 119580.5724 | 123671.9061 | 127370.0846 | 131019.4366 | 134671.9067 | 138285.5617 | 141848.1264 | 145364.6303 | 148834.986 | 152259.6292
Commercial_Retail_New_Food Preparation_Natural Gas_Conveyor Oven_E3_Baseline Forecast | Commercial | Retail | New | Food Preparation | Natural Gas | Conveyor Oven | E3 |  | Baseline Forecast | 0 | 0 | 0 | 0 | 0 | 0 | 0 | 0 | 0 | 0 | 0 | 0 | 0 | 0 | 0 | 0 | 0 | 0 | 0 | 0 | 0 | 0 | 0 | 0 | 0 | 0 | 0 | 0 | 0 | 0 | 0
Commercial_Retail_New_Food Preparation_Natural Gas_Conveyor Oven_E4_Baseline Forecast | Commercial | Retail | New | Food Preparation | Natural Gas | Conveyor Oven | E4 |  | Baseline Forecast | 0 | 0 | 0 | 0 | 0 | 0 | 0 | 0 | 0 | 0 | 0 | 0 | 0 | 0 | 0 | 0 | 0 | 0 | 0 | 0 | 0 | 0 | 0 | 0 | 0 | 0 | 0 | 0 | 0 | 0 | 0
Commercial_Retail_New_Food Preparation_Natural Gas_Conveyor Oven_E5_Baseline Forecast | Commercial | Retail | New | Food Preparation | Natural Gas | Conveyor Oven | E5 |  | Baseline Forecast | 0 | 0 | 0 | 0 | 0 | 0 | 0 | 0 | 0 | 0 | 0 | 0 | 0 | 0 | 0 | 0 | 0 | 0 | 0 | 0 | 0 | 0 | 0 | 0 | 0 | 0 | 0 | 0 | 0 | 0 | 0
Commercial_Retail_New_Food Preparation_Natural Gas_Conveyor Oven_E6_Baseline Forecast | Commercial | Retail | New | Food Preparation | Natural Gas | Conveyor Oven | E6 |  | Baseline Forecast | 0 | 0 | 0 | 0 | 0 | 0 | 0 | 0 | 0 | 0 | 0 | 0 | 0 | 0 | 0 | 0 | 0 | 0 | 0 | 0 | 0 | 0 | 0 | 0 | 0 | 0 | 0 | 0 | 0 | 0 | 0
Commercial_Retail_New_Food Preparation_Natural Gas_Conveyor Oven_E7_Baseline Forecast | Commercial | Retail | New | Food Preparation | Natural Gas | Conveyor Oven | E7 |  | Baseline Forecast | 0 | 0 | 0 | 0 | 0 | 0 | 0 | 0 | 0 | 0 | 0 | 0 | 0 | 0 | 0 | 0 | 0 | 0 | 0 | 0 | 0 | 0 | 0 | 0 | 0 | 0 | 0 | 0 | 0 | 0 | 0
Commercial_Retail_New_Food Preparation_Natural Gas_Conveyor Oven_E8_Baseline Forecast | Commercial | Retail | New | Food Preparation | Natural Gas | Conveyor Oven | E8 |  | Baseline Forecast | 0 | 0 | 0 | 0 | 0 | 0 | 0 | 0 | 0 | 0 | 0 | 0 | 0 | 0 | 0 | 0 | 0 | 0 | 0 | 0 | 0 | 0 | 0 | 0 | 0 | 0 | 0 | 0 | 0 | 0 | 0
Commercial_Retail_New_Food Preparation_Natural Gas_Conveyor Oven_E9_Baseline Forecast | Commercial | Retail | New | Food Preparation | Natural Gas | Conveyor Oven | E9 |  | Baseline Forecast | 0 | 0 | 0 | 0 | 0 | 0 | 0 | 0 | 0 | 0 | 0 | 0 | 0 | 0 | 0 | 0 | 0 | 0 | 0 | 0 | 0 | 0 | 0 | 0 | 0 | 0 | 0 | 0 | 0 | 0 | 0
Commercial_Retail_New_Food Preparation_Natural Gas_Conveyor Oven_E10_Baseline Forecast | Commercial | Retail | New | Food Preparation | Natural Gas | Conveyor Oven | E10 |  | Baseline Forecast | 0 | 0 | 0 | 0 | 0 | 0 | 0 | 0 | 0 | 0 | 0 | 0 | 0 | 0 | 0 | 0 | 0 | 0 | 0 | 0 | 0 | 0 | 0 | 0 | 0 | 0 | 0 | 0 | 0 | 0 | 0
Commercial_Retail_New_Food Preparation_Natural Gas_Conveyor Oven_Vintage_Baseline Forecast | Commercial | Retail | New | Food Preparation | Natural Gas | Conveyor Oven | Vintage | Vintage | Baseline Forecast | 0 | 0 | 0 | 0 | 0 | 0 | 0 | 0 | 0 | 0 | 0 | 0 | 0 | 0 | 0 | 0 | 0 | 0 | 0 | 0 | 0 | 0 | 0 | 0 | 0 | 0 | 0 | 0 | 0 | 0 | 0
Commercial_Retail_New_Food Preparation_Natural Gas_Double Rack Oven_E1_Baseline Forecast | Commercial | Retail | New | Food Preparation | Natural Gas | Double Rack Oven | E1 | Standard | Baseline Forecast | 0 | 7596.0386 | 15248.734 | 23368.8688 | 27824.9487 | 31488.7519 | 35128.092 | 38731.4132 | 42289.8667 | 45777.6587 | 49191.5596 | 52533.602 | 55897.6175 | 59183.8598 | 62430.227 | 65639.4277 | 68797.6317 | 71912.8486 | 75000.8543 | 78018.198 | 80972.3436 | 83867.7416 | 86712.2635 | 90237.5289 | 93796.7987 | 97412.6935 | 101075.0569 | 104771.0594 | 108565.9906 | 112442.5981 | 116365.7375
Commercial_Retail_New_Food Preparation_Natural Gas_Double Rack Oven_E2_Baseline Forecast | Commercial | Retail | New | Food Preparation | Natural Gas | Double Rack Oven | E2 | FTSC Qualified (>50% Cooking Efficiency) | Baseline Forecast | 0 | 10974.8341 | 22063.3115 | 33811.9187 | 40260.904 | 45481.496 | 50596.6431 | 55620.7361 | 60565.404 | 65459.1661 | 70307.924 | 75112.2654 | 79780.9274 | 84416.1752 | 88982.5803 | 93479.8556 | 97924.2057 | 102309.9493 | 106623.5933 | 110910.8269 | 115166.3815 | 119387.959 | 123569.7986 | 126982.3507 | 130274.3841 | 133425.2686 | 136447.1131 | 139354.6611 | 142084.5005 | 144655.7252 | 147105.2853
Commercial_Retail_New_Food Preparation_Natural Gas_Double Rack Oven_E3_Baseline Forecast | Commercial | Retail | New | Food Preparation | Natural Gas | Double Rack Oven | E3 |  | Baseline Forecast | 0 | 0 | 0 | 0 | 0 | 0 | 0 | 0 | 0 | 0 | 0 | 0 | 0 | 0 | 0 | 0 | 0 | 0 | 0 | 0 | 0 | 0 | 0 | 0 | 0 | 0 | 0 | 0 | 0 | 0 | 0
Commercial_Retail_New_Food Preparation_Natural Gas_Double Rack Oven_E4_Baseline Forecast | Commercial | Retail | New | Food Preparation | Natural Gas | Double Rack Oven | E4 |  | Baseline Forecast | 0 | 0 | 0 | 0 | 0 | 0 | 0 | 0 | 0 | 0 | 0 | 0 | 0 | 0 | 0 | 0 | 0 | 0 | 0 | 0 | 0 | 0 | 0 | 0 | 0 | 0 | 0 | 0 | 0 | 0 | 0
Commercial_Retail_New_Food Preparation_Natural Gas_Double Rack Oven_E5_Baseline Forecast | Commercial | Retail | New | Food Preparation | Natural Gas | Double Rack Oven | E5 |  | Baseline Forecast | 0 | 0 | 0 | 0 | 0 | 0 | 0 | 0 | 0 | 0 | 0 | 0 | 0 | 0 | 0 | 0 | 0 | 0 | 0 | 0 | 0 | 0 | 0 | 0 | 0 | 0 | 0 | 0 | 0 | 0 | 0
Commercial_Retail_New_Food Preparation_Natural Gas_Double Rack Oven_E6_Baseline Forecast | Commercial | Retail | New | Food Preparation | Natural Gas | Double Rack Oven | E6 |  | Baseline Forecast | 0 | 0 | 0 | 0 | 0 | 0 | 0 | 0 | 0 | 0 | 0 | 0 | 0 | 0 | 0 | 0 | 0 | 0 | 0 | 0 | 0 | 0 | 0 | 0 | 0 | 0 | 0 | 0 | 0 | 0 | 0
Commercial_Retail_New_Food Preparation_Natural Gas_Double Rack Oven_E7_Baseline Forecast | Commercial | Retail | New | Food Preparation | Natural Gas | Double Rack Oven | E7 |  | Baseline Forecast | 0 | 0 | 0 | 0 | 0 | 0 | 0 | 0 | 0 | 0 | 0 | 0 | 0 | 0 | 0 | 0 | 0 | 0 | 0 | 0 | 0 | 0 | 0 | 0 | 0 | 0 | 0 | 0 | 0 | 0 | 0
Commercial_Retail_New_Food Preparation_Natural Gas_Double Rack Oven_E8_Baseline Forecast | Commercial | Retail | New | Food Preparation | Natural Gas | Double Rack Oven | E8 |  | Baseline Forecast | 0 | 0 | 0 | 0 | 0 | 0 | 0 | 0 | 0 | 0 | 0 | 0 | 0 | 0 | 0 | 0 | 0 | 0 | 0 | 0 | 0 | 0 | 0 | 0 | 0 | 0 | 0 | 0 | 0 | 0 | 0
Commercial_Retail_New_Food Preparation_Natural Gas_Double Rack Oven_E9_Baseline Forecast | Commercial | Retail | New | Food Preparation | Natural Gas | Double Rack Oven | E9 |  | Baseline Forecast | 0 | 0 | 0 | 0 | 0 | 0 | 0 | 0 | 0 | 0 | 0 | 0 | 0 | 0 | 0 | 0 | 0 | 0 | 0 | 0 | 0 | 0 | 0 | 0 | 0 | 0 | 0 | 0 | 0 | 0 | 0
Commercial_Retail_New_Food Preparation_Natural Gas_Double Rack Oven_E10_Baseline Forecast | Commercial | Retail | New | Food Preparation | Natural Gas | Double Rack Oven | E10 |  | Baseline Forecast | 0 | 0 | 0 | 0 | 0 | 0 | 0 | 0 | 0 | 0 | 0 | 0 | 0 | 0 | 0 | 0 | 0 | 0 | 0 | 0 | 0 | 0 | 0 | 0 | 0 | 0 | 0 | 0 | 0 | 0 | 0
Commercial_Retail_New_Food Preparation_Natural Gas_Double Rack Oven_Vintage_Baseline Forecast | Commercial | Retail | New | Food Preparation | Natural Gas | Double Rack Oven | Vintage | Vintage | Baseline Forecast | 0 | 0 | 0 | 0 | 0 | 0 | 0 | 0 | 0 | 0 | 0 | 0 | 0 | 0 | 0 | 0 | 0 | 0 | 0 | 0 | 0 | 0 | 0 | 0 | 0 | 0 | 0 | 0 | 0 | 0 | 0
Commercial_Retail_New_Food Preparation_Natural Gas_Fryer_E1_Baseline Forecast | Commercial | Retail | New | Food Preparation | Natural Gas | Fryer | E1 | Standard | Baseline Forecast | 0 | 48216.0839 | 96839.3774 | 96839.3774 | 96839.3774 | 96839.3774 | 96839.3774 | 96839.3774 | 96839.3774 | 87196.1606 | 69756.9285 | 55805.5428 | 44644.4342 | 35715.5474 | 15932.8808 | 0 | 0 | 0 | 0 | 0 | 0 | 0 | 0 | 0 | 0 | 0 | 0 | 0 | 0 | 0 | 0
Commercial_Retail_New_Food Preparation_Natural Gas_Fryer_E2_Baseline Forecast | Commercial | Retail | New | Food Preparation | Natural Gas | Fryer | E2 | ENERGY STAR | Baseline Forecast | 0 | 17000.2282 | 34191.2988 | 103965.4069 | 142261.2991 | 173461.0979 | 204204.6914 | 234502.0368 | 264362.8963 | 303440.0579 | 349895.7045 | 392455.1753 | 431825.0608 | 468572.2617 | 515791.4524 | 558787.5711 | 585485.8611 | 611827.3791 | 637820.1421 | 663472.0113 | 688790.6953 | 713783.7531 | 738458.5971 | 762822.4962 | 786882.5786 | 810645.8344 | 834119.1191 | 857309.1553 | 880222.5364 | 902865.7284 | 925245.0729
Commercial_Retail_New_Food Preparation_Natural Gas_Fryer_E3_Baseline Forecast | Commercial | Retail | New | Food Preparation | Natural Gas | Fryer | E3 |  | Baseline Forecast | 0 | 0 | 0 | 0 | 0 | 0 | 0 | 0 | 0 | 0 | 0 | 0 | 0 | 0 | 0 | 0 | 0 | 0 | 0 | 0 | 0 | 0 | 0 | 0 | 0 | 0 | 0 | 0 | 0 | 0 | 0
Commercial_Retail_New_Food Preparation_Natural Gas_Fryer_E4_Baseline Forecast | Commercial | Retail | New | Food Preparation | Natural Gas | Fryer | E4 |  | Baseline Forecast | 0 | 0 | 0 | 0 | 0 | 0 | 0 | 0 | 0 | 0 | 0 | 0 | 0 | 0 | 0 | 0 | 0 | 0 | 0 | 0 | 0 | 0 | 0 | 0 | 0 | 0 | 0 | 0 | 0 | 0 | 0
Commercial_Retail_New_Food Preparation_Natural Gas_Fryer_E5_Baseline Forecast | Commercial | Retail | New | Food Preparation | Natural Gas | Fryer | E5 |  | Baseline Forecast | 0 | 0 | 0 | 0 | 0 | 0 | 0 | 0 | 0 | 0 | 0 | 0 | 0 | 0 | 0 | 0 | 0 | 0 | 0 | 0 | 0 | 0 | 0 | 0 | 0 | 0 | 0 | 0 | 0 | 0 | 0
Commercial_Retail_New_Food Preparation_Natural Gas_Fryer_E6_Baseline Forecast | Commercial | Retail | New | Food Preparation | Natural Gas | Fryer | E6 |  | Baseline Forecast | 0 | 0 | 0 | 0 | 0 | 0 | 0 | 0 | 0 | 0 | 0 | 0 | 0 | 0 | 0 | 0 | 0 | 0 | 0 | 0 | 0 | 0 | 0 | 0 | 0 | 0 | 0 | 0 | 0 | 0 | 0
Commercial_Retail_New_Food Preparation_Natural Gas_Fryer_E7_Baseline Forecast | Commercial | Retail | New | Food Preparation | Natural Gas | Fryer | E7 |  | Baseline Forecast | 0 | 0 | 0 | 0 | 0 | 0 | 0 | 0 | 0 | 0 | 0 | 0 | 0 | 0 | 0 | 0 | 0 | 0 | 0 | 0 | 0 | 0 | 0 | 0 | 0 | 0 | 0 | 0 | 0 | 0 | 0
Commercial_Retail_New_Food Preparation_Natural Gas_Fryer_E8_Baseline Forecast | Commercial | Retail | New | Food Preparation | Natural Gas | Fryer | E8 |  | Baseline Forecast | 0 | 0 | 0 | 0 | 0 | 0 | 0 | 0 | 0 | 0 | 0 | 0 | 0 | 0 | 0 | 0 | 0 | 0 | 0 | 0 | 0 | 0 | 0 | 0 | 0 | 0 | 0 | 0 | 0 | 0 | 0
Commercial_Retail_New_Food Preparation_Natural Gas_Fryer_E9_Baseline Forecast | Commercial | Retail | New | Food Preparation | Natural Gas | Fryer | E9 |  | Baseline Forecast | 0 | 0 | 0 | 0 | 0 | 0 | 0 | 0 | 0 | 0 | 0 | 0 | 0 | 0 | 0 | 0 | 0 | 0 | 0 | 0 | 0 | 0 | 0 | 0 | 0 | 0 | 0 | 0 | 0 | 0 | 0
Commercial_Retail_New_Food Preparation_Natural Gas_Fryer_E10_Baseline Forecast | Commercial | Retail | New | Food Preparation | Natural Gas | Fryer | E10 |  | Baseline Forecast | 0 | 0 | 0 | 0 | 0 | 0 | 0 | 0 | 0 | 0 | 0 | 0 | 0 | 0 | 0 | 0 | 0 | 0 | 0 | 0 | 0 | 0 | 0 | 0 | 0 | 0 | 0 | 0 | 0 | 0 | 0
Commercial_Retail_New_Food Preparation_Natural Gas_Fryer_Vintage_Baseline Forecast | Commercial | Retail | New | Food Preparation | Natural Gas | Fryer | Vintage | Vintage | Baseline Forecast | 0 | 0 | 0 | 0 | 0 | 0 | 0 | 0 | 0 | 0 | 0 | 0 | 0 | 0 | 0 | 0 | 0 | 0 | 0 | 0 | 0 | 0 | 0 | 0 | 0 | 0 | 0 | 0 | 0 | 0 | 0
Commercial_Retail_New_Food Preparation_Natural Gas_Broiler_E1_Baseline Forecast | Commercial | Retail | New | Food Preparation | Natural Gas | Broiler | E1 | Standard | Baseline Forecast | 0 | 8919.4872 | 17915.3861 | 27455.4314 | 32691.2467 | 36970.6221 | 41199.2279 | 45373.2013 | 49489.854 | 53539.7279 | 57522.2755 | 61439.034 | 65329.0881 | 69152.701 | 72925.9961 | 76650.8201 | 80322.2436 | 83944.3249 | 87524.209 | 91044.8533 | 94509.9301 | 97921.9015 | 101284.6891 | 104876.0982 | 108451.6222 | 112020.5034 | 115579.432 | 119124.127 | 122678.7703 | 126238.1669 | 129789.4108
Commercial_Retail_New_Food Preparation_Natural Gas_Broiler_E2_Baseline Forecast | Commercial | Retail | New | Food Preparation | Natural Gas | Broiler | E2 | Infrared Burners | Baseline Forecast | 0 | 3143.9225 | 6322.0583 | 9688.5026 | 11536.4832 | 13028.3012 | 14486.5023 | 15916.7908 | 17323.6608 | 18718.341 | 20103.1147 | 21478.1465 | 22806.0207 | 24128.1099 | 25429.8954 | 26711.103 | 27978.2049 | 29228.6549 | 30456.7911 | 31681.1102 | 32899.3657 | 34110.4937 | 35311.9439 | 36227.2555 | 37102.2534 | 37928.9886 | 38712.039 | 39456.9289 | 40140.6961 | 40769.7318 | 41358.1149
Commercial_Retail_New_Food Preparation_Natural Gas_Broiler_E3_Baseline Forecast | Commercial | Retail | New | Food Preparation | Natural Gas | Broiler | E3 |  | Baseline Forecast | 0 | 0 | 0 | 0 | 0 | 0 | 0 | 0 | 0 | 0 | 0 | 0 | 0 | 0 | 0 | 0 | 0 | 0 | 0 | 0 | 0 | 0 | 0 | 0 | 0 | 0 | 0 | 0 | 0 | 0 | 0
Commercial_Retail_New_Food Preparation_Natural Gas_Broiler_E4_Baseline Forecast | Commercial | Retail | New | Food Preparation | Natural Gas | Broiler | E4 |  | Baseline Forecast | 0 | 0 | 0 | 0 | 0 | 0 | 0 | 0 | 0 | 0 | 0 | 0 | 0 | 0 | 0 | 0 | 0 | 0 | 0 | 0 | 0 | 0 | 0 | 0 | 0 | 0 | 0 | 0 | 0 | 0 | 0
Commercial_Retail_New_Food Preparation_Natural Gas_Broiler_E5_Baseline Forecast | Commercial | Retail | New | Food Preparation | Natural Gas | Broiler | E5 |  | Baseline Forecast | 0 | 0 | 0 | 0 | 0 | 0 | 0 | 0 | 0 | 0 | 0 | 0 | 0 | 0 | 0 | 0 | 0 | 0 | 0 | 0 | 0 | 0 | 0 | 0 | 0 | 0 | 0 | 0 | 0 | 0 | 0
Commercial_Retail_New_Food Preparation_Natural Gas_Broiler_E6_Baseline Forecast | Commercial | Retail | New | Food Preparation | Natural Gas | Broiler | E6 |  | Baseline Forecast | 0 | 0 | 0 | 0 | 0 | 0 | 0 | 0 | 0 | 0 | 0 | 0 | 0 | 0 | 0 | 0 | 0 | 0 | 0 | 0 | 0 | 0 | 0 | 0 | 0 | 0 | 0 | 0 | 0 | 0 | 0
Commercial_Retail_New_Food Preparation_Natural Gas_Broiler_E7_Baseline Forecast | Commercial | Retail | New | Food Preparation | Natural Gas | Broiler | E7 |  | Baseline Forecast | 0 | 0 | 0 | 0 | 0 | 0 | 0 | 0 | 0 | 0 | 0 | 0 | 0 | 0 | 0 | 0 | 0 | 0 | 0 | 0 | 0 | 0 | 0 | 0 | 0 | 0 | 0 | 0 | 0 | 0 | 0
Commercial_Retail_New_Food Preparation_Natural Gas_Broiler_E8_Baseline Forecast | Commercial | Retail | New | Food Preparation | Natural Gas | Broiler | E8 |  | Baseline Forecast | 0 | 0 | 0 | 0 | 0 | 0 | 0 | 0 | 0 | 0 | 0 | 0 | 0 | 0 | 0 | 0 | 0 | 0 | 0 | 0 | 0 | 0 | 0 | 0 | 0 | 0 | 0 | 0 | 0 | 0 | 0
Commercial_Retail_New_Food Preparation_Natural Gas_Broiler_E9_Baseline Forecast | Commercial | Retail | New | Food Preparation | Natural Gas | Broiler | E9 |  | Baseline Forecast | 0 | 0 | 0 | 0 | 0 | 0 | 0 | 0 | 0 | 0 | 0 | 0 | 0 | 0 | 0 | 0 | 0 | 0 | 0 | 0 | 0 | 0 | 0 | 0 | 0 | 0 | 0 | 0 | 0 | 0 | 0
Commercial_Retail_New_Food Preparation_Natural Gas_Broiler_E10_Baseline Forecast | Commercial | Retail | New | Food Preparation | Natural Gas | Broiler | E10 |  | Baseline Forecast | 0 | 0 | 0 | 0 | 0 | 0 | 0 | 0 | 0 | 0 | 0 | 0 | 0 | 0 | 0 | 0 | 0 | 0 | 0 | 0 | 0 | 0 | 0 | 0 | 0 | 0 | 0 | 0 | 0 | 0 | 0
Commercial_Retail_New_Food Preparation_Natural Gas_Broiler_Vintage_Baseline Forecast | Commercial | Retail | New | Food Preparation | Natural Gas | Broiler | Vintage | Vintage | Baseline Forecast | 0 | 0 | 0 | 0 | 0 | 0 | 0 | 0 | 0 | 0 | 0 | 0 | 0 | 0 | 0 | 0 | 0 | 0 | 0 | 0 | 0 | 0 | 0 | 0 | 0 | 0 | 0 | 0 | 0 | 0 | 0
Commercial_Retail_New_Food Preparation_Natural Gas_Griddle_E1_Baseline Forecast | Commercial | Retail | New | Food Preparation | Natural Gas | Griddle | E1 | Standard | Baseline Forecast | 0 | 29935.4025 | 60140.4764 | 92165.4617 | 109742.2854 | 124074.6618 | 138208.3761 | 152143.252 | 165880.0225 | 179412.9617 | 192744.7779 | 205880.0818 | 218857.7215 | 231644.0183 | 244256.7795 | 256700.5552 | 268973.6436 | 281082.4228 | 293036.1261 | 304821.7698 | 316445.3637 | 327911.7199 | 339226.8503 | 350673.9657 | 362008.4344 | 373241.8159 | 384373.1015 | 395400.1861 | 406351.1966 | 417221.9807 | 428001.7673
Commercial_Retail_New_Food Preparation_Natural Gas_Griddle_E2_Baseline Forecast | Commercial | Retail | New | Food Preparation | Natural Gas | Griddle | E2 | ENERGY STAR | Baseline Forecast | 0 | 12236.6013 | 24590.2602 | 37684.5688 | 44871.7107 | 50714.6246 | 56461.1963 | 62118.041 | 67690.7383 | 73191.2033 | 78622.7962 | 83986.8559 | 89250.368 | 94452.7309 | 99581.7456 | 104638.3611 | 109629.6709 | 114554.584 | 119409.0513 | 124211.1398 | 128959.8246 | 133655.1816 | 138295.9919 | 142603.7453 | 146827.6831 | 150960.7656 | 155008.4347 | 158977.1427 | 162843.0263 | 166614.4191 | 170306.1929
Commercial_Retail_New_Food Preparation_Natural Gas_Griddle_E3_Baseline Forecast | Commercial | Retail | New | Food Preparation | Natural Gas | Griddle | E3 |  | Baseline Forecast | 0 | 0 | 0 | 0 | 0 | 0 | 0 | 0 | 0 | 0 | 0 | 0 | 0 | 0 | 0 | 0 | 0 | 0 | 0 | 0 | 0 | 0 | 0 | 0 | 0 | 0 | 0 | 0 | 0 | 0 | 0
Commercial_Retail_New_Food Preparation_Natural Gas_Griddle_E4_Baseline Forecast | Commercial | Retail | New | Food Preparation | Natural Gas | Griddle | E4 |  | Baseline Forecast | 0 | 0 | 0 | 0 | 0 | 0 | 0 | 0 | 0 | 0 | 0 | 0 | 0 | 0 | 0 | 0 | 0 | 0 | 0 | 0 | 0 | 0 | 0 | 0 | 0 | 0 | 0 | 0 | 0 | 0 | 0
Commercial_Retail_New_Food Preparation_Natural Gas_Griddle_E5_Baseline Forecast | Commercial | Retail | New | Food Preparation | Natural Gas | Griddle | E5 |  | Baseline Forecast | 0 | 0 | 0 | 0 | 0 | 0 | 0 | 0 | 0 | 0 | 0 | 0 | 0 | 0 | 0 | 0 | 0 | 0 | 0 | 0 | 0 | 0 | 0 | 0 | 0 | 0 | 0 | 0 | 0 | 0 | 0
Commercial_Retail_New_Food Preparation_Natural Gas_Griddle_E6_Baseline Forecast | Commercial | Retail | New | Food Preparation | Natural Gas | Griddle | E6 |  | Baseline Forecast | 0 | 0 | 0 | 0 | 0 | 0 | 0 | 0 | 0 | 0 | 0 | 0 | 0 | 0 | 0 | 0 | 0 | 0 | 0 | 0 | 0 | 0 | 0 | 0 | 0 | 0 | 0 | 0 | 0 | 0 | 0
Commercial_Retail_New_Food Preparation_Natural Gas_Griddle_E7_Baseline Forecast | Commercial | Retail | New | Food Preparation | Natural Gas | Griddle | E7 |  | Baseline Forecast | 0 | 0 | 0 | 0 | 0 | 0 | 0 | 0 | 0 | 0 | 0 | 0 | 0 | 0 | 0 | 0 | 0 | 0 | 0 | 0 | 0 | 0 | 0 | 0 | 0 | 0 | 0 | 0 | 0 | 0 | 0
Commercial_Retail_New_Food Preparation_Natural Gas_Griddle_E8_Baseline Forecast | Commercial | Retail | New | Food Preparation | Natural Gas | Griddle | E8 |  | Baseline Forecast | 0 | 0 | 0 | 0 | 0 | 0 | 0 | 0 | 0 | 0 | 0 | 0 | 0 | 0 | 0 | 0 | 0 | 0 | 0 | 0 | 0 | 0 | 0 | 0 | 0 | 0 | 0 | 0 | 0 | 0 | 0
Commercial_Retail_New_Food Preparation_Natural Gas_Griddle_E9_Baseline Forecast | Commercial | Retail | New | Food Preparation | Natural Gas | Griddle | E9 |  | Baseline Forecast | 0 | 0 | 0 | 0 | 0 | 0 | 0 | 0 | 0 | 0 | 0 | 0 | 0 | 0 | 0 | 0 | 0 | 0 | 0 | 0 | 0 | 0 | 0 | 0 | 0 | 0 | 0 | 0 | 0 | 0 | 0
Commercial_Retail_New_Food Preparation_Natural Gas_Griddle_E10_Baseline Forecast | Commercial | Retail | New | Food Preparation | Natural Gas | Griddle | E10 |  | Baseline Forecast | 0 | 0 | 0 | 0 | 0 | 0 | 0 | 0 | 0 | 0 | 0 | 0 | 0 | 0 | 0 | 0 | 0 | 0 | 0 | 0 | 0 | 0 | 0 | 0 | 0 | 0 | 0 | 0 | 0 | 0 | 0
Commercial_Retail_New_Food Preparation_Natural Gas_Griddle_Vintage_Baseline Forecast | Commercial | Retail | New | Food Preparation | Natural Gas | Griddle | Vintage | Vintage | Baseline Forecast | 0 | 0 | 0 | 0 | 0 | 0 | 0 | 0 | 0 | 0 | 0 | 0 | 0 | 0 | 0 | 0 | 0 | 0 | 0 | 0 | 0 | 0 | 0 | 0 | 0 | 0 | 0 | 0 | 0 | 0 | 0
Commercial_Retail_New_Food Preparation_Natural Gas_Range_E1_Baseline Forecast | Commercial | Retail | New | Food Preparation | Natural Gas | Range | E1 | Standard | Baseline Forecast | 0 | 23722.3233 | 47645.9591 | 72990.5995 | 86886.9342 | 98244.622 | 109466.0008 | 120540.6039 | 131461.4782 | 142235.1456 | 152894.4598 | 163385.4049 | 173872.7922 | 184151.7694 | 194198.4144 | 204016.1296 | 213692.597 | 223228.8716 | 232652.4875 | 241910.3465 | 251021.2511 | 259961.7067 | 268753.3071 | 278397.396 | 288080.1011 | 297779.3589 | 307427.2028 | 317010.1653 | 326526.5062 | 336047.5392 | 345479.2338
Commercial_Retail_New_Food Preparation_Natural Gas_Range_E2_Baseline Forecast | Commercial | Retail | New | Food Preparation | Natural Gas | Range | E2 | High Efficiency | Baseline Forecast | 0 | 34192.8186 | 68715.4229 | 105333.4608 | 125445.6733 | 141794.8692 | 157875.2424 | 173706.102 | 189303.0705 | 204668.1257 | 219776.7476 | 234691.1229 | 249254.4518 | 263679.4413 | 277997.7157 | 292213.4242 | 306246.2896 | 320102.5176 | 333761.6936 | 347283.8967 | 360657.1703 | 373911.7213 | 387032.539 | 399024.7345 | 410708.5102 | 422112.1374 | 433309.6705 | 444320.5471 | 455152.3625 | 465739.5453 | 476181.7575
Commercial_Retail_New_Food Preparation_Natural Gas_Range_E3_Baseline Forecast | Commercial | Retail | New | Food Preparation | Natural Gas | Range | E3 |  | Baseline Forecast | 0 | 0 | 0 | 0 | 0 | 0 | 0 | 0 | 0 | 0 | 0 | 0 | 0 | 0 | 0 | 0 | 0 | 0 | 0 | 0 | 0 | 0 | 0 | 0 | 0 | 0 | 0 | 0 | 0 | 0 | 0
Commercial_Retail_New_Food Preparation_Natural Gas_Range_E4_Baseline Forecast | Commercial | Retail | New | Food Preparation | Natural Gas | Range | E4 |  | Baseline Forecast | 0 | 0 | 0 | 0 | 0 | 0 | 0 | 0 | 0 | 0 | 0 | 0 | 0 | 0 | 0 | 0 | 0 | 0 | 0 | 0 | 0 | 0 | 0 | 0 | 0 | 0 | 0 | 0 | 0 | 0 | 0
Commercial_Retail_New_Food Preparation_Natural Gas_Range_E5_Baseline Forecast | Commercial | Retail | New | Food Preparation | Natural Gas | Range | E5 |  | Baseline Forecast | 0 | 0 | 0 | 0 | 0 | 0 | 0 | 0 | 0 | 0 | 0 | 0 | 0 | 0 | 0 | 0 | 0 | 0 | 0 | 0 | 0 | 0 | 0 | 0 | 0 | 0 | 0 | 0 | 0 | 0 | 0
Commercial_Retail_New_Food Preparation_Natural Gas_Range_E6_Baseline Forecast | Commercial | Retail | New | Food Preparation | Natural Gas | Range | E6 |  | Baseline Forecast | 0 | 0 | 0 | 0 | 0 | 0 | 0 | 0 | 0 | 0 | 0 | 0 | 0 | 0 | 0 | 0 | 0 | 0 | 0 | 0 | 0 | 0 | 0 | 0 | 0 | 0 | 0 | 0 | 0 | 0 | 0
Commercial_Retail_New_Food Preparation_Natural Gas_Range_E7_Baseline Forecast | Commercial | Retail | New | Food Preparation | Natural Gas | Range | E7 |  | Baseline Forecast | 0 | 0 | 0 | 0 | 0 | 0 | 0 | 0 | 0 | 0 | 0 | 0 | 0 | 0 | 0 | 0 | 0 | 0 | 0 | 0 | 0 | 0 | 0 | 0 | 0 | 0 | 0 | 0 | 0 | 0 | 0
Commercial_Retail_New_Food Preparation_Natural Gas_Range_E8_Baseline Forecast | Commercial | Retail | New | Food Preparation | Natural Gas | Range | E8 |  | Baseline Forecast | 0 | 0 | 0 | 0 | 0 | 0 | 0 | 0 | 0 | 0 | 0 | 0 | 0 | 0 | 0 | 0 | 0 | 0 | 0 | 0 | 0 | 0 | 0 | 0 | 0 | 0 | 0 | 0 | 0 | 0 | 0
Commercial_Retail_New_Food Preparation_Natural Gas_Range_E9_Baseline Forecast | Commercial | Retail | New | Food Preparation | Natural Gas | Range | E9 |  | Baseline Forecast | 0 | 0 | 0 | 0 | 0 | 0 | 0 | 0 | 0 | 0 | 0 | 0 | 0 | 0 | 0 | 0 | 0 | 0 | 0 | 0 | 0 | 0 | 0 | 0 | 0 | 0 | 0 | 0 | 0 | 0 | 0
Commercial_Retail_New_Food Preparation_Natural Gas_Range_E10_Baseline Forecast | Commercial | Retail | New | Food Preparation | Natural Gas | Range | E10 |  | Baseline Forecast | 0 | 0 | 0 | 0 | 0 | 0 | 0 | 0 | 0 | 0 | 0 | 0 | 0 | 0 | 0 | 0 | 0 | 0 | 0 | 0 | 0 | 0 | 0 | 0 | 0 | 0 | 0 | 0 | 0 | 0 | 0
Commercial_Retail_New_Food Preparation_Natural Gas_Range_Vintage_Baseline Forecast | Commercial | Retail | New | Food Preparation | Natural Gas | Range | Vintage | Vintage | Baseline Forecast | 0 | 0 | 0 | 0 | 0 | 0 | 0 | 0 | 0 | 0 | 0 | 0 | 0 | 0 | 0 | 0 | 0 | 0 | 0 | 0 | 0 | 0 | 0 | 0 | 0 | 0 | 0 | 0 | 0 | 0 | 0
Commercial_Retail_New_Food Preparation_Natural Gas_Steamer_E1_Baseline Forecast | Commercial | Retail | New | Food Preparation | Natural Gas | Steamer | E1 | Standard | Baseline Forecast | 0 | 5502.5243 | 11047.9682 | 11047.9682 | 11047.9682 | 11047.9682 | 11047.9682 | 11047.9682 | 11047.9682 | 11047.9682 | 10436.5766 | 9276.957 | 8246.184 | 7329.9413 | 6515.5034 | 5791.5586 | 5148.0521 | 4576.0463 | 4067.5967 | 1921.1603 | 0 | 0 | 0 | 0 | 0 | 0 | 0 | 0 | 0 | 0 | 0
Commercial_Retail_New_Food Preparation_Natural Gas_Steamer_E2_Baseline Forecast | Commercial | Retail | New | Food Preparation | Natural Gas | Steamer | E2 | ENERGY STAR | Baseline Forecast | 0 | 5528.5846 | 11115.4081 | 22917.4521 | 29395.0671 | 34672.4029 | 39872.5732 | 44997.2622 | 50048.1211 | 55026.769 | 60546.1847 | 66544.7609 | 72346.9489 | 77968.5612 | 83423.7903 | 88725.3863 | 93884.8143 | 98912.3948 | 103817.4285 | 110302.788 | 116506.5144 | 120734.0018 | 124907.6646 | 129028.7321 | 133098.4101 | 137117.8809 | 141088.3042 | 145010.8169 | 148886.5344 | 152716.5504 | 156501.9375
Commercial_Retail_New_Food Preparation_Natural Gas_Steamer_E3_Baseline Forecast | Commercial | Retail | New | Food Preparation | Natural Gas | Steamer | E3 |  | Baseline Forecast | 0 | 0 | 0 | 0 | 0 | 0 | 0 | 0 | 0 | 0 | 0 | 0 | 0 | 0 | 0 | 0 | 0 | 0 | 0 | 0 | 0 | 0 | 0 | 0 | 0 | 0 | 0 | 0 | 0 | 0 | 0
Commercial_Retail_New_Food Preparation_Natural Gas_Steamer_E4_Baseline Forecast | Commercial | Retail | New | Food Preparation | Natural Gas | Steamer | E4 |  | Baseline Forecast | 0 | 0 | 0 | 0 | 0 | 0 | 0 | 0 | 0 | 0 | 0 | 0 | 0 | 0 | 0 | 0 | 0 | 0 | 0 | 0 | 0 | 0 | 0 | 0 | 0 | 0 | 0 | 0 | 0 | 0 | 0
Commercial_Retail_New_Food Preparation_Natural Gas_Steamer_E5_Baseline Forecast | Commercial | Retail | New | Food Preparation | Natural Gas | Steamer | E5 |  | Baseline Forecast | 0 | 0 | 0 | 0 | 0 | 0 | 0 | 0 | 0 | 0 | 0 | 0 | 0 | 0 | 0 | 0 | 0 | 0 | 0 | 0 | 0 | 0 | 0 | 0 | 0 | 0 | 0 | 0 | 0 | 0 | 0
Commercial_Retail_New_Food Preparation_Natural Gas_Steamer_E6_Baseline Forecast | Commercial | Retail | New | Food Preparation | Natural Gas | Steamer | E6 |  | Baseline Forecast | 0 | 0 | 0 | 0 | 0 | 0 | 0 | 0 | 0 | 0 | 0 | 0 | 0 | 0 | 0 | 0 | 0 | 0 | 0 | 0 | 0 | 0 | 0 | 0 | 0 | 0 | 0 | 0 | 0 | 0 | 0
Commercial_Retail_New_Food Preparation_Natural Gas_Steamer_E7_Baseline Forecast | Commercial | Retail | New | Food Preparation | Natural Gas | Steamer | E7 |  | Baseline Forecast | 0 | 0 | 0 | 0 | 0 | 0 | 0 | 0 | 0 | 0 | 0 | 0 | 0 | 0 | 0 | 0 | 0 | 0 | 0 | 0 | 0 | 0 | 0 | 0 | 0 | 0 | 0 | 0 | 0 | 0 | 0
Commercial_Retail_New_Food Preparation_Natural Gas_Steamer_E8_Baseline Forecast | Commercial | Retail | New | Food Preparation | Natural Gas | Steamer | E8 |  | Baseline Forecast | 0 | 0 | 0 | 0 | 0 | 0 | 0 | 0 | 0 | 0 | 0 | 0 | 0 | 0 | 0 | 0 | 0 | 0 | 0 | 0 | 0 | 0 | 0 | 0 | 0 | 0 | 0 | 0 | 0 | 0 | 0
Commercial_Retail_New_Food Preparation_Natural Gas_Steamer_E9_Baseline Forecast | Commercial | Retail | New | Food Preparation | Natural Gas | Steamer | E9 |  | Baseline Forecast | 0 | 0 | 0 | 0 | 0 | 0 | 0 | 0 | 0 | 0 | 0 | 0 | 0 | 0 | 0 | 0 | 0 | 0 | 0 | 0 | 0 | 0 | 0 | 0 | 0 | 0 | 0 | 0 | 0 | 0 | 0
Commercial_Retail_New_Food Preparation_Natural Gas_Steamer_E10_Baseline Forecast | Commercial | Retail | New | Food Preparation | Natural Gas | Steamer | E10 |  | Baseline Forecast | 0 | 0 | 0 | 0 | 0 | 0 | 0 | 0 | 0 | 0 | 0 | 0 | 0 | 0 | 0 | 0 | 0 | 0 | 0 | 0 | 0 | 0 | 0 | 0 | 0 | 0 | 0 | 0 | 0 | 0 | 0
Commercial_Retail_New_Food Preparation_Natural Gas_Steamer_Vintage_Baseline Forecast | Commercial | Retail | New | Food Preparation | Natural Gas | Steamer | Vintage | Vintage | Baseline Forecast | 0 | 0 | 0 | 0 | 0 | 0 | 0 | 0 | 0 | 0 | 0 | 0 | 0 | 0 | 0 | 0 | 0 | 0 | 0 | 0 | 0 | 0 | 0 | 0 | 0 | 0 | 0 | 0 | 0 | 0 | 0
Commercial_Retail_New_Food Preparation_Natural Gas_Food Prep Other_E1_Baseline Forecast | Commercial | Retail | New | Food Preparation | Natural Gas | Food Prep Other | E1 | Standard | Baseline Forecast | 0 | 8163.0175 | 16400.89 | 25134.3946 | 29927.8234 | 33833.0516 | 37681.1815 | 41473.4575 | 45211.1 | 48895.3075 | 52527.2588 | 56108.0971 | 59638.9758 | 63120.9706 | 66555.1639 | 69942.6209 | 73284.3967 | 76581.5146 | 79834.9811 | 83045.7729 | 86214.8569 | 89343.1755 | 92431.6593 | 95481.3956 | 98493.1321 | 101467.7392 | 104406.0636 | 107308.9422 | 110177.1991 | 113011.657 | 115813.0926
Commercial_Retail_New_Food Preparation_Natural Gas_Food Prep Other_E2_Baseline Forecast | Commercial | Retail | New | Food Preparation | Natural Gas | Food Prep Other | E2 | ENERGY STAR | Baseline Forecast | 0 | 2868.0914 | 5762.4862 | 8831.0257 | 10515.2119 | 11887.3195 | 13239.3599 | 14571.773 | 15884.9894 | 17179.4297 | 18455.5025 | 19713.6208 | 20954.1571 | 22177.5319 | 23384.1298 | 24574.324 | 25748.4697 | 26906.9266 | 28050.0441 | 29178.1755 | 30291.6574 | 31390.8264 | 32476.0053 | 33547.3365 | 34605.278 | 35650.1417 | 36682.2405 | 37701.8747 | 38709.3354 | 39704.8934 | 40688.845
Commercial_Retail_New_Food Preparation_Natural Gas_Food Prep Other_E3_Baseline Forecast | Commercial | Retail | New | Food Preparation | Natural Gas | Food Prep Other | E3 |  | Baseline Forecast | 0 | 0 | 0 | 0 | 0 | 0 | 0 | 0 | 0 | 0 | 0 | 0 | 0 | 0 | 0 | 0 | 0 | 0 | 0 | 0 | 0 | 0 | 0 | 0 | 0 | 0 | 0 | 0 | 0 | 0 | 0
Commercial_Retail_New_Food Preparation_Natural Gas_Food Prep Other_E4_Baseline Forecast | Commercial | Retail | New | Food Preparation | Natural Gas | Food Prep Other | E4 |  | Baseline Forecast | 0 | 0 | 0 | 0 | 0 | 0 | 0 | 0 | 0 | 0 | 0 | 0 | 0 | 0 | 0 | 0 | 0 | 0 | 0 | 0 | 0 | 0 | 0 | 0 | 0 | 0 | 0 | 0 | 0 | 0 | 0
Commercial_Retail_New_Food Preparation_Natural Gas_Food Prep Other_E5_Baseline Forecast | Commercial | Retail | New | Food Preparation | Natural Gas | Food Prep Other | E5 |  | Baseline Forecast | 0 | 0 | 0 | 0 | 0 | 0 | 0 | 0 | 0 | 0 | 0 | 0 | 0 | 0 | 0 | 0 | 0 | 0 | 0 | 0 | 0 | 0 | 0 | 0 | 0 | 0 | 0 | 0 | 0 | 0 | 0
Commercial_Retail_New_Food Preparation_Natural Gas_Food Prep Other_E6_Baseline Forecast | Commercial | Retail | New | Food Preparation | Natural Gas | Food Prep Other | E6 |  | Baseline Forecast | 0 | 0 | 0 | 0 | 0 | 0 | 0 | 0 | 0 | 0 | 0 | 0 | 0 | 0 | 0 | 0 | 0 | 0 | 0 | 0 | 0 | 0 | 0 | 0 | 0 | 0 | 0 | 0 | 0 | 0 | 0
Commercial_Retail_New_Food Preparation_Natural Gas_Food Prep Other_E7_Baseline Forecast | Commercial | Retail | New | Food Preparation | Natural Gas | Food Prep Other | E7 |  | Baseline Forecast | 0 | 0 | 0 | 0 | 0 | 0 | 0 | 0 | 0 | 0 | 0 | 0 | 0 | 0 | 0 | 0 | 0 | 0 | 0 | 0 | 0 | 0 | 0 | 0 | 0 | 0 | 0 | 0 | 0 | 0 | 0
Commercial_Retail_New_Food Preparation_Natural Gas_Food Prep Other_E8_Baseline Forecast | Commercial | Retail | New | Food Preparation | Natural Gas | Food Prep Other | E8 |  | Baseline Forecast | 0 | 0 | 0 | 0 | 0 | 0 | 0 | 0 | 0 | 0 | 0 | 0 | 0 | 0 | 0 | 0 | 0 | 0 | 0 | 0 | 0 | 0 | 0 | 0 | 0 | 0 | 0 | 0 | 0 | 0 | 0
Commercial_Retail_New_Food Preparation_Natural Gas_Food Prep Other_E9_Baseline Forecast | Commercial | Retail | New | Food Preparation | Natural Gas | Food Prep Other | E9 |  | Baseline Forecast | 0 | 0 | 0 | 0 | 0 | 0 | 0 | 0 | 0 | 0 | 0 | 0 | 0 | 0 | 0 | 0 | 0 | 0 | 0 | 0 | 0 | 0 | 0 | 0 | 0 | 0 | 0 | 0 | 0 | 0 | 0
Commercial_Retail_New_Food Preparation_Natural Gas_Food Prep Other_E10_Baseline Forecast | Commercial | Retail | New | Food Preparation | Natural Gas | Food Prep Other | E10 |  | Baseline Forecast | 0 | 0 | 0 | 0 | 0 | 0 | 0 | 0 | 0 | 0 | 0 | 0 | 0 | 0 | 0 | 0 | 0 | 0 | 0 | 0 | 0 | 0 | 0 | 0 | 0 | 0 | 0 | 0 | 0 | 0 | 0
Commercial_Retail_New_Food Preparation_Natural Gas_Food Prep Other_Vintage_Baseline Forecast | Commercial | Retail | New | Food Preparation | Natural Gas | Food Prep Other | Vintage | Vintage | Baseline Forecast | 0 | 0 | 0 | 0 | 0 | 0 | 0 | 0 | 0 | 0 | 0 | 0 | 0 | 0 | 0 | 0 | 0 | 0 | 0 | 0 | 0 | 0 | 0 | 0 | 0 | 0 | 0 | 0 | 0 | 0 | 0
Commercial_Retail_New_Miscellaneous_Natural Gas_Pool Heater_E1_Baseline Forecast | Commercial | Retail | New | Miscellaneous | Natural Gas | Pool Heater | E1 | Standard (EF .82) | Baseline Forecast | 0 | 2289.5018 | 4599.6209 | 7048.6353 | 8392.217 | 9487.5821 | 10567.7277 | 11632.5068 | 12681.4691 | 13716.0294 | 14735.9679 | 15742.0376 | 16744.0241 | 17733.5516 | 18708.7419 | 19666.3184 | 20606.6958 | 21527.6226 | 22430.7955 | 23315.2617 | 24187.1179 | 25046.4652 | 25892.3405 | 26775.0175 | 27651.4424 | 28522.726 | 29389.6817 | 30251.9275 | 31099.5722 | 31933.7679 | 32754.2613
Commercial_Retail_New_Miscellaneous_Natural Gas_Pool Heater_E2_Baseline Forecast | Commercial | Retail | New | Miscellaneous | Natural Gas | Pool Heater | E2 | Condensing (EF .90) | Baseline Forecast | 0 | 255.4683 | 513.6573 | 787.4743 | 938.3332 | 1060.494 | 1180.0716 | 1297.6016 | 1413.9152 | 1527.9711 | 1640.3552 | 1750.6737 | 1849.493 | 1945.534 | 2041.0135 | 2139.5398 | 2241.0237 | 2348.0356 | 2459.1918 | 2575.7519 | 2691.9198 | 2807.8896 | 2924.9137 | 2993.0017 | 3055.486 | 3111.5283 | 3160.5828 | 3203.2939 | 3249.8099 | 3299.2313 | 3352.0587
Commercial_Retail_New_Miscellaneous_Natural Gas_Pool Heater_E3_Baseline Forecast | Commercial | Retail | New | Miscellaneous | Natural Gas | Pool Heater | E3 |  | Baseline Forecast | 0 | 0 | 0 | 0 | 0 | 0 | 0 | 0 | 0 | 0 | 0 | 0 | 0 | 0 | 0 | 0 | 0 | 0 | 0 | 0 | 0 | 0 | 0 | 0 | 0 | 0 | 0 | 0 | 0 | 0 | 0
Commercial_Retail_New_Miscellaneous_Natural Gas_Pool Heater_E4_Baseline Forecast | Commercial | Retail | New | Miscellaneous | Natural Gas | Pool Heater | E4 |  | Baseline Forecast | 0 | 0 | 0 | 0 | 0 | 0 | 0 | 0 | 0 | 0 | 0 | 0 | 0 | 0 | 0 | 0 | 0 | 0 | 0 | 0 | 0 | 0 | 0 | 0 | 0 | 0 | 0 | 0 | 0 | 0 | 0
Commercial_Retail_New_Miscellaneous_Natural Gas_Pool Heater_E5_Baseline Forecast | Commercial | Retail | New | Miscellaneous | Natural Gas | Pool Heater | E5 |  | Baseline Forecast | 0 | 0 | 0 | 0 | 0 | 0 | 0 | 0 | 0 | 0 | 0 | 0 | 0 | 0 | 0 | 0 | 0 | 0 | 0 | 0 | 0 | 0 | 0 | 0 | 0 | 0 | 0 | 0 | 0 | 0 | 0
Commercial_Retail_New_Miscellaneous_Natural Gas_Pool Heater_E6_Baseline Forecast | Commercial | Retail | New | Miscellaneous | Natural Gas | Pool Heater | E6 |  | Baseline Forecast | 0 | 0 | 0 | 0 | 0 | 0 | 0 | 0 | 0 | 0 | 0 | 0 | 0 | 0 | 0 | 0 | 0 | 0 | 0 | 0 | 0 | 0 | 0 | 0 | 0 | 0 | 0 | 0 | 0 | 0 | 0
Commercial_Retail_New_Miscellaneous_Natural Gas_Pool Heater_E7_Baseline Forecast | Commercial | Retail | New | Miscellaneous | Natural Gas | Pool Heater | E7 |  | Baseline Forecast | 0 | 0 | 0 | 0 | 0 | 0 | 0 | 0 | 0 | 0 | 0 | 0 | 0 | 0 | 0 | 0 | 0 | 0 | 0 | 0 | 0 | 0 | 0 | 0 | 0 | 0 | 0 | 0 | 0 | 0 | 0
Commercial_Retail_New_Miscellaneous_Natural Gas_Pool Heater_E8_Baseline Forecast | Commercial | Retail | New | Miscellaneous | Natural Gas | Pool Heater | E8 |  | Baseline Forecast | 0 | 0 | 0 | 0 | 0 | 0 | 0 | 0 | 0 | 0 | 0 | 0 | 0 | 0 | 0 | 0 | 0 | 0 | 0 | 0 | 0 | 0 | 0 | 0 | 0 | 0 | 0 | 0 | 0 | 0 | 0
Commercial_Retail_New_Miscellaneous_Natural Gas_Pool Heater_E9_Baseline Forecast | Commercial | Retail | New | Miscellaneous | Natural Gas | Pool Heater | E9 |  | Baseline Forecast | 0 | 0 | 0 | 0 | 0 | 0 | 0 | 0 | 0 | 0 | 0 | 0 | 0 | 0 | 0 | 0 | 0 | 0 | 0 | 0 | 0 | 0 | 0 | 0 | 0 | 0 | 0 | 0 | 0 | 0 | 0
Commercial_Retail_New_Miscellaneous_Natural Gas_Pool Heater_E10_Baseline Forecast | Commercial | Retail | New | Miscellaneous | Natural Gas | Pool Heater | E10 |  | Baseline Forecast | 0 | 0 | 0 | 0 | 0 | 0 | 0 | 0 | 0 | 0 | 0 | 0 | 0 | 0 | 0 | 0 | 0 | 0 | 0 | 0 | 0 | 0 | 0 | 0 | 0 | 0 | 0 | 0 | 0 | 0 | 0
Commercial_Retail_New_Miscellaneous_Natural Gas_Pool Heater_Vintage_Baseline Forecast | Commercial | Retail | New | Miscellaneous | Natural Gas | Pool Heater | Vintage | Vintage | Baseline Forecast | 0 | 0 | 0 | 0 | 0 | 0 | 0 | 0 | 0 | 0 | 0 | 0 | 0 | 0 | 0 | 0 | 0 | 0 | 0 | 0 | 0 | 0 | 0 | 0 | 0 | 0 | 0 | 0 | 0 | 0 | 0
Commercial_Retail_New_Miscellaneous_Natural Gas_Miscellaneous_E1_Baseline Forecast | Commercial | Retail | New | Miscellaneous | Natural Gas | Miscellaneous | E1 | Standard | Baseline Forecast | 0 | 1980261.5706 | 3978682.6948 | 6097339.5187 | 7260175.6415 | 8207542.3436 | 9141056.5949 | 10061020.7378 | 10967731.198 | 11861478.6044 | 12742547.9048 | 13611218.4811 | 14467764.2605 | 15312453.826 | 16145550.5236 | 16967312.5678 | 17777993.145 | 18577840.5148 | 19367098.1093 | 20146004.6302 | 20914794.1444 | 21673696.177 | 22422935.8035 | 23162733.7391 | 23893306.4266 | 24614866.123 | 25327620.9836 | 26031775.1448 | 26727528.8057 | 27415078.3069 | 28094616.2092
Commercial_Retail_New_Miscellaneous_Natural Gas_Miscellaneous_E2_Baseline Forecast | Commercial | Retail | New | Miscellaneous | Natural Gas | Miscellaneous | E2 |  | Baseline Forecast | 0 | 0 | 0 | 0 | 0 | 0 | 0 | 0 | 0 | 0 | 0 | 0 | 0 | 0 | 0 | 0 | 0 | 0 | 0 | 0 | 0 | 0 | 0 | 0 | 0 | 0 | 0 | 0 | 0 | 0 | 0
Commercial_Retail_New_Miscellaneous_Natural Gas_Miscellaneous_E3_Baseline Forecast | Commercial | Retail | New | Miscellaneous | Natural Gas | Miscellaneous | E3 |  | Baseline Forecast | 0 | 0 | 0 | 0 | 0 | 0 | 0 | 0 | 0 | 0 | 0 | 0 | 0 | 0 | 0 | 0 | 0 | 0 | 0 | 0 | 0 | 0 | 0 | 0 | 0 | 0 | 0 | 0 | 0 | 0 | 0
Commercial_Retail_New_Miscellaneous_Natural Gas_Miscellaneous_E4_Baseline Forecast | Commercial | Retail | New | Miscellaneous | Natural Gas | Miscellaneous | E4 |  | Baseline Forecast | 0 | 0 | 0 | 0 | 0 | 0 | 0 | 0 | 0 | 0 | 0 | 0 | 0 | 0 | 0 | 0 | 0 | 0 | 0 | 0 | 0 | 0 | 0 | 0 | 0 | 0 | 0 | 0 | 0 | 0 | 0
Commercial_Retail_New_Miscellaneous_Natural Gas_Miscellaneous_E5_Baseline Forecast | Commercial | Retail | New | Miscellaneous | Natural Gas | Miscellaneous | E5 |  | Baseline Forecast | 0 | 0 | 0 | 0 | 0 | 0 | 0 | 0 | 0 | 0 | 0 | 0 | 0 | 0 | 0 | 0 | 0 | 0 | 0 | 0 | 0 | 0 | 0 | 0 | 0 | 0 | 0 | 0 | 0 | 0 | 0
Commercial_Retail_New_Miscellaneous_Natural Gas_Miscellaneous_E6_Baseline Forecast | Commercial | Retail | New | Miscellaneous | Natural Gas | Miscellaneous | E6 |  | Baseline Forecast | 0 | 0 | 0 | 0 | 0 | 0 | 0 | 0 | 0 | 0 | 0 | 0 | 0 | 0 | 0 | 0 | 0 | 0 | 0 | 0 | 0 | 0 | 0 | 0 | 0 | 0 | 0 | 0 | 0 | 0 | 0
Commercial_Retail_New_Miscellaneous_Natural Gas_Miscellaneous_E7_Baseline Forecast | Commercial | Retail | New | Miscellaneous | Natural Gas | Miscellaneous | E7 |  | Baseline Forecast | 0 | 0 | 0 | 0 | 0 | 0 | 0 | 0 | 0 | 0 | 0 | 0 | 0 | 0 | 0 | 0 | 0 | 0 | 0 | 0 | 0 | 0 | 0 | 0 | 0 | 0 | 0 | 0 | 0 | 0 | 0
Commercial_Retail_New_Miscellaneous_Natural Gas_Miscellaneous_E8_Baseline Forecast | Commercial | Retail | New | Miscellaneous | Natural Gas | Miscellaneous | E8 |  | Baseline Forecast | 0 | 0 | 0 | 0 | 0 | 0 | 0 | 0 | 0 | 0 | 0 | 0 | 0 | 0 | 0 | 0 | 0 | 0 | 0 | 0 | 0 | 0 | 0 | 0 | 0 | 0 | 0 | 0 | 0 | 0 | 0
Commercial_Retail_New_Miscellaneous_Natural Gas_Miscellaneous_E9_Baseline Forecast | Commercial | Retail | New | Miscellaneous | Natural Gas | Miscellaneous | E9 |  | Baseline Forecast | 0 | 0 | 0 | 0 | 0 | 0 | 0 | 0 | 0 | 0 | 0 | 0 | 0 | 0 | 0 | 0 | 0 | 0 | 0 | 0 | 0 | 0 | 0 | 0 | 0 | 0 | 0 | 0 | 0 | 0 | 0
Commercial_Retail_New_Miscellaneous_Natural Gas_Miscellaneous_E10_Baseline Forecast | Commercial | Retail | New | Miscellaneous | Natural Gas | Miscellaneous | E10 |  | Baseline Forecast | 0 | 0 | 0 | 0 | 0 | 0 | 0 | 0 | 0 | 0 | 0 | 0 | 0 | 0 | 0 | 0 | 0 | 0 | 0 | 0 | 0 | 0 | 0 | 0 | 0 | 0 | 0 | 0 | 0 | 0 | 0
Commercial_Retail_New_Miscellaneous_Natural Gas_Miscellaneous_Vintage_Baseline Forecast | Commercial | Retail | New | Miscellaneous | Natural Gas | Miscellaneous | Vintage | Vintage | Baseline Forecast | 0 | 0 | 0 | 0 | 0 | 0 | 0 | 0 | 0 | 0 | 0 | 0 | 0 | 0 | 0 | 0 | 0 | 0 | 0 | 0 | 0 | 0 | 0 | 0 | 0 | 0 | 0 | 0 | 0 | 0 | 0
Commercial_Restaurant_Existing_Space Heating_Natural Gas_Furnace_E1_Baseline Forecast | Commercial | Restaurant | Existing | Space Heating | Natural Gas | Furnace | E1 | AFUE 80% (Standard) | Baseline Forecast | 0 | 106998.1809 | 216655.5814 | 328284.2289 | 441264.443 | 432439.1541 | 423790.371 | 415314.5636 | 407008.2723 | 398868.1069 | 390890.7448 | 383072.9299 | 375411.4713 | 367903.2418 | 360545.177 | 353334.2735 | 346267.588 | 339342.2362 | 332555.3915 | 320182.8825 | 302625.5343 | 280282.5224 | 253547.8818 | 229363.3147 | 207485.5831 | 187694.6506 | 169791.4685 | 153595.9746 | 138945.2816 | 125692.0394 | 113702.9525
Commercial_Restaurant_Existing_Space Heating_Natural Gas_Furnace_E2_Baseline Forecast | Commercial | Restaurant | Existing | Space Heating | Natural Gas | Furnace | E2 | AFUE 90% | Baseline Forecast | 0 | 0 | 0 | 0 | 0 | 0 | 0 | 0 | 0 | 0 | 0 | 0 | 0 | 0 | 0 | 0 | 0 | 0 | 0 | 0 | 0 | 0 | 0 | 0 | 0 | 0 | 0 | 0 | 0 | 0 | 0
Commercial_Restaurant_Existing_Space Heating_Natural Gas_Furnace_E3_Baseline Forecast | Commercial | Restaurant | Existing | Space Heating | Natural Gas | Furnace | E3 | AFUE 95% | Baseline Forecast | 0 | 0 | 0 | 0 | 0 | 122599.9756 | 245318.1593 | 323652.2596 | 401580.568 | 478886.0277 | 555342.7948 | 630779.7186 | 698498.0856 | 758658.1548 | 811862.9268 | 858720.9201 | 899751.2546 | 935443.9457 | 966305.4153 | 996462.8066 | 1026047.9393 | 1055147.274 | 1083822.4677 | 1106807.1399 | 1123549.3945 | 1137004.1588 | 1147482.9232 | 1155270.3587 | 1160628.4702 | 1163796.876 | 1164955.0624
Commercial_Restaurant_Existing_Space Heating_Natural Gas_Furnace_E4_Baseline Forecast | Commercial | Restaurant | Existing | Space Heating | Natural Gas | Furnace | E4 |  | Baseline Forecast | 0 | 0 | 0 | 0 | 0 | 0 | 0 | 0 | 0 | 0 | 0 | 0 | 0 | 0 | 0 | 0 | 0 | 0 | 0 | 0 | 0 | 0 | 0 | 0 | 0 | 0 | 0 | 0 | 0 | 0 | 0
Commercial_Restaurant_Existing_Space Heating_Natural Gas_Furnace_E5_Baseline Forecast | Commercial | Restaurant | Existing | Space Heating | Natural Gas | Furnace | E5 |  | Baseline Forecast | 0 | 0 | 0 | 0 | 0 | 0 | 0 | 44058.5636 | 87801.6524 | 131094.4645 | 173851.1075 | 215967.6542 | 253191.6118 | 286411.6091 | 315990.6965 | 342210.0303 | 365369.7466 | 385734.1615 | 403491.3279 | 420874.7951 | 437937.6214 | 454733.0297 | 471301.0074 | 486422.1119 | 501310.6731 | 513617.1865 | 523583.4377 | 531430.3304 | 537357.7986 | 541548.2425 | 544207.674
Commercial_Restaurant_Existing_Space Heating_Natural Gas_Furnace_E6_Baseline Forecast | Commercial | Restaurant | Existing | Space Heating | Natural Gas | Furnace | E6 |  | Baseline Forecast | 0 | 0 | 0 | 0 | 0 | 0 | 0 | 0 | 0 | 0 | 0 | 0 | 0 | 0 | 0 | 0 | 0 | 0 | 0 | 0 | 0 | 0 | 0 | 0 | 0 | 0 | 0 | 0 | 0 | 0 | 0
Commercial_Restaurant_Existing_Space Heating_Natural Gas_Furnace_E7_Baseline Forecast | Commercial | Restaurant | Existing | Space Heating | Natural Gas | Furnace | E7 |  | Baseline Forecast | 0 | 0 | 0 | 0 | 0 | 0 | 0 | 0 | 0 | 0 | 0 | 0 | 0 | 0 | 0 | 0 | 0 | 0 | 0 | 0 | 0 | 0 | 0 | 0 | 0 | 0 | 0 | 0 | 0 | 0 | 0
Commercial_Restaurant_Existing_Space Heating_Natural Gas_Furnace_E8_Baseline Forecast | Commercial | Restaurant | Existing | Space Heating | Natural Gas | Furnace | E8 |  | Baseline Forecast | 0 | 0 | 0 | 0 | 0 | 0 | 0 | 0 | 0 | 0 | 0 | 0 | 0 | 0 | 0 | 0 | 0 | 0 | 0 | 0 | 0 | 0 | 0 | 0 | 0 | 0 | 0 | 0 | 0 | 0 | 0
Commercial_Restaurant_Existing_Space Heating_Natural Gas_Furnace_E9_Baseline Forecast | Commercial | Restaurant | Existing | Space Heating | Natural Gas | Furnace | E9 |  | Baseline Forecast | 0 | 0 | 0 | 0 | 0 | 0 | 0 | 0 | 0 | 0 | 0 | 0 | 0 | 0 | 0 | 0 | 0 | 0 | 0 | 0 | 0 | 0 | 0 | 0 | 0 | 0 | 0 | 0 | 0 | 0 | 0
Commercial_Restaurant_Existing_Space Heating_Natural Gas_Furnace_E10_Baseline Forecast | Commercial | Restaurant | Existing | Space Heating | Natural Gas | Furnace | E10 |  | Baseline Forecast | 0 | 0 | 0 | 0 | 0 | 0 | 0 | 0 | 0 | 0 | 0 | 0 | 0 | 0 | 0 | 0 | 0 | 0 | 0 | 0 | 0 | 0 | 0 | 0 | 0 | 0 | 0 | 0 | 0 | 0 | 0
Commercial_Restaurant_Existing_Space Heating_Natural Gas_Furnace_Vintage_Baseline Forecast | Commercial | Restaurant | Existing | Space Heating | Natural Gas | Furnace | Vintage | Vintage | Baseline Forecast | 4176204.5112 | 3985682.2401 | 3794171.2312 | 3602326.0474 | 3410733.6278 | 3219918.9797 | 3030350.4168 | 2842444.3814 | 2656569.8802 | 2473052.5664 | 2292178.495 | 2114197.5766 | 1950036.353 | 1798621.7656 | 1658964.0756 | 1530150.3944 | 1411338.7167 | 1301752.4164 | 1200675.1699 | 1107446.2744 | 1021456.3284 | 942143.2487 | 868988.5965 | 801514.1878 | 739278.9685 | 681876.131 | 628930.4549 | 580095.8549 | 535053.1179 | 493507.817 | 455188.3865
Commercial_Restaurant_Existing_Space Heating_Natural Gas_Boiler_E1_Baseline Forecast | Commercial | Restaurant | Existing | Space Heating | Natural Gas | Boiler | E1 | AFUE 80% (Standard) | Baseline Forecast | 0 | 3999.7135 | 7874.7188 | 11624.4542 | 15248.5172 | 14943.5468 | 14644.6759 | 14351.7824 | 14064.7467 | 13783.4518 | 13507.7828 | 13237.6271 | 12972.8746 | 12713.4171 | 12459.1487 | 12209.9657 | 11965.7664 | 11726.4511 | 11491.9221 | 11262.0836 | 11036.842 | 10610.702 | 10009.5703 | 9256.9043 | 8373.938 | 7575.1932 | 6852.6363 | 6199.0002 | 5607.7109 | 5072.8216 | 4588.9525
Commercial_Restaurant_Existing_Space Heating_Natural Gas_Boiler_E2_Baseline Forecast | Commercial | Restaurant | Existing | Space Heating | Natural Gas | Boiler | E2 | AFUE 85% | Baseline Forecast | 0 | 0 | 0 | 0 | 0 | 0 | 0 | 0 | 0 | 0 | 0 | 0 | 0 | 0 | 0 | 0 | 0 | 0 | 0 | 0 | 0 | 0 | 0 | 0 | 0 | 0 | 0 | 0 | 0 | 0 | 0
Commercial_Restaurant_Existing_Space Heating_Natural Gas_Boiler_E3_Baseline Forecast | Commercial | Restaurant | Existing | Space Heating | Natural Gas | Boiler | E3 | AFUE 98% | Baseline Forecast | 0 | 1273.3822 | 2507.5275 | 3702.3207 | 4858.1402 | 9778.8869 | 14530.4565 | 19114.419 | 23532.7018 | 27787.5357 | 31881.4084 | 35817.0222 | 39597.258 | 43225.1421 | 46703.8182 | 50036.5221 | 53226.5595 | 56277.2869 | 59192.0947 | 61974.392 | 64627.5941 | 67360.5143 | 69805.5558 | 71993.9806 | 73953.2202 | 75512.0266 | 76716.9051 | 77609.3182 | 78226.2271 | 78600.5742 | 78761.7153
Commercial_Restaurant_Existing_Space Heating_Natural Gas_Boiler_E4_Baseline Forecast | Commercial | Restaurant | Existing | Space Heating | Natural Gas | Boiler | E4 | Convert to NG Air Source Heat Pump | Baseline Forecast | 0 | 0 | 0 | 0 | 0 | 0 | 0 | 0 | 0 | 0 | 0 | 0 | 0 | 0 | 0 | 0 | 0 | 0 | 0 | 0 | 0 | 0 | 0 | 0 | 0 | 0 | 0 | 0 | 0 | 0 | 0
Commercial_Restaurant_Existing_Space Heating_Natural Gas_Boiler_E5_Baseline Forecast | Commercial | Restaurant | Existing | Space Heating | Natural Gas | Boiler | E5 |  | Baseline Forecast | 0 | 0 | 0 | 0 | 0 | 0 | 0 | 0 | 0 | 0 | 0 | 0 | 0 | 0 | 0 | 0 | 0 | 0 | 0 | 0 | 0 | 0 | 0 | 0 | 0 | 0 | 0 | 0 | 0 | 0 | 0
Commercial_Restaurant_Existing_Space Heating_Natural Gas_Boiler_E6_Baseline Forecast | Commercial | Restaurant | Existing | Space Heating | Natural Gas | Boiler | E6 |  | Baseline Forecast | 0 | 0 | 0 | 0 | 0 | 0 | 0 | 0 | 0 | 0 | 0 | 0 | 0 | 0 | 0 | 0 | 0 | 0 | 0 | 0 | 0 | 0 | 0 | 0 | 0 | 0 | 0 | 0 | 0 | 0 | 0
Commercial_Restaurant_Existing_Space Heating_Natural Gas_Boiler_E7_Baseline Forecast | Commercial | Restaurant | Existing | Space Heating | Natural Gas | Boiler | E7 |  | Baseline Forecast | 0 | 0 | 0 | 0 | 0 | 0 | 0 | 0 | 0 | 0 | 0 | 0 | 0 | 0 | 0 | 0 | 0 | 0 | 0 | 0 | 0 | 0 | 0 | 0 | 0 | 0 | 0 | 0 | 0 | 0 | 0
Commercial_Restaurant_Existing_Space Heating_Natural Gas_Boiler_E8_Baseline Forecast | Commercial | Restaurant | Existing | Space Heating | Natural Gas | Boiler | E8 |  | Baseline Forecast | 0 | 0 | 0 | 0 | 0 | 0 | 0 | 0 | 0 | 0 | 0 | 0 | 0 | 0 | 0 | 0 | 0 | 0 | 0 | 0 | 0 | 0 | 0 | 0 | 0 | 0 | 0 | 0 | 0 | 0 | 0
Commercial_Restaurant_Existing_Space Heating_Natural Gas_Boiler_E9_Baseline Forecast | Commercial | Restaurant | Existing | Space Heating | Natural Gas | Boiler | E9 |  | Baseline Forecast | 0 | 0 | 0 | 0 | 0 | 0 | 0 | 0 | 0 | 0 | 0 | 0 | 0 | 0 | 0 | 0 | 0 | 0 | 0 | 0 | 0 | 0 | 0 | 0 | 0 | 0 | 0 | 0 | 0 | 0 | 0
Commercial_Restaurant_Existing_Space Heating_Natural Gas_Boiler_E10_Baseline Forecast | Commercial | Restaurant | Existing | Space Heating | Natural Gas | Boiler | E10 |  | Baseline Forecast | 0 | 0 | 0 | 0 | 0 | 0 | 0 | 0 | 0 | 0 | 0 | 0 | 0 | 0 | 0 | 0 | 0 | 0 | 0 | 0 | 0 | 0 | 0 | 0 | 0 | 0 | 0 | 0 | 0 | 0 | 0
Commercial_Restaurant_Existing_Space Heating_Natural Gas_Boiler_Vintage_Baseline Forecast | Commercial | Restaurant | Existing | Space Heating | Natural Gas | Boiler | Vintage | Vintage | Baseline Forecast | 177563.4292 | 168739.0648 | 160149.6712 | 151794.5041 | 143672.1961 | 135780.8427 | 128118.0785 | 120681.1452 | 113466.9512 | 106472.1242 | 99693.0584 | 93125.9552 | 86766.8599 | 80611.6934 | 74656.2806 | 68896.3747 | 63327.6794 | 57945.8672 | 52746.5963 | 47725.5252 | 42878.3248 | 38200.6893 | 34033.3414 | 30320.6133 | 27012.91 | 24066.0471 | 21440.6601 | 19101.679 | 17017.8595 | 15161.3657 | 13507.3986
Commercial_Restaurant_Existing_Space Heating_Natural Gas_Unit Heater_E1_Baseline Forecast | Commercial | Restaurant | Existing | Space Heating | Natural Gas | Unit Heater | E1 | Standard | Baseline Forecast | 0 | 552.7419 | 2117.504 | 5071.6236 | 9720.7182 | 9526.3038 | 9335.7777 | 9149.0622 | 8966.0809 | 8786.7593 | 8611.0241 | 8374.285 | 7968.6669 | 7259.5004 | 6097.9804 | 5122.3035 | 4302.7349 | 3614.2973 | 2921.7768 | 2128.6248 | 1168.7765 | 0 | 0 | 0 | 0 | 0 | 0 | 0 | 0 | 0 | 0
Commercial_Restaurant_Existing_Space Heating_Natural Gas_Unit Heater_E2_Baseline Forecast | Commercial | Restaurant | Existing | Space Heating | Natural Gas | Unit Heater | E2 | Condensing | Baseline Forecast | 0 | 0 | 0 | 0 | 0 | 6781.4455 | 15685.2774 | 26852.4052 | 40382.5308 | 56339.7246 | 74296.5083 | 93941.5036 | 115052.4392 | 137474.533 | 161103.2672 | 185079.1872 | 209239.2167 | 229840.0889 | 247408.62 | 262389.888 | 275160.1201 | 286037.5359 | 293889.9788 | 300104.6607 | 304875.8692 | 308376.3843 | 310759.831 | 312162.7751 | 312706.5905 | 312499.1219 | 311636.1666
Commercial_Restaurant_Existing_Space Heating_Natural Gas_Unit Heater_E3_Baseline Forecast | Commercial | Restaurant | Existing | Space Heating | Natural Gas | Unit Heater | E3 | Infrared Radiant | Baseline Forecast | 0 | 0 | 0 | 0 | 0 | 0 | 0 | 0 | 0 | 0 | 0 | 0 | 0 | 0 | 0 | 0 | 0 | 0 | 0 | 0 | 0 | 0 | 0 | 0 | 0 | 0 | 0 | 0 | 0 | 0 | 0
Commercial_Restaurant_Existing_Space Heating_Natural Gas_Unit Heater_E4_Baseline Forecast | Commercial | Restaurant | Existing | Space Heating | Natural Gas | Unit Heater | E4 |  | Baseline Forecast | 0 | 0 | 0 | 0 | 0 | 0 | 0 | 0 | 0 | 0 | 0 | 0 | 0 | 0 | 0 | 0 | 0 | 0 | 0 | 0 | 0 | 0 | 0 | 0 | 0 | 0 | 0 | 0 | 0 | 0 | 0
Commercial_Restaurant_Existing_Space Heating_Natural Gas_Unit Heater_E5_Baseline Forecast | Commercial | Restaurant | Existing | Space Heating | Natural Gas | Unit Heater | E5 |  | Baseline Forecast | 0 | 0 | 0 | 0 | 0 | 0 | 0 | 0 | 0 | 0 | 0 | 0 | 0 | 0 | 0 | 0 | 0 | 0 | 0 | 0 | 0 | 0 | 0 | 0 | 0 | 0 | 0 | 0 | 0 | 0 | 0
Commercial_Restaurant_Existing_Space Heating_Natural Gas_Unit Heater_E6_Baseline Forecast | Commercial | Restaurant | Existing | Space Heating | Natural Gas | Unit Heater | E6 |  | Baseline Forecast | 0 | 0 | 0 | 0 | 0 | 0 | 0 | 0 | 0 | 0 | 0 | 0 | 0 | 0 | 0 | 0 | 0 | 0 | 0 | 0 | 0 | 0 | 0 | 0 | 0 | 0 | 0 | 0 | 0 | 0 | 0
Commercial_Restaurant_Existing_Space Heating_Natural Gas_Unit Heater_E7_Baseline Forecast | Commercial | Restaurant | Existing | Space Heating | Natural Gas | Unit Heater | E7 |  | Baseline Forecast | 0 | 0 | 0 | 0 | 0 | 0 | 0 | 0 | 0 | 0 | 0 | 0 | 0 | 0 | 0 | 0 | 0 | 0 | 0 | 0 | 0 | 0 | 0 | 0 | 0 | 0 | 0 | 0 | 0 | 0 | 0
Commercial_Restaurant_Existing_Space Heating_Natural Gas_Unit Heater_E8_Baseline Forecast | Commercial | Restaurant | Existing | Space Heating | Natural Gas | Unit Heater | E8 |  | Baseline Forecast | 0 | 0 | 0 | 0 | 0 | 0 | 0 | 0 | 0 | 0 | 0 | 0 | 0 | 0 | 0 | 0 | 0 | 0 | 0 | 0 | 0 | 0 | 0 | 0 | 0 | 0 | 0 | 0 | 0 | 0 | 0
Commercial_Restaurant_Existing_Space Heating_Natural Gas_Unit Heater_E9_Baseline Forecast | Commercial | Restaurant | Existing | Space Heating | Natural Gas | Unit Heater | E9 |  | Baseline Forecast | 0 | 0 | 0 | 0 | 0 | 0 | 0 | 0 | 0 | 0 | 0 | 0 | 0 | 0 | 0 | 0 | 0 | 0 | 0 | 0 | 0 | 0 | 0 | 0 | 0 | 0 | 0 | 0 | 0 | 0 | 0
Commercial_Restaurant_Existing_Space Heating_Natural Gas_Unit Heater_E10_Baseline Forecast | Commercial | Restaurant | Existing | Space Heating | Natural Gas | Unit Heater | E10 |  | Baseline Forecast | 0 | 0 | 0 | 0 | 0 | 0 | 0 | 0 | 0 | 0 | 0 | 0 | 0 | 0 | 0 | 0 | 0 | 0 | 0 | 0 | 0 | 0 | 0 | 0 | 0 | 0 | 0 | 0 | 0 | 0 | 0
Commercial_Restaurant_Existing_Space Heating_Natural Gas_Unit Heater_Vintage_Baseline Forecast | Commercial | Restaurant | Existing | Space Heating | Natural Gas | Unit Heater | Vintage | Vintage | Baseline Forecast | 670058.5615 | 656104.6484 | 641406.7384 | 625582.134 | 608319.9643 | 589372.1195 | 568545.2163 | 545693.4786 | 520712.4353 | 493533.3422 | 464579.0971 | 434221.1084 | 402785.0529 | 370556.0025 | 337782.9876 | 304683.0598 | 271444.9078 | 241832.7361 | 215450.983 | 191947.2394 | 171007.5406 | 152352.1725 | 135731.9355 | 120924.8153 | 107733.0172 | 95980.3245 | 85509.7436 | 76181.4079 | 67870.7089 | 60466.6316 | 53870.2718
Commercial_Restaurant_Existing_Water Heating_Natural Gas_Water Heater_E1_Baseline Forecast | Commercial | Restaurant | Existing | Water Heating | Natural Gas | Water Heater | E1 | TE 0.80 | Baseline Forecast | 0 | 24590.5595 | 50819.9634 | 78324.6316 | 106783.6874 | 135966.0651 | 165627.1623 | 162663.4637 | 159778.1989 | 156971.3777 | 150188.632 | 139993.1316 | 126913.0012 | 111359.1386 | 93744.0404 | 69618.6495 | 50228.1621 | 34610.4867 | 22007.1203 | 11817.0978 | 3562.8921 | 3312.0044 | 3067.8188 | 2916.7212 | 2777.928 | 2668.0331 | 2591.0641 | 2563.5669 | 2647.9312 | 2738.1429 | 2843.9999
Commercial_Restaurant_Existing_Water Heating_Natural Gas_Water Heater_E2_Baseline Forecast | Commercial | Restaurant | Existing | Water Heating | Natural Gas | Water Heater | E2 | TE 0.90 | Baseline Forecast | 0 | 88138.7766 | 182181.3262 | 280829.6917 | 382950.0832 | 487502.5138 | 593623.4452 | 582998.3945 | 572654.0058 | 562590.0565 | 538274.2419 | 501723.3219 | 454818.4946 | 399034.7986 | 335880.535 | 249429.5843 | 179940.1136 | 123964.7805 | 78783.082 | 42285.6583 | 12751.1825 | 11856.5621 | 10986.2191 | 10430.3181 | 9916.5076 | 9503.9729 | 9208.9276 | 9088.6881 | 9361.1767 | 9654.5567 | 10005.0384
Commercial_Restaurant_Existing_Water Heating_Natural Gas_Water Heater_E3_Baseline Forecast | Commercial | Restaurant | Existing | Water Heating | Natural Gas | Water Heater | E3 | TE 0.94 | Baseline Forecast | 0 | 0 | 0 | 0 | 0 | 0 | 0 | 0 | 0 | 0 | 0 | 0 | 0 | 0 | 0 | 0 | 0 | 0 | 0 | 0 | 0 | 0 | 0 | 0 | 0 | 0 | 0 | 0 | 0 | 0 | 0
Commercial_Restaurant_Existing_Water Heating_Natural Gas_Water Heater_E4_Baseline Forecast | Commercial | Restaurant | Existing | Water Heating | Natural Gas | Water Heater | E4 | Instantaneous TE 0.94 | Baseline Forecast | 0 | 0 | 0 | 0 | 0 | 0 | 0 | 150454.342 | 300797.5806 | 450307.8464 | 616950.2322 | 797612.1752 | 971377.2051 | 1138666.5095 | 1299612.5182 | 1476417.4804 | 1619203.6654 | 1733826.7171 | 1825052.0445 | 1896734.0424 | 1952088.8685 | 1964276.5204 | 1970713.055 | 1971736.2479 | 1968333.8271 | 1960993.6081 | 1950195.7268 | 1936310.4114 | 1919451.3277 | 1900445.693 | 1879557.1522
Commercial_Restaurant_Existing_Water Heating_Natural Gas_Water Heater_E5_Baseline Forecast | Commercial | Restaurant | Existing | Water Heating | Natural Gas | Water Heater | E5 | Gas-Fired Absorption HPWH | Baseline Forecast | 0 | 0 | 0 | 0 | 0 | 0 | 0 | 0 | 0 | 0 | 0 | 0 | 0 | 0 | 0 | 0 | 0 | 0 | 0 | 0 | 0 | 0 | 0 | 0 | 0 | 0 | 0 | 0 | 0 | 0 | 0
Commercial_Restaurant_Existing_Water Heating_Natural Gas_Water Heater_E6_Baseline Forecast | Commercial | Restaurant | Existing | Water Heating | Natural Gas | Water Heater | E6 |  | Baseline Forecast | 0 | 0 | 0 | 0 | 0 | 0 | 0 | 0 | 0 | 0 | 0 | 0 | 0 | 0 | 0 | 0 | 0 | 0 | 0 | 0 | 0 | 0 | 0 | 0 | 0 | 0 | 0 | 0 | 0 | 0 | 0
Commercial_Restaurant_Existing_Water Heating_Natural Gas_Water Heater_E7_Baseline Forecast | Commercial | Restaurant | Existing | Water Heating | Natural Gas | Water Heater | E7 |  | Baseline Forecast | 0 | 0 | 0 | 0 | 0 | 0 | 0 | 0 | 0 | 0 | 0 | 0 | 0 | 0 | 0 | 0 | 0 | 0 | 0 | 0 | 0 | 0 | 0 | 0 | 0 | 0 | 0 | 0 | 0 | 0 | 0
Commercial_Restaurant_Existing_Water Heating_Natural Gas_Water Heater_E8_Baseline Forecast | Commercial | Restaurant | Existing | Water Heating | Natural Gas | Water Heater | E8 |  | Baseline Forecast | 0 | 0 | 0 | 0 | 0 | 0 | 0 | 0 | 0 | 0 | 0 | 0 | 0 | 0 | 0 | 0 | 0 | 0 | 0 | 0 | 0 | 0 | 0 | 0 | 0 | 0 | 0 | 0 | 0 | 0 | 0
Commercial_Restaurant_Existing_Water Heating_Natural Gas_Water Heater_E9_Baseline Forecast | Commercial | Restaurant | Existing | Water Heating | Natural Gas | Water Heater | E9 |  | Baseline Forecast | 0 | 0 | 0 | 0 | 0 | 0 | 0 | 0 | 0 | 0 | 0 | 0 | 0 | 0 | 0 | 0 | 0 | 0 | 0 | 0 | 0 | 0 | 0 | 0 | 0 | 0 | 0 | 0 | 0 | 0 | 0
Commercial_Restaurant_Existing_Water Heating_Natural Gas_Water Heater_E10_Baseline Forecast | Commercial | Restaurant | Existing | Water Heating | Natural Gas | Water Heater | E10 |  | Baseline Forecast | 0 | 0 | 0 | 0 | 0 | 0 | 0 | 0 | 0 | 0 | 0 | 0 | 0 | 0 | 0 | 0 | 0 | 0 | 0 | 0 | 0 | 0 | 0 | 0 | 0 | 0 | 0 | 0 | 0 | 0 | 0
Commercial_Restaurant_Existing_Water Heating_Natural Gas_Water Heater_Vintage_Baseline Forecast | Commercial | Restaurant | Existing | Water Heating | Natural Gas | Water Heater | Vintage | Vintage | Baseline Forecast | 3795987.8487 | 3607338.7556 | 3412665.4402 | 3213599.072 | 3011564.5568 | 2807803.7819 | 2603396.3061 | 2399277.7752 | 2196256.3105 | 1995027.0933 | 1796185.3404 | 1600237.8487 | 1425666.447 | 1270139.1983 | 1131578.5584 | 1008133.6248 | 898155.4112 | 800174.8209 | 712883.0222 | 635113.9653 | 565828.8054 | 504102.0266 | 449109.0783 | 400115.3606 | 356466.4122 | 317579.1672 | 282934.1672 | 252068.6217 | 224570.2266 | 200071.6564 | 178245.6575
Commercial_Restaurant_Existing_Food Preparation_Natural Gas_Oven_E1_Baseline Forecast | Commercial | Restaurant | Existing | Food Preparation | Natural Gas | Oven | E1 | Standard | Baseline Forecast | 0 | 12493.9706 | 28149.7162 | 46037.9507 | 65429.862 | 85888.0372 | 106975.5586 | 128325.5179 | 149656.3159 | 170784.3777 | 186238.618 | 197276.3075 | 205046.3328 | 210118.6069 | 213061.0491 | 214334.3208 | 214358.774 | 213418.8658 | 211769.259 | 209557.0083 | 206908.8084 | 203914.8746 | 200677.1986 | 197974.3471 | 195157.7741 | 192276.6986 | 189368.1514 | 186420.3896 | 183499.0661 | 180616.4574 | 177776.7511
Commercial_Restaurant_Existing_Food Preparation_Natural Gas_Oven_E2_Baseline Forecast | Commercial | Restaurant | Existing | Food Preparation | Natural Gas | Oven | E2 | ENERGY STAR (EF ≥ 44%) Convection Oven utilizing ASTM Std F1496 | Baseline Forecast | 0 | 18011.2492 | 40609.0492 | 66463.3475 | 94549.3279 | 123946.778 | 154044.9956 | 184405.8626 | 214695.7074 | 244631.1735 | 266615.4678 | 282386.2236 | 293141.5208 | 300150.4509 | 304285.8773 | 306215.7349 | 306403.5337 | 305256.8261 | 303062.5654 | 300097.4223 | 296566.0199 | 292637.0303 | 288410.5816 | 283265.7376 | 277973.8121 | 272581.0375 | 267124.4348 | 261673.0367 | 256205.3539 | 250742.9983 | 245307.6288
Commercial_Restaurant_Existing_Food Preparation_Natural Gas_Oven_E3_Baseline Forecast | Commercial | Restaurant | Existing | Food Preparation | Natural Gas | Oven | E3 |  | Baseline Forecast | 0 | 0 | 0 | 0 | 0 | 0 | 0 | 0 | 0 | 0 | 0 | 0 | 0 | 0 | 0 | 0 | 0 | 0 | 0 | 0 | 0 | 0 | 0 | 0 | 0 | 0 | 0 | 0 | 0 | 0 | 0
Commercial_Restaurant_Existing_Food Preparation_Natural Gas_Oven_E4_Baseline Forecast | Commercial | Restaurant | Existing | Food Preparation | Natural Gas | Oven | E4 |  | Baseline Forecast | 0 | 0 | 0 | 0 | 0 | 0 | 0 | 0 | 0 | 0 | 0 | 0 | 0 | 0 | 0 | 0 | 0 | 0 | 0 | 0 | 0 | 0 | 0 | 0 | 0 | 0 | 0 | 0 | 0 | 0 | 0
Commercial_Restaurant_Existing_Food Preparation_Natural Gas_Oven_E5_Baseline Forecast | Commercial | Restaurant | Existing | Food Preparation | Natural Gas | Oven | E5 |  | Baseline Forecast | 0 | 0 | 0 | 0 | 0 | 0 | 0 | 0 | 0 | 0 | 0 | 0 | 0 | 0 | 0 | 0 | 0 | 0 | 0 | 0 | 0 | 0 | 0 | 0 | 0 | 0 | 0 | 0 | 0 | 0 | 0
Commercial_Restaurant_Existing_Food Preparation_Natural Gas_Oven_E6_Baseline Forecast | Commercial | Restaurant | Existing | Food Preparation | Natural Gas | Oven | E6 |  | Baseline Forecast | 0 | 0 | 0 | 0 | 0 | 0 | 0 | 0 | 0 | 0 | 0 | 0 | 0 | 0 | 0 | 0 | 0 | 0 | 0 | 0 | 0 | 0 | 0 | 0 | 0 | 0 | 0 | 0 | 0 | 0 | 0
Commercial_Restaurant_Existing_Food Preparation_Natural Gas_Oven_E7_Baseline Forecast | Commercial | Restaurant | Existing | Food Preparation | Natural Gas | Oven | E7 |  | Baseline Forecast | 0 | 0 | 0 | 0 | 0 | 0 | 0 | 0 | 0 | 0 | 0 | 0 | 0 | 0 | 0 | 0 | 0 | 0 | 0 | 0 | 0 | 0 | 0 | 0 | 0 | 0 | 0 | 0 | 0 | 0 | 0
Commercial_Restaurant_Existing_Food Preparation_Natural Gas_Oven_E8_Baseline Forecast | Commercial | Restaurant | Existing | Food Preparation | Natural Gas | Oven | E8 |  | Baseline Forecast | 0 | 0 | 0 | 0 | 0 | 0 | 0 | 0 | 0 | 0 | 0 | 0 | 0 | 0 | 0 | 0 | 0 | 0 | 0 | 0 | 0 | 0 | 0 | 0 | 0 | 0 | 0 | 0 | 0 | 0 | 0
Commercial_Restaurant_Existing_Food Preparation_Natural Gas_Oven_E9_Baseline Forecast | Commercial | Restaurant | Existing | Food Preparation | Natural Gas | Oven | E9 |  | Baseline Forecast | 0 | 0 | 0 | 0 | 0 | 0 | 0 | 0 | 0 | 0 | 0 | 0 | 0 | 0 | 0 | 0 | 0 | 0 | 0 | 0 | 0 | 0 | 0 | 0 | 0 | 0 | 0 | 0 | 0 | 0 | 0
Commercial_Restaurant_Existing_Food Preparation_Natural Gas_Oven_E10_Baseline Forecast | Commercial | Restaurant | Existing | Food Preparation | Natural Gas | Oven | E10 |  | Baseline Forecast | 0 | 0 | 0 | 0 | 0 | 0 | 0 | 0 | 0 | 0 | 0 | 0 | 0 | 0 | 0 | 0 | 0 | 0 | 0 | 0 | 0 | 0 | 0 | 0 | 0 | 0 | 0 | 0 | 0 | 0 | 0
Commercial_Restaurant_Existing_Food Preparation_Natural Gas_Oven_Vintage_Baseline Forecast | Commercial | Restaurant | Existing | Food Preparation | Natural Gas | Oven | Vintage | Vintage | Baseline Forecast | 778194.3824 | 732125.275 | 678619.1195 | 619929.0289 | 557802.5307 | 493591.271 | 428337.0103 | 362839.0326 | 297706.9817 | 233402.2736 | 182987.3825 | 143462.1079 | 112474.2926 | 88179.8454 | 69132.9988 | 54200.2711 | 42493.0125 | 33314.5218 | 26118.5851 | 20476.9707 | 16053.945 | 12586.2929 | 9867.6536 | 7736.2405 | 6065.2125 | 4755.1266 | 3728.0193 | 2922.7671 | 2291.4494 | 1796.4963 | 1408.4531
Commercial_Restaurant_Existing_Food Preparation_Natural Gas_Conveyor Oven_E1_Baseline Forecast | Commercial | Restaurant | Existing | Food Preparation | Natural Gas | Conveyor Oven | E1 | Standard | Baseline Forecast | 0 | 0 | 0 | 0 | 0 | 577.1127 | 2149.7648 | 5009.3297 | 9347.1821 | 15297.1739 | 22406.9279 | 30326.8366 | 38849.56 | 47703.7768 | 56721.3364 | 65781.723 | 74785.9154 | 81380.6082 | 86103.7756 | 89357.9784 | 91470.9345 | 92698.1938 | 93240.2516 | 93361.9041 | 93088.1732 | 92525.3814 | 91759.2447 | 90853.2204 | 89845.3764 | 88772.7259 | 87662.9994
Commercial_Restaurant_Existing_Food Preparation_Natural Gas_Conveyor Oven_E2_Baseline Forecast | Commercial | Restaurant | Existing | Food Preparation | Natural Gas | Conveyor Oven | E2 | ENERGY STAR (EF ≥ 44%) Convection Oven utilizing ASTM Std F1496 | Baseline Forecast | 0 | 0 | 0 | 0 | 0 | 829.7395 | 3089.3527 | 7204.9834 | 13470.0194 | 22056.0469 | 32311.6559 | 43728.765 | 55849.7605 | 68431.9137 | 81247.4389 | 94113.3263 | 106897.3352 | 116258.0817 | 122939.9982 | 127545.4804 | 130534.2546 | 132267.6942 | 133028.548 | 132930.4672 | 132244.7259 | 131096.8977 | 129582.6826 | 127780.47 | 125763.0238 | 123579.855 | 121270.7074
Commercial_Restaurant_Existing_Food Preparation_Natural Gas_Conveyor Oven_E3_Baseline Forecast | Commercial | Restaurant | Existing | Food Preparation | Natural Gas | Conveyor Oven | E3 |  | Baseline Forecast | 0 | 0 | 0 | 0 | 0 | 0 | 0 | 0 | 0 | 0 | 0 | 0 | 0 | 0 | 0 | 0 | 0 | 0 | 0 | 0 | 0 | 0 | 0 | 0 | 0 | 0 | 0 | 0 | 0 | 0 | 0
Commercial_Restaurant_Existing_Food Preparation_Natural Gas_Conveyor Oven_E4_Baseline Forecast | Commercial | Restaurant | Existing | Food Preparation | Natural Gas | Conveyor Oven | E4 |  | Baseline Forecast | 0 | 0 | 0 | 0 | 0 | 0 | 0 | 0 | 0 | 0 | 0 | 0 | 0 | 0 | 0 | 0 | 0 | 0 | 0 | 0 | 0 | 0 | 0 | 0 | 0 | 0 | 0 | 0 | 0 | 0 | 0
Commercial_Restaurant_Existing_Food Preparation_Natural Gas_Conveyor Oven_E5_Baseline Forecast | Commercial | Restaurant | Existing | Food Preparation | Natural Gas | Conveyor Oven | E5 |  | Baseline Forecast | 0 | 0 | 0 | 0 | 0 | 0 | 0 | 0 | 0 | 0 | 0 | 0 | 0 | 0 | 0 | 0 | 0 | 0 | 0 | 0 | 0 | 0 | 0 | 0 | 0 | 0 | 0 | 0 | 0 | 0 | 0
Commercial_Restaurant_Existing_Food Preparation_Natural Gas_Conveyor Oven_E6_Baseline Forecast | Commercial | Restaurant | Existing | Food Preparation | Natural Gas | Conveyor Oven | E6 |  | Baseline Forecast | 0 | 0 | 0 | 0 | 0 | 0 | 0 | 0 | 0 | 0 | 0 | 0 | 0 | 0 | 0 | 0 | 0 | 0 | 0 | 0 | 0 | 0 | 0 | 0 | 0 | 0 | 0 | 0 | 0 | 0 | 0
Commercial_Restaurant_Existing_Food Preparation_Natural Gas_Conveyor Oven_E7_Baseline Forecast | Commercial | Restaurant | Existing | Food Preparation | Natural Gas | Conveyor Oven | E7 |  | Baseline Forecast | 0 | 0 | 0 | 0 | 0 | 0 | 0 | 0 | 0 | 0 | 0 | 0 | 0 | 0 | 0 | 0 | 0 | 0 | 0 | 0 | 0 | 0 | 0 | 0 | 0 | 0 | 0 | 0 | 0 | 0 | 0
Commercial_Restaurant_Existing_Food Preparation_Natural Gas_Conveyor Oven_E8_Baseline Forecast | Commercial | Restaurant | Existing | Food Preparation | Natural Gas | Conveyor Oven | E8 |  | Baseline Forecast | 0 | 0 | 0 | 0 | 0 | 0 | 0 | 0 | 0 | 0 | 0 | 0 | 0 | 0 | 0 | 0 | 0 | 0 | 0 | 0 | 0 | 0 | 0 | 0 | 0 | 0 | 0 | 0 | 0 | 0 | 0
Commercial_Restaurant_Existing_Food Preparation_Natural Gas_Conveyor Oven_E9_Baseline Forecast | Commercial | Restaurant | Existing | Food Preparation | Natural Gas | Conveyor Oven | E9 |  | Baseline Forecast | 0 | 0 | 0 | 0 | 0 | 0 | 0 | 0 | 0 | 0 | 0 | 0 | 0 | 0 | 0 | 0 | 0 | 0 | 0 | 0 | 0 | 0 | 0 | 0 | 0 | 0 | 0 | 0 | 0 | 0 | 0
Commercial_Restaurant_Existing_Food Preparation_Natural Gas_Conveyor Oven_E10_Baseline Forecast | Commercial | Restaurant | Existing | Food Preparation | Natural Gas | Conveyor Oven | E10 |  | Baseline Forecast | 0 | 0 | 0 | 0 | 0 | 0 | 0 | 0 | 0 | 0 | 0 | 0 | 0 | 0 | 0 | 0 | 0 | 0 | 0 | 0 | 0 | 0 | 0 | 0 | 0 | 0 | 0 | 0 | 0 | 0 | 0
Commercial_Restaurant_Existing_Food Preparation_Natural Gas_Conveyor Oven_Vintage_Baseline Forecast | Commercial | Restaurant | Existing | Food Preparation | Natural Gas | Conveyor Oven | Vintage | Vintage | Baseline Forecast | 389097.1912 | 381315.2474 | 373688.9424 | 366215.1636 | 358890.8603 | 350306.1909 | 339439.6648 | 325570.8935 | 308212.3009 | 287055.6917 | 263202.1504 | 237506.7178 | 210631.7526 | 183088.7612 | 155271.1873 | 127480.1141 | 99944.4094 | 78356.417 | 61431.4309 | 48162.2418 | 37759.1976 | 29603.2109 | 23208.9174 | 18195.7912 | 14265.5003 | 11184.1522 | 8768.3754 | 6874.4063 | 5389.5345 | 4225.3951 | 3312.7097
Commercial_Restaurant_Existing_Food Preparation_Natural Gas_Double Rack Oven_E1_Baseline Forecast | Commercial | Restaurant | Existing | Food Preparation | Natural Gas | Double Rack Oven | E1 | Standard | Baseline Forecast | 0 | 3465.9836 | 8106.2518 | 13713.2256 | 20093.1618 | 27152.7803 | 34753.9884 | 42754.2598 | 51028.0588 | 59414.8577 | 66363.2247 | 72073.7444 | 76853.5573 | 80689.7589 | 83759.8502 | 86176.9636 | 88014.6406 | 89344.9623 | 90257.307 | 90771.4869 | 90956.9969 | 90854.9719 | 90511.813 | 90782.7946 | 90868.7234 | 90809.6733 | 90598.7196 | 90262.4643 | 89826.0855 | 89341.9468 | 88816.7897
Commercial_Restaurant_Existing_Food Preparation_Natural Gas_Double Rack Oven_E2_Baseline Forecast | Commercial | Restaurant | Existing | Food Preparation | Natural Gas | Double Rack Oven | E2 | FTSC Qualified (>50% Cooking Efficiency) | Baseline Forecast | 0 | 5007.6885 | 11731.5563 | 19843.9389 | 29077.2381 | 39127.6377 | 49791.9698 | 60920.0156 | 72386.7046 | 84138.5487 | 94012.2687 | 102249.1654 | 108926.7411 | 114392.6845 | 118760.8519 | 122171.644 | 124772.1086 | 126682.0623 | 127979.035 | 128788.3599 | 129166.7348 | 129182.712 | 128885.2047 | 127501.7367 | 125903.4016 | 124112.5368 | 122190.217 | 120156.7979 | 118027.7979 | 115786.1001 | 113455.4663
Commercial_Restaurant_Existing_Food Preparation_Natural Gas_Double Rack Oven_E3_Baseline Forecast | Commercial | Restaurant | Existing | Food Preparation | Natural Gas | Double Rack Oven | E3 |  | Baseline Forecast | 0 | 0 | 0 | 0 | 0 | 0 | 0 | 0 | 0 | 0 | 0 | 0 | 0 | 0 | 0 | 0 | 0 | 0 | 0 | 0 | 0 | 0 | 0 | 0 | 0 | 0 | 0 | 0 | 0 | 0 | 0
Commercial_Restaurant_Existing_Food Preparation_Natural Gas_Double Rack Oven_E4_Baseline Forecast | Commercial | Restaurant | Existing | Food Preparation | Natural Gas | Double Rack Oven | E4 |  | Baseline Forecast | 0 | 0 | 0 | 0 | 0 | 0 | 0 | 0 | 0 | 0 | 0 | 0 | 0 | 0 | 0 | 0 | 0 | 0 | 0 | 0 | 0 | 0 | 0 | 0 | 0 | 0 | 0 | 0 | 0 | 0 | 0
Commercial_Restaurant_Existing_Food Preparation_Natural Gas_Double Rack Oven_E5_Baseline Forecast | Commercial | Restaurant | Existing | Food Preparation | Natural Gas | Double Rack Oven | E5 |  | Baseline Forecast | 0 | 0 | 0 | 0 | 0 | 0 | 0 | 0 | 0 | 0 | 0 | 0 | 0 | 0 | 0 | 0 | 0 | 0 | 0 | 0 | 0 | 0 | 0 | 0 | 0 | 0 | 0 | 0 | 0 | 0 | 0
Commercial_Restaurant_Existing_Food Preparation_Natural Gas_Double Rack Oven_E6_Baseline Forecast | Commercial | Restaurant | Existing | Food Preparation | Natural Gas | Double Rack Oven | E6 |  | Baseline Forecast | 0 | 0 | 0 | 0 | 0 | 0 | 0 | 0 | 0 | 0 | 0 | 0 | 0 | 0 | 0 | 0 | 0 | 0 | 0 | 0 | 0 | 0 | 0 | 0 | 0 | 0 | 0 | 0 | 0 | 0 | 0
Commercial_Restaurant_Existing_Food Preparation_Natural Gas_Double Rack Oven_E7_Baseline Forecast | Commercial | Restaurant | Existing | Food Preparation | Natural Gas | Double Rack Oven | E7 |  | Baseline Forecast | 0 | 0 | 0 | 0 | 0 | 0 | 0 | 0 | 0 | 0 | 0 | 0 | 0 | 0 | 0 | 0 | 0 | 0 | 0 | 0 | 0 | 0 | 0 | 0 | 0 | 0 | 0 | 0 | 0 | 0 | 0
Commercial_Restaurant_Existing_Food Preparation_Natural Gas_Double Rack Oven_E8_Baseline Forecast | Commercial | Restaurant | Existing | Food Preparation | Natural Gas | Double Rack Oven | E8 |  | Baseline Forecast | 0 | 0 | 0 | 0 | 0 | 0 | 0 | 0 | 0 | 0 | 0 | 0 | 0 | 0 | 0 | 0 | 0 | 0 | 0 | 0 | 0 | 0 | 0 | 0 | 0 | 0 | 0 | 0 | 0 | 0 | 0
Commercial_Restaurant_Existing_Food Preparation_Natural Gas_Double Rack Oven_E9_Baseline Forecast | Commercial | Restaurant | Existing | Food Preparation | Natural Gas | Double Rack Oven | E9 |  | Baseline Forecast | 0 | 0 | 0 | 0 | 0 | 0 | 0 | 0 | 0 | 0 | 0 | 0 | 0 | 0 | 0 | 0 | 0 | 0 | 0 | 0 | 0 | 0 | 0 | 0 | 0 | 0 | 0 | 0 | 0 | 0 | 0
Commercial_Restaurant_Existing_Food Preparation_Natural Gas_Double Rack Oven_E10_Baseline Forecast | Commercial | Restaurant | Existing | Food Preparation | Natural Gas | Double Rack Oven | E10 |  | Baseline Forecast | 0 | 0 | 0 | 0 | 0 | 0 | 0 | 0 | 0 | 0 | 0 | 0 | 0 | 0 | 0 | 0 | 0 | 0 | 0 | 0 | 0 | 0 | 0 | 0 | 0 | 0 | 0 | 0 | 0 | 0 | 0
Commercial_Restaurant_Existing_Food Preparation_Natural Gas_Double Rack Oven_Vintage_Baseline Forecast | Commercial | Restaurant | Existing | Food Preparation | Natural Gas | Double Rack Oven | Vintage | Vintage | Baseline Forecast | 389097.1912 | 372841.5752 | 353851.1344 | 332657.9991 | 309720.4603 | 285432.6251 | 260132.824 | 234110.9312 | 207614.739 | 180855.506 | 157545.2408 | 137239.4097 | 119550.7747 | 104142.0082 | 90719.2605 | 79026.5558 | 68840.9108 | 59968.0823 | 52238.8628 | 45505.8538 | 39640.6549 | 34531.4149 | 30080.6992 | 26203.6313 | 22826.2744 | 19884.2213 | 17321.3661 | 15088.8344 | 13144.0513 | 11449.9292 | 9974.1605
Commercial_Restaurant_Existing_Food Preparation_Natural Gas_Fryer_E1_Baseline Forecast | Commercial | Restaurant | Existing | Food Preparation | Natural Gas | Fryer | E1 | Standard | Baseline Forecast | 0 | 68490.4337 | 141510.0365 | 138679.8358 | 135906.2391 | 133188.1143 | 130524.352 | 127913.865 | 125355.5877 | 111194.6502 | 87176.6058 | 68346.4589 | 53583.6238 | 42009.5611 | 19128.1939 | 0 | 0 | 0 | 0 | 0 | 0 | 0 | 0 | 0 | 0 | 0 | 0 | 0 | 0 | 0 | 0
Commercial_Restaurant_Existing_Food Preparation_Natural Gas_Fryer_E2_Baseline Forecast | Commercial | Restaurant | Existing | Food Preparation | Natural Gas | Fryer | E2 | ENERGY STAR | Baseline Forecast | 0 | 24148.6432 | 49966.5136 | 156467.1607 | 266548.7561 | 379167.9024 | 493415.0574 | 608499.392 | 723735.3129 | 850184.2948 | 985589.9807 | 1114469.6571 | 1222735.0463 | 1313160.6437 | 1401929.834 | 1475483.597 | 1519782.8297 | 1555144.1973 | 1582624.8439 | 1603164.947 | 1617600.5099 | 1626674.7584 | 1631048.2937 | 1631308.1368 | 1627975.7857 | 1621514.393 | 1612335.1603 | 1600803.0334 | 1587241.7772 | 1571938.4947 | 1555147.6538
Commercial_Restaurant_Existing_Food Preparation_Natural Gas_Fryer_E3_Baseline Forecast | Commercial | Restaurant | Existing | Food Preparation | Natural Gas | Fryer | E3 |  | Baseline Forecast | 0 | 0 | 0 | 0 | 0 | 0 | 0 | 0 | 0 | 0 | 0 | 0 | 0 | 0 | 0 | 0 | 0 | 0 | 0 | 0 | 0 | 0 | 0 | 0 | 0 | 0 | 0 | 0 | 0 | 0 | 0
Commercial_Restaurant_Existing_Food Preparation_Natural Gas_Fryer_E4_Baseline Forecast | Commercial | Restaurant | Existing | Food Preparation | Natural Gas | Fryer | E4 |  | Baseline Forecast | 0 | 0 | 0 | 0 | 0 | 0 | 0 | 0 | 0 | 0 | 0 | 0 | 0 | 0 | 0 | 0 | 0 | 0 | 0 | 0 | 0 | 0 | 0 | 0 | 0 | 0 | 0 | 0 | 0 | 0 | 0
Commercial_Restaurant_Existing_Food Preparation_Natural Gas_Fryer_E5_Baseline Forecast | Commercial | Restaurant | Existing | Food Preparation | Natural Gas | Fryer | E5 |  | Baseline Forecast | 0 | 0 | 0 | 0 | 0 | 0 | 0 | 0 | 0 | 0 | 0 | 0 | 0 | 0 | 0 | 0 | 0 | 0 | 0 | 0 | 0 | 0 | 0 | 0 | 0 | 0 | 0 | 0 | 0 | 0 | 0
Commercial_Restaurant_Existing_Food Preparation_Natural Gas_Fryer_E6_Baseline Forecast | Commercial | Restaurant | Existing | Food Preparation | Natural Gas | Fryer | E6 |  | Baseline Forecast | 0 | 0 | 0 | 0 | 0 | 0 | 0 | 0 | 0 | 0 | 0 | 0 | 0 | 0 | 0 | 0 | 0 | 0 | 0 | 0 | 0 | 0 | 0 | 0 | 0 | 0 | 0 | 0 | 0 | 0 | 0
Commercial_Restaurant_Existing_Food Preparation_Natural Gas_Fryer_E7_Baseline Forecast | Commercial | Restaurant | Existing | Food Preparation | Natural Gas | Fryer | E7 |  | Baseline Forecast | 0 | 0 | 0 | 0 | 0 | 0 | 0 | 0 | 0 | 0 | 0 | 0 | 0 | 0 | 0 | 0 | 0 | 0 | 0 | 0 | 0 | 0 | 0 | 0 | 0 | 0 | 0 | 0 | 0 | 0 | 0
Commercial_Restaurant_Existing_Food Preparation_Natural Gas_Fryer_E8_Baseline Forecast | Commercial | Restaurant | Existing | Food Preparation | Natural Gas | Fryer | E8 |  | Baseline Forecast | 0 | 0 | 0 | 0 | 0 | 0 | 0 | 0 | 0 | 0 | 0 | 0 | 0 | 0 | 0 | 0 | 0 | 0 | 0 | 0 | 0 | 0 | 0 | 0 | 0 | 0 | 0 | 0 | 0 | 0 | 0
Commercial_Restaurant_Existing_Food Preparation_Natural Gas_Fryer_E9_Baseline Forecast | Commercial | Restaurant | Existing | Food Preparation | Natural Gas | Fryer | E9 |  | Baseline Forecast | 0 | 0 | 0 | 0 | 0 | 0 | 0 | 0 | 0 | 0 | 0 | 0 | 0 | 0 | 0 | 0 | 0 | 0 | 0 | 0 | 0 | 0 | 0 | 0 | 0 | 0 | 0 | 0 | 0 | 0 | 0
Commercial_Restaurant_Existing_Food Preparation_Natural Gas_Fryer_E10_Baseline Forecast | Commercial | Restaurant | Existing | Food Preparation | Natural Gas | Fryer | E10 |  | Baseline Forecast | 0 | 0 | 0 | 0 | 0 | 0 | 0 | 0 | 0 | 0 | 0 | 0 | 0 | 0 | 0 | 0 | 0 | 0 | 0 | 0 | 0 | 0 | 0 | 0 | 0 | 0 | 0 | 0 | 0 | 0 | 0
Commercial_Restaurant_Existing_Food Preparation_Natural Gas_Fryer_Vintage_Baseline Forecast | Commercial | Restaurant | Existing | Food Preparation | Natural Gas | Fryer | Vintage | Vintage | Baseline Forecast | 3119479.1195 | 2964450.4602 | 2804471.1961 | 2640881.7949 | 2474853.2204 | 2307406.0346 | 2139427.4008 | 1971686.2171 | 1804846.584 | 1639479.7898 | 1476074.9737 | 1315048.6129 | 1171588.7643 | 1043779.0809 | 929912.2721 | 828467.2969 | 738089.0464 | 657570.2413 | 585835.3059 | 521925.9998 | 464988.618 | 414262.5869 | 369070.3047 | 328808.0897 | 292938.1162 | 260981.2308 | 232510.5511 | 207145.7637 | 184548.044 | 164415.5301 | 146479.2905
Commercial_Restaurant_Existing_Food Preparation_Natural Gas_Broiler_E1_Baseline Forecast | Commercial | Restaurant | Existing | Food Preparation | Natural Gas | Broiler | E1 | Standard | Baseline Forecast | 0 | 33143.7865 | 69450.9386 | 108232.2189 | 148854.379 | 190934.027 | 234007.0017 | 277634.503 | 321442.6584 | 365020.4786 | 401173.6647 | 430909.1546 | 455365.3219 | 474982.8731 | 490514.1993 | 502534.7221 | 511492.6758 | 517803.2909 | 521871.9665 | 523934.1514 | 524305.1645 | 523216.3912 | 520895.2085 | 518983.5052 | 516176.0873 | 512640.1326 | 508449.3363 | 503714.9177 | 498564.3816 | 493121.1571 | 487422.6398
Commercial_Restaurant_Existing_Food Preparation_Natural Gas_Broiler_E2_Baseline Forecast | Commercial | Restaurant | Existing | Food Preparation | Natural Gas | Broiler | E2 | Infrared Burners | Baseline Forecast | 0 | 11682.4538 | 24509.8418 | 38194.7426 | 52532.4469 | 67188.8683 | 82015.3047 | 96928.4981 | 111859.0439 | 126842.9718 | 139415.3846 | 149882.8787 | 158250.3994 | 165072.3009 | 170462.1217 | 174597.8996 | 177686.9029 | 179884.0892 | 181279.9462 | 182070.2027 | 182314.3647 | 182106.7981 | 181503.1434 | 179107.3186 | 176437.9246 | 173512.9809 | 170419.4297 | 167185.309 | 163803.7599 | 160255.8003 | 156594.3829
Commercial_Restaurant_Existing_Food Preparation_Natural Gas_Broiler_E3_Baseline Forecast | Commercial | Restaurant | Existing | Food Preparation | Natural Gas | Broiler | E3 |  | Baseline Forecast | 0 | 0 | 0 | 0 | 0 | 0 | 0 | 0 | 0 | 0 | 0 | 0 | 0 | 0 | 0 | 0 | 0 | 0 | 0 | 0 | 0 | 0 | 0 | 0 | 0 | 0 | 0 | 0 | 0 | 0 | 0
Commercial_Restaurant_Existing_Food Preparation_Natural Gas_Broiler_E4_Baseline Forecast | Commercial | Restaurant | Existing | Food Preparation | Natural Gas | Broiler | E4 |  | Baseline Forecast | 0 | 0 | 0 | 0 | 0 | 0 | 0 | 0 | 0 | 0 | 0 | 0 | 0 | 0 | 0 | 0 | 0 | 0 | 0 | 0 | 0 | 0 | 0 | 0 | 0 | 0 | 0 | 0 | 0 | 0 | 0
Commercial_Restaurant_Existing_Food Preparation_Natural Gas_Broiler_E5_Baseline Forecast | Commercial | Restaurant | Existing | Food Preparation | Natural Gas | Broiler | E5 |  | Baseline Forecast | 0 | 0 | 0 | 0 | 0 | 0 | 0 | 0 | 0 | 0 | 0 | 0 | 0 | 0 | 0 | 0 | 0 | 0 | 0 | 0 | 0 | 0 | 0 | 0 | 0 | 0 | 0 | 0 | 0 | 0 | 0
Commercial_Restaurant_Existing_Food Preparation_Natural Gas_Broiler_E6_Baseline Forecast | Commercial | Restaurant | Existing | Food Preparation | Natural Gas | Broiler | E6 |  | Baseline Forecast | 0 | 0 | 0 | 0 | 0 | 0 | 0 | 0 | 0 | 0 | 0 | 0 | 0 | 0 | 0 | 0 | 0 | 0 | 0 | 0 | 0 | 0 | 0 | 0 | 0 | 0 | 0 | 0 | 0 | 0 | 0
Commercial_Restaurant_Existing_Food Preparation_Natural Gas_Broiler_E7_Baseline Forecast | Commercial | Restaurant | Existing | Food Preparation | Natural Gas | Broiler | E7 |  | Baseline Forecast | 0 | 0 | 0 | 0 | 0 | 0 | 0 | 0 | 0 | 0 | 0 | 0 | 0 | 0 | 0 | 0 | 0 | 0 | 0 | 0 | 0 | 0 | 0 | 0 | 0 | 0 | 0 | 0 | 0 | 0 | 0
Commercial_Restaurant_Existing_Food Preparation_Natural Gas_Broiler_E8_Baseline Forecast | Commercial | Restaurant | Existing | Food Preparation | Natural Gas | Broiler | E8 |  | Baseline Forecast | 0 | 0 | 0 | 0 | 0 | 0 | 0 | 0 | 0 | 0 | 0 | 0 | 0 | 0 | 0 | 0 | 0 | 0 | 0 | 0 | 0 | 0 | 0 | 0 | 0 | 0 | 0 | 0 | 0 | 0 | 0
Commercial_Restaurant_Existing_Food Preparation_Natural Gas_Broiler_E9_Baseline Forecast | Commercial | Restaurant | Existing | Food Preparation | Natural Gas | Broiler | E9 |  | Baseline Forecast | 0 | 0 | 0 | 0 | 0 | 0 | 0 | 0 | 0 | 0 | 0 | 0 | 0 | 0 | 0 | 0 | 0 | 0 | 0 | 0 | 0 | 0 | 0 | 0 | 0 | 0 | 0 | 0 | 0 | 0 | 0
Commercial_Restaurant_Existing_Food Preparation_Natural Gas_Broiler_E10_Baseline Forecast | Commercial | Restaurant | Existing | Food Preparation | Natural Gas | Broiler | E10 |  | Baseline Forecast | 0 | 0 | 0 | 0 | 0 | 0 | 0 | 0 | 0 | 0 | 0 | 0 | 0 | 0 | 0 | 0 | 0 | 0 | 0 | 0 | 0 | 0 | 0 | 0 | 0 | 0 | 0 | 0 | 0 | 0 | 0
Commercial_Restaurant_Existing_Food Preparation_Natural Gas_Broiler_Vintage_Baseline Forecast | Commercial | Restaurant | Existing | Food Preparation | Natural Gas | Broiler | Vintage | Vintage | Baseline Forecast | 1235008.6609 | 1165482.2474 | 1092141.5376 | 1015953.31 | 937745.8402 | 858227.1175 | 778000.7061 | 697579.5512 | 617397.9989 | 537822.2568 | 468502.9437 | 408118.1199 | 355516.2289 | 309694.1371 | 269778.0039 | 235006.6167 | 204716.875 | 178331.1445 | 155346.2414 | 135323.837 | 117882.098 | 102688.4053 | 89453.0109 | 77923.5117 | 67880.0369 | 59131.0543 | 51509.7184 | 44870.6881 | 39087.3549 | 34049.4292 | 29660.8361
Commercial_Restaurant_Existing_Food Preparation_Natural Gas_Griddle_E1_Baseline Forecast | Commercial | Restaurant | Existing | Food Preparation | Natural Gas | Griddle | E1 | Standard | Baseline Forecast | 0 | 46333.0304 | 97110.8869 | 151336.4072 | 208138.343 | 266830.732 | 326776.8077 | 387417.0389 | 448275.3722 | 508911.905 | 559323.1759 | 600881.1604 | 634879.4952 | 662233.5076 | 683881.403 | 700608.9464 | 713079.8586 | 721880.9372 | 727539.4641 | 730469.2774 | 731072.5611 | 729682.6117 | 726598.6948 | 722689.5831 | 717559.9483 | 711413.1444 | 704395.8374 | 696655.7319 | 688336.4547 | 679563.3182 | 670418.0338
Commercial_Restaurant_Existing_Food Preparation_Natural Gas_Griddle_E2_Baseline Forecast | Commercial | Restaurant | Existing | Food Preparation | Natural Gas | Griddle | E2 | ENERGY STAR | Baseline Forecast | 0 | 18939.4086 | 39707.3977 | 61878.9963 | 85105.2845 | 109027.4891 | 133389.9738 | 157992.0892 | 182664.4244 | 207300.8947 | 227840.0016 | 244822.4346 | 258619.3678 | 269764.4031 | 278580.2335 | 285378.2221 | 290449.1393 | 294036.4509 | 296334.9457 | 297558.6328 | 297851.1187 | 297353.4401 | 296178.4391 | 293815.2679 | 290970.0007 | 287708.9535 | 284119.3677 | 280256.314 | 276151.8411 | 271832.7237 | 267348.8088
Commercial_Restaurant_Existing_Food Preparation_Natural Gas_Griddle_E3_Baseline Forecast | Commercial | Restaurant | Existing | Food Preparation | Natural Gas | Griddle | E3 |  | Baseline Forecast | 0 | 0 | 0 | 0 | 0 | 0 | 0 | 0 | 0 | 0 | 0 | 0 | 0 | 0 | 0 | 0 | 0 | 0 | 0 | 0 | 0 | 0 | 0 | 0 | 0 | 0 | 0 | 0 | 0 | 0 | 0
Commercial_Restaurant_Existing_Food Preparation_Natural Gas_Griddle_E4_Baseline Forecast | Commercial | Restaurant | Existing | Food Preparation | Natural Gas | Griddle | E4 |  | Baseline Forecast | 0 | 0 | 0 | 0 | 0 | 0 | 0 | 0 | 0 | 0 | 0 | 0 | 0 | 0 | 0 | 0 | 0 | 0 | 0 | 0 | 0 | 0 | 0 | 0 | 0 | 0 | 0 | 0 | 0 | 0 | 0
Commercial_Restaurant_Existing_Food Preparation_Natural Gas_Griddle_E5_Baseline Forecast | Commercial | Restaurant | Existing | Food Preparation | Natural Gas | Griddle | E5 |  | Baseline Forecast | 0 | 0 | 0 | 0 | 0 | 0 | 0 | 0 | 0 | 0 | 0 | 0 | 0 | 0 | 0 | 0 | 0 | 0 | 0 | 0 | 0 | 0 | 0 | 0 | 0 | 0 | 0 | 0 | 0 | 0 | 0
Commercial_Restaurant_Existing_Food Preparation_Natural Gas_Griddle_E6_Baseline Forecast | Commercial | Restaurant | Existing | Food Preparation | Natural Gas | Griddle | E6 |  | Baseline Forecast | 0 | 0 | 0 | 0 | 0 | 0 | 0 | 0 | 0 | 0 | 0 | 0 | 0 | 0 | 0 | 0 | 0 | 0 | 0 | 0 | 0 | 0 | 0 | 0 | 0 | 0 | 0 | 0 | 0 | 0 | 0
Commercial_Restaurant_Existing_Food Preparation_Natural Gas_Griddle_E7_Baseline Forecast | Commercial | Restaurant | Existing | Food Preparation | Natural Gas | Griddle | E7 |  | Baseline Forecast | 0 | 0 | 0 | 0 | 0 | 0 | 0 | 0 | 0 | 0 | 0 | 0 | 0 | 0 | 0 | 0 | 0 | 0 | 0 | 0 | 0 | 0 | 0 | 0 | 0 | 0 | 0 | 0 | 0 | 0 | 0
Commercial_Restaurant_Existing_Food Preparation_Natural Gas_Griddle_E8_Baseline Forecast | Commercial | Restaurant | Existing | Food Preparation | Natural Gas | Griddle | E8 |  | Baseline Forecast | 0 | 0 | 0 | 0 | 0 | 0 | 0 | 0 | 0 | 0 | 0 | 0 | 0 | 0 | 0 | 0 | 0 | 0 | 0 | 0 | 0 | 0 | 0 | 0 | 0 | 0 | 0 | 0 | 0 | 0 | 0
Commercial_Restaurant_Existing_Food Preparation_Natural Gas_Griddle_E9_Baseline Forecast | Commercial | Restaurant | Existing | Food Preparation | Natural Gas | Griddle | E9 |  | Baseline Forecast | 0 | 0 | 0 | 0 | 0 | 0 | 0 | 0 | 0 | 0 | 0 | 0 | 0 | 0 | 0 | 0 | 0 | 0 | 0 | 0 | 0 | 0 | 0 | 0 | 0 | 0 | 0 | 0 | 0 | 0 | 0
Commercial_Restaurant_Existing_Food Preparation_Natural Gas_Griddle_E10_Baseline Forecast | Commercial | Restaurant | Existing | Food Preparation | Natural Gas | Griddle | E10 |  | Baseline Forecast | 0 | 0 | 0 | 0 | 0 | 0 | 0 | 0 | 0 | 0 | 0 | 0 | 0 | 0 | 0 | 0 | 0 | 0 | 0 | 0 | 0 | 0 | 0 | 0 | 0 | 0 | 0 | 0 | 0 | 0 | 0
Commercial_Restaurant_Existing_Food Preparation_Natural Gas_Griddle_Vintage_Baseline Forecast | Commercial | Restaurant | Existing | Food Preparation | Natural Gas | Griddle | Vintage | Vintage | Baseline Forecast | 1798322.2984 | 1697083.4135 | 1590290.4508 | 1479351.1572 | 1365471.602 | 1249682.7038 | 1132863.325 | 1015760.3761 | 899006.3176 | 783134.3922 | 682197.0706 | 594269.4481 | 517674.7193 | 450952.1999 | 392829.4719 | 342198.1177 | 298092.5826 | 259671.7608 | 226202.9561 | 197047.9084 | 171650.6224 | 149526.7644 | 130254.4259 | 113466.0777 | 98841.561 | 86101.982 | 75004.3932 | 65337.1603 | 56915.9263 | 49580.0958 | 43189.7724
Commercial_Restaurant_Existing_Food Preparation_Natural Gas_Range_E1_Baseline Forecast | Commercial | Restaurant | Existing | Food Preparation | Natural Gas | Range | E1 | Standard | Baseline Forecast | 0 | 44223.1925 | 99640.8849 | 162963.2008 | 231619.568 | 303960.6548 | 378444.9909 | 453813.2529 | 529094.3683 | 603633.1702 | 658383.4152 | 697504.5876 | 724958.6938 | 742863.9576 | 753244.871 | 757730.3681 | 757818.8144 | 754513.5909 | 748690.6074 | 740800.3024 | 731402.588 | 720835.4371 | 709453.3167 | 699696.6298 | 689573.2082 | 679291.2431 | 668857.3456 | 658469.8459 | 648180.0098 | 638071.7758 | 628042.3267
Commercial_Restaurant_Existing_Food Preparation_Natural Gas_Range_E2_Baseline Forecast | Commercial | Restaurant | Existing | Food Preparation | Natural Gas | Range | E2 | High Efficiency | Baseline Forecast | 0 | 63742.3063 | 143713.3494 | 235206.6489 | 334586.2534 | 438696.5245 | 545371.1465 | 653020.2567 | 760437.3311 | 866624.9524 | 944378.9179 | 1000139.4471 | 1038251.0278 | 1063104.1265 | 1077773.536 | 1084624.7035 | 1085287.4694 | 1081207.6452 | 1073426.2331 | 1062992.464 | 1050519.0411 | 1036584.2584 | 1021549 | 1003530.7565 | 984956.2013 | 965954.9697 | 946782.538 | 927443.3385 | 908042.412 | 888615.7585 | 869357.6727
Commercial_Restaurant_Existing_Food Preparation_Natural Gas_Range_E3_Baseline Forecast | Commercial | Restaurant | Existing | Food Preparation | Natural Gas | Range | E3 |  | Baseline Forecast | 0 | 0 | 0 | 0 | 0 | 0 | 0 | 0 | 0 | 0 | 0 | 0 | 0 | 0 | 0 | 0 | 0 | 0 | 0 | 0 | 0 | 0 | 0 | 0 | 0 | 0 | 0 | 0 | 0 | 0 | 0
Commercial_Restaurant_Existing_Food Preparation_Natural Gas_Range_E4_Baseline Forecast | Commercial | Restaurant | Existing | Food Preparation | Natural Gas | Range | E4 |  | Baseline Forecast | 0 | 0 | 0 | 0 | 0 | 0 | 0 | 0 | 0 | 0 | 0 | 0 | 0 | 0 | 0 | 0 | 0 | 0 | 0 | 0 | 0 | 0 | 0 | 0 | 0 | 0 | 0 | 0 | 0 | 0 | 0
Commercial_Restaurant_Existing_Food Preparation_Natural Gas_Range_E5_Baseline Forecast | Commercial | Restaurant | Existing | Food Preparation | Natural Gas | Range | E5 |  | Baseline Forecast | 0 | 0 | 0 | 0 | 0 | 0 | 0 | 0 | 0 | 0 | 0 | 0 | 0 | 0 | 0 | 0 | 0 | 0 | 0 | 0 | 0 | 0 | 0 | 0 | 0 | 0 | 0 | 0 | 0 | 0 | 0
Commercial_Restaurant_Existing_Food Preparation_Natural Gas_Range_E6_Baseline Forecast | Commercial | Restaurant | Existing | Food Preparation | Natural Gas | Range | E6 |  | Baseline Forecast | 0 | 0 | 0 | 0 | 0 | 0 | 0 | 0 | 0 | 0 | 0 | 0 | 0 | 0 | 0 | 0 | 0 | 0 | 0 | 0 | 0 | 0 | 0 | 0 | 0 | 0 | 0 | 0 | 0 | 0 | 0
Commercial_Restaurant_Existing_Food Preparation_Natural Gas_Range_E7_Baseline Forecast | Commercial | Restaurant | Existing | Food Preparation | Natural Gas | Range | E7 |  | Baseline Forecast | 0 | 0 | 0 | 0 | 0 | 0 | 0 | 0 | 0 | 0 | 0 | 0 | 0 | 0 | 0 | 0 | 0 | 0 | 0 | 0 | 0 | 0 | 0 | 0 | 0 | 0 | 0 | 0 | 0 | 0 | 0
Commercial_Restaurant_Existing_Food Preparation_Natural Gas_Range_E8_Baseline Forecast | Commercial | Restaurant | Existing | Food Preparation | Natural Gas | Range | E8 |  | Baseline Forecast | 0 | 0 | 0 | 0 | 0 | 0 | 0 | 0 | 0 | 0 | 0 | 0 | 0 | 0 | 0 | 0 | 0 | 0 | 0 | 0 | 0 | 0 | 0 | 0 | 0 | 0 | 0 | 0 | 0 | 0 | 0
Commercial_Restaurant_Existing_Food Preparation_Natural Gas_Range_E9_Baseline Forecast | Commercial | Restaurant | Existing | Food Preparation | Natural Gas | Range | E9 |  | Baseline Forecast | 0 | 0 | 0 | 0 | 0 | 0 | 0 | 0 | 0 | 0 | 0 | 0 | 0 | 0 | 0 | 0 | 0 | 0 | 0 | 0 | 0 | 0 | 0 | 0 | 0 | 0 | 0 | 0 | 0 | 0 | 0
Commercial_Restaurant_Existing_Food Preparation_Natural Gas_Range_E10_Baseline Forecast | Commercial | Restaurant | Existing | Food Preparation | Natural Gas | Range | E10 |  | Baseline Forecast | 0 | 0 | 0 | 0 | 0 | 0 | 0 | 0 | 0 | 0 | 0 | 0 | 0 | 0 | 0 | 0 | 0 | 0 | 0 | 0 | 0 | 0 | 0 | 0 | 0 | 0 | 0 | 0 | 0 | 0 | 0
Commercial_Restaurant_Existing_Food Preparation_Natural Gas_Range_Vintage_Baseline Forecast | Commercial | Restaurant | Existing | Food Preparation | Natural Gas | Range | Vintage | Vintage | Baseline Forecast | 2754221.9073 | 2591171.9704 | 2401800.4855 | 2194081.7757 | 1974200.7714 | 1746941.2817 | 1515990.3543 | 1284176.8523 | 1053658.4553 | 826068.2289 | 647637.4915 | 507747.7933 | 398074.27 | 312090.2277 | 244678.7385 | 191828.131 | 150393.2547 | 117908.3117 | 92440.1163 | 72473.0512 | 56818.8722 | 44545.9958 | 34924.0607 | 27380.4636 | 21466.2834 | 16829.5662 | 13194.3799 | 10344.3939 | 8110.0048 | 6358.2437 | 4984.8631
Commercial_Restaurant_Existing_Food Preparation_Natural Gas_Steamer_E1_Baseline Forecast | Commercial | Restaurant | Existing | Food Preparation | Natural Gas | Steamer | E1 | Standard | Baseline Forecast | 0 | 6481.4256 | 13575.9656 | 13304.4463 | 13038.3574 | 12777.5903 | 12522.0385 | 12271.5977 | 12026.1657 | 11785.6424 | 10949.4991 | 9538.2303 | 8308.8584 | 7237.9389 | 6305.049 | 5492.3982 | 4784.4891 | 4167.8216 | 3630.6357 | 1775.2456 | 0 | 0 | 0 | 0 | 0 | 0 | 0 | 0 | 0 | 0 | 0
Commercial_Restaurant_Existing_Food Preparation_Natural Gas_Steamer_E2_Baseline Forecast | Commercial | Restaurant | Existing | Food Preparation | Natural Gas | Steamer | E2 | ENERGY STAR | Baseline Forecast | 0 | 6512.1221 | 13659.9541 | 29139.5709 | 45336.5882 | 62043.1429 | 79081.6941 | 96301.0197 | 113572.7317 | 130788.2425 | 145748.2203 | 158812.9177 | 169556.7203 | 178291.5056 | 185288.699 | 190784.4921 | 194984.3896 | 198067.1689 | 200188.3303 | 202870.5427 | 204824.1059 | 204448.3426 | 203600.5353 | 202351.9347 | 200764.3999 | 198891.6131 | 196780.1374 | 194470.3386 | 191997.1877 | 189390.9602 | 186677.8449
Commercial_Restaurant_Existing_Food Preparation_Natural Gas_Steamer_E3_Baseline Forecast | Commercial | Restaurant | Existing | Food Preparation | Natural Gas | Steamer | E3 |  | Baseline Forecast | 0 | 0 | 0 | 0 | 0 | 0 | 0 | 0 | 0 | 0 | 0 | 0 | 0 | 0 | 0 | 0 | 0 | 0 | 0 | 0 | 0 | 0 | 0 | 0 | 0 | 0 | 0 | 0 | 0 | 0 | 0
Commercial_Restaurant_Existing_Food Preparation_Natural Gas_Steamer_E4_Baseline Forecast | Commercial | Restaurant | Existing | Food Preparation | Natural Gas | Steamer | E4 |  | Baseline Forecast | 0 | 0 | 0 | 0 | 0 | 0 | 0 | 0 | 0 | 0 | 0 | 0 | 0 | 0 | 0 | 0 | 0 | 0 | 0 | 0 | 0 | 0 | 0 | 0 | 0 | 0 | 0 | 0 | 0 | 0 | 0
Commercial_Restaurant_Existing_Food Preparation_Natural Gas_Steamer_E5_Baseline Forecast | Commercial | Restaurant | Existing | Food Preparation | Natural Gas | Steamer | E5 |  | Baseline Forecast | 0 | 0 | 0 | 0 | 0 | 0 | 0 | 0 | 0 | 0 | 0 | 0 | 0 | 0 | 0 | 0 | 0 | 0 | 0 | 0 | 0 | 0 | 0 | 0 | 0 | 0 | 0 | 0 | 0 | 0 | 0
Commercial_Restaurant_Existing_Food Preparation_Natural Gas_Steamer_E6_Baseline Forecast | Commercial | Restaurant | Existing | Food Preparation | Natural Gas | Steamer | E6 |  | Baseline Forecast | 0 | 0 | 0 | 0 | 0 | 0 | 0 | 0 | 0 | 0 | 0 | 0 | 0 | 0 | 0 | 0 | 0 | 0 | 0 | 0 | 0 | 0 | 0 | 0 | 0 | 0 | 0 | 0 | 0 | 0 | 0
Commercial_Restaurant_Existing_Food Preparation_Natural Gas_Steamer_E7_Baseline Forecast | Commercial | Restaurant | Existing | Food Preparation | Natural Gas | Steamer | E7 |  | Baseline Forecast | 0 | 0 | 0 | 0 | 0 | 0 | 0 | 0 | 0 | 0 | 0 | 0 | 0 | 0 | 0 | 0 | 0 | 0 | 0 | 0 | 0 | 0 | 0 | 0 | 0 | 0 | 0 | 0 | 0 | 0 | 0
Commercial_Restaurant_Existing_Food Preparation_Natural Gas_Steamer_E8_Baseline Forecast | Commercial | Restaurant | Existing | Food Preparation | Natural Gas | Steamer | E8 |  | Baseline Forecast | 0 | 0 | 0 | 0 | 0 | 0 | 0 | 0 | 0 | 0 | 0 | 0 | 0 | 0 | 0 | 0 | 0 | 0 | 0 | 0 | 0 | 0 | 0 | 0 | 0 | 0 | 0 | 0 | 0 | 0 | 0
Commercial_Restaurant_Existing_Food Preparation_Natural Gas_Steamer_E9_Baseline Forecast | Commercial | Restaurant | Existing | Food Preparation | Natural Gas | Steamer | E9 |  | Baseline Forecast | 0 | 0 | 0 | 0 | 0 | 0 | 0 | 0 | 0 | 0 | 0 | 0 | 0 | 0 | 0 | 0 | 0 | 0 | 0 | 0 | 0 | 0 | 0 | 0 | 0 | 0 | 0 | 0 | 0 | 0 | 0
Commercial_Restaurant_Existing_Food Preparation_Natural Gas_Steamer_E10_Baseline Forecast | Commercial | Restaurant | Existing | Food Preparation | Natural Gas | Steamer | E10 |  | Baseline Forecast | 0 | 0 | 0 | 0 | 0 | 0 | 0 | 0 | 0 | 0 | 0 | 0 | 0 | 0 | 0 | 0 | 0 | 0 | 0 | 0 | 0 | 0 | 0 | 0 | 0 | 0 | 0 | 0 | 0 | 0 | 0
Commercial_Restaurant_Existing_Food Preparation_Natural Gas_Steamer_Vintage_Baseline Forecast | Commercial | Restaurant | Existing | Food Preparation | Natural Gas | Steamer | Vintage | Vintage | Baseline Forecast | 357985.499 | 337832.2413 | 316573.3534 | 294489.0705 | 271819.4804 | 248769.8043 | 225514.9942 | 202203.7348 | 178961.9277 | 155895.7237 | 135802.4971 | 118299.0641 | 103051.6292 | 89769.4192 | 78199.1385 | 68120.1384 | 59340.2095 | 51691.9158 | 45029.4022 | 39225.6126 | 34169.867 | 29765.7508 | 25929.2762 | 22587.2806 | 19676.0311 | 17140.0093 | 14930.8526 | 13006.4316 | 11330.0471 | 9869.7299 | 8597.6314
Commercial_Restaurant_Existing_Food Preparation_Natural Gas_Food Prep Other_E1_Baseline Forecast | Commercial | Restaurant | Existing | Food Preparation | Natural Gas | Food Prep Other | E1 | Standard | Baseline Forecast | 0 | 10384.4394 | 23406.5229 | 38297.1362 | 54459.315 | 71430.9319 | 88855.3601 | 106458.5481 | 124031.0406 | 141413.8894 | 154158.5805 | 163284.6061 | 169590.9664 | 173703.6291 | 176113.0538 | 177203.4326 | 177275.6656 | 176565.3234 | 175256.7884 | 173494.2883 | 171390.6163 | 169033.8976 | 166492.9431 | 163821.6806 | 161061.6379 | 158245.3164 | 155397.915 | 152538.9484 | 149683.449 | 146842.9575 | 144026.2561
Commercial_Restaurant_Existing_Food Preparation_Natural Gas_Food Prep Other_E2_Baseline Forecast | Commercial | Restaurant | Existing | Food Preparation | Natural Gas | Food Prep Other | E2 | ENERGY STAR | Baseline Forecast | 0 | 3648.5922 | 8223.9302 | 13455.7861 | 19134.4187 | 25097.4198 | 31219.4893 | 37404.3502 | 43578.4202 | 49685.8497 | 54163.6582 | 57370.0714 | 59585.7424 | 61030.6834 | 61877.2244 | 62260.3513 | 62285.7586 | 62036.2144 | 61576.491 | 60957.2829 | 60218.2101 | 59390.241 | 58497.5439 | 57558.7042 | 56588.67 | 55598.8495 | 54598.1091 | 53593.2885 | 52589.6717 | 51591.3071 | 50601.3027
Commercial_Restaurant_Existing_Food Preparation_Natural Gas_Food Prep Other_E3_Baseline Forecast | Commercial | Restaurant | Existing | Food Preparation | Natural Gas | Food Prep Other | E3 |  | Baseline Forecast | 0 | 0 | 0 | 0 | 0 | 0 | 0 | 0 | 0 | 0 | 0 | 0 | 0 | 0 | 0 | 0 | 0 | 0 | 0 | 0 | 0 | 0 | 0 | 0 | 0 | 0 | 0 | 0 | 0 | 0 | 0
Commercial_Restaurant_Existing_Food Preparation_Natural Gas_Food Prep Other_E4_Baseline Forecast | Commercial | Restaurant | Existing | Food Preparation | Natural Gas | Food Prep Other | E4 |  | Baseline Forecast | 0 | 0 | 0 | 0 | 0 | 0 | 0 | 0 | 0 | 0 | 0 | 0 | 0 | 0 | 0 | 0 | 0 | 0 | 0 | 0 | 0 | 0 | 0 | 0 | 0 | 0 | 0 | 0 | 0 | 0 | 0
Commercial_Restaurant_Existing_Food Preparation_Natural Gas_Food Prep Other_E5_Baseline Forecast | Commercial | Restaurant | Existing | Food Preparation | Natural Gas | Food Prep Other | E5 |  | Baseline Forecast | 0 | 0 | 0 | 0 | 0 | 0 | 0 | 0 | 0 | 0 | 0 | 0 | 0 | 0 | 0 | 0 | 0 | 0 | 0 | 0 | 0 | 0 | 0 | 0 | 0 | 0 | 0 | 0 | 0 | 0 | 0
Commercial_Restaurant_Existing_Food Preparation_Natural Gas_Food Prep Other_E6_Baseline Forecast | Commercial | Restaurant | Existing | Food Preparation | Natural Gas | Food Prep Other | E6 |  | Baseline Forecast | 0 | 0 | 0 | 0 | 0 | 0 | 0 | 0 | 0 | 0 | 0 | 0 | 0 | 0 | 0 | 0 | 0 | 0 | 0 | 0 | 0 | 0 | 0 | 0 | 0 | 0 | 0 | 0 | 0 | 0 | 0
Commercial_Restaurant_Existing_Food Preparation_Natural Gas_Food Prep Other_E7_Baseline Forecast | Commercial | Restaurant | Existing | Food Preparation | Natural Gas | Food Prep Other | E7 |  | Baseline Forecast | 0 | 0 | 0 | 0 | 0 | 0 | 0 | 0 | 0 | 0 | 0 | 0 | 0 | 0 | 0 | 0 | 0 | 0 | 0 | 0 | 0 | 0 | 0 | 0 | 0 | 0 | 0 | 0 | 0 | 0 | 0
Commercial_Restaurant_Existing_Food Preparation_Natural Gas_Food Prep Other_E8_Baseline Forecast | Commercial | Restaurant | Existing | Food Preparation | Natural Gas | Food Prep Other | E8 |  | Baseline Forecast | 0 | 0 | 0 | 0 | 0 | 0 | 0 | 0 | 0 | 0 | 0 | 0 | 0 | 0 | 0 | 0 | 0 | 0 | 0 | 0 | 0 | 0 | 0 | 0 | 0 | 0 | 0 | 0 | 0 | 0 | 0
Commercial_Restaurant_Existing_Food Preparation_Natural Gas_Food Prep Other_E9_Baseline Forecast | Commercial | Restaurant | Existing | Food Preparation | Natural Gas | Food Prep Other | E9 |  | Baseline Forecast | 0 | 0 | 0 | 0 | 0 | 0 | 0 | 0 | 0 | 0 | 0 | 0 | 0 | 0 | 0 | 0 | 0 | 0 | 0 | 0 | 0 | 0 | 0 | 0 | 0 | 0 | 0 | 0 | 0 | 0 | 0
Commercial_Restaurant_Existing_Food Preparation_Natural Gas_Food Prep Other_E10_Baseline Forecast | Commercial | Restaurant | Existing | Food Preparation | Natural Gas | Food Prep Other | E10 |  | Baseline Forecast | 0 | 0 | 0 | 0 | 0 | 0 | 0 | 0 | 0 | 0 | 0 | 0 | 0 | 0 | 0 | 0 | 0 | 0 | 0 | 0 | 0 | 0 | 0 | 0 | 0 | 0 | 0 | 0 | 0 | 0 | 0
Commercial_Restaurant_Existing_Food Preparation_Natural Gas_Food Prep Other_Vintage_Baseline Forecast | Commercial | Restaurant | Existing | Food Preparation | Natural Gas | Food Prep Other | Vintage | Vintage | Baseline Forecast | 357985.499 | 336792.7574 | 312178.8201 | 285180.1655 | 256600.6923 | 227062.1858 | 197043.8773 | 166913.4539 | 136951.3643 | 107369.8696 | 84177.9778 | 65995.5346 | 51740.4991 | 40564.5513 | 31802.6082 | 24933.2448 | 19547.664 | 15325.3685 | 12015.0889 | 9419.8297 | 7385.1465 | 5789.9549 | 4539.3246 | 3558.8305 | 2790.1231 | 2187.4565 | 1714.9659 | 1344.5333 | 1054.1141 | 826.4254 | 647.9175
Commercial_Restaurant_Existing_Miscellaneous_Natural Gas_Pool Heater_E1_Baseline Forecast | Commercial | Restaurant | Existing | Miscellaneous | Natural Gas | Pool Heater | E1 | Standard (EF .82) | Baseline Forecast | 0 | 3465.6649 | 6678.9543 | 9673.4624 | 12474.6696 | 15107.3962 | 17066.3932 | 18498.2702 | 19517.9739 | 20218.124 | 20669.064 | 20926.9884 | 21045.8921 | 21049.1753 | 20963.2218 | 20804.0082 | 20588.5948 | 20328.4249 | 20035.6587 | 19717.3245 | 19384.389 | 19041.6259 | 18691.7986 | 18369.5239 | 18048.263 | 17730.1026 | 17416.3747 | 17107.2405 | 16797.3931 | 16488.444 | 16180.6987
Commercial_Restaurant_Existing_Miscellaneous_Natural Gas_Pool Heater_E2_Baseline Forecast | Commercial | Restaurant | Existing | Miscellaneous | Natural Gas | Pool Heater | E2 | Condensing (EF .90) | Baseline Forecast | 0 | 386.7075 | 745.8514 | 1080.6765 | 1395.3085 | 1688.8427 | 1905.5906 | 2063.423 | 2176.2983 | 2252.612 | 2301.1711 | 2327.7905 | 2327.0468 | 2313.5772 | 2290.7772 | 2265.976 | 2240.3449 | 2216.6944 | 2194.0008 | 2173.9288 | 2152.2899 | 2129.5879 | 2107.1614 | 2053.5745 | 1997.8257 | 1939.7229 | 1879.3866 | 1817.7621 | 1760.9922 | 1708.0897 | 1659.2081
Commercial_Restaurant_Existing_Miscellaneous_Natural Gas_Pool Heater_E3_Baseline Forecast | Commercial | Restaurant | Existing | Miscellaneous | Natural Gas | Pool Heater | E3 |  | Baseline Forecast | 0 | 0 | 0 | 0 | 0 | 0 | 0 | 0 | 0 | 0 | 0 | 0 | 0 | 0 | 0 | 0 | 0 | 0 | 0 | 0 | 0 | 0 | 0 | 0 | 0 | 0 | 0 | 0 | 0 | 0 | 0
Commercial_Restaurant_Existing_Miscellaneous_Natural Gas_Pool Heater_E4_Baseline Forecast | Commercial | Restaurant | Existing | Miscellaneous | Natural Gas | Pool Heater | E4 |  | Baseline Forecast | 0 | 0 | 0 | 0 | 0 | 0 | 0 | 0 | 0 | 0 | 0 | 0 | 0 | 0 | 0 | 0 | 0 | 0 | 0 | 0 | 0 | 0 | 0 | 0 | 0 | 0 | 0 | 0 | 0 | 0 | 0
Commercial_Restaurant_Existing_Miscellaneous_Natural Gas_Pool Heater_E5_Baseline Forecast | Commercial | Restaurant | Existing | Miscellaneous | Natural Gas | Pool Heater | E5 |  | Baseline Forecast | 0 | 0 | 0 | 0 | 0 | 0 | 0 | 0 | 0 | 0 | 0 | 0 | 0 | 0 | 0 | 0 | 0 | 0 | 0 | 0 | 0 | 0 | 0 | 0 | 0 | 0 | 0 | 0 | 0 | 0 | 0
Commercial_Restaurant_Existing_Miscellaneous_Natural Gas_Pool Heater_E6_Baseline Forecast | Commercial | Restaurant | Existing | Miscellaneous | Natural Gas | Pool Heater | E6 |  | Baseline Forecast | 0 | 0 | 0 | 0 | 0 | 0 | 0 | 0 | 0 | 0 | 0 | 0 | 0 | 0 | 0 | 0 | 0 | 0 | 0 | 0 | 0 | 0 | 0 | 0 | 0 | 0 | 0 | 0 | 0 | 0 | 0
Commercial_Restaurant_Existing_Miscellaneous_Natural Gas_Pool Heater_E7_Baseline Forecast | Commercial | Restaurant | Existing | Miscellaneous | Natural Gas | Pool Heater | E7 |  | Baseline Forecast | 0 | 0 | 0 | 0 | 0 | 0 | 0 | 0 | 0 | 0 | 0 | 0 | 0 | 0 | 0 | 0 | 0 | 0 | 0 | 0 | 0 | 0 | 0 | 0 | 0 | 0 | 0 | 0 | 0 | 0 | 0
Commercial_Restaurant_Existing_Miscellaneous_Natural Gas_Pool Heater_E8_Baseline Forecast | Commercial | Restaurant | Existing | Miscellaneous | Natural Gas | Pool Heater | E8 |  | Baseline Forecast | 0 | 0 | 0 | 0 | 0 | 0 | 0 | 0 | 0 | 0 | 0 | 0 | 0 | 0 | 0 | 0 | 0 | 0 | 0 | 0 | 0 | 0 | 0 | 0 | 0 | 0 | 0 | 0 | 0 | 0 | 0
Commercial_Restaurant_Existing_Miscellaneous_Natural Gas_Pool Heater_E9_Baseline Forecast | Commercial | Restaurant | Existing | Miscellaneous | Natural Gas | Pool Heater | E9 |  | Baseline Forecast | 0 | 0 | 0 | 0 | 0 | 0 | 0 | 0 | 0 | 0 | 0 | 0 | 0 | 0 | 0 | 0 | 0 | 0 | 0 | 0 | 0 | 0 | 0 | 0 | 0 | 0 | 0 | 0 | 0 | 0 | 0
Commercial_Restaurant_Existing_Miscellaneous_Natural Gas_Pool Heater_E10_Baseline Forecast | Commercial | Restaurant | Existing | Miscellaneous | Natural Gas | Pool Heater | E10 |  | Baseline Forecast | 0 | 0 | 0 | 0 | 0 | 0 | 0 | 0 | 0 | 0 | 0 | 0 | 0 | 0 | 0 | 0 | 0 | 0 | 0 | 0 | 0 | 0 | 0 | 0 | 0 | 0 | 0 | 0 | 0 | 0 | 0
Commercial_Restaurant_Existing_Miscellaneous_Natural Gas_Pool Heater_Vintage_Baseline Forecast | Commercial | Restaurant | Existing | Miscellaneous | Natural Gas | Pool Heater | Vintage | Vintage | Baseline Forecast | 32758.2687 | 28250.7309 | 24036.2355 | 20077.6814 | 16345.2059 | 12814.6415 | 10046.6789 | 7876.5963 | 6175.2515 | 4841.3971 | 3795.6554 | 2975.7938 | 2333.0223 | 1829.0895 | 1434.0062 | 1124.2608 | 881.4205 | 691.0337 | 541.7704 | 424.748 | 333.0024 | 261.0739 | 204.6819 | 160.4706 | 125.809 | 98.6342 | 77.3292 | 60.6261 | 47.5309 | 37.2642 | 29.2151
Commercial_Restaurant_Existing_Miscellaneous_Natural Gas_Miscellaneous_E1_Baseline Forecast | Commercial | Restaurant | Existing | Miscellaneous | Natural Gas | Miscellaneous | E1 | Standard | Baseline Forecast | 0 | 448823.5241 | 963474.4985 | 1527735.433 | 1987346.281 | 2359338.4229 | 2658012.4712 | 2895375.3078 | 3081507.194 | 3224870.1396 | 3332566.932 | 3410558.7173 | 3463847.7671 | 3496631 | 3512428.9382 | 3514194.0283 | 3504401.6295 | 3485126.4417 | 3458106.7024 | 3424798.1116 | 3386419.1257 | 3343989.0033 | 3298359.7617 | 3250243.0188 | 3200232.5384 | 3148823.1668 | 3096426.738 | 3043385.4322 | 2989982.9959 | 2936454.1648 | 2882992.5776
Commercial_Restaurant_Existing_Miscellaneous_Natural Gas_Miscellaneous_E2_Baseline Forecast | Commercial | Restaurant | Existing | Miscellaneous | Natural Gas | Miscellaneous | E2 |  | Baseline Forecast | 0 | 0 | 0 | 0 | 0 | 0 | 0 | 0 | 0 | 0 | 0 | 0 | 0 | 0 | 0 | 0 | 0 | 0 | 0 | 0 | 0 | 0 | 0 | 0 | 0 | 0 | 0 | 0 | 0 | 0 | 0
Commercial_Restaurant_Existing_Miscellaneous_Natural Gas_Miscellaneous_E3_Baseline Forecast | Commercial | Restaurant | Existing | Miscellaneous | Natural Gas | Miscellaneous | E3 |  | Baseline Forecast | 0 | 0 | 0 | 0 | 0 | 0 | 0 | 0 | 0 | 0 | 0 | 0 | 0 | 0 | 0 | 0 | 0 | 0 | 0 | 0 | 0 | 0 | 0 | 0 | 0 | 0 | 0 | 0 | 0 | 0 | 0
Commercial_Restaurant_Existing_Miscellaneous_Natural Gas_Miscellaneous_E4_Baseline Forecast | Commercial | Restaurant | Existing | Miscellaneous | Natural Gas | Miscellaneous | E4 |  | Baseline Forecast | 0 | 0 | 0 | 0 | 0 | 0 | 0 | 0 | 0 | 0 | 0 | 0 | 0 | 0 | 0 | 0 | 0 | 0 | 0 | 0 | 0 | 0 | 0 | 0 | 0 | 0 | 0 | 0 | 0 | 0 | 0
Commercial_Restaurant_Existing_Miscellaneous_Natural Gas_Miscellaneous_E5_Baseline Forecast | Commercial | Restaurant | Existing | Miscellaneous | Natural Gas | Miscellaneous | E5 |  | Baseline Forecast | 0 | 0 | 0 | 0 | 0 | 0 | 0 | 0 | 0 | 0 | 0 | 0 | 0 | 0 | 0 | 0 | 0 | 0 | 0 | 0 | 0 | 0 | 0 | 0 | 0 | 0 | 0 | 0 | 0 | 0 | 0
Commercial_Restaurant_Existing_Miscellaneous_Natural Gas_Miscellaneous_E6_Baseline Forecast | Commercial | Restaurant | Existing | Miscellaneous | Natural Gas | Miscellaneous | E6 |  | Baseline Forecast | 0 | 0 | 0 | 0 | 0 | 0 | 0 | 0 | 0 | 0 | 0 | 0 | 0 | 0 | 0 | 0 | 0 | 0 | 0 | 0 | 0 | 0 | 0 | 0 | 0 | 0 | 0 | 0 | 0 | 0 | 0
Commercial_Restaurant_Existing_Miscellaneous_Natural Gas_Miscellaneous_E7_Baseline Forecast | Commercial | Restaurant | Existing | Miscellaneous | Natural Gas | Miscellaneous | E7 |  | Baseline Forecast | 0 | 0 | 0 | 0 | 0 | 0 | 0 | 0 | 0 | 0 | 0 | 0 | 0 | 0 | 0 | 0 | 0 | 0 | 0 | 0 | 0 | 0 | 0 | 0 | 0 | 0 | 0 | 0 | 0 | 0 | 0
Commercial_Restaurant_Existing_Miscellaneous_Natural Gas_Miscellaneous_E8_Baseline Forecast | Commercial | Restaurant | Existing | Miscellaneous | Natural Gas | Miscellaneous | E8 |  | Baseline Forecast | 0 | 0 | 0 | 0 | 0 | 0 | 0 | 0 | 0 | 0 | 0 | 0 | 0 | 0 | 0 | 0 | 0 | 0 | 0 | 0 | 0 | 0 | 0 | 0 | 0 | 0 | 0 | 0 | 0 | 0 | 0
Commercial_Restaurant_Existing_Miscellaneous_Natural Gas_Miscellaneous_E9_Baseline Forecast | Commercial | Restaurant | Existing | Miscellaneous | Natural Gas | Miscellaneous | E9 |  | Baseline Forecast | 0 | 0 | 0 | 0 | 0 | 0 | 0 | 0 | 0 | 0 | 0 | 0 | 0 | 0 | 0 | 0 | 0 | 0 | 0 | 0 | 0 | 0 | 0 | 0 | 0 | 0 | 0 | 0 | 0 | 0 | 0
Commercial_Restaurant_Existing_Miscellaneous_Natural Gas_Miscellaneous_E10_Baseline Forecast | Commercial | Restaurant | Existing | Miscellaneous | Natural Gas | Miscellaneous | E10 |  | Baseline Forecast | 0 | 0 | 0 | 0 | 0 | 0 | 0 | 0 | 0 | 0 | 0 | 0 | 0 | 0 | 0 | 0 | 0 | 0 | 0 | 0 | 0 | 0 | 0 | 0 | 0 | 0 | 0 | 0 | 0 | 0 | 0
Commercial_Restaurant_Existing_Miscellaneous_Natural Gas_Miscellaneous_Vintage_Baseline Forecast | Commercial | Restaurant | Existing | Miscellaneous | Natural Gas | Miscellaneous | Vintage | Vintage | Baseline Forecast | 5343137.1922 | 4787450.9242 | 4168074.4609 | 3501182.5471 | 2940993.3396 | 2470434.4053 | 2075164.9004 | 1743138.5163 | 1464236.3537 | 1229958.5371 | 1033165.1712 | 867858.7438 | 729001.3448 | 612361.1296 | 514383.3489 | 432082.0131 | 362948.891 | 304877.0684 | 256096.7375 | 215121.2595 | 180701.858 | 151789.5607 | 127503.231 | 107102.714 | 89966.2798 | 75571.675 | 63480.207 | 53323.3739 | 44791.6341 | 37624.9726 | 31604.977
Commercial_Restaurant_New_Space Heating_Natural Gas_Furnace_E1_Baseline Forecast | Commercial | Restaurant | New | Space Heating | Natural Gas | Furnace | E1 | AFUE 80% (Standard) | Baseline Forecast | 0 | 0 | 0 | 0 | 0 | 0 | 0 | 0 | 0 | 0 | 0 | 0 | 0 | 0 | 0 | 0 | 0 | 0 | 0 | 0 | 0 | 0 | 0 | 0 | 0 | 0 | 0 | 0 | 0 | 0 | 0
Commercial_Restaurant_New_Space Heating_Natural Gas_Furnace_E2_Baseline Forecast | Commercial | Restaurant | New | Space Heating | Natural Gas | Furnace | E2 | AFUE 90% | Baseline Forecast | 0 | 0 | 0 | 0 | 0 | 0 | 0 | 0 | 0 | 0 | 0 | 0 | 0 | 0 | 0 | 0 | 0 | 0 | 0 | 0 | 0 | 0 | 0 | 0 | 0 | 0 | 0 | 0 | 0 | 0 | 0
Commercial_Restaurant_New_Space Heating_Natural Gas_Furnace_E3_Baseline Forecast | Commercial | Restaurant | New | Space Heating | Natural Gas | Furnace | E3 | AFUE 95% | Baseline Forecast | 0 | 0 | 0 | 0 | 0 | 0 | 0 | 0 | 0 | 0 | 0 | 0 | 0 | 0 | 0 | 0 | 0 | 0 | 0 | 0 | 0 | 0 | 0 | 0 | 0 | 0 | 0 | 0 | 0 | 0 | 0
Commercial_Restaurant_New_Space Heating_Natural Gas_Furnace_E4_Baseline Forecast | Commercial | Restaurant | New | Space Heating | Natural Gas | Furnace | E4 |  | Baseline Forecast | 0 | 0 | 0 | 0 | 0 | 0 | 0 | 0 | 0 | 0 | 0 | 0 | 0 | 0 | 0 | 0 | 0 | 0 | 0 | 0 | 0 | 0 | 0 | 0 | 0 | 0 | 0 | 0 | 0 | 0 | 0
Commercial_Restaurant_New_Space Heating_Natural Gas_Furnace_E5_Baseline Forecast | Commercial | Restaurant | New | Space Heating | Natural Gas | Furnace | E5 |  | Baseline Forecast | 0 | 0 | 0 | 0 | 0 | 0 | 0 | 0 | 0 | 0 | 0 | 0 | 0 | 0 | 0 | 0 | 0 | 0 | 0 | 0 | 0 | 0 | 0 | 0 | 0 | 0 | 0 | 0 | 0 | 0 | 0
Commercial_Restaurant_New_Space Heating_Natural Gas_Furnace_E6_Baseline Forecast | Commercial | Restaurant | New | Space Heating | Natural Gas | Furnace | E6 |  | Baseline Forecast | 0 | 0 | 0 | 0 | 0 | 0 | 0 | 0 | 0 | 0 | 0 | 0 | 0 | 0 | 0 | 0 | 0 | 0 | 0 | 0 | 0 | 0 | 0 | 0 | 0 | 0 | 0 | 0 | 0 | 0 | 0
Commercial_Restaurant_New_Space Heating_Natural Gas_Furnace_E7_Baseline Forecast | Commercial | Restaurant | New | Space Heating | Natural Gas | Furnace | E7 |  | Baseline Forecast | 0 | 0 | 0 | 0 | 0 | 0 | 0 | 0 | 0 | 0 | 0 | 0 | 0 | 0 | 0 | 0 | 0 | 0 | 0 | 0 | 0 | 0 | 0 | 0 | 0 | 0 | 0 | 0 | 0 | 0 | 0
Commercial_Restaurant_New_Space Heating_Natural Gas_Furnace_E8_Baseline Forecast | Commercial | Restaurant | New | Space Heating | Natural Gas | Furnace | E8 |  | Baseline Forecast | 0 | 0 | 0 | 0 | 0 | 0 | 0 | 0 | 0 | 0 | 0 | 0 | 0 | 0 | 0 | 0 | 0 | 0 | 0 | 0 | 0 | 0 | 0 | 0 | 0 | 0 | 0 | 0 | 0 | 0 | 0
Commercial_Restaurant_New_Space Heating_Natural Gas_Furnace_E9_Baseline Forecast | Commercial | Restaurant | New | Space Heating | Natural Gas | Furnace | E9 |  | Baseline Forecast | 0 | 0 | 0 | 0 | 0 | 0 | 0 | 0 | 0 | 0 | 0 | 0 | 0 | 0 | 0 | 0 | 0 | 0 | 0 | 0 | 0 | 0 | 0 | 0 | 0 | 0 | 0 | 0 | 0 | 0 | 0
Commercial_Restaurant_New_Space Heating_Natural Gas_Furnace_E10_Baseline Forecast | Commercial | Restaurant | New | Space Heating | Natural Gas | Furnace | E10 |  | Baseline Forecast | 0 | 0 | 0 | 0 | 0 | 0 | 0 | 0 | 0 | 0 | 0 | 0 | 0 | 0 | 0 | 0 | 0 | 0 | 0 | 0 | 0 | 0 | 0 | 0 | 0 | 0 | 0 | 0 | 0 | 0 | 0
Commercial_Restaurant_New_Space Heating_Natural Gas_Furnace_Vintage_Baseline Forecast | Commercial | Restaurant | New | Space Heating | Natural Gas | Furnace | Vintage | Vintage | Baseline Forecast | 0 | 0 | 0 | 0 | 0 | 0 | 0 | 0 | 0 | 0 | 0 | 0 | 0 | 0 | 0 | 0 | 0 | 0 | 0 | 0 | 0 | 0 | 0 | 0 | 0 | 0 | 0 | 0 | 0 | 0 | 0
Commercial_Restaurant_New_Space Heating_Natural Gas_Boiler_E1_Baseline Forecast | Commercial | Restaurant | New | Space Heating | Natural Gas | Boiler | E1 | AFUE 80% (Standard) | Baseline Forecast | 0 | 0 | 0 | 0 | 0 | 0 | 0 | 0 | 0 | 0 | 0 | 0 | 0 | 0 | 0 | 0 | 0 | 0 | 0 | 0 | 0 | 0 | 0 | 0 | 0 | 0 | 0 | 0 | 0 | 0 | 0
Commercial_Restaurant_New_Space Heating_Natural Gas_Boiler_E2_Baseline Forecast | Commercial | Restaurant | New | Space Heating | Natural Gas | Boiler | E2 | AFUE 85% | Baseline Forecast | 0 | 0 | 0 | 0 | 0 | 0 | 0 | 0 | 0 | 0 | 0 | 0 | 0 | 0 | 0 | 0 | 0 | 0 | 0 | 0 | 0 | 0 | 0 | 0 | 0 | 0 | 0 | 0 | 0 | 0 | 0
Commercial_Restaurant_New_Space Heating_Natural Gas_Boiler_E3_Baseline Forecast | Commercial | Restaurant | New | Space Heating | Natural Gas | Boiler | E3 | AFUE 98% | Baseline Forecast | 0 | 0 | 0 | 0 | 0 | 0 | 0 | 0 | 0 | 0 | 0 | 0 | 0 | 0 | 0 | 0 | 0 | 0 | 0 | 0 | 0 | 0 | 0 | 0 | 0 | 0 | 0 | 0 | 0 | 0 | 0
Commercial_Restaurant_New_Space Heating_Natural Gas_Boiler_E4_Baseline Forecast | Commercial | Restaurant | New | Space Heating | Natural Gas | Boiler | E4 | Convert to NG Air Source Heat Pump | Baseline Forecast | 0 | 0 | 0 | 0 | 0 | 0 | 0 | 0 | 0 | 0 | 0 | 0 | 0 | 0 | 0 | 0 | 0 | 0 | 0 | 0 | 0 | 0 | 0 | 0 | 0 | 0 | 0 | 0 | 0 | 0 | 0
Commercial_Restaurant_New_Space Heating_Natural Gas_Boiler_E5_Baseline Forecast | Commercial | Restaurant | New | Space Heating | Natural Gas | Boiler | E5 |  | Baseline Forecast | 0 | 0 | 0 | 0 | 0 | 0 | 0 | 0 | 0 | 0 | 0 | 0 | 0 | 0 | 0 | 0 | 0 | 0 | 0 | 0 | 0 | 0 | 0 | 0 | 0 | 0 | 0 | 0 | 0 | 0 | 0
Commercial_Restaurant_New_Space Heating_Natural Gas_Boiler_E6_Baseline Forecast | Commercial | Restaurant | New | Space Heating | Natural Gas | Boiler | E6 |  | Baseline Forecast | 0 | 0 | 0 | 0 | 0 | 0 | 0 | 0 | 0 | 0 | 0 | 0 | 0 | 0 | 0 | 0 | 0 | 0 | 0 | 0 | 0 | 0 | 0 | 0 | 0 | 0 | 0 | 0 | 0 | 0 | 0
Commercial_Restaurant_New_Space Heating_Natural Gas_Boiler_E7_Baseline Forecast | Commercial | Restaurant | New | Space Heating | Natural Gas | Boiler | E7 |  | Baseline Forecast | 0 | 0 | 0 | 0 | 0 | 0 | 0 | 0 | 0 | 0 | 0 | 0 | 0 | 0 | 0 | 0 | 0 | 0 | 0 | 0 | 0 | 0 | 0 | 0 | 0 | 0 | 0 | 0 | 0 | 0 | 0
Commercial_Restaurant_New_Space Heating_Natural Gas_Boiler_E8_Baseline Forecast | Commercial | Restaurant | New | Space Heating | Natural Gas | Boiler | E8 |  | Baseline Forecast | 0 | 0 | 0 | 0 | 0 | 0 | 0 | 0 | 0 | 0 | 0 | 0 | 0 | 0 | 0 | 0 | 0 | 0 | 0 | 0 | 0 | 0 | 0 | 0 | 0 | 0 | 0 | 0 | 0 | 0 | 0
Commercial_Restaurant_New_Space Heating_Natural Gas_Boiler_E9_Baseline Forecast | Commercial | Restaurant | New | Space Heating | Natural Gas | Boiler | E9 |  | Baseline Forecast | 0 | 0 | 0 | 0 | 0 | 0 | 0 | 0 | 0 | 0 | 0 | 0 | 0 | 0 | 0 | 0 | 0 | 0 | 0 | 0 | 0 | 0 | 0 | 0 | 0 | 0 | 0 | 0 | 0 | 0 | 0
Commercial_Restaurant_New_Space Heating_Natural Gas_Boiler_E10_Baseline Forecast | Commercial | Restaurant | New | Space Heating | Natural Gas | Boiler | E10 |  | Baseline Forecast | 0 | 0 | 0 | 0 | 0 | 0 | 0 | 0 | 0 | 0 | 0 | 0 | 0 | 0 | 0 | 0 | 0 | 0 | 0 | 0 | 0 | 0 | 0 | 0 | 0 | 0 | 0 | 0 | 0 | 0 | 0
Commercial_Restaurant_New_Space Heating_Natural Gas_Boiler_Vintage_Baseline Forecast | Commercial | Restaurant | New | Space Heating | Natural Gas | Boiler | Vintage | Vintage | Baseline Forecast | 0 | 0 | 0 | 0 | 0 | 0 | 0 | 0 | 0 | 0 | 0 | 0 | 0 | 0 | 0 | 0 | 0 | 0 | 0 | 0 | 0 | 0 | 0 | 0 | 0 | 0 | 0 | 0 | 0 | 0 | 0
Commercial_Restaurant_New_Space Heating_Natural Gas_Unit Heater_E1_Baseline Forecast | Commercial | Restaurant | New | Space Heating | Natural Gas | Unit Heater | E1 | Standard | Baseline Forecast | 0 | 6589.3935 | 13239.2135 | 20289.1223 | 24158.5024 | 24158.5024 | 24158.5024 | 24158.5024 | 24158.5024 | 24158.5024 | 24158.5024 | 23217.1605 | 21460.3217 | 18947.33 | 16240.5686 | 13920.4874 | 11931.8463 | 10227.2968 | 6846.3875 | 3930.8595 | 1315.2668 | 0 | 0 | 0 | 0 | 0 | 0 | 0 | 0 | 0 | 0
Commercial_Restaurant_New_Space Heating_Natural Gas_Unit Heater_E2_Baseline Forecast | Commercial | Restaurant | New | Space Heating | Natural Gas | Unit Heater | E2 | Condensing | Baseline Forecast | 0 | 0 | 0 | 0 | 0 | 3152.3977 | 6258.7008 | 9319.9154 | 12337.0279 | 15311.0054 | 18242.796 | 22074.6714 | 26681.6978 | 32005.4252 | 37484.3466 | 42538.8714 | 47225.082 | 51591.1531 | 57598.3462 | 63105.7144 | 68279.4826 | 72120.0239 | 74613.1464 | 77074.8514 | 79505.8589 | 81906.8754 | 84278.5936 | 86621.6925 | 88936.8385 | 91224.6848 | 93485.8723
Commercial_Restaurant_New_Space Heating_Natural Gas_Unit Heater_E3_Baseline Forecast | Commercial | Restaurant | New | Space Heating | Natural Gas | Unit Heater | E3 | Infrared Radiant | Baseline Forecast | 0 | 0 | 0 | 0 | 0 | 0 | 0 | 0 | 0 | 0 | 0 | 0 | 0 | 0 | 0 | 0 | 0 | 0 | 0 | 0 | 0 | 0 | 0 | 0 | 0 | 0 | 0 | 0 | 0 | 0 | 0
Commercial_Restaurant_New_Space Heating_Natural Gas_Unit Heater_E4_Baseline Forecast | Commercial | Restaurant | New | Space Heating | Natural Gas | Unit Heater | E4 |  | Baseline Forecast | 0 | 0 | 0 | 0 | 0 | 0 | 0 | 0 | 0 | 0 | 0 | 0 | 0 | 0 | 0 | 0 | 0 | 0 | 0 | 0 | 0 | 0 | 0 | 0 | 0 | 0 | 0 | 0 | 0 | 0 | 0
Commercial_Restaurant_New_Space Heating_Natural Gas_Unit Heater_E5_Baseline Forecast | Commercial | Restaurant | New | Space Heating | Natural Gas | Unit Heater | E5 |  | Baseline Forecast | 0 | 0 | 0 | 0 | 0 | 0 | 0 | 0 | 0 | 0 | 0 | 0 | 0 | 0 | 0 | 0 | 0 | 0 | 0 | 0 | 0 | 0 | 0 | 0 | 0 | 0 | 0 | 0 | 0 | 0 | 0
Commercial_Restaurant_New_Space Heating_Natural Gas_Unit Heater_E6_Baseline Forecast | Commercial | Restaurant | New | Space Heating | Natural Gas | Unit Heater | E6 |  | Baseline Forecast | 0 | 0 | 0 | 0 | 0 | 0 | 0 | 0 | 0 | 0 | 0 | 0 | 0 | 0 | 0 | 0 | 0 | 0 | 0 | 0 | 0 | 0 | 0 | 0 | 0 | 0 | 0 | 0 | 0 | 0 | 0
Commercial_Restaurant_New_Space Heating_Natural Gas_Unit Heater_E7_Baseline Forecast | Commercial | Restaurant | New | Space Heating | Natural Gas | Unit Heater | E7 |  | Baseline Forecast | 0 | 0 | 0 | 0 | 0 | 0 | 0 | 0 | 0 | 0 | 0 | 0 | 0 | 0 | 0 | 0 | 0 | 0 | 0 | 0 | 0 | 0 | 0 | 0 | 0 | 0 | 0 | 0 | 0 | 0 | 0
Commercial_Restaurant_New_Space Heating_Natural Gas_Unit Heater_E8_Baseline Forecast | Commercial | Restaurant | New | Space Heating | Natural Gas | Unit Heater | E8 |  | Baseline Forecast | 0 | 0 | 0 | 0 | 0 | 0 | 0 | 0 | 0 | 0 | 0 | 0 | 0 | 0 | 0 | 0 | 0 | 0 | 0 | 0 | 0 | 0 | 0 | 0 | 0 | 0 | 0 | 0 | 0 | 0 | 0
Commercial_Restaurant_New_Space Heating_Natural Gas_Unit Heater_E9_Baseline Forecast | Commercial | Restaurant | New | Space Heating | Natural Gas | Unit Heater | E9 |  | Baseline Forecast | 0 | 0 | 0 | 0 | 0 | 0 | 0 | 0 | 0 | 0 | 0 | 0 | 0 | 0 | 0 | 0 | 0 | 0 | 0 | 0 | 0 | 0 | 0 | 0 | 0 | 0 | 0 | 0 | 0 | 0 | 0
Commercial_Restaurant_New_Space Heating_Natural Gas_Unit Heater_E10_Baseline Forecast | Commercial | Restaurant | New | Space Heating | Natural Gas | Unit Heater | E10 |  | Baseline Forecast | 0 | 0 | 0 | 0 | 0 | 0 | 0 | 0 | 0 | 0 | 0 | 0 | 0 | 0 | 0 | 0 | 0 | 0 | 0 | 0 | 0 | 0 | 0 | 0 | 0 | 0 | 0 | 0 | 0 | 0 | 0
Commercial_Restaurant_New_Space Heating_Natural Gas_Unit Heater_Vintage_Baseline Forecast | Commercial | Restaurant | New | Space Heating | Natural Gas | Unit Heater | Vintage | Vintage | Baseline Forecast | 0 | 0 | 0 | 0 | 0 | 0 | 0 | 0 | 0 | 0 | 0 | 0 | 0 | 0 | 0 | 0 | 0 | 0 | 0 | 0 | 0 | 0 | 0 | 0 | 0 | 0 | 0 | 0 | 0 | 0 | 0
Commercial_Restaurant_New_Water Heating_Natural Gas_Water Heater_E1_Baseline Forecast | Commercial | Restaurant | New | Water Heating | Natural Gas | Water Heater | E1 | TE 0.80 | Baseline Forecast | 0 | 8090.6224 | 16253.9492 | 24906.7594 | 29654.6306 | 33526.042 | 37343.6915 | 37373.3107 | 37403.5978 | 37434.7748 | 35863.1681 | 32990.9598 | 28985.3205 | 24838.3989 | 20750.7091 | 14612.2299 | 9680.1454 | 5604.3825 | 3358.88 | 1787.4344 | 539.3399 | 520.7998 | 500.8655 | 495.021 | 488.1887 | 484.4955 | 483.9382 | 495.0051 | 525.3275 | 558.1193 | 595.6275
Commercial_Restaurant_New_Water Heating_Natural Gas_Water Heater_E2_Baseline Forecast | Commercial | Restaurant | New | Water Heating | Natural Gas | Water Heater | E2 | TE 0.90 | Baseline Forecast | 0 | 29239.3349 | 58748.2916 | 90034.3309 | 107207.1107 | 121194.5312 | 134974.5808 | 135081.4354 | 135190.6775 | 135303.0934 | 129622.9202 | 119241.1421 | 104759.8732 | 89766.3816 | 74989.2704 | 52805.0851 | 34979.0042 | 20245.9156 | 12128.2658 | 6451.9259 | 1947.1179 | 1880.5645 | 1809.0364 | 1785.8636 | 1758.6861 | 1742.3657 | 1737.1151 | 1773.2503 | 1877.827 | 1991.0177 | 2121.1774
Commercial_Restaurant_New_Water Heating_Natural Gas_Water Heater_E3_Baseline Forecast | Commercial | Restaurant | New | Water Heating | Natural Gas | Water Heater | E3 | TE 0.94 | Baseline Forecast | 0 | 0 | 0 | 0 | 0 | 0 | 0 | 0 | 0 | 0 | 0 | 0 | 0 | 0 | 0 | 0 | 0 | 0 | 0 | 0 | 0 | 0 | 0 | 0 | 0 | 0 | 0 | 0 | 0 | 0 | 0
Commercial_Restaurant_New_Water Heating_Natural Gas_Water Heater_E4_Baseline Forecast | Commercial | Restaurant | New | Water Heating | Natural Gas | Water Heater | E4 | Instantaneous TE 0.94 | Baseline Forecast | 0 | 0 | 0 | 0 | 0 | 0 | 0 | 17205.7918 | 34158.6827 | 50863.1431 | 74723.9811 | 104353.2969 | 138986.9697 | 174050.6457 | 208620.1722 | 252433.8923 | 290474.2161 | 324361.0092 | 349602.475 | 371533.4456 | 391778.8172 | 406169.9906 | 420385.3869 | 434360.3524 | 448166.405 | 461788.5574 | 475230.5239 | 488457.3485 | 501438.118 | 514253.1472 | 526895.4642
Commercial_Restaurant_New_Water Heating_Natural Gas_Water Heater_E5_Baseline Forecast | Commercial | Restaurant | New | Water Heating | Natural Gas | Water Heater | E5 | Gas-Fired Absorption HPWH | Baseline Forecast | 0 | 0 | 0 | 0 | 0 | 0 | 0 | 0 | 0 | 0 | 0 | 0 | 0 | 0 | 0 | 0 | 0 | 0 | 0 | 0 | 0 | 0 | 0 | 0 | 0 | 0 | 0 | 0 | 0 | 0 | 0
Commercial_Restaurant_New_Water Heating_Natural Gas_Water Heater_E6_Baseline Forecast | Commercial | Restaurant | New | Water Heating | Natural Gas | Water Heater | E6 |  | Baseline Forecast | 0 | 0 | 0 | 0 | 0 | 0 | 0 | 0 | 0 | 0 | 0 | 0 | 0 | 0 | 0 | 0 | 0 | 0 | 0 | 0 | 0 | 0 | 0 | 0 | 0 | 0 | 0 | 0 | 0 | 0 | 0
Commercial_Restaurant_New_Water Heating_Natural Gas_Water Heater_E7_Baseline Forecast | Commercial | Restaurant | New | Water Heating | Natural Gas | Water Heater | E7 |  | Baseline Forecast | 0 | 0 | 0 | 0 | 0 | 0 | 0 | 0 | 0 | 0 | 0 | 0 | 0 | 0 | 0 | 0 | 0 | 0 | 0 | 0 | 0 | 0 | 0 | 0 | 0 | 0 | 0 | 0 | 0 | 0 | 0
Commercial_Restaurant_New_Water Heating_Natural Gas_Water Heater_E8_Baseline Forecast | Commercial | Restaurant | New | Water Heating | Natural Gas | Water Heater | E8 |  | Baseline Forecast | 0 | 0 | 0 | 0 | 0 | 0 | 0 | 0 | 0 | 0 | 0 | 0 | 0 | 0 | 0 | 0 | 0 | 0 | 0 | 0 | 0 | 0 | 0 | 0 | 0 | 0 | 0 | 0 | 0 | 0 | 0
Commercial_Restaurant_New_Water Heating_Natural Gas_Water Heater_E9_Baseline Forecast | Commercial | Restaurant | New | Water Heating | Natural Gas | Water Heater | E9 |  | Baseline Forecast | 0 | 0 | 0 | 0 | 0 | 0 | 0 | 0 | 0 | 0 | 0 | 0 | 0 | 0 | 0 | 0 | 0 | 0 | 0 | 0 | 0 | 0 | 0 | 0 | 0 | 0 | 0 | 0 | 0 | 0 | 0
Commercial_Restaurant_New_Water Heating_Natural Gas_Water Heater_E10_Baseline Forecast | Commercial | Restaurant | New | Water Heating | Natural Gas | Water Heater | E10 |  | Baseline Forecast | 0 | 0 | 0 | 0 | 0 | 0 | 0 | 0 | 0 | 0 | 0 | 0 | 0 | 0 | 0 | 0 | 0 | 0 | 0 | 0 | 0 | 0 | 0 | 0 | 0 | 0 | 0 | 0 | 0 | 0 | 0
Commercial_Restaurant_New_Water Heating_Natural Gas_Water Heater_Vintage_Baseline Forecast | Commercial | Restaurant | New | Water Heating | Natural Gas | Water Heater | Vintage | Vintage | Baseline Forecast | 0 | 0 | 0 | 0 | 0 | 0 | 0 | 0 | 0 | 0 | 0 | 0 | 0 | 0 | 0 | 0 | 0 | 0 | 0 | 0 | 0 | 0 | 0 | 0 | 0 | 0 | 0 | 0 | 0 | 0 | 0
Commercial_Restaurant_New_Food Preparation_Natural Gas_Oven_E1_Baseline Forecast | Commercial | Restaurant | New | Food Preparation | Natural Gas | Oven | E1 | Standard | Baseline Forecast | 0 | 7835.8678 | 15737.7834 | 24108.7787 | 28697.836 | 32452.9433 | 36166.778 | 39833.9538 | 43451.0728 | 47020.5665 | 50538.1893 | 53999.2683 | 57468.7526 | 60871.8297 | 64197.5568 | 67447.3626 | 70647.4158 | 73799.7159 | 76919.2858 | 79986.6776 | 83002.6734 | 85959.373 | 88862.8981 | 92073.6933 | 95269.0316 | 98478.2936 | 101693.0353 | 104886.4813 | 108062.9501 | 111222.2793 | 114366.4401
Commercial_Restaurant_New_Food Preparation_Natural Gas_Oven_E2_Baseline Forecast | Commercial | Restaurant | New | Food Preparation | Natural Gas | Oven | E2 | ENERGY STAR (EF ≥ 44%) Convection Oven utilizing ASTM Std F1496 | Baseline Forecast | 0 | 11296.1502 | 22701.6985 | 34799.8073 | 41445.3273 | 46843.0699 | 52148.2515 | 57369.1796 | 62512.1158 | 67577.4367 | 72572.1407 | 77503.6 | 82309.5119 | 87067.284 | 91790.4031 | 96479.9354 | 101112.1584 | 105687.4709 | 110193.2019 | 114651.1057 | 119062.6613 | 123437.9867 | 127773.1347 | 131709.7929 | 135572.7796 | 139334.7649 | 143006.2038 | 146615.8439 | 150161.301 | 153644.6344 | 157065.7332
Commercial_Restaurant_New_Food Preparation_Natural Gas_Oven_E3_Baseline Forecast | Commercial | Restaurant | New | Food Preparation | Natural Gas | Oven | E3 |  | Baseline Forecast | 0 | 0 | 0 | 0 | 0 | 0 | 0 | 0 | 0 | 0 | 0 | 0 | 0 | 0 | 0 | 0 | 0 | 0 | 0 | 0 | 0 | 0 | 0 | 0 | 0 | 0 | 0 | 0 | 0 | 0 | 0
Commercial_Restaurant_New_Food Preparation_Natural Gas_Oven_E4_Baseline Forecast | Commercial | Restaurant | New | Food Preparation | Natural Gas | Oven | E4 |  | Baseline Forecast | 0 | 0 | 0 | 0 | 0 | 0 | 0 | 0 | 0 | 0 | 0 | 0 | 0 | 0 | 0 | 0 | 0 | 0 | 0 | 0 | 0 | 0 | 0 | 0 | 0 | 0 | 0 | 0 | 0 | 0 | 0
Commercial_Restaurant_New_Food Preparation_Natural Gas_Oven_E5_Baseline Forecast | Commercial | Restaurant | New | Food Preparation | Natural Gas | Oven | E5 |  | Baseline Forecast | 0 | 0 | 0 | 0 | 0 | 0 | 0 | 0 | 0 | 0 | 0 | 0 | 0 | 0 | 0 | 0 | 0 | 0 | 0 | 0 | 0 | 0 | 0 | 0 | 0 | 0 | 0 | 0 | 0 | 0 | 0
Commercial_Restaurant_New_Food Preparation_Natural Gas_Oven_E6_Baseline Forecast | Commercial | Restaurant | New | Food Preparation | Natural Gas | Oven | E6 |  | Baseline Forecast | 0 | 0 | 0 | 0 | 0 | 0 | 0 | 0 | 0 | 0 | 0 | 0 | 0 | 0 | 0 | 0 | 0 | 0 | 0 | 0 | 0 | 0 | 0 | 0 | 0 | 0 | 0 | 0 | 0 | 0 | 0
Commercial_Restaurant_New_Food Preparation_Natural Gas_Oven_E7_Baseline Forecast | Commercial | Restaurant | New | Food Preparation | Natural Gas | Oven | E7 |  | Baseline Forecast | 0 | 0 | 0 | 0 | 0 | 0 | 0 | 0 | 0 | 0 | 0 | 0 | 0 | 0 | 0 | 0 | 0 | 0 | 0 | 0 | 0 | 0 | 0 | 0 | 0 | 0 | 0 | 0 | 0 | 0 | 0
Commercial_Restaurant_New_Food Preparation_Natural Gas_Oven_E8_Baseline Forecast | Commercial | Restaurant | New | Food Preparation | Natural Gas | Oven | E8 |  | Baseline Forecast | 0 | 0 | 0 | 0 | 0 | 0 | 0 | 0 | 0 | 0 | 0 | 0 | 0 | 0 | 0 | 0 | 0 | 0 | 0 | 0 | 0 | 0 | 0 | 0 | 0 | 0 | 0 | 0 | 0 | 0 | 0
Commercial_Restaurant_New_Food Preparation_Natural Gas_Oven_E9_Baseline Forecast | Commercial | Restaurant | New | Food Preparation | Natural Gas | Oven | E9 |  | Baseline Forecast | 0 | 0 | 0 | 0 | 0 | 0 | 0 | 0 | 0 | 0 | 0 | 0 | 0 | 0 | 0 | 0 | 0 | 0 | 0 | 0 | 0 | 0 | 0 | 0 | 0 | 0 | 0 | 0 | 0 | 0 | 0
Commercial_Restaurant_New_Food Preparation_Natural Gas_Oven_E10_Baseline Forecast | Commercial | Restaurant | New | Food Preparation | Natural Gas | Oven | E10 |  | Baseline Forecast | 0 | 0 | 0 | 0 | 0 | 0 | 0 | 0 | 0 | 0 | 0 | 0 | 0 | 0 | 0 | 0 | 0 | 0 | 0 | 0 | 0 | 0 | 0 | 0 | 0 | 0 | 0 | 0 | 0 | 0 | 0
Commercial_Restaurant_New_Food Preparation_Natural Gas_Oven_Vintage_Baseline Forecast | Commercial | Restaurant | New | Food Preparation | Natural Gas | Oven | Vintage | Vintage | Baseline Forecast | 0 | 0 | 0 | 0 | 0 | 0 | 0 | 0 | 0 | 0 | 0 | 0 | 0 | 0 | 0 | 0 | 0 | 0 | 0 | 0 | 0 | 0 | 0 | 0 | 0 | 0 | 0 | 0 | 0 | 0 | 0
Commercial_Restaurant_New_Food Preparation_Natural Gas_Conveyor Oven_E1_Baseline Forecast | Commercial | Restaurant | New | Food Preparation | Natural Gas | Conveyor Oven | E1 | Standard | Baseline Forecast | 0 | 3922.7237 | 7883.1438 | 12083.8943 | 14385.5794 | 16262.9002 | 18113.4683 | 19935.3847 | 21727.4397 | 23494.7161 | 25237.2998 | 26955.9581 | 28663.2762 | 30347.7518 | 32009.0539 | 33648.4694 | 35265.9232 | 36867.3155 | 38455.5222 | 40025.0726 | 41574.3254 | 43101.7454 | 44613.6023 | 46282.367 | 47931.7183 | 49535.9246 | 51117.5915 | 52684.0283 | 54233.6112 | 55767.3338 | 57285.9018
Commercial_Restaurant_New_Food Preparation_Natural Gas_Conveyor Oven_E2_Baseline Forecast | Commercial | Restaurant | New | Food Preparation | Natural Gas | Conveyor Oven | E2 | ENERGY STAR (EF ≥ 44%) Convection Oven utilizing ASTM Std F1496 | Baseline Forecast | 0 | 5643.2852 | 11336.5972 | 17370.3988 | 20686.0023 | 23385.1064 | 26044.0465 | 28666.182 | 31254.1546 | 33804.2855 | 36317.8652 | 38795.476 | 41225.8561 | 43621.805 | 45984.926 | 48315.1797 | 50613.8639 | 52876.2778 | 55100.7217 | 57293.819 | 59458.342 | 61596.9345 | 63704.4141 | 65609.3761 | 67489.1873 | 69370.6047 | 71232.028 | 73067.1343 | 74878.5144 | 76666.1231 | 78430.1849
Commercial_Restaurant_New_Food Preparation_Natural Gas_Conveyor Oven_E3_Baseline Forecast | Commercial | Restaurant | New | Food Preparation | Natural Gas | Conveyor Oven | E3 |  | Baseline Forecast | 0 | 0 | 0 | 0 | 0 | 0 | 0 | 0 | 0 | 0 | 0 | 0 | 0 | 0 | 0 | 0 | 0 | 0 | 0 | 0 | 0 | 0 | 0 | 0 | 0 | 0 | 0 | 0 | 0 | 0 | 0
Commercial_Restaurant_New_Food Preparation_Natural Gas_Conveyor Oven_E4_Baseline Forecast | Commercial | Restaurant | New | Food Preparation | Natural Gas | Conveyor Oven | E4 |  | Baseline Forecast | 0 | 0 | 0 | 0 | 0 | 0 | 0 | 0 | 0 | 0 | 0 | 0 | 0 | 0 | 0 | 0 | 0 | 0 | 0 | 0 | 0 | 0 | 0 | 0 | 0 | 0 | 0 | 0 | 0 | 0 | 0
Commercial_Restaurant_New_Food Preparation_Natural Gas_Conveyor Oven_E5_Baseline Forecast | Commercial | Restaurant | New | Food Preparation | Natural Gas | Conveyor Oven | E5 |  | Baseline Forecast | 0 | 0 | 0 | 0 | 0 | 0 | 0 | 0 | 0 | 0 | 0 | 0 | 0 | 0 | 0 | 0 | 0 | 0 | 0 | 0 | 0 | 0 | 0 | 0 | 0 | 0 | 0 | 0 | 0 | 0 | 0
Commercial_Restaurant_New_Food Preparation_Natural Gas_Conveyor Oven_E6_Baseline Forecast | Commercial | Restaurant | New | Food Preparation | Natural Gas | Conveyor Oven | E6 |  | Baseline Forecast | 0 | 0 | 0 | 0 | 0 | 0 | 0 | 0 | 0 | 0 | 0 | 0 | 0 | 0 | 0 | 0 | 0 | 0 | 0 | 0 | 0 | 0 | 0 | 0 | 0 | 0 | 0 | 0 | 0 | 0 | 0
Commercial_Restaurant_New_Food Preparation_Natural Gas_Conveyor Oven_E7_Baseline Forecast | Commercial | Restaurant | New | Food Preparation | Natural Gas | Conveyor Oven | E7 |  | Baseline Forecast | 0 | 0 | 0 | 0 | 0 | 0 | 0 | 0 | 0 | 0 | 0 | 0 | 0 | 0 | 0 | 0 | 0 | 0 | 0 | 0 | 0 | 0 | 0 | 0 | 0 | 0 | 0 | 0 | 0 | 0 | 0
Commercial_Restaurant_New_Food Preparation_Natural Gas_Conveyor Oven_E8_Baseline Forecast | Commercial | Restaurant | New | Food Preparation | Natural Gas | Conveyor Oven | E8 |  | Baseline Forecast | 0 | 0 | 0 | 0 | 0 | 0 | 0 | 0 | 0 | 0 | 0 | 0 | 0 | 0 | 0 | 0 | 0 | 0 | 0 | 0 | 0 | 0 | 0 | 0 | 0 | 0 | 0 | 0 | 0 | 0 | 0
Commercial_Restaurant_New_Food Preparation_Natural Gas_Conveyor Oven_E9_Baseline Forecast | Commercial | Restaurant | New | Food Preparation | Natural Gas | Conveyor Oven | E9 |  | Baseline Forecast | 0 | 0 | 0 | 0 | 0 | 0 | 0 | 0 | 0 | 0 | 0 | 0 | 0 | 0 | 0 | 0 | 0 | 0 | 0 | 0 | 0 | 0 | 0 | 0 | 0 | 0 | 0 | 0 | 0 | 0 | 0
Commercial_Restaurant_New_Food Preparation_Natural Gas_Conveyor Oven_E10_Baseline Forecast | Commercial | Restaurant | New | Food Preparation | Natural Gas | Conveyor Oven | E10 |  | Baseline Forecast | 0 | 0 | 0 | 0 | 0 | 0 | 0 | 0 | 0 | 0 | 0 | 0 | 0 | 0 | 0 | 0 | 0 | 0 | 0 | 0 | 0 | 0 | 0 | 0 | 0 | 0 | 0 | 0 | 0 | 0 | 0
Commercial_Restaurant_New_Food Preparation_Natural Gas_Conveyor Oven_Vintage_Baseline Forecast | Commercial | Restaurant | New | Food Preparation | Natural Gas | Conveyor Oven | Vintage | Vintage | Baseline Forecast | 0 | 0 | 0 | 0 | 0 | 0 | 0 | 0 | 0 | 0 | 0 | 0 | 0 | 0 | 0 | 0 | 0 | 0 | 0 | 0 | 0 | 0 | 0 | 0 | 0 | 0 | 0 | 0 | 0 | 0 | 0
Commercial_Restaurant_New_Food Preparation_Natural Gas_Double Rack Oven_E1_Baseline Forecast | Commercial | Restaurant | New | Food Preparation | Natural Gas | Double Rack Oven | E1 | Standard | Baseline Forecast | 0 | 3912.7819 | 7854.7481 | 12037.4962 | 14332.8595 | 16220.1146 | 18094.7685 | 19950.8689 | 21783.8575 | 23580.4478 | 25338.9762 | 27060.4896 | 28793.3216 | 30486.092 | 32158.3224 | 33811.408 | 35438.2249 | 37042.8986 | 38633.5557 | 40187.8143 | 41709.5189 | 43200.9622 | 44666.1988 | 46482.0919 | 48315.501 | 50178.0781 | 52064.5915 | 53968.4327 | 55923.233 | 57920.1053 | 59940.9467
Commercial_Restaurant_New_Food Preparation_Natural Gas_Double Rack Oven_E2_Baseline Forecast | Commercial | Restaurant | New | Food Preparation | Natural Gas | Double Rack Oven | E2 | FTSC Qualified (>50% Cooking Efficiency) | Baseline Forecast | 0 | 5653.2271 | 11364.9929 | 17416.7969 | 20738.7222 | 23427.892 | 26062.7462 | 28650.6978 | 31197.7368 | 33718.5538 | 36216.1888 | 38690.9445 | 41095.8106 | 43483.4648 | 45835.6576 | 48152.241 | 50441.5622 | 52700.6948 | 54922.6882 | 57131.0774 | 59323.1485 | 61497.7177 | 63651.8176 | 65409.6512 | 67105.4047 | 68728.4512 | 70285.028 | 71782.7299 | 73188.8926 | 74513.3515 | 75775.14
Commercial_Restaurant_New_Food Preparation_Natural Gas_Double Rack Oven_E3_Baseline Forecast | Commercial | Restaurant | New | Food Preparation | Natural Gas | Double Rack Oven | E3 |  | Baseline Forecast | 0 | 0 | 0 | 0 | 0 | 0 | 0 | 0 | 0 | 0 | 0 | 0 | 0 | 0 | 0 | 0 | 0 | 0 | 0 | 0 | 0 | 0 | 0 | 0 | 0 | 0 | 0 | 0 | 0 | 0 | 0
Commercial_Restaurant_New_Food Preparation_Natural Gas_Double Rack Oven_E4_Baseline Forecast | Commercial | Restaurant | New | Food Preparation | Natural Gas | Double Rack Oven | E4 |  | Baseline Forecast | 0 | 0 | 0 | 0 | 0 | 0 | 0 | 0 | 0 | 0 | 0 | 0 | 0 | 0 | 0 | 0 | 0 | 0 | 0 | 0 | 0 | 0 | 0 | 0 | 0 | 0 | 0 | 0 | 0 | 0 | 0
Commercial_Restaurant_New_Food Preparation_Natural Gas_Double Rack Oven_E5_Baseline Forecast | Commercial | Restaurant | New | Food Preparation | Natural Gas | Double Rack Oven | E5 |  | Baseline Forecast | 0 | 0 | 0 | 0 | 0 | 0 | 0 | 0 | 0 | 0 | 0 | 0 | 0 | 0 | 0 | 0 | 0 | 0 | 0 | 0 | 0 | 0 | 0 | 0 | 0 | 0 | 0 | 0 | 0 | 0 | 0
Commercial_Restaurant_New_Food Preparation_Natural Gas_Double Rack Oven_E6_Baseline Forecast | Commercial | Restaurant | New | Food Preparation | Natural Gas | Double Rack Oven | E6 |  | Baseline Forecast | 0 | 0 | 0 | 0 | 0 | 0 | 0 | 0 | 0 | 0 | 0 | 0 | 0 | 0 | 0 | 0 | 0 | 0 | 0 | 0 | 0 | 0 | 0 | 0 | 0 | 0 | 0 | 0 | 0 | 0 | 0
Commercial_Restaurant_New_Food Preparation_Natural Gas_Double Rack Oven_E7_Baseline Forecast | Commercial | Restaurant | New | Food Preparation | Natural Gas | Double Rack Oven | E7 |  | Baseline Forecast | 0 | 0 | 0 | 0 | 0 | 0 | 0 | 0 | 0 | 0 | 0 | 0 | 0 | 0 | 0 | 0 | 0 | 0 | 0 | 0 | 0 | 0 | 0 | 0 | 0 | 0 | 0 | 0 | 0 | 0 | 0
Commercial_Restaurant_New_Food Preparation_Natural Gas_Double Rack Oven_E8_Baseline Forecast | Commercial | Restaurant | New | Food Preparation | Natural Gas | Double Rack Oven | E8 |  | Baseline Forecast | 0 | 0 | 0 | 0 | 0 | 0 | 0 | 0 | 0 | 0 | 0 | 0 | 0 | 0 | 0 | 0 | 0 | 0 | 0 | 0 | 0 | 0 | 0 | 0 | 0 | 0 | 0 | 0 | 0 | 0 | 0
Commercial_Restaurant_New_Food Preparation_Natural Gas_Double Rack Oven_E9_Baseline Forecast | Commercial | Restaurant | New | Food Preparation | Natural Gas | Double Rack Oven | E9 |  | Baseline Forecast | 0 | 0 | 0 | 0 | 0 | 0 | 0 | 0 | 0 | 0 | 0 | 0 | 0 | 0 | 0 | 0 | 0 | 0 | 0 | 0 | 0 | 0 | 0 | 0 | 0 | 0 | 0 | 0 | 0 | 0 | 0
Commercial_Restaurant_New_Food Preparation_Natural Gas_Double Rack Oven_E10_Baseline Forecast | Commercial | Restaurant | New | Food Preparation | Natural Gas | Double Rack Oven | E10 |  | Baseline Forecast | 0 | 0 | 0 | 0 | 0 | 0 | 0 | 0 | 0 | 0 | 0 | 0 | 0 | 0 | 0 | 0 | 0 | 0 | 0 | 0 | 0 | 0 | 0 | 0 | 0 | 0 | 0 | 0 | 0 | 0 | 0
Commercial_Restaurant_New_Food Preparation_Natural Gas_Double Rack Oven_Vintage_Baseline Forecast | Commercial | Restaurant | New | Food Preparation | Natural Gas | Double Rack Oven | Vintage | Vintage | Baseline Forecast | 0 | 0 | 0 | 0 | 0 | 0 | 0 | 0 | 0 | 0 | 0 | 0 | 0 | 0 | 0 | 0 | 0 | 0 | 0 | 0 | 0 | 0 | 0 | 0 | 0 | 0 | 0 | 0 | 0 | 0 | 0
Commercial_Restaurant_New_Food Preparation_Natural Gas_Fryer_E1_Baseline Forecast | Commercial | Restaurant | New | Food Preparation | Natural Gas | Fryer | E1 | Standard | Baseline Forecast | 0 | 56700.9675 | 113880.8036 | 113880.8036 | 113880.8036 | 113880.8036 | 113880.8036 | 113880.8036 | 113880.8036 | 102540.6101 | 82032.4881 | 65625.9905 | 52500.7924 | 42000.6339 | 18736.6887 | 0 | 0 | 0 | 0 | 0 | 0 | 0 | 0 | 0 | 0 | 0 | 0 | 0 | 0 | 0 | 0
Commercial_Restaurant_New_Food Preparation_Natural Gas_Fryer_E2_Baseline Forecast | Commercial | Restaurant | New | Food Preparation | Natural Gas | Fryer | E2 | ENERGY STAR | Baseline Forecast | 0 | 19991.8639 | 40208.1539 | 122260.8448 | 167295.9028 | 203986.1238 | 240139.8583 | 275768.8155 | 310884.4757 | 356838.288 | 411469.0231 | 461517.9481 | 507815.9966 | 551029.8306 | 606558.4753 | 657120.8879 | 688517.4416 | 719494.44 | 750061.3108 | 780227.2986 | 810001.4686 | 839392.7099 | 868409.7393 | 897061.1049 | 925355.1893 | 953300.2128 | 980904.237 | 1008175.1678 | 1035120.7588 | 1061748.6138 | 1088066.1904
Commercial_Restaurant_New_Food Preparation_Natural Gas_Fryer_E3_Baseline Forecast | Commercial | Restaurant | New | Food Preparation | Natural Gas | Fryer | E3 |  | Baseline Forecast | 0 | 0 | 0 | 0 | 0 | 0 | 0 | 0 | 0 | 0 | 0 | 0 | 0 | 0 | 0 | 0 | 0 | 0 | 0 | 0 | 0 | 0 | 0 | 0 | 0 | 0 | 0 | 0 | 0 | 0 | 0
Commercial_Restaurant_New_Food Preparation_Natural Gas_Fryer_E4_Baseline Forecast | Commercial | Restaurant | New | Food Preparation | Natural Gas | Fryer | E4 |  | Baseline Forecast | 0 | 0 | 0 | 0 | 0 | 0 | 0 | 0 | 0 | 0 | 0 | 0 | 0 | 0 | 0 | 0 | 0 | 0 | 0 | 0 | 0 | 0 | 0 | 0 | 0 | 0 | 0 | 0 | 0 | 0 | 0
Commercial_Restaurant_New_Food Preparation_Natural Gas_Fryer_E5_Baseline Forecast | Commercial | Restaurant | New | Food Preparation | Natural Gas | Fryer | E5 |  | Baseline Forecast | 0 | 0 | 0 | 0 | 0 | 0 | 0 | 0 | 0 | 0 | 0 | 0 | 0 | 0 | 0 | 0 | 0 | 0 | 0 | 0 | 0 | 0 | 0 | 0 | 0 | 0 | 0 | 0 | 0 | 0 | 0
Commercial_Restaurant_New_Food Preparation_Natural Gas_Fryer_E6_Baseline Forecast | Commercial | Restaurant | New | Food Preparation | Natural Gas | Fryer | E6 |  | Baseline Forecast | 0 | 0 | 0 | 0 | 0 | 0 | 0 | 0 | 0 | 0 | 0 | 0 | 0 | 0 | 0 | 0 | 0 | 0 | 0 | 0 | 0 | 0 | 0 | 0 | 0 | 0 | 0 | 0 | 0 | 0 | 0
Commercial_Restaurant_New_Food Preparation_Natural Gas_Fryer_E7_Baseline Forecast | Commercial | Restaurant | New | Food Preparation | Natural Gas | Fryer | E7 |  | Baseline Forecast | 0 | 0 | 0 | 0 | 0 | 0 | 0 | 0 | 0 | 0 | 0 | 0 | 0 | 0 | 0 | 0 | 0 | 0 | 0 | 0 | 0 | 0 | 0 | 0 | 0 | 0 | 0 | 0 | 0 | 0 | 0
Commercial_Restaurant_New_Food Preparation_Natural Gas_Fryer_E8_Baseline Forecast | Commercial | Restaurant | New | Food Preparation | Natural Gas | Fryer | E8 |  | Baseline Forecast | 0 | 0 | 0 | 0 | 0 | 0 | 0 | 0 | 0 | 0 | 0 | 0 | 0 | 0 | 0 | 0 | 0 | 0 | 0 | 0 | 0 | 0 | 0 | 0 | 0 | 0 | 0 | 0 | 0 | 0 | 0
Commercial_Restaurant_New_Food Preparation_Natural Gas_Fryer_E9_Baseline Forecast | Commercial | Restaurant | New | Food Preparation | Natural Gas | Fryer | E9 |  | Baseline Forecast | 0 | 0 | 0 | 0 | 0 | 0 | 0 | 0 | 0 | 0 | 0 | 0 | 0 | 0 | 0 | 0 | 0 | 0 | 0 | 0 | 0 | 0 | 0 | 0 | 0 | 0 | 0 | 0 | 0 | 0 | 0
Commercial_Restaurant_New_Food Preparation_Natural Gas_Fryer_E10_Baseline Forecast | Commercial | Restaurant | New | Food Preparation | Natural Gas | Fryer | E10 |  | Baseline Forecast | 0 | 0 | 0 | 0 | 0 | 0 | 0 | 0 | 0 | 0 | 0 | 0 | 0 | 0 | 0 | 0 | 0 | 0 | 0 | 0 | 0 | 0 | 0 | 0 | 0 | 0 | 0 | 0 | 0 | 0 | 0
Commercial_Restaurant_New_Food Preparation_Natural Gas_Fryer_Vintage_Baseline Forecast | Commercial | Restaurant | New | Food Preparation | Natural Gas | Fryer | Vintage | Vintage | Baseline Forecast | 0 | 0 | 0 | 0 | 0 | 0 | 0 | 0 | 0 | 0 | 0 | 0 | 0 | 0 | 0 | 0 | 0 | 0 | 0 | 0 | 0 | 0 | 0 | 0 | 0 | 0 | 0 | 0 | 0 | 0 | 0
Commercial_Restaurant_New_Food Preparation_Natural Gas_Broiler_E1_Baseline Forecast | Commercial | Restaurant | New | Food Preparation | Natural Gas | Broiler | E1 | Standard | Baseline Forecast | 0 | 22449.8012 | 45091.9257 | 69103.6336 | 82281.8588 | 93052.7838 | 103695.9247 | 114201.5591 | 124562.9211 | 134756.2047 | 144780.0322 | 154638.2728 | 164429.2997 | 174053.0985 | 183550.2502 | 192925.4035 | 202166.1508 | 211282.7069 | 220293.0551 | 229154.3005 | 237875.6856 | 246463.408 | 254927.3378 | 263966.6936 | 272966.0679 | 281948.7226 | 290906.327 | 299828.1067 | 308774.9254 | 317733.7077 | 326671.9703
Commercial_Restaurant_New_Food Preparation_Natural Gas_Broiler_E2_Baseline Forecast | Commercial | Restaurant | New | Food Preparation | Natural Gas | Broiler | E2 | Infrared Burners | Baseline Forecast | 0 | 7913.0598 | 15912.2323 | 24385.3656 | 29036.6192 | 32791.4335 | 36461.6359 | 40061.5842 | 43602.5895 | 47112.9139 | 50598.3041 | 54059.1747 | 57401.3524 | 60728.9698 | 64005.4838 | 67230.2048 | 70419.4223 | 73566.7282 | 76657.8714 | 79739.4072 | 82805.6816 | 85854.0164 | 88877.9925 | 91181.7755 | 93384.0917 | 95464.9334 | 97435.823 | 99310.665 | 101031.6651 | 102614.9093 | 104095.8333
Commercial_Restaurant_New_Food Preparation_Natural Gas_Broiler_E3_Baseline Forecast | Commercial | Restaurant | New | Food Preparation | Natural Gas | Broiler | E3 |  | Baseline Forecast | 0 | 0 | 0 | 0 | 0 | 0 | 0 | 0 | 0 | 0 | 0 | 0 | 0 | 0 | 0 | 0 | 0 | 0 | 0 | 0 | 0 | 0 | 0 | 0 | 0 | 0 | 0 | 0 | 0 | 0 | 0
Commercial_Restaurant_New_Food Preparation_Natural Gas_Broiler_E4_Baseline Forecast | Commercial | Restaurant | New | Food Preparation | Natural Gas | Broiler | E4 |  | Baseline Forecast | 0 | 0 | 0 | 0 | 0 | 0 | 0 | 0 | 0 | 0 | 0 | 0 | 0 | 0 | 0 | 0 | 0 | 0 | 0 | 0 | 0 | 0 | 0 | 0 | 0 | 0 | 0 | 0 | 0 | 0 | 0
Commercial_Restaurant_New_Food Preparation_Natural Gas_Broiler_E5_Baseline Forecast | Commercial | Restaurant | New | Food Preparation | Natural Gas | Broiler | E5 |  | Baseline Forecast | 0 | 0 | 0 | 0 | 0 | 0 | 0 | 0 | 0 | 0 | 0 | 0 | 0 | 0 | 0 | 0 | 0 | 0 | 0 | 0 | 0 | 0 | 0 | 0 | 0 | 0 | 0 | 0 | 0 | 0 | 0
Commercial_Restaurant_New_Food Preparation_Natural Gas_Broiler_E6_Baseline Forecast | Commercial | Restaurant | New | Food Preparation | Natural Gas | Broiler | E6 |  | Baseline Forecast | 0 | 0 | 0 | 0 | 0 | 0 | 0 | 0 | 0 | 0 | 0 | 0 | 0 | 0 | 0 | 0 | 0 | 0 | 0 | 0 | 0 | 0 | 0 | 0 | 0 | 0 | 0 | 0 | 0 | 0 | 0
Commercial_Restaurant_New_Food Preparation_Natural Gas_Broiler_E7_Baseline Forecast | Commercial | Restaurant | New | Food Preparation | Natural Gas | Broiler | E7 |  | Baseline Forecast | 0 | 0 | 0 | 0 | 0 | 0 | 0 | 0 | 0 | 0 | 0 | 0 | 0 | 0 | 0 | 0 | 0 | 0 | 0 | 0 | 0 | 0 | 0 | 0 | 0 | 0 | 0 | 0 | 0 | 0 | 0
Commercial_Restaurant_New_Food Preparation_Natural Gas_Broiler_E8_Baseline Forecast | Commercial | Restaurant | New | Food Preparation | Natural Gas | Broiler | E8 |  | Baseline Forecast | 0 | 0 | 0 | 0 | 0 | 0 | 0 | 0 | 0 | 0 | 0 | 0 | 0 | 0 | 0 | 0 | 0 | 0 | 0 | 0 | 0 | 0 | 0 | 0 | 0 | 0 | 0 | 0 | 0 | 0 | 0
Commercial_Restaurant_New_Food Preparation_Natural Gas_Broiler_E9_Baseline Forecast | Commercial | Restaurant | New | Food Preparation | Natural Gas | Broiler | E9 |  | Baseline Forecast | 0 | 0 | 0 | 0 | 0 | 0 | 0 | 0 | 0 | 0 | 0 | 0 | 0 | 0 | 0 | 0 | 0 | 0 | 0 | 0 | 0 | 0 | 0 | 0 | 0 | 0 | 0 | 0 | 0 | 0 | 0
Commercial_Restaurant_New_Food Preparation_Natural Gas_Broiler_E10_Baseline Forecast | Commercial | Restaurant | New | Food Preparation | Natural Gas | Broiler | E10 |  | Baseline Forecast | 0 | 0 | 0 | 0 | 0 | 0 | 0 | 0 | 0 | 0 | 0 | 0 | 0 | 0 | 0 | 0 | 0 | 0 | 0 | 0 | 0 | 0 | 0 | 0 | 0 | 0 | 0 | 0 | 0 | 0 | 0
Commercial_Restaurant_New_Food Preparation_Natural Gas_Broiler_Vintage_Baseline Forecast | Commercial | Restaurant | New | Food Preparation | Natural Gas | Broiler | Vintage | Vintage | Baseline Forecast | 0 | 0 | 0 | 0 | 0 | 0 | 0 | 0 | 0 | 0 | 0 | 0 | 0 | 0 | 0 | 0 | 0 | 0 | 0 | 0 | 0 | 0 | 0 | 0 | 0 | 0 | 0 | 0 | 0 | 0 | 0
Commercial_Restaurant_New_Food Preparation_Natural Gas_Griddle_E1_Baseline Forecast | Commercial | Restaurant | New | Food Preparation | Natural Gas | Griddle | E1 | Standard | Baseline Forecast | 0 | 31383.4788 | 63049.674 | 96623.8157 | 115050.8896 | 130076.5714 | 144893.9811 | 159502.9339 | 173904.1983 | 188091.7714 | 202068.4925 | 215839.1953 | 229444.6072 | 242849.4203 | 256072.3032 | 269118.0263 | 281984.8054 | 294679.327 | 307211.2712 | 319567.0263 | 331752.8926 | 343773.915 | 355636.3964 | 367637.2474 | 379520.0025 | 391296.7806 | 402966.524 | 414527.0259 | 426007.7737 | 437404.4142 | 448705.6554
Commercial_Restaurant_New_Food Preparation_Natural Gas_Griddle_E2_Baseline Forecast | Commercial | Restaurant | New | Food Preparation | Natural Gas | Griddle | E2 | ENERGY STAR | Baseline Forecast | 0 | 12828.5269 | 25779.774 | 39507.4984 | 47042.3066 | 53167.8619 | 59192.4147 | 65122.9 | 70965.1674 | 76731.7085 | 82426.0458 | 88049.5832 | 93567.7091 | 99021.7278 | 104398.8503 | 109700.0713 | 114932.8276 | 120095.9754 | 125185.2696 | 130219.6513 | 135198.046 | 140120.5332 | 144985.8352 | 149501.9692 | 153930.233 | 158263.2467 | 162506.7152 | 166667.403 | 170720.2924 | 174674.1201 | 178544.4775
Commercial_Restaurant_New_Food Preparation_Natural Gas_Griddle_E3_Baseline Forecast | Commercial | Restaurant | New | Food Preparation | Natural Gas | Griddle | E3 |  | Baseline Forecast | 0 | 0 | 0 | 0 | 0 | 0 | 0 | 0 | 0 | 0 | 0 | 0 | 0 | 0 | 0 | 0 | 0 | 0 | 0 | 0 | 0 | 0 | 0 | 0 | 0 | 0 | 0 | 0 | 0 | 0 | 0
Commercial_Restaurant_New_Food Preparation_Natural Gas_Griddle_E4_Baseline Forecast | Commercial | Restaurant | New | Food Preparation | Natural Gas | Griddle | E4 |  | Baseline Forecast | 0 | 0 | 0 | 0 | 0 | 0 | 0 | 0 | 0 | 0 | 0 | 0 | 0 | 0 | 0 | 0 | 0 | 0 | 0 | 0 | 0 | 0 | 0 | 0 | 0 | 0 | 0 | 0 | 0 | 0 | 0
Commercial_Restaurant_New_Food Preparation_Natural Gas_Griddle_E5_Baseline Forecast | Commercial | Restaurant | New | Food Preparation | Natural Gas | Griddle | E5 |  | Baseline Forecast | 0 | 0 | 0 | 0 | 0 | 0 | 0 | 0 | 0 | 0 | 0 | 0 | 0 | 0 | 0 | 0 | 0 | 0 | 0 | 0 | 0 | 0 | 0 | 0 | 0 | 0 | 0 | 0 | 0 | 0 | 0
Commercial_Restaurant_New_Food Preparation_Natural Gas_Griddle_E6_Baseline Forecast | Commercial | Restaurant | New | Food Preparation | Natural Gas | Griddle | E6 |  | Baseline Forecast | 0 | 0 | 0 | 0 | 0 | 0 | 0 | 0 | 0 | 0 | 0 | 0 | 0 | 0 | 0 | 0 | 0 | 0 | 0 | 0 | 0 | 0 | 0 | 0 | 0 | 0 | 0 | 0 | 0 | 0 | 0
Commercial_Restaurant_New_Food Preparation_Natural Gas_Griddle_E7_Baseline Forecast | Commercial | Restaurant | New | Food Preparation | Natural Gas | Griddle | E7 |  | Baseline Forecast | 0 | 0 | 0 | 0 | 0 | 0 | 0 | 0 | 0 | 0 | 0 | 0 | 0 | 0 | 0 | 0 | 0 | 0 | 0 | 0 | 0 | 0 | 0 | 0 | 0 | 0 | 0 | 0 | 0 | 0 | 0
Commercial_Restaurant_New_Food Preparation_Natural Gas_Griddle_E8_Baseline Forecast | Commercial | Restaurant | New | Food Preparation | Natural Gas | Griddle | E8 |  | Baseline Forecast | 0 | 0 | 0 | 0 | 0 | 0 | 0 | 0 | 0 | 0 | 0 | 0 | 0 | 0 | 0 | 0 | 0 | 0 | 0 | 0 | 0 | 0 | 0 | 0 | 0 | 0 | 0 | 0 | 0 | 0 | 0
Commercial_Restaurant_New_Food Preparation_Natural Gas_Griddle_E9_Baseline Forecast | Commercial | Restaurant | New | Food Preparation | Natural Gas | Griddle | E9 |  | Baseline Forecast | 0 | 0 | 0 | 0 | 0 | 0 | 0 | 0 | 0 | 0 | 0 | 0 | 0 | 0 | 0 | 0 | 0 | 0 | 0 | 0 | 0 | 0 | 0 | 0 | 0 | 0 | 0 | 0 | 0 | 0 | 0
Commercial_Restaurant_New_Food Preparation_Natural Gas_Griddle_E10_Baseline Forecast | Commercial | Restaurant | New | Food Preparation | Natural Gas | Griddle | E10 |  | Baseline Forecast | 0 | 0 | 0 | 0 | 0 | 0 | 0 | 0 | 0 | 0 | 0 | 0 | 0 | 0 | 0 | 0 | 0 | 0 | 0 | 0 | 0 | 0 | 0 | 0 | 0 | 0 | 0 | 0 | 0 | 0 | 0
Commercial_Restaurant_New_Food Preparation_Natural Gas_Griddle_Vintage_Baseline Forecast | Commercial | Restaurant | New | Food Preparation | Natural Gas | Griddle | Vintage | Vintage | Baseline Forecast | 0 | 0 | 0 | 0 | 0 | 0 | 0 | 0 | 0 | 0 | 0 | 0 | 0 | 0 | 0 | 0 | 0 | 0 | 0 | 0 | 0 | 0 | 0 | 0 | 0 | 0 | 0 | 0 | 0 | 0 | 0
Commercial_Restaurant_New_Food Preparation_Natural Gas_Range_E1_Baseline Forecast | Commercial | Restaurant | New | Food Preparation | Natural Gas | Range | E1 | Standard | Baseline Forecast | 0 | 27735.5455 | 55706.4605 | 85338.7785 | 101586.0246 | 114865.1483 | 127984.903 | 140933.0513 | 153701.4637 | 166297.7654 | 178760.3683 | 191026.1182 | 203287.7084 | 215305.6308 | 227051.9162 | 238530.5426 | 249844.0257 | 260993.5988 | 272011.4542 | 282835.5108 | 293487.7519 | 303940.7085 | 314219.6272 | 325495.254 | 336816.0301 | 348156.159 | 359436.1762 | 370640.3356 | 381766.6028 | 392898.3557 | 403925.6566
Commercial_Restaurant_New_Food Preparation_Natural Gas_Range_E2_Baseline Forecast | Commercial | Restaurant | New | Food Preparation | Natural Gas | Range | E2 | High Efficiency | Baseline Forecast | 0 | 39977.3861 | 80340.3493 | 123153.2409 | 146667.9354 | 165783.0053 | 184583.7744 | 203092.8184 | 221328.4029 | 239292.8401 | 256957.4619 | 274394.9756 | 291422.0544 | 308287.3905 | 325027.9578 | 341648.6077 | 358055.4821 | 374255.8364 | 390225.8024 | 406035.6232 | 421671.3193 | 437168.208 | 452508.739 | 466529.7132 | 480190.0908 | 493522.9258 | 506614.8006 | 519488.4415 | 532152.7284 | 544530.9971 | 556739.7697
Commercial_Restaurant_New_Food Preparation_Natural Gas_Range_E3_Baseline Forecast | Commercial | Restaurant | New | Food Preparation | Natural Gas | Range | E3 |  | Baseline Forecast | 0 | 0 | 0 | 0 | 0 | 0 | 0 | 0 | 0 | 0 | 0 | 0 | 0 | 0 | 0 | 0 | 0 | 0 | 0 | 0 | 0 | 0 | 0 | 0 | 0 | 0 | 0 | 0 | 0 | 0 | 0
Commercial_Restaurant_New_Food Preparation_Natural Gas_Range_E4_Baseline Forecast | Commercial | Restaurant | New | Food Preparation | Natural Gas | Range | E4 |  | Baseline Forecast | 0 | 0 | 0 | 0 | 0 | 0 | 0 | 0 | 0 | 0 | 0 | 0 | 0 | 0 | 0 | 0 | 0 | 0 | 0 | 0 | 0 | 0 | 0 | 0 | 0 | 0 | 0 | 0 | 0 | 0 | 0
Commercial_Restaurant_New_Food Preparation_Natural Gas_Range_E5_Baseline Forecast | Commercial | Restaurant | New | Food Preparation | Natural Gas | Range | E5 |  | Baseline Forecast | 0 | 0 | 0 | 0 | 0 | 0 | 0 | 0 | 0 | 0 | 0 | 0 | 0 | 0 | 0 | 0 | 0 | 0 | 0 | 0 | 0 | 0 | 0 | 0 | 0 | 0 | 0 | 0 | 0 | 0 | 0
Commercial_Restaurant_New_Food Preparation_Natural Gas_Range_E6_Baseline Forecast | Commercial | Restaurant | New | Food Preparation | Natural Gas | Range | E6 |  | Baseline Forecast | 0 | 0 | 0 | 0 | 0 | 0 | 0 | 0 | 0 | 0 | 0 | 0 | 0 | 0 | 0 | 0 | 0 | 0 | 0 | 0 | 0 | 0 | 0 | 0 | 0 | 0 | 0 | 0 | 0 | 0 | 0
Commercial_Restaurant_New_Food Preparation_Natural Gas_Range_E7_Baseline Forecast | Commercial | Restaurant | New | Food Preparation | Natural Gas | Range | E7 |  | Baseline Forecast | 0 | 0 | 0 | 0 | 0 | 0 | 0 | 0 | 0 | 0 | 0 | 0 | 0 | 0 | 0 | 0 | 0 | 0 | 0 | 0 | 0 | 0 | 0 | 0 | 0 | 0 | 0 | 0 | 0 | 0 | 0
Commercial_Restaurant_New_Food Preparation_Natural Gas_Range_E8_Baseline Forecast | Commercial | Restaurant | New | Food Preparation | Natural Gas | Range | E8 |  | Baseline Forecast | 0 | 0 | 0 | 0 | 0 | 0 | 0 | 0 | 0 | 0 | 0 | 0 | 0 | 0 | 0 | 0 | 0 | 0 | 0 | 0 | 0 | 0 | 0 | 0 | 0 | 0 | 0 | 0 | 0 | 0 | 0
Commercial_Restaurant_New_Food Preparation_Natural Gas_Range_E9_Baseline Forecast | Commercial | Restaurant | New | Food Preparation | Natural Gas | Range | E9 |  | Baseline Forecast | 0 | 0 | 0 | 0 | 0 | 0 | 0 | 0 | 0 | 0 | 0 | 0 | 0 | 0 | 0 | 0 | 0 | 0 | 0 | 0 | 0 | 0 | 0 | 0 | 0 | 0 | 0 | 0 | 0 | 0 | 0
Commercial_Restaurant_New_Food Preparation_Natural Gas_Range_E10_Baseline Forecast | Commercial | Restaurant | New | Food Preparation | Natural Gas | Range | E10 |  | Baseline Forecast | 0 | 0 | 0 | 0 | 0 | 0 | 0 | 0 | 0 | 0 | 0 | 0 | 0 | 0 | 0 | 0 | 0 | 0 | 0 | 0 | 0 | 0 | 0 | 0 | 0 | 0 | 0 | 0 | 0 | 0 | 0
Commercial_Restaurant_New_Food Preparation_Natural Gas_Range_Vintage_Baseline Forecast | Commercial | Restaurant | New | Food Preparation | Natural Gas | Range | Vintage | Vintage | Baseline Forecast | 0 | 0 | 0 | 0 | 0 | 0 | 0 | 0 | 0 | 0 | 0 | 0 | 0 | 0 | 0 | 0 | 0 | 0 | 0 | 0 | 0 | 0 | 0 | 0 | 0 | 0 | 0 | 0 | 0 | 0 | 0
Commercial_Restaurant_New_Food Preparation_Natural Gas_Steamer_E1_Baseline Forecast | Commercial | Restaurant | New | Food Preparation | Natural Gas | Steamer | E1 | Standard | Baseline Forecast | 0 | 4390.1658 | 8814.5748 | 8814.5748 | 8814.5748 | 8814.5748 | 8814.5748 | 8814.5748 | 8814.5748 | 8814.5748 | 8326.7786 | 7401.5809 | 6579.1831 | 5848.1627 | 5198.3669 | 4620.7705 | 4107.3516 | 3650.9792 | 3245.3148 | 1532.7897 | 0 | 0 | 0 | 0 | 0 | 0 | 0 | 0 | 0 | 0 | 0
Commercial_Restaurant_New_Food Preparation_Natural Gas_Steamer_E2_Baseline Forecast | Commercial | Restaurant | New | Food Preparation | Natural Gas | Steamer | E2 | ENERGY STAR | Baseline Forecast | 0 | 4410.9579 | 8868.3813 | 18284.5923 | 23452.73 | 27663.2301 | 31812.164 | 35900.8755 | 39930.682 | 43902.8751 | 48306.5176 | 53092.4562 | 57721.7074 | 62206.8871 | 66559.3185 | 70789.1745 | 74905.6023 | 78916.8362 | 82830.2966 | 88004.6133 | 92954.2301 | 96327.1131 | 99657.0523 | 102945.0286 | 106192.004 | 109398.9218 | 112566.7072 | 115696.2675 | 118788.4923 | 121844.2544 | 124864.4095
Commercial_Restaurant_New_Food Preparation_Natural Gas_Steamer_E3_Baseline Forecast | Commercial | Restaurant | New | Food Preparation | Natural Gas | Steamer | E3 |  | Baseline Forecast | 0 | 0 | 0 | 0 | 0 | 0 | 0 | 0 | 0 | 0 | 0 | 0 | 0 | 0 | 0 | 0 | 0 | 0 | 0 | 0 | 0 | 0 | 0 | 0 | 0 | 0 | 0 | 0 | 0 | 0 | 0
Commercial_Restaurant_New_Food Preparation_Natural Gas_Steamer_E4_Baseline Forecast | Commercial | Restaurant | New | Food Preparation | Natural Gas | Steamer | E4 |  | Baseline Forecast | 0 | 0 | 0 | 0 | 0 | 0 | 0 | 0 | 0 | 0 | 0 | 0 | 0 | 0 | 0 | 0 | 0 | 0 | 0 | 0 | 0 | 0 | 0 | 0 | 0 | 0 | 0 | 0 | 0 | 0 | 0
Commercial_Restaurant_New_Food Preparation_Natural Gas_Steamer_E5_Baseline Forecast | Commercial | Restaurant | New | Food Preparation | Natural Gas | Steamer | E5 |  | Baseline Forecast | 0 | 0 | 0 | 0 | 0 | 0 | 0 | 0 | 0 | 0 | 0 | 0 | 0 | 0 | 0 | 0 | 0 | 0 | 0 | 0 | 0 | 0 | 0 | 0 | 0 | 0 | 0 | 0 | 0 | 0 | 0
Commercial_Restaurant_New_Food Preparation_Natural Gas_Steamer_E6_Baseline Forecast | Commercial | Restaurant | New | Food Preparation | Natural Gas | Steamer | E6 |  | Baseline Forecast | 0 | 0 | 0 | 0 | 0 | 0 | 0 | 0 | 0 | 0 | 0 | 0 | 0 | 0 | 0 | 0 | 0 | 0 | 0 | 0 | 0 | 0 | 0 | 0 | 0 | 0 | 0 | 0 | 0 | 0 | 0
Commercial_Restaurant_New_Food Preparation_Natural Gas_Steamer_E7_Baseline Forecast | Commercial | Restaurant | New | Food Preparation | Natural Gas | Steamer | E7 |  | Baseline Forecast | 0 | 0 | 0 | 0 | 0 | 0 | 0 | 0 | 0 | 0 | 0 | 0 | 0 | 0 | 0 | 0 | 0 | 0 | 0 | 0 | 0 | 0 | 0 | 0 | 0 | 0 | 0 | 0 | 0 | 0 | 0
Commercial_Restaurant_New_Food Preparation_Natural Gas_Steamer_E8_Baseline Forecast | Commercial | Restaurant | New | Food Preparation | Natural Gas | Steamer | E8 |  | Baseline Forecast | 0 | 0 | 0 | 0 | 0 | 0 | 0 | 0 | 0 | 0 | 0 | 0 | 0 | 0 | 0 | 0 | 0 | 0 | 0 | 0 | 0 | 0 | 0 | 0 | 0 | 0 | 0 | 0 | 0 | 0 | 0
Commercial_Restaurant_New_Food Preparation_Natural Gas_Steamer_E9_Baseline Forecast | Commercial | Restaurant | New | Food Preparation | Natural Gas | Steamer | E9 |  | Baseline Forecast | 0 | 0 | 0 | 0 | 0 | 0 | 0 | 0 | 0 | 0 | 0 | 0 | 0 | 0 | 0 | 0 | 0 | 0 | 0 | 0 | 0 | 0 | 0 | 0 | 0 | 0 | 0 | 0 | 0 | 0 | 0
Commercial_Restaurant_New_Food Preparation_Natural Gas_Steamer_E10_Baseline Forecast | Commercial | Restaurant | New | Food Preparation | Natural Gas | Steamer | E10 |  | Baseline Forecast | 0 | 0 | 0 | 0 | 0 | 0 | 0 | 0 | 0 | 0 | 0 | 0 | 0 | 0 | 0 | 0 | 0 | 0 | 0 | 0 | 0 | 0 | 0 | 0 | 0 | 0 | 0 | 0 | 0 | 0 | 0
Commercial_Restaurant_New_Food Preparation_Natural Gas_Steamer_Vintage_Baseline Forecast | Commercial | Restaurant | New | Food Preparation | Natural Gas | Steamer | Vintage | Vintage | Baseline Forecast | 0 | 0 | 0 | 0 | 0 | 0 | 0 | 0 | 0 | 0 | 0 | 0 | 0 | 0 | 0 | 0 | 0 | 0 | 0 | 0 | 0 | 0 | 0 | 0 | 0 | 0 | 0 | 0 | 0 | 0 | 0
Commercial_Restaurant_New_Food Preparation_Natural Gas_Food Prep Other_E1_Baseline Forecast | Commercial | Restaurant | New | Food Preparation | Natural Gas | Food Prep Other | E1 | Standard | Baseline Forecast | 0 | 6512.829 | 13085.3808 | 20053.3705 | 23877.7874 | 26993.5572 | 30063.7714 | 33089.4228 | 36071.485 | 39010.9144 | 41908.6515 | 44765.6082 | 47582.7048 | 50360.7996 | 53100.7562 | 55803.4245 | 58469.6462 | 61100.2378 | 63696.0023 | 66257.7189 | 68786.1592 | 71282.075 | 73746.2088 | 76179.428 | 78582.3292 | 80955.6069 | 83299.9366 | 85615.986 | 87904.4127 | 90165.8729 | 92400.9865
Commercial_Restaurant_New_Food Preparation_Natural Gas_Food Prep Other_E2_Baseline Forecast | Commercial | Restaurant | New | Food Preparation | Natural Gas | Food Prep Other | E2 | ENERGY STAR | Baseline Forecast | 0 | 2288.2946 | 4597.5753 | 7045.7966 | 8389.5174 | 9484.2476 | 10562.9674 | 11626.0275 | 12673.7717 | 13706.5354 | 14724.6447 | 15728.429 | 16718.1857 | 17694.2501 | 18656.9292 | 19606.5206 | 20543.3077 | 21467.5777 | 22379.6091 | 23279.684 | 24168.0709 | 25045.0382 | 25910.8436 | 26765.6007 | 27609.6748 | 28443.3149 | 29266.7706 | 30080.2814 | 30884.0796 | 31678.3814 | 32463.423
Commercial_Restaurant_New_Food Preparation_Natural Gas_Food Prep Other_E3_Baseline Forecast | Commercial | Restaurant | New | Food Preparation | Natural Gas | Food Prep Other | E3 |  | Baseline Forecast | 0 | 0 | 0 | 0 | 0 | 0 | 0 | 0 | 0 | 0 | 0 | 0 | 0 | 0 | 0 | 0 | 0 | 0 | 0 | 0 | 0 | 0 | 0 | 0 | 0 | 0 | 0 | 0 | 0 | 0 | 0
Commercial_Restaurant_New_Food Preparation_Natural Gas_Food Prep Other_E4_Baseline Forecast | Commercial | Restaurant | New | Food Preparation | Natural Gas | Food Prep Other | E4 |  | Baseline Forecast | 0 | 0 | 0 | 0 | 0 | 0 | 0 | 0 | 0 | 0 | 0 | 0 | 0 | 0 | 0 | 0 | 0 | 0 | 0 | 0 | 0 | 0 | 0 | 0 | 0 | 0 | 0 | 0 | 0 | 0 | 0
Commercial_Restaurant_New_Food Preparation_Natural Gas_Food Prep Other_E5_Baseline Forecast | Commercial | Restaurant | New | Food Preparation | Natural Gas | Food Prep Other | E5 |  | Baseline Forecast | 0 | 0 | 0 | 0 | 0 | 0 | 0 | 0 | 0 | 0 | 0 | 0 | 0 | 0 | 0 | 0 | 0 | 0 | 0 | 0 | 0 | 0 | 0 | 0 | 0 | 0 | 0 | 0 | 0 | 0 | 0
Commercial_Restaurant_New_Food Preparation_Natural Gas_Food Prep Other_E6_Baseline Forecast | Commercial | Restaurant | New | Food Preparation | Natural Gas | Food Prep Other | E6 |  | Baseline Forecast | 0 | 0 | 0 | 0 | 0 | 0 | 0 | 0 | 0 | 0 | 0 | 0 | 0 | 0 | 0 | 0 | 0 | 0 | 0 | 0 | 0 | 0 | 0 | 0 | 0 | 0 | 0 | 0 | 0 | 0 | 0
Commercial_Restaurant_New_Food Preparation_Natural Gas_Food Prep Other_E7_Baseline Forecast | Commercial | Restaurant | New | Food Preparation | Natural Gas | Food Prep Other | E7 |  | Baseline Forecast | 0 | 0 | 0 | 0 | 0 | 0 | 0 | 0 | 0 | 0 | 0 | 0 | 0 | 0 | 0 | 0 | 0 | 0 | 0 | 0 | 0 | 0 | 0 | 0 | 0 | 0 | 0 | 0 | 0 | 0 | 0
Commercial_Restaurant_New_Food Preparation_Natural Gas_Food Prep Other_E8_Baseline Forecast | Commercial | Restaurant | New | Food Preparation | Natural Gas | Food Prep Other | E8 |  | Baseline Forecast | 0 | 0 | 0 | 0 | 0 | 0 | 0 | 0 | 0 | 0 | 0 | 0 | 0 | 0 | 0 | 0 | 0 | 0 | 0 | 0 | 0 | 0 | 0 | 0 | 0 | 0 | 0 | 0 | 0 | 0 | 0
Commercial_Restaurant_New_Food Preparation_Natural Gas_Food Prep Other_E9_Baseline Forecast | Commercial | Restaurant | New | Food Preparation | Natural Gas | Food Prep Other | E9 |  | Baseline Forecast | 0 | 0 | 0 | 0 | 0 | 0 | 0 | 0 | 0 | 0 | 0 | 0 | 0 | 0 | 0 | 0 | 0 | 0 | 0 | 0 | 0 | 0 | 0 | 0 | 0 | 0 | 0 | 0 | 0 | 0 | 0
Commercial_Restaurant_New_Food Preparation_Natural Gas_Food Prep Other_E10_Baseline Forecast | Commercial | Restaurant | New | Food Preparation | Natural Gas | Food Prep Other | E10 |  | Baseline Forecast | 0 | 0 | 0 | 0 | 0 | 0 | 0 | 0 | 0 | 0 | 0 | 0 | 0 | 0 | 0 | 0 | 0 | 0 | 0 | 0 | 0 | 0 | 0 | 0 | 0 | 0 | 0 | 0 | 0 | 0 | 0
Commercial_Restaurant_New_Food Preparation_Natural Gas_Food Prep Other_Vintage_Baseline Forecast | Commercial | Restaurant | New | Food Preparation | Natural Gas | Food Prep Other | Vintage | Vintage | Baseline Forecast | 0 | 0 | 0 | 0 | 0 | 0 | 0 | 0 | 0 | 0 | 0 | 0 | 0 | 0 | 0 | 0 | 0 | 0 | 0 | 0 | 0 | 0 | 0 | 0 | 0 | 0 | 0 | 0 | 0 | 0 | 0
Commercial_Restaurant_New_Miscellaneous_Natural Gas_Pool Heater_E1_Baseline Forecast | Commercial | Restaurant | New | Miscellaneous | Natural Gas | Pool Heater | E1 | Standard (EF .82) | Baseline Forecast | 0 | 724.5226 | 1455.5696 | 2230.5707 | 2655.7528 | 3002.3858 | 3344.2025 | 3681.1563 | 4013.1049 | 4340.4959 | 4663.2598 | 4981.6348 | 5298.7178 | 5611.858 | 5920.4611 | 6223.4902 | 6521.0767 | 6812.5079 | 7098.3208 | 7378.2139 | 7654.1165 | 7926.0606 | 8193.7414 | 8473.0684 | 8750.4167 | 9026.1381 | 9300.49 | 9573.3513 | 9841.5921 | 10105.5769 | 10365.2255
Commercial_Restaurant_New_Miscellaneous_Natural Gas_Pool Heater_E2_Baseline Forecast | Commercial | Restaurant | New | Miscellaneous | Natural Gas | Pool Heater | E2 | Condensing (EF .90) | Baseline Forecast | 0 | 80.844 | 162.549 | 249.1996 | 296.9395 | 335.5979 | 373.4387 | 410.6316 | 447.4395 | 483.533 | 519.0974 | 554.0082 | 585.2799 | 615.6725 | 645.8874 | 677.0665 | 709.1815 | 743.0459 | 778.2217 | 815.1076 | 851.8695 | 888.5686 | 925.6014 | 947.1481 | 966.9215 | 984.6564 | 1000.1799 | 1013.696 | 1028.4162 | 1044.0558 | 1060.7733
Commercial_Restaurant_New_Miscellaneous_Natural Gas_Pool Heater_E3_Baseline Forecast | Commercial | Restaurant | New | Miscellaneous | Natural Gas | Pool Heater | E3 |  | Baseline Forecast | 0 | 0 | 0 | 0 | 0 | 0 | 0 | 0 | 0 | 0 | 0 | 0 | 0 | 0 | 0 | 0 | 0 | 0 | 0 | 0 | 0 | 0 | 0 | 0 | 0 | 0 | 0 | 0 | 0 | 0 | 0
Commercial_Restaurant_New_Miscellaneous_Natural Gas_Pool Heater_E4_Baseline Forecast | Commercial | Restaurant | New | Miscellaneous | Natural Gas | Pool Heater | E4 |  | Baseline Forecast | 0 | 0 | 0 | 0 | 0 | 0 | 0 | 0 | 0 | 0 | 0 | 0 | 0 | 0 | 0 | 0 | 0 | 0 | 0 | 0 | 0 | 0 | 0 | 0 | 0 | 0 | 0 | 0 | 0 | 0 | 0
Commercial_Restaurant_New_Miscellaneous_Natural Gas_Pool Heater_E5_Baseline Forecast | Commercial | Restaurant | New | Miscellaneous | Natural Gas | Pool Heater | E5 |  | Baseline Forecast | 0 | 0 | 0 | 0 | 0 | 0 | 0 | 0 | 0 | 0 | 0 | 0 | 0 | 0 | 0 | 0 | 0 | 0 | 0 | 0 | 0 | 0 | 0 | 0 | 0 | 0 | 0 | 0 | 0 | 0 | 0
Commercial_Restaurant_New_Miscellaneous_Natural Gas_Pool Heater_E6_Baseline Forecast | Commercial | Restaurant | New | Miscellaneous | Natural Gas | Pool Heater | E6 |  | Baseline Forecast | 0 | 0 | 0 | 0 | 0 | 0 | 0 | 0 | 0 | 0 | 0 | 0 | 0 | 0 | 0 | 0 | 0 | 0 | 0 | 0 | 0 | 0 | 0 | 0 | 0 | 0 | 0 | 0 | 0 | 0 | 0
Commercial_Restaurant_New_Miscellaneous_Natural Gas_Pool Heater_E7_Baseline Forecast | Commercial | Restaurant | New | Miscellaneous | Natural Gas | Pool Heater | E7 |  | Baseline Forecast | 0 | 0 | 0 | 0 | 0 | 0 | 0 | 0 | 0 | 0 | 0 | 0 | 0 | 0 | 0 | 0 | 0 | 0 | 0 | 0 | 0 | 0 | 0 | 0 | 0 | 0 | 0 | 0 | 0 | 0 | 0
Commercial_Restaurant_New_Miscellaneous_Natural Gas_Pool Heater_E8_Baseline Forecast | Commercial | Restaurant | New | Miscellaneous | Natural Gas | Pool Heater | E8 |  | Baseline Forecast | 0 | 0 | 0 | 0 | 0 | 0 | 0 | 0 | 0 | 0 | 0 | 0 | 0 | 0 | 0 | 0 | 0 | 0 | 0 | 0 | 0 | 0 | 0 | 0 | 0 | 0 | 0 | 0 | 0 | 0 | 0
Commercial_Restaurant_New_Miscellaneous_Natural Gas_Pool Heater_E9_Baseline Forecast | Commercial | Restaurant | New | Miscellaneous | Natural Gas | Pool Heater | E9 |  | Baseline Forecast | 0 | 0 | 0 | 0 | 0 | 0 | 0 | 0 | 0 | 0 | 0 | 0 | 0 | 0 | 0 | 0 | 0 | 0 | 0 | 0 | 0 | 0 | 0 | 0 | 0 | 0 | 0 | 0 | 0 | 0 | 0
Commercial_Restaurant_New_Miscellaneous_Natural Gas_Pool Heater_E10_Baseline Forecast | Commercial | Restaurant | New | Miscellaneous | Natural Gas | Pool Heater | E10 |  | Baseline Forecast | 0 | 0 | 0 | 0 | 0 | 0 | 0 | 0 | 0 | 0 | 0 | 0 | 0 | 0 | 0 | 0 | 0 | 0 | 0 | 0 | 0 | 0 | 0 | 0 | 0 | 0 | 0 | 0 | 0 | 0 | 0
Commercial_Restaurant_New_Miscellaneous_Natural Gas_Pool Heater_Vintage_Baseline Forecast | Commercial | Restaurant | New | Miscellaneous | Natural Gas | Pool Heater | Vintage | Vintage | Baseline Forecast | 0 | 0 | 0 | 0 | 0 | 0 | 0 | 0 | 0 | 0 | 0 | 0 | 0 | 0 | 0 | 0 | 0 | 0 | 0 | 0 | 0 | 0 | 0 | 0 | 0 | 0 | 0 | 0 | 0 | 0 | 0
Commercial_Restaurant_New_Miscellaneous_Natural Gas_Miscellaneous_E1_Baseline Forecast | Commercial | Restaurant | New | Miscellaneous | Natural Gas | Miscellaneous | E1 | Standard | Baseline Forecast | 0 | 262723.5535 | 527856.3556 | 808940.9646 | 963215.7548 | 1088903.972 | 1212754.3689 | 1334807.0574 | 1455101.3648 | 1573675.8491 | 1690568.3147 | 1805815.8274 | 1919454.7296 | 2031520.6544 | 2142048.5402 | 2251072.6447 | 2358626.5583 | 2464743.2181 | 2569454.9203 | 2672793.3337 | 2774789.5124 | 2875473.9077 | 2974876.3806 | 3073026.2137 | 3169952.1225 | 3265682.2676 | 3360244.2652 | 3453665.1981 | 3545971.6272 | 3637189.601 | 3727344.6669
Commercial_Restaurant_New_Miscellaneous_Natural Gas_Miscellaneous_E2_Baseline Forecast | Commercial | Restaurant | New | Miscellaneous | Natural Gas | Miscellaneous | E2 |  | Baseline Forecast | 0 | 0 | 0 | 0 | 0 | 0 | 0 | 0 | 0 | 0 | 0 | 0 | 0 | 0 | 0 | 0 | 0 | 0 | 0 | 0 | 0 | 0 | 0 | 0 | 0 | 0 | 0 | 0 | 0 | 0 | 0
Commercial_Restaurant_New_Miscellaneous_Natural Gas_Miscellaneous_E3_Baseline Forecast | Commercial | Restaurant | New | Miscellaneous | Natural Gas | Miscellaneous | E3 |  | Baseline Forecast | 0 | 0 | 0 | 0 | 0 | 0 | 0 | 0 | 0 | 0 | 0 | 0 | 0 | 0 | 0 | 0 | 0 | 0 | 0 | 0 | 0 | 0 | 0 | 0 | 0 | 0 | 0 | 0 | 0 | 0 | 0
Commercial_Restaurant_New_Miscellaneous_Natural Gas_Miscellaneous_E4_Baseline Forecast | Commercial | Restaurant | New | Miscellaneous | Natural Gas | Miscellaneous | E4 |  | Baseline Forecast | 0 | 0 | 0 | 0 | 0 | 0 | 0 | 0 | 0 | 0 | 0 | 0 | 0 | 0 | 0 | 0 | 0 | 0 | 0 | 0 | 0 | 0 | 0 | 0 | 0 | 0 | 0 | 0 | 0 | 0 | 0
Commercial_Restaurant_New_Miscellaneous_Natural Gas_Miscellaneous_E5_Baseline Forecast | Commercial | Restaurant | New | Miscellaneous | Natural Gas | Miscellaneous | E5 |  | Baseline Forecast | 0 | 0 | 0 | 0 | 0 | 0 | 0 | 0 | 0 | 0 | 0 | 0 | 0 | 0 | 0 | 0 | 0 | 0 | 0 | 0 | 0 | 0 | 0 | 0 | 0 | 0 | 0 | 0 | 0 | 0 | 0
Commercial_Restaurant_New_Miscellaneous_Natural Gas_Miscellaneous_E6_Baseline Forecast | Commercial | Restaurant | New | Miscellaneous | Natural Gas | Miscellaneous | E6 |  | Baseline Forecast | 0 | 0 | 0 | 0 | 0 | 0 | 0 | 0 | 0 | 0 | 0 | 0 | 0 | 0 | 0 | 0 | 0 | 0 | 0 | 0 | 0 | 0 | 0 | 0 | 0 | 0 | 0 | 0 | 0 | 0 | 0
Commercial_Restaurant_New_Miscellaneous_Natural Gas_Miscellaneous_E7_Baseline Forecast | Commercial | Restaurant | New | Miscellaneous | Natural Gas | Miscellaneous | E7 |  | Baseline Forecast | 0 | 0 | 0 | 0 | 0 | 0 | 0 | 0 | 0 | 0 | 0 | 0 | 0 | 0 | 0 | 0 | 0 | 0 | 0 | 0 | 0 | 0 | 0 | 0 | 0 | 0 | 0 | 0 | 0 | 0 | 0
Commercial_Restaurant_New_Miscellaneous_Natural Gas_Miscellaneous_E8_Baseline Forecast | Commercial | Restaurant | New | Miscellaneous | Natural Gas | Miscellaneous | E8 |  | Baseline Forecast | 0 | 0 | 0 | 0 | 0 | 0 | 0 | 0 | 0 | 0 | 0 | 0 | 0 | 0 | 0 | 0 | 0 | 0 | 0 | 0 | 0 | 0 | 0 | 0 | 0 | 0 | 0 | 0 | 0 | 0 | 0
Commercial_Restaurant_New_Miscellaneous_Natural Gas_Miscellaneous_E9_Baseline Forecast | Commercial | Restaurant | New | Miscellaneous | Natural Gas | Miscellaneous | E9 |  | Baseline Forecast | 0 | 0 | 0 | 0 | 0 | 0 | 0 | 0 | 0 | 0 | 0 | 0 | 0 | 0 | 0 | 0 | 0 | 0 | 0 | 0 | 0 | 0 | 0 | 0 | 0 | 0 | 0 | 0 | 0 | 0 | 0
Commercial_Restaurant_New_Miscellaneous_Natural Gas_Miscellaneous_E10_Baseline Forecast | Commercial | Restaurant | New | Miscellaneous | Natural Gas | Miscellaneous | E10 |  | Baseline Forecast | 0 | 0 | 0 | 0 | 0 | 0 | 0 | 0 | 0 | 0 | 0 | 0 | 0 | 0 | 0 | 0 | 0 | 0 | 0 | 0 | 0 | 0 | 0 | 0 | 0 | 0 | 0 | 0 | 0 | 0 | 0
Commercial_Restaurant_New_Miscellaneous_Natural Gas_Miscellaneous_Vintage_Baseline Forecast | Commercial | Restaurant | New | Miscellaneous | Natural Gas | Miscellaneous | Vintage | Vintage | Baseline Forecast | 0 | 0 | 0 | 0 | 0 | 0 | 0 | 0 | 0 | 0 | 0 | 0 | 0 | 0 | 0 | 0 | 0 | 0 | 0 | 0 | 0 | 0 | 0 | 0 | 0 | 0 | 0 | 0 | 0 | 0 | 0
Commercial_Grocery_Existing_Space Heating_Natural Gas_Furnace_E1_Baseline Forecast | Commercial | Grocery | Existing | Space Heating | Natural Gas | Furnace | E1 | AFUE 80% (Standard) | Baseline Forecast | 0 | 62840.2877 | 127242.3413 | 192802.1131 | 259155.6632 | 253972.5499 | 248893.0989 | 243915.2369 | 239036.9322 | 234256.1935 | 229571.0697 | 224979.6483 | 220480.0553 | 216070.4542 | 211749.0451 | 207514.0642 | 203363.7829 | 199296.5073 | 195310.5771 | 188044.173 | 177732.7004 | 164610.5961 | 148909.2777 | 134705.6235 | 121856.7794 | 110233.5174 | 99718.9357 | 90207.2834 | 81602.8963 | 73819.2355 | 66778.0161
Commercial_Grocery_Existing_Space Heating_Natural Gas_Furnace_E2_Baseline Forecast | Commercial | Grocery | Existing | Space Heating | Natural Gas | Furnace | E2 | AFUE 90% | Baseline Forecast | 0 | 0 | 0 | 0 | 0 | 0 | 0 | 0 | 0 | 0 | 0 | 0 | 0 | 0 | 0 | 0 | 0 | 0 | 0 | 0 | 0 | 0 | 0 | 0 | 0 | 0 | 0 | 0 | 0 | 0 | 0
Commercial_Grocery_Existing_Space Heating_Natural Gas_Furnace_E3_Baseline Forecast | Commercial | Grocery | Existing | Space Heating | Natural Gas | Furnace | E3 | AFUE 95% | Baseline Forecast | 0 | 0 | 0 | 0 | 0 | 72003.259 | 144075.9419 | 187461.568 | 230635.3734 | 273481.292 | 315866.6157 | 357699.3509 | 395418.2061 | 428929.3759 | 458557.7785 | 484651.4258 | 507492.9508 | 527353.6309 | 544534.1398 | 561316.2099 | 577777.249 | 593963.6713 | 609908.1442 | 622981.723 | 632412.1265 | 640075.2217 | 646139.9314 | 650760.6251 | 654080.0483 | 656228.8679 | 657289.9717
Commercial_Grocery_Existing_Space Heating_Natural Gas_Furnace_E4_Baseline Forecast | Commercial | Grocery | Existing | Space Heating | Natural Gas | Furnace | E4 |  | Baseline Forecast | 0 | 0 | 0 | 0 | 0 | 0 | 0 | 0 | 0 | 0 | 0 | 0 | 0 | 0 | 0 | 0 | 0 | 0 | 0 | 0 | 0 | 0 | 0 | 0 | 0 | 0 | 0 | 0 | 0 | 0 | 0
Commercial_Grocery_Existing_Space Heating_Natural Gas_Furnace_E5_Baseline Forecast | Commercial | Grocery | Existing | Space Heating | Natural Gas | Furnace | E5 |  | Baseline Forecast | 0 | 0 | 0 | 0 | 0 | 0 | 0 | 28495.8783 | 56779.9756 | 84761.7105 | 112390.7078 | 139597.4071 | 163511.4303 | 184842.5969 | 203833.353 | 220658.1948 | 235515.6403 | 248577.4327 | 259950.765 | 271089.5548 | 282024.9736 | 292792.6437 | 303419.5936 | 312725.6287 | 321872.079 | 329338.6438 | 335281.3407 | 339842.7254 | 343151.35 | 345324.4005 | 346505.3928
Commercial_Grocery_Existing_Space Heating_Natural Gas_Furnace_E6_Baseline Forecast | Commercial | Grocery | Existing | Space Heating | Natural Gas | Furnace | E6 |  | Baseline Forecast | 0 | 0 | 0 | 0 | 0 | 0 | 0 | 0 | 0 | 0 | 0 | 0 | 0 | 0 | 0 | 0 | 0 | 0 | 0 | 0 | 0 | 0 | 0 | 0 | 0 | 0 | 0 | 0 | 0 | 0 | 0
Commercial_Grocery_Existing_Space Heating_Natural Gas_Furnace_E7_Baseline Forecast | Commercial | Grocery | Existing | Space Heating | Natural Gas | Furnace | E7 |  | Baseline Forecast | 0 | 0 | 0 | 0 | 0 | 0 | 0 | 0 | 0 | 0 | 0 | 0 | 0 | 0 | 0 | 0 | 0 | 0 | 0 | 0 | 0 | 0 | 0 | 0 | 0 | 0 | 0 | 0 | 0 | 0 | 0
Commercial_Grocery_Existing_Space Heating_Natural Gas_Furnace_E8_Baseline Forecast | Commercial | Grocery | Existing | Space Heating | Natural Gas | Furnace | E8 |  | Baseline Forecast | 0 | 0 | 0 | 0 | 0 | 0 | 0 | 0 | 0 | 0 | 0 | 0 | 0 | 0 | 0 | 0 | 0 | 0 | 0 | 0 | 0 | 0 | 0 | 0 | 0 | 0 | 0 | 0 | 0 | 0 | 0
Commercial_Grocery_Existing_Space Heating_Natural Gas_Furnace_E9_Baseline Forecast | Commercial | Grocery | Existing | Space Heating | Natural Gas | Furnace | E9 |  | Baseline Forecast | 0 | 0 | 0 | 0 | 0 | 0 | 0 | 0 | 0 | 0 | 0 | 0 | 0 | 0 | 0 | 0 | 0 | 0 | 0 | 0 | 0 | 0 | 0 | 0 | 0 | 0 | 0 | 0 | 0 | 0 | 0
Commercial_Grocery_Existing_Space Heating_Natural Gas_Furnace_E10_Baseline Forecast | Commercial | Grocery | Existing | Space Heating | Natural Gas | Furnace | E10 |  | Baseline Forecast | 0 | 0 | 0 | 0 | 0 | 0 | 0 | 0 | 0 | 0 | 0 | 0 | 0 | 0 | 0 | 0 | 0 | 0 | 0 | 0 | 0 | 0 | 0 | 0 | 0 | 0 | 0 | 0 | 0 | 0 | 0
Commercial_Grocery_Existing_Space Heating_Natural Gas_Furnace_Vintage_Baseline Forecast | Commercial | Grocery | Existing | Space Heating | Natural Gas | Furnace | Vintage | Vintage | Baseline Forecast | 2452694.9017 | 2340800.716 | 2228325.8423 | 2115654.7068 | 2003132.0204 | 1891066.1209 | 1779732.0504 | 1669374.3862 | 1560209.8469 | 1452429.6894 | 1346201.9146 | 1241673.2953 | 1145261.0159 | 1056334.8664 | 974313.5709 | 898660.9878 | 828882.6052 | 764522.3088 | 705159.4001 | 650405.8467 | 599903.7456 | 553322.9842 | 510359.0819 | 470731.2003 | 434180.3071 | 400467.4832 | 369372.361 | 340691.6836 | 314237.9764 | 289838.3217 | 267333.2285
Commercial_Grocery_Existing_Space Heating_Natural Gas_Boiler_E1_Baseline Forecast | Commercial | Grocery | Existing | Space Heating | Natural Gas | Boiler | E1 | AFUE 80% (Standard) | Baseline Forecast | 0 | 3287.8577 | 6473.1193 | 9555.3126 | 12534.0184 | 12283.338 | 12037.6713 | 11796.9179 | 11560.9795 | 11329.7599 | 11103.1647 | 10881.1014 | 10663.4794 | 10450.2098 | 10241.2056 | 10036.3815 | 9835.6539 | 9638.9408 | 9446.162 | 9257.2387 | 9072.094 | 8721.8059 | 8227.6747 | 7608.9872 | 6883.2069 | 6226.6548 | 5632.7278 | 5095.4522 | 4609.4244 | 4169.7563 | 3772.0257
Commercial_Grocery_Existing_Space Heating_Natural Gas_Boiler_E2_Baseline Forecast | Commercial | Grocery | Existing | Space Heating | Natural Gas | Boiler | E2 | AFUE 85% | Baseline Forecast | 0 | 0 | 0 | 0 | 0 | 0 | 0 | 0 | 0 | 0 | 0 | 0 | 0 | 0 | 0 | 0 | 0 | 0 | 0 | 0 | 0 | 0 | 0 | 0 | 0 | 0 | 0 | 0 | 0 | 0 | 0
Commercial_Grocery_Existing_Space Heating_Natural Gas_Boiler_E3_Baseline Forecast | Commercial | Grocery | Existing | Space Heating | Natural Gas | Boiler | E3 | AFUE 98% | Baseline Forecast | 0 | 4185.9072 | 8242.0442 | 12167.9249 | 15963.9333 | 22756.734 | 29313.3847 | 35636.038 | 41727.3545 | 47590.4262 | 53228.7107 | 58645.9713 | 63846.2251 | 68833.6975 | 73612.7809 | 78187.9997 | 82563.9789 | 86745.4163 | 90737.059 | 94543.682 | 98170.07 | 101789.8478 | 104897.4246 | 107551.0691 | 109802.2937 | 111536.1107 | 112813.651 | 113689.3547 | 114211.6941 | 114423.8195 | 114364.135
Commercial_Grocery_Existing_Space Heating_Natural Gas_Boiler_E4_Baseline Forecast | Commercial | Grocery | Existing | Space Heating | Natural Gas | Boiler | E4 | Convert to NG Air Source Heat Pump | Baseline Forecast | 0 | 0 | 0 | 0 | 0 | 0 | 0 | 0 | 0 | 0 | 0 | 0 | 0 | 0 | 0 | 0 | 0 | 0 | 0 | 0 | 0 | 0 | 0 | 0 | 0 | 0 | 0 | 0 | 0 | 0 | 0
Commercial_Grocery_Existing_Space Heating_Natural Gas_Boiler_E5_Baseline Forecast | Commercial | Grocery | Existing | Space Heating | Natural Gas | Boiler | E5 |  | Baseline Forecast | 0 | 0 | 0 | 0 | 0 | 0 | 0 | 0 | 0 | 0 | 0 | 0 | 0 | 0 | 0 | 0 | 0 | 0 | 0 | 0 | 0 | 0 | 0 | 0 | 0 | 0 | 0 | 0 | 0 | 0 | 0
Commercial_Grocery_Existing_Space Heating_Natural Gas_Boiler_E6_Baseline Forecast | Commercial | Grocery | Existing | Space Heating | Natural Gas | Boiler | E6 |  | Baseline Forecast | 0 | 0 | 0 | 0 | 0 | 0 | 0 | 0 | 0 | 0 | 0 | 0 | 0 | 0 | 0 | 0 | 0 | 0 | 0 | 0 | 0 | 0 | 0 | 0 | 0 | 0 | 0 | 0 | 0 | 0 | 0
Commercial_Grocery_Existing_Space Heating_Natural Gas_Boiler_E7_Baseline Forecast | Commercial | Grocery | Existing | Space Heating | Natural Gas | Boiler | E7 |  | Baseline Forecast | 0 | 0 | 0 | 0 | 0 | 0 | 0 | 0 | 0 | 0 | 0 | 0 | 0 | 0 | 0 | 0 | 0 | 0 | 0 | 0 | 0 | 0 | 0 | 0 | 0 | 0 | 0 | 0 | 0 | 0 | 0
Commercial_Grocery_Existing_Space Heating_Natural Gas_Boiler_E8_Baseline Forecast | Commercial | Grocery | Existing | Space Heating | Natural Gas | Boiler | E8 |  | Baseline Forecast | 0 | 0 | 0 | 0 | 0 | 0 | 0 | 0 | 0 | 0 | 0 | 0 | 0 | 0 | 0 | 0 | 0 | 0 | 0 | 0 | 0 | 0 | 0 | 0 | 0 | 0 | 0 | 0 | 0 | 0 | 0
Commercial_Grocery_Existing_Space Heating_Natural Gas_Boiler_E9_Baseline Forecast | Commercial | Grocery | Existing | Space Heating | Natural Gas | Boiler | E9 |  | Baseline Forecast | 0 | 0 | 0 | 0 | 0 | 0 | 0 | 0 | 0 | 0 | 0 | 0 | 0 | 0 | 0 | 0 | 0 | 0 | 0 | 0 | 0 | 0 | 0 | 0 | 0 | 0 | 0 | 0 | 0 | 0 | 0
Commercial_Grocery_Existing_Space Heating_Natural Gas_Boiler_E10_Baseline Forecast | Commercial | Grocery | Existing | Space Heating | Natural Gas | Boiler | E10 |  | Baseline Forecast | 0 | 0 | 0 | 0 | 0 | 0 | 0 | 0 | 0 | 0 | 0 | 0 | 0 | 0 | 0 | 0 | 0 | 0 | 0 | 0 | 0 | 0 | 0 | 0 | 0 | 0 | 0 | 0 | 0 | 0 | 0
Commercial_Grocery_Existing_Space Heating_Natural Gas_Boiler_Vintage_Baseline Forecast | Commercial | Grocery | Existing | Space Heating | Natural Gas | Boiler | Vintage | Vintage | Baseline Forecast | 251667.5915 | 239160.4748 | 226986.3914 | 215144.2863 | 203632.2216 | 192447.4978 | 181586.7625 | 171046.1062 | 160821.1469 | 150907.1051 | 141298.87 | 131991.0578 | 122978.0634 | 114254.1052 | 105813.2658 | 97649.526 | 89756.7963 | 82128.9434 | 74759.8135 | 67643.2531 | 60773.1264 | 54143.3308 | 48236.7856 | 42974.5908 | 38286.4536 | 34109.7496 | 30388.686 | 27073.5566 | 24120.0777 | 21488.7965 | 19144.5642
Commercial_Grocery_Existing_Space Heating_Natural Gas_Unit Heater_E1_Baseline Forecast | Commercial | Grocery | Existing | Space Heating | Natural Gas | Unit Heater | E1 | Standard | Baseline Forecast | 0 | 1060.339 | 4062.0622 | 9729.0253 | 18647.5026 | 18274.5525 | 17909.0615 | 17550.8802 | 17199.8626 | 16855.8654 | 16518.7481 | 16064.6054 | 15286.4978 | 13926.0855 | 11697.9118 | 9826.2459 | 8254.0466 | 6933.3991 | 5604.9193 | 4083.3955 | 2242.0939 | 0 | 0 | 0 | 0 | 0 | 0 | 0 | 0 | 0 | 0
Commercial_Grocery_Existing_Space Heating_Natural Gas_Unit Heater_E2_Baseline Forecast | Commercial | Grocery | Existing | Space Heating | Natural Gas | Unit Heater | E2 | Condensing | Baseline Forecast | 0 | 0 | 0 | 0 | 0 | 13009.0205 | 30089.4693 | 51511.6564 | 77466.8428 | 108077.9361 | 142524.8941 | 180210.3914 | 220708.0397 | 263720.9162 | 309048.522 | 355042.1431 | 401388.9463 | 440908.1268 | 474610.2898 | 503349.2398 | 527846.703 | 548713.1283 | 563776.6704 | 575698.4539 | 584851.1853 | 591566.313 | 596138.5398 | 598829.8435 | 599873.0585 | 599475.066 | 597819.6369
Commercial_Grocery_Existing_Space Heating_Natural Gas_Unit Heater_E3_Baseline Forecast | Commercial | Grocery | Existing | Space Heating | Natural Gas | Unit Heater | E3 | Infrared Radiant | Baseline Forecast | 0 | 0 | 0 | 0 | 0 | 0 | 0 | 0 | 0 | 0 | 0 | 0 | 0 | 0 | 0 | 0 | 0 | 0 | 0 | 0 | 0 | 0 | 0 | 0 | 0 | 0 | 0 | 0 | 0 | 0 | 0
Commercial_Grocery_Existing_Space Heating_Natural Gas_Unit Heater_E4_Baseline Forecast | Commercial | Grocery | Existing | Space Heating | Natural Gas | Unit Heater | E4 |  | Baseline Forecast | 0 | 0 | 0 | 0 | 0 | 0 | 0 | 0 | 0 | 0 | 0 | 0 | 0 | 0 | 0 | 0 | 0 | 0 | 0 | 0 | 0 | 0 | 0 | 0 | 0 | 0 | 0 | 0 | 0 | 0 | 0
Commercial_Grocery_Existing_Space Heating_Natural Gas_Unit Heater_E5_Baseline Forecast | Commercial | Grocery | Existing | Space Heating | Natural Gas | Unit Heater | E5 |  | Baseline Forecast | 0 | 0 | 0 | 0 | 0 | 0 | 0 | 0 | 0 | 0 | 0 | 0 | 0 | 0 | 0 | 0 | 0 | 0 | 0 | 0 | 0 | 0 | 0 | 0 | 0 | 0 | 0 | 0 | 0 | 0 | 0
Commercial_Grocery_Existing_Space Heating_Natural Gas_Unit Heater_E6_Baseline Forecast | Commercial | Grocery | Existing | Space Heating | Natural Gas | Unit Heater | E6 |  | Baseline Forecast | 0 | 0 | 0 | 0 | 0 | 0 | 0 | 0 | 0 | 0 | 0 | 0 | 0 | 0 | 0 | 0 | 0 | 0 | 0 | 0 | 0 | 0 | 0 | 0 | 0 | 0 | 0 | 0 | 0 | 0 | 0
Commercial_Grocery_Existing_Space Heating_Natural Gas_Unit Heater_E7_Baseline Forecast | Commercial | Grocery | Existing | Space Heating | Natural Gas | Unit Heater | E7 |  | Baseline Forecast | 0 | 0 | 0 | 0 | 0 | 0 | 0 | 0 | 0 | 0 | 0 | 0 | 0 | 0 | 0 | 0 | 0 | 0 | 0 | 0 | 0 | 0 | 0 | 0 | 0 | 0 | 0 | 0 | 0 | 0 | 0
Commercial_Grocery_Existing_Space Heating_Natural Gas_Unit Heater_E8_Baseline Forecast | Commercial | Grocery | Existing | Space Heating | Natural Gas | Unit Heater | E8 |  | Baseline Forecast | 0 | 0 | 0 | 0 | 0 | 0 | 0 | 0 | 0 | 0 | 0 | 0 | 0 | 0 | 0 | 0 | 0 | 0 | 0 | 0 | 0 | 0 | 0 | 0 | 0 | 0 | 0 | 0 | 0 | 0 | 0
Commercial_Grocery_Existing_Space Heating_Natural Gas_Unit Heater_E9_Baseline Forecast | Commercial | Grocery | Existing | Space Heating | Natural Gas | Unit Heater | E9 |  | Baseline Forecast | 0 | 0 | 0 | 0 | 0 | 0 | 0 | 0 | 0 | 0 | 0 | 0 | 0 | 0 | 0 | 0 | 0 | 0 | 0 | 0 | 0 | 0 | 0 | 0 | 0 | 0 | 0 | 0 | 0 | 0 | 0
Commercial_Grocery_Existing_Space Heating_Natural Gas_Unit Heater_E10_Baseline Forecast | Commercial | Grocery | Existing | Space Heating | Natural Gas | Unit Heater | E10 |  | Baseline Forecast | 0 | 0 | 0 | 0 | 0 | 0 | 0 | 0 | 0 | 0 | 0 | 0 | 0 | 0 | 0 | 0 | 0 | 0 | 0 | 0 | 0 | 0 | 0 | 0 | 0 | 0 | 0 | 0 | 0 | 0 | 0
Commercial_Grocery_Existing_Space Heating_Natural Gas_Unit Heater_Vintage_Baseline Forecast | Commercial | Grocery | Existing | Space Heating | Natural Gas | Unit Heater | Vintage | Vintage | Baseline Forecast | 1285390.4932 | 1258622.3444 | 1230426.9676 | 1200070.2238 | 1166955.7616 | 1130607.6259 | 1090654.8441 | 1046817.7707 | 998895.9958 | 946757.6458 | 891213.9761 | 832977.4691 | 772672.879 | 710847.0665 | 647977.753 | 584481.3141 | 520719.7162 | 463913.9289 | 413305.1367 | 368217.3036 | 328048.1432 | 292261.073 | 260378.0469 | 231973.169 | 206667.0052 | 184121.5137 | 164035.5304 | 146140.7452 | 130198.1185 | 115994.6874 | 103340.7215
Commercial_Grocery_Existing_Water Heating_Natural Gas_Water Heater_E1_Baseline Forecast | Commercial | Grocery | Existing | Water Heating | Natural Gas | Water Heater | E1 | TE 0.80 | Baseline Forecast | 0 | 13416.1611 | 27726.6364 | 42733.0971 | 58260.5845 | 74181.6728 | 90363.0059 | 88734.5004 | 87148.4955 | 85604.9749 | 81890.4454 | 76313.4237 | 69162.3995 | 60663.4 | 51041.7038 | 37868.5845 | 27282.7978 | 18758.7068 | 11881.7753 | 6323.5117 | 1823.0117 | 1693.9572 | 1568.3644 | 1490.0864 | 1418.1698 | 1361.152 | 1321.0646 | 1306.4101 | 1348.9001 | 1394.4756 | 1448.0484
Commercial_Grocery_Existing_Water Heating_Natural Gas_Water Heater_E2_Baseline Forecast | Commercial | Grocery | Existing | Water Heating | Natural Gas | Water Heater | E2 | TE 0.90 | Baseline Forecast | 0 | 48174.5812 | 99575.8288 | 153494.2749 | 209310.1074 | 266456.3004 | 324460.7669 | 318611.9982 | 312915.613 | 307371.4267 | 294031.0487 | 274001.2825 | 248312.176 | 217776.2648 | 183217.8924 | 135926.6135 | 97920.9116 | 67313.8741 | 42616.0547 | 22670.9651 | 6536.7397 | 6075.5806 | 5626.9746 | 5338.953 | 5072.7966 | 4859.0179 | 4705.7776 | 4642.6367 | 4780.6995 | 4929.8089 | 5108.1323
Commercial_Grocery_Existing_Water Heating_Natural Gas_Water Heater_E3_Baseline Forecast | Commercial | Grocery | Existing | Water Heating | Natural Gas | Water Heater | E3 | TE 0.94 | Baseline Forecast | 0 | 0 | 0 | 0 | 0 | 0 | 0 | 0 | 0 | 0 | 0 | 0 | 0 | 0 | 0 | 0 | 0 | 0 | 0 | 0 | 0 | 0 | 0 | 0 | 0 | 0 | 0 | 0 | 0 | 0 | 0
Commercial_Grocery_Existing_Water Heating_Natural Gas_Water Heater_E4_Baseline Forecast | Commercial | Grocery | Existing | Water Heating | Natural Gas | Water Heater | E4 | Instantaneous TE 0.94 | Baseline Forecast | 0 | 0 | 0 | 0 | 0 | 0 | 0 | 82255.0893 | 164450.7876 | 246192.7791 | 337303.3416 | 436076.1458 | 531081.0984 | 622540.1558 | 710525.4961 | 807174.5295 | 885218.1966 | 947859.1974 | 997704.353 | 1036863.7167 | 1067095.8719 | 1073719.0654 | 1077200.9928 | 1077740.0481 | 1075862.62 | 1071837.5838 | 1065928.1331 | 1058338.8373 | 1049142.1342 | 1038773.1194 | 1027377.8957
Commercial_Grocery_Existing_Water Heating_Natural Gas_Water Heater_E5_Baseline Forecast | Commercial | Grocery | Existing | Water Heating | Natural Gas | Water Heater | E5 | Gas-Fired Absorption HPWH | Baseline Forecast | 0 | 0 | 0 | 0 | 0 | 0 | 0 | 0 | 0 | 0 | 0 | 0 | 0 | 0 | 0 | 0 | 0 | 0 | 0 | 0 | 0 | 0 | 0 | 0 | 0 | 0 | 0 | 0 | 0 | 0 | 0
Commercial_Grocery_Existing_Water Heating_Natural Gas_Water Heater_E6_Baseline Forecast | Commercial | Grocery | Existing | Water Heating | Natural Gas | Water Heater | E6 |  | Baseline Forecast | 0 | 0 | 0 | 0 | 0 | 0 | 0 | 0 | 0 | 0 | 0 | 0 | 0 | 0 | 0 | 0 | 0 | 0 | 0 | 0 | 0 | 0 | 0 | 0 | 0 | 0 | 0 | 0 | 0 | 0 | 0
Commercial_Grocery_Existing_Water Heating_Natural Gas_Water Heater_E7_Baseline Forecast | Commercial | Grocery | Existing | Water Heating | Natural Gas | Water Heater | E7 |  | Baseline Forecast | 0 | 0 | 0 | 0 | 0 | 0 | 0 | 0 | 0 | 0 | 0 | 0 | 0 | 0 | 0 | 0 | 0 | 0 | 0 | 0 | 0 | 0 | 0 | 0 | 0 | 0 | 0 | 0 | 0 | 0 | 0
Commercial_Grocery_Existing_Water Heating_Natural Gas_Water Heater_E8_Baseline Forecast | Commercial | Grocery | Existing | Water Heating | Natural Gas | Water Heater | E8 |  | Baseline Forecast | 0 | 0 | 0 | 0 | 0 | 0 | 0 | 0 | 0 | 0 | 0 | 0 | 0 | 0 | 0 | 0 | 0 | 0 | 0 | 0 | 0 | 0 | 0 | 0 | 0 | 0 | 0 | 0 | 0 | 0 | 0
Commercial_Grocery_Existing_Water Heating_Natural Gas_Water Heater_E9_Baseline Forecast | Commercial | Grocery | Existing | Water Heating | Natural Gas | Water Heater | E9 |  | Baseline Forecast | 0 | 0 | 0 | 0 | 0 | 0 | 0 | 0 | 0 | 0 | 0 | 0 | 0 | 0 | 0 | 0 | 0 | 0 | 0 | 0 | 0 | 0 | 0 | 0 | 0 | 0 | 0 | 0 | 0 | 0 | 0
Commercial_Grocery_Existing_Water Heating_Natural Gas_Water Heater_E10_Baseline Forecast | Commercial | Grocery | Existing | Water Heating | Natural Gas | Water Heater | E10 |  | Baseline Forecast | 0 | 0 | 0 | 0 | 0 | 0 | 0 | 0 | 0 | 0 | 0 | 0 | 0 | 0 | 0 | 0 | 0 | 0 | 0 | 0 | 0 | 0 | 0 | 0 | 0 | 0 | 0 | 0 | 0 | 0 | 0
Commercial_Grocery_Existing_Water Heating_Natural Gas_Water Heater_Vintage_Baseline Forecast | Commercial | Grocery | Existing | Water Heating | Natural Gas | Water Heater | Vintage | Vintage | Baseline Forecast | 2073973.9756 | 1970903.7538 | 1864542.141 | 1755780.3421 | 1645396.8679 | 1534070.2354 | 1422390.2716 | 1310868.1757 | 1199945.4723 | 1090001.9803 | 981362.9021 | 874305.1309 | 778926.3894 | 693952.6014 | 618248.6813 | 550803.3706 | 490715.7302 | 437183.1051 | 389490.4027 | 347000.5406 | 309145.9362 | 275420.9249 | 245375.0059 | 218606.8234 | 194758.8063 | 173512.3911 | 154583.7666 | 137720.083 | 122696.0739 | 109311.0477 | 97386.2061
Commercial_Grocery_Existing_Food Preparation_Natural Gas_Oven_E1_Baseline Forecast | Commercial | Grocery | Existing | Food Preparation | Natural Gas | Oven | E1 | Standard | Baseline Forecast | 0 | 11444.1677 | 25784.4432 | 42169.6231 | 59932.1338 | 78671.3158 | 97986.9633 | 117542.9976 | 137081.4804 | 156434.262 | 170589.9635 | 180700.2138 | 187817.3647 | 192463.4422 | 195158.6464 | 196324.9317 | 196347.3302 | 195486.3976 | 193975.3986 | 191949.0317 | 189523.3462 | 186780.9769 | 183815.3459 | 181339.6009 | 178759.6897 | 176120.6958 | 173456.5386 | 170756.4618 | 168080.6018 | 165440.2036 | 162839.1029
Commercial_Grocery_Existing_Food Preparation_Natural Gas_Oven_E2_Baseline Forecast | Commercial | Grocery | Existing | Food Preparation | Natural Gas | Oven | E2 | ENERGY STAR (EF ≥ 44%) Convection Oven utilizing ASTM Std F1496 | Baseline Forecast | 0 | 16497.8584 | 37196.8837 | 60878.7809 | 86604.8437 | 113532.1802 | 141101.4024 | 168911.205 | 196655.9529 | 224076.0988 | 244213.1681 | 258658.79 | 268510.3759 | 274930.3824 | 278718.3307 | 280486.0324 | 280658.0514 | 279607.6957 | 277597.8072 | 274881.8096 | 271647.1323 | 268048.2752 | 264176.9528 | 259464.403 | 254617.1302 | 249677.4823 | 244679.3693 | 239686.0235 | 234677.7615 | 229674.379 | 224695.7151
Commercial_Grocery_Existing_Food Preparation_Natural Gas_Oven_E3_Baseline Forecast | Commercial | Grocery | Existing | Food Preparation | Natural Gas | Oven | E3 |  | Baseline Forecast | 0 | 0 | 0 | 0 | 0 | 0 | 0 | 0 | 0 | 0 | 0 | 0 | 0 | 0 | 0 | 0 | 0 | 0 | 0 | 0 | 0 | 0 | 0 | 0 | 0 | 0 | 0 | 0 | 0 | 0 | 0
Commercial_Grocery_Existing_Food Preparation_Natural Gas_Oven_E4_Baseline Forecast | Commercial | Grocery | Existing | Food Preparation | Natural Gas | Oven | E4 |  | Baseline Forecast | 0 | 0 | 0 | 0 | 0 | 0 | 0 | 0 | 0 | 0 | 0 | 0 | 0 | 0 | 0 | 0 | 0 | 0 | 0 | 0 | 0 | 0 | 0 | 0 | 0 | 0 | 0 | 0 | 0 | 0 | 0
Commercial_Grocery_Existing_Food Preparation_Natural Gas_Oven_E5_Baseline Forecast | Commercial | Grocery | Existing | Food Preparation | Natural Gas | Oven | E5 |  | Baseline Forecast | 0 | 0 | 0 | 0 | 0 | 0 | 0 | 0 | 0 | 0 | 0 | 0 | 0 | 0 | 0 | 0 | 0 | 0 | 0 | 0 | 0 | 0 | 0 | 0 | 0 | 0 | 0 | 0 | 0 | 0 | 0
Commercial_Grocery_Existing_Food Preparation_Natural Gas_Oven_E6_Baseline Forecast | Commercial | Grocery | Existing | Food Preparation | Natural Gas | Oven | E6 |  | Baseline Forecast | 0 | 0 | 0 | 0 | 0 | 0 | 0 | 0 | 0 | 0 | 0 | 0 | 0 | 0 | 0 | 0 | 0 | 0 | 0 | 0 | 0 | 0 | 0 | 0 | 0 | 0 | 0 | 0 | 0 | 0 | 0
Commercial_Grocery_Existing_Food Preparation_Natural Gas_Oven_E7_Baseline Forecast | Commercial | Grocery | Existing | Food Preparation | Natural Gas | Oven | E7 |  | Baseline Forecast | 0 | 0 | 0 | 0 | 0 | 0 | 0 | 0 | 0 | 0 | 0 | 0 | 0 | 0 | 0 | 0 | 0 | 0 | 0 | 0 | 0 | 0 | 0 | 0 | 0 | 0 | 0 | 0 | 0 | 0 | 0
Commercial_Grocery_Existing_Food Preparation_Natural Gas_Oven_E8_Baseline Forecast | Commercial | Grocery | Existing | Food Preparation | Natural Gas | Oven | E8 |  | Baseline Forecast | 0 | 0 | 0 | 0 | 0 | 0 | 0 | 0 | 0 | 0 | 0 | 0 | 0 | 0 | 0 | 0 | 0 | 0 | 0 | 0 | 0 | 0 | 0 | 0 | 0 | 0 | 0 | 0 | 0 | 0 | 0
Commercial_Grocery_Existing_Food Preparation_Natural Gas_Oven_E9_Baseline Forecast | Commercial | Grocery | Existing | Food Preparation | Natural Gas | Oven | E9 |  | Baseline Forecast | 0 | 0 | 0 | 0 | 0 | 0 | 0 | 0 | 0 | 0 | 0 | 0 | 0 | 0 | 0 | 0 | 0 | 0 | 0 | 0 | 0 | 0 | 0 | 0 | 0 | 0 | 0 | 0 | 0 | 0 | 0
Commercial_Grocery_Existing_Food Preparation_Natural Gas_Oven_E10_Baseline Forecast | Commercial | Grocery | Existing | Food Preparation | Natural Gas | Oven | E10 |  | Baseline Forecast | 0 | 0 | 0 | 0 | 0 | 0 | 0 | 0 | 0 | 0 | 0 | 0 | 0 | 0 | 0 | 0 | 0 | 0 | 0 | 0 | 0 | 0 | 0 | 0 | 0 | 0 | 0 | 0 | 0 | 0 | 0
Commercial_Grocery_Existing_Food Preparation_Natural Gas_Oven_Vintage_Baseline Forecast | Commercial | Grocery | Existing | Food Preparation | Natural Gas | Oven | Vintage | Vintage | Baseline Forecast | 712806.7891 | 670608.6272 | 621598.3133 | 567839.6433 | 510933.309 | 452117.3847 | 392346.0974 | 332351.5713 | 272692.2251 | 213790.7045 | 167611.9123 | 131407.7392 | 103023.6676 | 80770.5554 | 63324.1154 | 49646.1065 | 38922.5475 | 30515.2772 | 23923.9773 | 18756.3982 | 14705.0162 | 11528.7327 | 9038.5264 | 7086.2047 | 5555.5845 | 4355.5783 | 3414.7734 | 2677.1823 | 2098.9109 | 1645.5462 | 1290.1082
Commercial_Grocery_Existing_Food Preparation_Natural Gas_Conveyor Oven_E1_Baseline Forecast | Commercial | Grocery | Existing | Food Preparation | Natural Gas | Conveyor Oven | E1 | Standard | Baseline Forecast | 0 | 0 | 0 | 0 | 0 | 528.6209 | 1969.1313 | 4588.422 | 8561.7874 | 14011.8326 | 20524.1913 | 27778.6316 | 35585.2352 | 43695.4786 | 51955.34 | 60254.4298 | 68502.0471 | 74542.6224 | 78868.9269 | 81849.6961 | 83785.1115 | 84909.2506 | 85405.7622 | 85517.1929 | 85266.4621 | 84750.9587 | 84049.1966 | 83219.3007 | 82296.1406 | 81313.6193 | 80297.1372
Commercial_Grocery_Existing_Food Preparation_Natural Gas_Conveyor Oven_E2_Baseline Forecast | Commercial | Grocery | Existing | Food Preparation | Natural Gas | Conveyor Oven | E2 | ENERGY STAR (EF ≥ 44%) Convection Oven utilizing ASTM Std F1496 | Baseline Forecast | 0 | 0 | 0 | 0 | 0 | 760.0208 | 2829.7706 | 6599.5864 | 12338.2043 | 20202.7929 | 29596.6769 | 40054.4662 | 51156.998 | 62681.9388 | 74420.6427 | 86205.477 | 97915.3127 | 106489.5247 | 112609.9948 | 116828.5025 | 119566.1456 | 121153.9334 | 121850.8567 | 121761.0171 | 121132.895 | 120081.5129 | 118694.5293 | 117043.7471 | 115195.8164 | 113196.0878 | 111080.9657
Commercial_Grocery_Existing_Food Preparation_Natural Gas_Conveyor Oven_E3_Baseline Forecast | Commercial | Grocery | Existing | Food Preparation | Natural Gas | Conveyor Oven | E3 |  | Baseline Forecast | 0 | 0 | 0 | 0 | 0 | 0 | 0 | 0 | 0 | 0 | 0 | 0 | 0 | 0 | 0 | 0 | 0 | 0 | 0 | 0 | 0 | 0 | 0 | 0 | 0 | 0 | 0 | 0 | 0 | 0 | 0
Commercial_Grocery_Existing_Food Preparation_Natural Gas_Conveyor Oven_E4_Baseline Forecast | Commercial | Grocery | Existing | Food Preparation | Natural Gas | Conveyor Oven | E4 |  | Baseline Forecast | 0 | 0 | 0 | 0 | 0 | 0 | 0 | 0 | 0 | 0 | 0 | 0 | 0 | 0 | 0 | 0 | 0 | 0 | 0 | 0 | 0 | 0 | 0 | 0 | 0 | 0 | 0 | 0 | 0 | 0 | 0
Commercial_Grocery_Existing_Food Preparation_Natural Gas_Conveyor Oven_E5_Baseline Forecast | Commercial | Grocery | Existing | Food Preparation | Natural Gas | Conveyor Oven | E5 |  | Baseline Forecast | 0 | 0 | 0 | 0 | 0 | 0 | 0 | 0 | 0 | 0 | 0 | 0 | 0 | 0 | 0 | 0 | 0 | 0 | 0 | 0 | 0 | 0 | 0 | 0 | 0 | 0 | 0 | 0 | 0 | 0 | 0
Commercial_Grocery_Existing_Food Preparation_Natural Gas_Conveyor Oven_E6_Baseline Forecast | Commercial | Grocery | Existing | Food Preparation | Natural Gas | Conveyor Oven | E6 |  | Baseline Forecast | 0 | 0 | 0 | 0 | 0 | 0 | 0 | 0 | 0 | 0 | 0 | 0 | 0 | 0 | 0 | 0 | 0 | 0 | 0 | 0 | 0 | 0 | 0 | 0 | 0 | 0 | 0 | 0 | 0 | 0 | 0
Commercial_Grocery_Existing_Food Preparation_Natural Gas_Conveyor Oven_E7_Baseline Forecast | Commercial | Grocery | Existing | Food Preparation | Natural Gas | Conveyor Oven | E7 |  | Baseline Forecast | 0 | 0 | 0 | 0 | 0 | 0 | 0 | 0 | 0 | 0 | 0 | 0 | 0 | 0 | 0 | 0 | 0 | 0 | 0 | 0 | 0 | 0 | 0 | 0 | 0 | 0 | 0 | 0 | 0 | 0 | 0
Commercial_Grocery_Existing_Food Preparation_Natural Gas_Conveyor Oven_E8_Baseline Forecast | Commercial | Grocery | Existing | Food Preparation | Natural Gas | Conveyor Oven | E8 |  | Baseline Forecast | 0 | 0 | 0 | 0 | 0 | 0 | 0 | 0 | 0 | 0 | 0 | 0 | 0 | 0 | 0 | 0 | 0 | 0 | 0 | 0 | 0 | 0 | 0 | 0 | 0 | 0 | 0 | 0 | 0 | 0 | 0
Commercial_Grocery_Existing_Food Preparation_Natural Gas_Conveyor Oven_E9_Baseline Forecast | Commercial | Grocery | Existing | Food Preparation | Natural Gas | Conveyor Oven | E9 |  | Baseline Forecast | 0 | 0 | 0 | 0 | 0 | 0 | 0 | 0 | 0 | 0 | 0 | 0 | 0 | 0 | 0 | 0 | 0 | 0 | 0 | 0 | 0 | 0 | 0 | 0 | 0 | 0 | 0 | 0 | 0 | 0 | 0
Commercial_Grocery_Existing_Food Preparation_Natural Gas_Conveyor Oven_E10_Baseline Forecast | Commercial | Grocery | Existing | Food Preparation | Natural Gas | Conveyor Oven | E10 |  | Baseline Forecast | 0 | 0 | 0 | 0 | 0 | 0 | 0 | 0 | 0 | 0 | 0 | 0 | 0 | 0 | 0 | 0 | 0 | 0 | 0 | 0 | 0 | 0 | 0 | 0 | 0 | 0 | 0 | 0 | 0 | 0 | 0
Commercial_Grocery_Existing_Food Preparation_Natural Gas_Conveyor Oven_Vintage_Baseline Forecast | Commercial | Grocery | Existing | Food Preparation | Natural Gas | Conveyor Oven | Vintage | Vintage | Baseline Forecast | 356403.3945 | 349275.3267 | 342289.8201 | 335444.0237 | 328735.1432 | 320871.7986 | 310918.3296 | 298214.8785 | 282314.8375 | 262935.9071 | 241086.6538 | 217550.2738 | 192933.4709 | 167704.7726 | 142224.5636 | 116768.6286 | 91546.6048 | 71772.5382 | 56269.6699 | 44115.4212 | 34586.4902 | 27115.8083 | 21258.7937 | 16666.8943 | 13066.8451 | 10244.4066 | 8031.6148 | 6296.786 | 4936.6802 | 3870.3573 | 3034.3601
Commercial_Grocery_Existing_Food Preparation_Natural Gas_Double Rack Oven_E1_Baseline Forecast | Commercial | Grocery | Existing | Food Preparation | Natural Gas | Double Rack Oven | E1 | Standard | Baseline Forecast | 0 | 3174.7552 | 7425.1259 | 12560.9752 | 18404.8388 | 24871.2746 | 31833.793 | 39161.8435 | 46740.4386 | 54422.5388 | 60787.071 | 66017.7656 | 70395.9559 | 73909.8216 | 76721.9492 | 78935.9652 | 80619.2319 | 81837.7736 | 82673.4587 | 83144.4348 | 83314.3574 | 83220.9051 | 82906.58 | 83154.7924 | 83233.501 | 83179.4126 | 82986.1843 | 82678.1828 | 82278.4706 | 81835.0115 | 81353.9806
Commercial_Grocery_Existing_Food Preparation_Natural Gas_Double Rack Oven_E2_Baseline Forecast | Commercial | Grocery | Existing | Food Preparation | Natural Gas | Double Rack Oven | E2 | FTSC Qualified (>50% Cooking Efficiency) | Baseline Forecast | 0 | 4586.9187 | 10745.8151 | 18176.5567 | 26634.0303 | 35839.9475 | 45608.2117 | 55801.2261 | 66304.4294 | 77068.8277 | 86112.9107 | 93657.7042 | 99774.1982 | 104780.8671 | 108782.0003 | 111906.2014 | 114288.1626 | 116037.6329 | 117225.6277 | 117966.9494 | 118313.5314 | 118328.1662 | 118055.6568 | 116788.4343 | 115324.3989 | 113684.0112 | 111923.2138 | 110060.6522 | 108110.5409 | 106057.2013 | 103922.3984
Commercial_Grocery_Existing_Food Preparation_Natural Gas_Double Rack Oven_E3_Baseline Forecast | Commercial | Grocery | Existing | Food Preparation | Natural Gas | Double Rack Oven | E3 |  | Baseline Forecast | 0 | 0 | 0 | 0 | 0 | 0 | 0 | 0 | 0 | 0 | 0 | 0 | 0 | 0 | 0 | 0 | 0 | 0 | 0 | 0 | 0 | 0 | 0 | 0 | 0 | 0 | 0 | 0 | 0 | 0 | 0
Commercial_Grocery_Existing_Food Preparation_Natural Gas_Double Rack Oven_E4_Baseline Forecast | Commercial | Grocery | Existing | Food Preparation | Natural Gas | Double Rack Oven | E4 |  | Baseline Forecast | 0 | 0 | 0 | 0 | 0 | 0 | 0 | 0 | 0 | 0 | 0 | 0 | 0 | 0 | 0 | 0 | 0 | 0 | 0 | 0 | 0 | 0 | 0 | 0 | 0 | 0 | 0 | 0 | 0 | 0 | 0
Commercial_Grocery_Existing_Food Preparation_Natural Gas_Double Rack Oven_E5_Baseline Forecast | Commercial | Grocery | Existing | Food Preparation | Natural Gas | Double Rack Oven | E5 |  | Baseline Forecast | 0 | 0 | 0 | 0 | 0 | 0 | 0 | 0 | 0 | 0 | 0 | 0 | 0 | 0 | 0 | 0 | 0 | 0 | 0 | 0 | 0 | 0 | 0 | 0 | 0 | 0 | 0 | 0 | 0 | 0 | 0
Commercial_Grocery_Existing_Food Preparation_Natural Gas_Double Rack Oven_E6_Baseline Forecast | Commercial | Grocery | Existing | Food Preparation | Natural Gas | Double Rack Oven | E6 |  | Baseline Forecast | 0 | 0 | 0 | 0 | 0 | 0 | 0 | 0 | 0 | 0 | 0 | 0 | 0 | 0 | 0 | 0 | 0 | 0 | 0 | 0 | 0 | 0 | 0 | 0 | 0 | 0 | 0 | 0 | 0 | 0 | 0
Commercial_Grocery_Existing_Food Preparation_Natural Gas_Double Rack Oven_E7_Baseline Forecast | Commercial | Grocery | Existing | Food Preparation | Natural Gas | Double Rack Oven | E7 |  | Baseline Forecast | 0 | 0 | 0 | 0 | 0 | 0 | 0 | 0 | 0 | 0 | 0 | 0 | 0 | 0 | 0 | 0 | 0 | 0 | 0 | 0 | 0 | 0 | 0 | 0 | 0 | 0 | 0 | 0 | 0 | 0 | 0
Commercial_Grocery_Existing_Food Preparation_Natural Gas_Double Rack Oven_E8_Baseline Forecast | Commercial | Grocery | Existing | Food Preparation | Natural Gas | Double Rack Oven | E8 |  | Baseline Forecast | 0 | 0 | 0 | 0 | 0 | 0 | 0 | 0 | 0 | 0 | 0 | 0 | 0 | 0 | 0 | 0 | 0 | 0 | 0 | 0 | 0 | 0 | 0 | 0 | 0 | 0 | 0 | 0 | 0 | 0 | 0
Commercial_Grocery_Existing_Food Preparation_Natural Gas_Double Rack Oven_E9_Baseline Forecast | Commercial | Grocery | Existing | Food Preparation | Natural Gas | Double Rack Oven | E9 |  | Baseline Forecast | 0 | 0 | 0 | 0 | 0 | 0 | 0 | 0 | 0 | 0 | 0 | 0 | 0 | 0 | 0 | 0 | 0 | 0 | 0 | 0 | 0 | 0 | 0 | 0 | 0 | 0 | 0 | 0 | 0 | 0 | 0
Commercial_Grocery_Existing_Food Preparation_Natural Gas_Double Rack Oven_E10_Baseline Forecast | Commercial | Grocery | Existing | Food Preparation | Natural Gas | Double Rack Oven | E10 |  | Baseline Forecast | 0 | 0 | 0 | 0 | 0 | 0 | 0 | 0 | 0 | 0 | 0 | 0 | 0 | 0 | 0 | 0 | 0 | 0 | 0 | 0 | 0 | 0 | 0 | 0 | 0 | 0 | 0 | 0 | 0 | 0 | 0
Commercial_Grocery_Existing_Food Preparation_Natural Gas_Double Rack Oven_Vintage_Baseline Forecast | Commercial | Grocery | Existing | Food Preparation | Natural Gas | Double Rack Oven | Vintage | Vintage | Baseline Forecast | 356403.3945 | 341513.6527 | 324118.879 | 304706.4918 | 283696.2741 | 261449.2184 | 238275.2268 | 214439.8173 | 190169.9612 | 165659.1662 | 144307.5403 | 125707.9018 | 109505.55 | 95391.5013 | 83096.5967 | 72386.3687 | 63056.5701 | 54929.2788 | 47849.5051 | 41682.2356 | 36309.8585 | 31629.9212 | 27553.1758 | 24001.8776 | 20908.3023 | 18213.4544 | 15865.9425 | 13820.9988 | 12039.6256 | 10487.8517 | 9136.0841
Commercial_Grocery_Existing_Food Preparation_Natural Gas_Fryer_E1_Baseline Forecast | Commercial | Grocery | Existing | Food Preparation | Natural Gas | Fryer | E1 | Standard | Baseline Forecast | 0 | 33315.8914 | 68834.9125 | 67458.2143 | 66109.05 | 64786.869 | 63491.1316 | 62221.309 | 60976.8828 | 54088.5594 | 42405.4306 | 33245.8576 | 26064.7524 | 20434.7658 | 9304.5524 | 0 | 0 | 0 | 0 | 0 | 0 | 0 | 0 | 0 | 0 | 0 | 0 | 0 | 0 | 0 | 0
Commercial_Grocery_Existing_Food Preparation_Natural Gas_Fryer_E2_Baseline Forecast | Commercial | Grocery | Existing | Food Preparation | Natural Gas | Fryer | E2 | ENERGY STAR | Baseline Forecast | 0 | 11746.6561 | 24305.2767 | 76110.526 | 129657.6607 | 184439.1397 | 240012.533 | 295993.1567 | 352047.5167 | 413556.2607 | 479421.8259 | 542112.9358 | 594776.611 | 638762.4529 | 681942.5664 | 717721.4198 | 739269.9536 | 756470.8299 | 769838.2769 | 779829.6262 | 786851.5359 | 791265.5345 | 793392.959 | 793519.3548 | 791898.3949 | 788755.3712 | 784290.305 | 778680.7174 | 772084.0978 | 764640.102 | 756472.5113
Commercial_Grocery_Existing_Food Preparation_Natural Gas_Fryer_E3_Baseline Forecast | Commercial | Grocery | Existing | Food Preparation | Natural Gas | Fryer | E3 |  | Baseline Forecast | 0 | 0 | 0 | 0 | 0 | 0 | 0 | 0 | 0 | 0 | 0 | 0 | 0 | 0 | 0 | 0 | 0 | 0 | 0 | 0 | 0 | 0 | 0 | 0 | 0 | 0 | 0 | 0 | 0 | 0 | 0
Commercial_Grocery_Existing_Food Preparation_Natural Gas_Fryer_E4_Baseline Forecast | Commercial | Grocery | Existing | Food Preparation | Natural Gas | Fryer | E4 |  | Baseline Forecast | 0 | 0 | 0 | 0 | 0 | 0 | 0 | 0 | 0 | 0 | 0 | 0 | 0 | 0 | 0 | 0 | 0 | 0 | 0 | 0 | 0 | 0 | 0 | 0 | 0 | 0 | 0 | 0 | 0 | 0 | 0
Commercial_Grocery_Existing_Food Preparation_Natural Gas_Fryer_E5_Baseline Forecast | Commercial | Grocery | Existing | Food Preparation | Natural Gas | Fryer | E5 |  | Baseline Forecast | 0 | 0 | 0 | 0 | 0 | 0 | 0 | 0 | 0 | 0 | 0 | 0 | 0 | 0 | 0 | 0 | 0 | 0 | 0 | 0 | 0 | 0 | 0 | 0 | 0 | 0 | 0 | 0 | 0 | 0 | 0
Commercial_Grocery_Existing_Food Preparation_Natural Gas_Fryer_E6_Baseline Forecast | Commercial | Grocery | Existing | Food Preparation | Natural Gas | Fryer | E6 |  | Baseline Forecast | 0 | 0 | 0 | 0 | 0 | 0 | 0 | 0 | 0 | 0 | 0 | 0 | 0 | 0 | 0 | 0 | 0 | 0 | 0 | 0 | 0 | 0 | 0 | 0 | 0 | 0 | 0 | 0 | 0 | 0 | 0
Commercial_Grocery_Existing_Food Preparation_Natural Gas_Fryer_E7_Baseline Forecast | Commercial | Grocery | Existing | Food Preparation | Natural Gas | Fryer | E7 |  | Baseline Forecast | 0 | 0 | 0 | 0 | 0 | 0 | 0 | 0 | 0 | 0 | 0 | 0 | 0 | 0 | 0 | 0 | 0 | 0 | 0 | 0 | 0 | 0 | 0 | 0 | 0 | 0 | 0 | 0 | 0 | 0 | 0
Commercial_Grocery_Existing_Food Preparation_Natural Gas_Fryer_E8_Baseline Forecast | Commercial | Grocery | Existing | Food Preparation | Natural Gas | Fryer | E8 |  | Baseline Forecast | 0 | 0 | 0 | 0 | 0 | 0 | 0 | 0 | 0 | 0 | 0 | 0 | 0 | 0 | 0 | 0 | 0 | 0 | 0 | 0 | 0 | 0 | 0 | 0 | 0 | 0 | 0 | 0 | 0 | 0 | 0
Commercial_Grocery_Existing_Food Preparation_Natural Gas_Fryer_E9_Baseline Forecast | Commercial | Grocery | Existing | Food Preparation | Natural Gas | Fryer | E9 |  | Baseline Forecast | 0 | 0 | 0 | 0 | 0 | 0 | 0 | 0 | 0 | 0 | 0 | 0 | 0 | 0 | 0 | 0 | 0 | 0 | 0 | 0 | 0 | 0 | 0 | 0 | 0 | 0 | 0 | 0 | 0 | 0 | 0
Commercial_Grocery_Existing_Food Preparation_Natural Gas_Fryer_E10_Baseline Forecast | Commercial | Grocery | Existing | Food Preparation | Natural Gas | Fryer | E10 |  | Baseline Forecast | 0 | 0 | 0 | 0 | 0 | 0 | 0 | 0 | 0 | 0 | 0 | 0 | 0 | 0 | 0 | 0 | 0 | 0 | 0 | 0 | 0 | 0 | 0 | 0 | 0 | 0 | 0 | 0 | 0 | 0 | 0
Commercial_Grocery_Existing_Food Preparation_Natural Gas_Fryer_Vintage_Baseline Forecast | Commercial | Grocery | Existing | Food Preparation | Natural Gas | Fryer | Vintage | Vintage | Baseline Forecast | 1517412.3162 | 1442001.5223 | 1364182.5993 | 1284607.5924 | 1203846.0953 | 1122394.5413 | 1040684.4743 | 959089.9105 | 877933.8891 | 797494.3027 | 718009.0839 | 639680.8202 | 569897.458 | 507726.8262 | 452338.4452 | 402992.433 | 359029.6221 | 319862.7542 | 284968.6356 | 253881.1481 | 226185.0228 | 201510.2931 | 179527.352 | 159942.55 | 142494.2718 | 126949.4421 | 113100.4121 | 100762.1853 | 89769.9469 | 79976.8618 | 71252.1132
Commercial_Grocery_Existing_Food Preparation_Natural Gas_Broiler_E1_Baseline Forecast | Commercial | Grocery | Existing | Food Preparation | Natural Gas | Broiler | E1 | Standard | Baseline Forecast | 0 | 2264.5872 | 4745.315 | 7395.0904 | 10170.6461 | 13045.7863 | 15988.7966 | 18969.6957 | 21962.9381 | 24940.4426 | 27410.6505 | 29442.3619 | 31113.3576 | 32453.7493 | 33514.9449 | 34336.2609 | 34948.3234 | 35379.5034 | 35657.5003 | 35798.4015 | 35823.7514 | 35749.3597 | 35590.7622 | 35460.1429 | 35268.3228 | 35026.7247 | 34740.3837 | 34416.8991 | 34064.9829 | 33693.0683 | 33303.7106
Commercial_Grocery_Existing_Food Preparation_Natural Gas_Broiler_E2_Baseline Forecast | Commercial | Grocery | Existing | Food Preparation | Natural Gas | Broiler | E2 | Infrared Burners | Baseline Forecast | 0 | 798.217 | 1674.663 | 2609.6996 | 3589.3397 | 4590.7564 | 5603.7897 | 6622.7507 | 7642.8974 | 8666.6914 | 9525.716 | 10240.9195 | 10812.6399 | 11278.7542 | 11647.0199 | 11929.6016 | 12140.6613 | 12290.7866 | 12386.1601 | 12440.1553 | 12456.838 | 12442.6557 | 12401.4103 | 12237.7128 | 12055.3234 | 11855.4733 | 11644.1029 | 11423.1279 | 11192.0797 | 10949.6613 | 10699.4907
Commercial_Grocery_Existing_Food Preparation_Natural Gas_Broiler_E3_Baseline Forecast | Commercial | Grocery | Existing | Food Preparation | Natural Gas | Broiler | E3 |  | Baseline Forecast | 0 | 0 | 0 | 0 | 0 | 0 | 0 | 0 | 0 | 0 | 0 | 0 | 0 | 0 | 0 | 0 | 0 | 0 | 0 | 0 | 0 | 0 | 0 | 0 | 0 | 0 | 0 | 0 | 0 | 0 | 0
Commercial_Grocery_Existing_Food Preparation_Natural Gas_Broiler_E4_Baseline Forecast | Commercial | Grocery | Existing | Food Preparation | Natural Gas | Broiler | E4 |  | Baseline Forecast | 0 | 0 | 0 | 0 | 0 | 0 | 0 | 0 | 0 | 0 | 0 | 0 | 0 | 0 | 0 | 0 | 0 | 0 | 0 | 0 | 0 | 0 | 0 | 0 | 0 | 0 | 0 | 0 | 0 | 0 | 0
Commercial_Grocery_Existing_Food Preparation_Natural Gas_Broiler_E5_Baseline Forecast | Commercial | Grocery | Existing | Food Preparation | Natural Gas | Broiler | E5 |  | Baseline Forecast | 0 | 0 | 0 | 0 | 0 | 0 | 0 | 0 | 0 | 0 | 0 | 0 | 0 | 0 | 0 | 0 | 0 | 0 | 0 | 0 | 0 | 0 | 0 | 0 | 0 | 0 | 0 | 0 | 0 | 0 | 0
Commercial_Grocery_Existing_Food Preparation_Natural Gas_Broiler_E6_Baseline Forecast | Commercial | Grocery | Existing | Food Preparation | Natural Gas | Broiler | E6 |  | Baseline Forecast | 0 | 0 | 0 | 0 | 0 | 0 | 0 | 0 | 0 | 0 | 0 | 0 | 0 | 0 | 0 | 0 | 0 | 0 | 0 | 0 | 0 | 0 | 0 | 0 | 0 | 0 | 0 | 0 | 0 | 0 | 0
Commercial_Grocery_Existing_Food Preparation_Natural Gas_Broiler_E7_Baseline Forecast | Commercial | Grocery | Existing | Food Preparation | Natural Gas | Broiler | E7 |  | Baseline Forecast | 0 | 0 | 0 | 0 | 0 | 0 | 0 | 0 | 0 | 0 | 0 | 0 | 0 | 0 | 0 | 0 | 0 | 0 | 0 | 0 | 0 | 0 | 0 | 0 | 0 | 0 | 0 | 0 | 0 | 0 | 0
Commercial_Grocery_Existing_Food Preparation_Natural Gas_Broiler_E8_Baseline Forecast | Commercial | Grocery | Existing | Food Preparation | Natural Gas | Broiler | E8 |  | Baseline Forecast | 0 | 0 | 0 | 0 | 0 | 0 | 0 | 0 | 0 | 0 | 0 | 0 | 0 | 0 | 0 | 0 | 0 | 0 | 0 | 0 | 0 | 0 | 0 | 0 | 0 | 0 | 0 | 0 | 0 | 0 | 0
Commercial_Grocery_Existing_Food Preparation_Natural Gas_Broiler_E9_Baseline Forecast | Commercial | Grocery | Existing | Food Preparation | Natural Gas | Broiler | E9 |  | Baseline Forecast | 0 | 0 | 0 | 0 | 0 | 0 | 0 | 0 | 0 | 0 | 0 | 0 | 0 | 0 | 0 | 0 | 0 | 0 | 0 | 0 | 0 | 0 | 0 | 0 | 0 | 0 | 0 | 0 | 0 | 0 | 0
Commercial_Grocery_Existing_Food Preparation_Natural Gas_Broiler_E10_Baseline Forecast | Commercial | Grocery | Existing | Food Preparation | Natural Gas | Broiler | E10 |  | Baseline Forecast | 0 | 0 | 0 | 0 | 0 | 0 | 0 | 0 | 0 | 0 | 0 | 0 | 0 | 0 | 0 | 0 | 0 | 0 | 0 | 0 | 0 | 0 | 0 | 0 | 0 | 0 | 0 | 0 | 0 | 0 | 0
Commercial_Grocery_Existing_Food Preparation_Natural Gas_Broiler_Vintage_Baseline Forecast | Commercial | Grocery | Existing | Food Preparation | Natural Gas | Broiler | Vintage | Vintage | Baseline Forecast | 84383.3824 | 79632.9105 | 74621.8225 | 69416.1745 | 64072.5595 | 58639.3516 | 53157.7901 | 47662.9225 | 42184.426 | 36747.3222 | 32011.0007 | 27885.1384 | 24291.0539 | 21160.2069 | 18432.8914 | 16057.0965 | 13987.5151 | 12184.6799 | 10614.21 | 9246.1563 | 8054.4295 | 7016.303 | 6111.9795 | 5324.2133 | 4637.9813 | 4040.1971 | 3519.4606 | 3065.8412 | 2670.6883 | 2326.4663 | 2026.6106
Commercial_Grocery_Existing_Food Preparation_Natural Gas_Griddle_E1_Baseline Forecast | Commercial | Grocery | Existing | Food Preparation | Natural Gas | Griddle | E1 | Standard | Baseline Forecast | 0 | 4845.9031 | 10156.684 | 15828.051 | 21768.8815 | 27907.4317 | 34177.1031 | 40519.3752 | 46884.4582 | 53226.3435 | 58498.7838 | 62845.272 | 66401.1075 | 69262.0232 | 71526.1446 | 73275.6536 | 74579.9679 | 75500.4597 | 76092.2766 | 76398.7015 | 76461.798 | 76316.4253 | 75993.883 | 75585.0347 | 75048.5338 | 74405.6487 | 73671.7189 | 72862.1928 | 71992.0919 | 71074.5225 | 70118.0307
Commercial_Grocery_Existing_Food Preparation_Natural Gas_Griddle_E2_Baseline Forecast | Commercial | Grocery | Existing | Food Preparation | Natural Gas | Griddle | E2 | ENERGY STAR | Baseline Forecast | 0 | 1980.8447 | 4152.938 | 6471.8327 | 8901.0358 | 11403.0238 | 13951.0601 | 16524.159 | 19104.602 | 21681.294 | 23829.4488 | 25605.6164 | 27048.6172 | 28214.26 | 29136.2946 | 29847.2862 | 30377.6459 | 30752.8376 | 30993.2337 | 31121.2174 | 31151.808 | 31099.7566 | 30976.8649 | 30729.7044 | 30432.1221 | 30091.054 | 29715.6245 | 29311.5934 | 28882.3127 | 28430.5826 | 27961.6165
Commercial_Grocery_Existing_Food Preparation_Natural Gas_Griddle_E3_Baseline Forecast | Commercial | Grocery | Existing | Food Preparation | Natural Gas | Griddle | E3 |  | Baseline Forecast | 0 | 0 | 0 | 0 | 0 | 0 | 0 | 0 | 0 | 0 | 0 | 0 | 0 | 0 | 0 | 0 | 0 | 0 | 0 | 0 | 0 | 0 | 0 | 0 | 0 | 0 | 0 | 0 | 0 | 0 | 0
Commercial_Grocery_Existing_Food Preparation_Natural Gas_Griddle_E4_Baseline Forecast | Commercial | Grocery | Existing | Food Preparation | Natural Gas | Griddle | E4 |  | Baseline Forecast | 0 | 0 | 0 | 0 | 0 | 0 | 0 | 0 | 0 | 0 | 0 | 0 | 0 | 0 | 0 | 0 | 0 | 0 | 0 | 0 | 0 | 0 | 0 | 0 | 0 | 0 | 0 | 0 | 0 | 0 | 0
Commercial_Grocery_Existing_Food Preparation_Natural Gas_Griddle_E5_Baseline Forecast | Commercial | Grocery | Existing | Food Preparation | Natural Gas | Griddle | E5 |  | Baseline Forecast | 0 | 0 | 0 | 0 | 0 | 0 | 0 | 0 | 0 | 0 | 0 | 0 | 0 | 0 | 0 | 0 | 0 | 0 | 0 | 0 | 0 | 0 | 0 | 0 | 0 | 0 | 0 | 0 | 0 | 0 | 0
Commercial_Grocery_Existing_Food Preparation_Natural Gas_Griddle_E6_Baseline Forecast | Commercial | Grocery | Existing | Food Preparation | Natural Gas | Griddle | E6 |  | Baseline Forecast | 0 | 0 | 0 | 0 | 0 | 0 | 0 | 0 | 0 | 0 | 0 | 0 | 0 | 0 | 0 | 0 | 0 | 0 | 0 | 0 | 0 | 0 | 0 | 0 | 0 | 0 | 0 | 0 | 0 | 0 | 0
Commercial_Grocery_Existing_Food Preparation_Natural Gas_Griddle_E7_Baseline Forecast | Commercial | Grocery | Existing | Food Preparation | Natural Gas | Griddle | E7 |  | Baseline Forecast | 0 | 0 | 0 | 0 | 0 | 0 | 0 | 0 | 0 | 0 | 0 | 0 | 0 | 0 | 0 | 0 | 0 | 0 | 0 | 0 | 0 | 0 | 0 | 0 | 0 | 0 | 0 | 0 | 0 | 0 | 0
Commercial_Grocery_Existing_Food Preparation_Natural Gas_Griddle_E8_Baseline Forecast | Commercial | Grocery | Existing | Food Preparation | Natural Gas | Griddle | E8 |  | Baseline Forecast | 0 | 0 | 0 | 0 | 0 | 0 | 0 | 0 | 0 | 0 | 0 | 0 | 0 | 0 | 0 | 0 | 0 | 0 | 0 | 0 | 0 | 0 | 0 | 0 | 0 | 0 | 0 | 0 | 0 | 0 | 0
Commercial_Grocery_Existing_Food Preparation_Natural Gas_Griddle_E9_Baseline Forecast | Commercial | Grocery | Existing | Food Preparation | Natural Gas | Griddle | E9 |  | Baseline Forecast | 0 | 0 | 0 | 0 | 0 | 0 | 0 | 0 | 0 | 0 | 0 | 0 | 0 | 0 | 0 | 0 | 0 | 0 | 0 | 0 | 0 | 0 | 0 | 0 | 0 | 0 | 0 | 0 | 0 | 0 | 0
Commercial_Grocery_Existing_Food Preparation_Natural Gas_Griddle_E10_Baseline Forecast | Commercial | Grocery | Existing | Food Preparation | Natural Gas | Griddle | E10 |  | Baseline Forecast | 0 | 0 | 0 | 0 | 0 | 0 | 0 | 0 | 0 | 0 | 0 | 0 | 0 | 0 | 0 | 0 | 0 | 0 | 0 | 0 | 0 | 0 | 0 | 0 | 0 | 0 | 0 | 0 | 0 | 0 | 0
Commercial_Grocery_Existing_Food Preparation_Natural Gas_Griddle_Vintage_Baseline Forecast | Commercial | Grocery | Existing | Food Preparation | Natural Gas | Griddle | Vintage | Vintage | Baseline Forecast | 188083.8697 | 177495.4445 | 166326.1264 | 154723.1498 | 142812.6555 | 130702.4659 | 118484.4998 | 106236.8756 | 94025.7413 | 81906.8679 | 71349.9827 | 62153.7627 | 54142.8333 | 47164.4237 | 41085.4535 | 35789.9951 | 31177.0624 | 27158.6854 | 23658.2327 | 20608.9493 | 17952.6848 | 15638.7832 | 13623.1178 | 11867.2493 | 10337.6927 | 9005.279 | 7844.5986 | 6833.517 | 5952.7526 | 5185.5089 | 4517.1544
Commercial_Grocery_Existing_Food Preparation_Natural Gas_Range_E1_Baseline Forecast | Commercial | Grocery | Existing | Food Preparation | Natural Gas | Range | E1 | Standard | Baseline Forecast | 0 | 12632.61 | 28462.9934 | 46551.3781 | 66163.4653 | 86828.114 | 108104.9941 | 129634.3728 | 151138.8576 | 172431.2962 | 188071.0194 | 199246.2079 | 207088.6317 | 212203.3735 | 215168.7413 | 216450.0494 | 216475.3146 | 215531.1585 | 213867.7896 | 211613.8785 | 208929.3672 | 205910.7996 | 202659.4313 | 199872.3774 | 196980.5636 | 194043.461 | 191062.958 | 188095.7088 | 185156.3578 | 182268.8825 | 179403.9125
Commercial_Grocery_Existing_Food Preparation_Natural Gas_Range_E2_Baseline Forecast | Commercial | Grocery | Existing | Food Preparation | Natural Gas | Range | E2 | High Efficiency | Baseline Forecast | 0 | 18208.3574 | 41052.547 | 67188.1357 | 95576.4928 | 125316.1922 | 155788.4131 | 186539.0023 | 217223.309 | 247556.4154 | 269767.2841 | 285695.6008 | 296582.3936 | 303681.8246 | 307872.226 | 309829.3015 | 310018.6244 | 308853.1991 | 306630.3939 | 303649.9275 | 300086.8224 | 296106.2713 | 291811.3631 | 286664.3479 | 281358.4191 | 275930.6077 | 270453.892 | 264929.5381 | 259387.5516 | 253838.216 | 248337.0327
Commercial_Grocery_Existing_Food Preparation_Natural Gas_Range_E3_Baseline Forecast | Commercial | Grocery | Existing | Food Preparation | Natural Gas | Range | E3 |  | Baseline Forecast | 0 | 0 | 0 | 0 | 0 | 0 | 0 | 0 | 0 | 0 | 0 | 0 | 0 | 0 | 0 | 0 | 0 | 0 | 0 | 0 | 0 | 0 | 0 | 0 | 0 | 0 | 0 | 0 | 0 | 0 | 0
Commercial_Grocery_Existing_Food Preparation_Natural Gas_Range_E4_Baseline Forecast | Commercial | Grocery | Existing | Food Preparation | Natural Gas | Range | E4 |  | Baseline Forecast | 0 | 0 | 0 | 0 | 0 | 0 | 0 | 0 | 0 | 0 | 0 | 0 | 0 | 0 | 0 | 0 | 0 | 0 | 0 | 0 | 0 | 0 | 0 | 0 | 0 | 0 | 0 | 0 | 0 | 0 | 0
Commercial_Grocery_Existing_Food Preparation_Natural Gas_Range_E5_Baseline Forecast | Commercial | Grocery | Existing | Food Preparation | Natural Gas | Range | E5 |  | Baseline Forecast | 0 | 0 | 0 | 0 | 0 | 0 | 0 | 0 | 0 | 0 | 0 | 0 | 0 | 0 | 0 | 0 | 0 | 0 | 0 | 0 | 0 | 0 | 0 | 0 | 0 | 0 | 0 | 0 | 0 | 0 | 0
Commercial_Grocery_Existing_Food Preparation_Natural Gas_Range_E6_Baseline Forecast | Commercial | Grocery | Existing | Food Preparation | Natural Gas | Range | E6 |  | Baseline Forecast | 0 | 0 | 0 | 0 | 0 | 0 | 0 | 0 | 0 | 0 | 0 | 0 | 0 | 0 | 0 | 0 | 0 | 0 | 0 | 0 | 0 | 0 | 0 | 0 | 0 | 0 | 0 | 0 | 0 | 0 | 0
Commercial_Grocery_Existing_Food Preparation_Natural Gas_Range_E7_Baseline Forecast | Commercial | Grocery | Existing | Food Preparation | Natural Gas | Range | E7 |  | Baseline Forecast | 0 | 0 | 0 | 0 | 0 | 0 | 0 | 0 | 0 | 0 | 0 | 0 | 0 | 0 | 0 | 0 | 0 | 0 | 0 | 0 | 0 | 0 | 0 | 0 | 0 | 0 | 0 | 0 | 0 | 0 | 0
Commercial_Grocery_Existing_Food Preparation_Natural Gas_Range_E8_Baseline Forecast | Commercial | Grocery | Existing | Food Preparation | Natural Gas | Range | E8 |  | Baseline Forecast | 0 | 0 | 0 | 0 | 0 | 0 | 0 | 0 | 0 | 0 | 0 | 0 | 0 | 0 | 0 | 0 | 0 | 0 | 0 | 0 | 0 | 0 | 0 | 0 | 0 | 0 | 0 | 0 | 0 | 0 | 0
Commercial_Grocery_Existing_Food Preparation_Natural Gas_Range_E9_Baseline Forecast | Commercial | Grocery | Existing | Food Preparation | Natural Gas | Range | E9 |  | Baseline Forecast | 0 | 0 | 0 | 0 | 0 | 0 | 0 | 0 | 0 | 0 | 0 | 0 | 0 | 0 | 0 | 0 | 0 | 0 | 0 | 0 | 0 | 0 | 0 | 0 | 0 | 0 | 0 | 0 | 0 | 0 | 0
Commercial_Grocery_Existing_Food Preparation_Natural Gas_Range_E10_Baseline Forecast | Commercial | Grocery | Existing | Food Preparation | Natural Gas | Range | E10 |  | Baseline Forecast | 0 | 0 | 0 | 0 | 0 | 0 | 0 | 0 | 0 | 0 | 0 | 0 | 0 | 0 | 0 | 0 | 0 | 0 | 0 | 0 | 0 | 0 | 0 | 0 | 0 | 0 | 0 | 0 | 0 | 0 | 0
Commercial_Grocery_Existing_Food Preparation_Natural Gas_Range_Vintage_Baseline Forecast | Commercial | Grocery | Existing | Food Preparation | Natural Gas | Range | Vintage | Vintage | Baseline Forecast | 786759.3712 | 740183.2165 | 686088.1597 | 626752.1124 | 563941.8354 | 499023.8516 | 433051.3873 | 366832.5236 | 300983.6141 | 235971.1535 | 185001.3843 | 145041.0853 | 113712.2109 | 89150.3733 | 69893.8927 | 54796.8119 | 42960.7005 | 33681.1892 | 26406.0523 | 20702.345 | 16230.6385 | 12724.8206 | 9976.2593 | 7821.3873 | 6131.9677 | 4807.4626 | 3769.0507 | 2954.9358 | 2316.6696 | 1816.269 | 1423.9549
Commercial_Grocery_Existing_Food Preparation_Natural Gas_Steamer_E1_Baseline Forecast | Commercial | Grocery | Existing | Food Preparation | Natural Gas | Steamer | E1 | Standard | Baseline Forecast | 0 | 1044.6932 | 2188.2098 | 2144.4456 | 2101.5567 | 2059.5256 | 2018.335 | 1977.9683 | 1938.409 | 1899.6408 | 1764.869 | 1537.397 | 1339.2436 | 1166.63 | 1016.2644 | 885.2792 | 771.1765 | 671.7804 | 585.1954 | 286.1388 | 0 | 0 | 0 | 0 | 0 | 0 | 0 | 0 | 0 | 0 | 0
Commercial_Grocery_Existing_Food Preparation_Natural Gas_Steamer_E2_Baseline Forecast | Commercial | Grocery | Existing | Food Preparation | Natural Gas | Steamer | E2 | ENERGY STAR | Baseline Forecast | 0 | 1049.6409 | 2201.7473 | 4696.7926 | 7307.4703 | 10000.2767 | 12746.5951 | 15522.0513 | 18305.9512 | 21080.7924 | 23492.0809 | 25597.8832 | 27329.5975 | 28737.4931 | 29865.3191 | 30751.1455 | 31428.096 | 31924.9865 | 32266.8808 | 32699.2069 | 33014.0873 | 32953.5208 | 32816.869 | 32615.6163 | 32359.7332 | 32057.8725 | 31717.5393 | 31345.2399 | 30946.611 | 30526.5324 | 30089.2253
Commercial_Grocery_Existing_Food Preparation_Natural Gas_Steamer_E3_Baseline Forecast | Commercial | Grocery | Existing | Food Preparation | Natural Gas | Steamer | E3 |  | Baseline Forecast | 0 | 0 | 0 | 0 | 0 | 0 | 0 | 0 | 0 | 0 | 0 | 0 | 0 | 0 | 0 | 0 | 0 | 0 | 0 | 0 | 0 | 0 | 0 | 0 | 0 | 0 | 0 | 0 | 0 | 0 | 0
Commercial_Grocery_Existing_Food Preparation_Natural Gas_Steamer_E4_Baseline Forecast | Commercial | Grocery | Existing | Food Preparation | Natural Gas | Steamer | E4 |  | Baseline Forecast | 0 | 0 | 0 | 0 | 0 | 0 | 0 | 0 | 0 | 0 | 0 | 0 | 0 | 0 | 0 | 0 | 0 | 0 | 0 | 0 | 0 | 0 | 0 | 0 | 0 | 0 | 0 | 0 | 0 | 0 | 0
Commercial_Grocery_Existing_Food Preparation_Natural Gas_Steamer_E5_Baseline Forecast | Commercial | Grocery | Existing | Food Preparation | Natural Gas | Steamer | E5 |  | Baseline Forecast | 0 | 0 | 0 | 0 | 0 | 0 | 0 | 0 | 0 | 0 | 0 | 0 | 0 | 0 | 0 | 0 | 0 | 0 | 0 | 0 | 0 | 0 | 0 | 0 | 0 | 0 | 0 | 0 | 0 | 0 | 0
Commercial_Grocery_Existing_Food Preparation_Natural Gas_Steamer_E6_Baseline Forecast | Commercial | Grocery | Existing | Food Preparation | Natural Gas | Steamer | E6 |  | Baseline Forecast | 0 | 0 | 0 | 0 | 0 | 0 | 0 | 0 | 0 | 0 | 0 | 0 | 0 | 0 | 0 | 0 | 0 | 0 | 0 | 0 | 0 | 0 | 0 | 0 | 0 | 0 | 0 | 0 | 0 | 0 | 0
Commercial_Grocery_Existing_Food Preparation_Natural Gas_Steamer_E7_Baseline Forecast | Commercial | Grocery | Existing | Food Preparation | Natural Gas | Steamer | E7 |  | Baseline Forecast | 0 | 0 | 0 | 0 | 0 | 0 | 0 | 0 | 0 | 0 | 0 | 0 | 0 | 0 | 0 | 0 | 0 | 0 | 0 | 0 | 0 | 0 | 0 | 0 | 0 | 0 | 0 | 0 | 0 | 0 | 0
Commercial_Grocery_Existing_Food Preparation_Natural Gas_Steamer_E8_Baseline Forecast | Commercial | Grocery | Existing | Food Preparation | Natural Gas | Steamer | E8 |  | Baseline Forecast | 0 | 0 | 0 | 0 | 0 | 0 | 0 | 0 | 0 | 0 | 0 | 0 | 0 | 0 | 0 | 0 | 0 | 0 | 0 | 0 | 0 | 0 | 0 | 0 | 0 | 0 | 0 | 0 | 0 | 0 | 0
Commercial_Grocery_Existing_Food Preparation_Natural Gas_Steamer_E9_Baseline Forecast | Commercial | Grocery | Existing | Food Preparation | Natural Gas | Steamer | E9 |  | Baseline Forecast | 0 | 0 | 0 | 0 | 0 | 0 | 0 | 0 | 0 | 0 | 0 | 0 | 0 | 0 | 0 | 0 | 0 | 0 | 0 | 0 | 0 | 0 | 0 | 0 | 0 | 0 | 0 | 0 | 0 | 0 | 0
Commercial_Grocery_Existing_Food Preparation_Natural Gas_Steamer_E10_Baseline Forecast | Commercial | Grocery | Existing | Food Preparation | Natural Gas | Steamer | E10 |  | Baseline Forecast | 0 | 0 | 0 | 0 | 0 | 0 | 0 | 0 | 0 | 0 | 0 | 0 | 0 | 0 | 0 | 0 | 0 | 0 | 0 | 0 | 0 | 0 | 0 | 0 | 0 | 0 | 0 | 0 | 0 | 0 | 0
Commercial_Grocery_Existing_Food Preparation_Natural Gas_Steamer_Vintage_Baseline Forecast | Commercial | Grocery | Existing | Food Preparation | Natural Gas | Steamer | Vintage | Vintage | Baseline Forecast | 57701.0429 | 54452.6879 | 51026.1245 | 47466.5218 | 43812.5777 | 40097.3704 | 36349.099 | 32591.729 | 28845.5535 | 25127.6822 | 21889.0031 | 19067.7538 | 16610.1322 | 14469.2707 | 12604.3425 | 10979.7828 | 9564.6108 | 8331.8387 | 7257.9573 | 6322.4873 | 5507.5889 | 4797.7219 | 4179.3488 | 3640.6772 | 3171.4344 | 2762.6717 | 2406.594 | 2096.4108 | 1826.2067 | 1590.829 | 1385.7888
Commercial_Grocery_Existing_Food Preparation_Natural Gas_Food Prep Other_E1_Baseline Forecast | Commercial | Grocery | Existing | Food Preparation | Natural Gas | Food Prep Other | E1 | Standard | Baseline Forecast | 0 | 1673.7912 | 3772.7248 | 6172.833 | 8777.8954 | 11513.4252 | 14321.9403 | 17159.2684 | 19991.6489 | 22793.4621 | 24847.6849 | 26318.6417 | 27335.1174 | 27998.0071 | 28386.3645 | 28562.1147 | 28573.7574 | 28459.2625 | 28248.3494 | 27964.265 | 27625.1897 | 27245.3275 | 26835.7698 | 26405.2087 | 25960.3378 | 25506.3957 | 25047.4441 | 24586.6283 | 24126.3714 | 23668.5335 | 23214.5302
Commercial_Grocery_Existing_Food Preparation_Natural Gas_Food Prep Other_E2_Baseline Forecast | Commercial | Grocery | Existing | Food Preparation | Natural Gas | Food Prep Other | E2 | ENERGY STAR | Baseline Forecast | 0 | 588.0897 | 1325.5547 | 2168.8389 | 3084.1359 | 4045.268 | 5032.0393 | 6028.9314 | 7024.0842 | 8008.4957 | 8730.2407 | 9247.0588 | 9604.1865 | 9837.0858 | 9973.5335 | 10035.2869 | 10039.3821 | 9999.16 | 9925.0605 | 9825.2549 | 9706.1292 | 9572.675 | 9428.7878 | 9277.4631 | 9121.1105 | 8961.5686 | 8800.2666 | 8638.307 | 8476.5414 | 8315.6224 | 8156.0509
Commercial_Grocery_Existing_Food Preparation_Natural Gas_Food Prep Other_E3_Baseline Forecast | Commercial | Grocery | Existing | Food Preparation | Natural Gas | Food Prep Other | E3 |  | Baseline Forecast | 0 | 0 | 0 | 0 | 0 | 0 | 0 | 0 | 0 | 0 | 0 | 0 | 0 | 0 | 0 | 0 | 0 | 0 | 0 | 0 | 0 | 0 | 0 | 0 | 0 | 0 | 0 | 0 | 0 | 0 | 0
Commercial_Grocery_Existing_Food Preparation_Natural Gas_Food Prep Other_E4_Baseline Forecast | Commercial | Grocery | Existing | Food Preparation | Natural Gas | Food Prep Other | E4 |  | Baseline Forecast | 0 | 0 | 0 | 0 | 0 | 0 | 0 | 0 | 0 | 0 | 0 | 0 | 0 | 0 | 0 | 0 | 0 | 0 | 0 | 0 | 0 | 0 | 0 | 0 | 0 | 0 | 0 | 0 | 0 | 0 | 0
Commercial_Grocery_Existing_Food Preparation_Natural Gas_Food Prep Other_E5_Baseline Forecast | Commercial | Grocery | Existing | Food Preparation | Natural Gas | Food Prep Other | E5 |  | Baseline Forecast | 0 | 0 | 0 | 0 | 0 | 0 | 0 | 0 | 0 | 0 | 0 | 0 | 0 | 0 | 0 | 0 | 0 | 0 | 0 | 0 | 0 | 0 | 0 | 0 | 0 | 0 | 0 | 0 | 0 | 0 | 0
Commercial_Grocery_Existing_Food Preparation_Natural Gas_Food Prep Other_E6_Baseline Forecast | Commercial | Grocery | Existing | Food Preparation | Natural Gas | Food Prep Other | E6 |  | Baseline Forecast | 0 | 0 | 0 | 0 | 0 | 0 | 0 | 0 | 0 | 0 | 0 | 0 | 0 | 0 | 0 | 0 | 0 | 0 | 0 | 0 | 0 | 0 | 0 | 0 | 0 | 0 | 0 | 0 | 0 | 0 | 0
Commercial_Grocery_Existing_Food Preparation_Natural Gas_Food Prep Other_E7_Baseline Forecast | Commercial | Grocery | Existing | Food Preparation | Natural Gas | Food Prep Other | E7 |  | Baseline Forecast | 0 | 0 | 0 | 0 | 0 | 0 | 0 | 0 | 0 | 0 | 0 | 0 | 0 | 0 | 0 | 0 | 0 | 0 | 0 | 0 | 0 | 0 | 0 | 0 | 0 | 0 | 0 | 0 | 0 | 0 | 0
Commercial_Grocery_Existing_Food Preparation_Natural Gas_Food Prep Other_E8_Baseline Forecast | Commercial | Grocery | Existing | Food Preparation | Natural Gas | Food Prep Other | E8 |  | Baseline Forecast | 0 | 0 | 0 | 0 | 0 | 0 | 0 | 0 | 0 | 0 | 0 | 0 | 0 | 0 | 0 | 0 | 0 | 0 | 0 | 0 | 0 | 0 | 0 | 0 | 0 | 0 | 0 | 0 | 0 | 0 | 0
Commercial_Grocery_Existing_Food Preparation_Natural Gas_Food Prep Other_E9_Baseline Forecast | Commercial | Grocery | Existing | Food Preparation | Natural Gas | Food Prep Other | E9 |  | Baseline Forecast | 0 | 0 | 0 | 0 | 0 | 0 | 0 | 0 | 0 | 0 | 0 | 0 | 0 | 0 | 0 | 0 | 0 | 0 | 0 | 0 | 0 | 0 | 0 | 0 | 0 | 0 | 0 | 0 | 0 | 0 | 0
Commercial_Grocery_Existing_Food Preparation_Natural Gas_Food Prep Other_E10_Baseline Forecast | Commercial | Grocery | Existing | Food Preparation | Natural Gas | Food Prep Other | E10 |  | Baseline Forecast | 0 | 0 | 0 | 0 | 0 | 0 | 0 | 0 | 0 | 0 | 0 | 0 | 0 | 0 | 0 | 0 | 0 | 0 | 0 | 0 | 0 | 0 | 0 | 0 | 0 | 0 | 0 | 0 | 0 | 0 | 0
Commercial_Grocery_Existing_Food Preparation_Natural Gas_Food Prep Other_Vintage_Baseline Forecast | Commercial | Grocery | Existing | Food Preparation | Natural Gas | Food Prep Other | Vintage | Vintage | Baseline Forecast | 57701.0429 | 54285.1412 | 50317.8021 | 45966.088 | 41359.5735 | 36598.4794 | 31760.0496 | 26903.5489 | 22074.1806 | 17306.1576 | 13568.0275 | 10637.3336 | 8339.6695 | 6538.3009 | 5126.0279 | 4018.8059 | 3150.7438 | 2470.1832 | 1936.6236 | 1518.3129 | 1190.3573 | 933.2401 | 731.6603 | 573.6216 | 449.7194 | 352.58 | 276.4227 | 216.7154 | 169.9049 | 133.2054 | 104.4331
Commercial_Grocery_Existing_Miscellaneous_Natural Gas_Pool Heater_E1_Baseline Forecast | Commercial | Grocery | Existing | Miscellaneous | Natural Gas | Pool Heater | E1 | Standard (EF .82) | Baseline Forecast | 0 | 587.7945 | 1132.7848 | 1640.6687 | 2115.7677 | 2562.2916 | 2894.5475 | 3137.4012 | 3310.3481 | 3429.0972 | 3505.5789 | 3549.3242 | 3569.4909 | 3570.0477 | 3555.4696 | 3528.4661 | 3491.9309 | 3447.8048 | 3398.1501 | 3344.159 | 3287.6915 | 3229.5571 | 3170.2246 | 3115.5652 | 3061.0777 | 3007.116 | 2953.9062 | 2901.4754 | 2848.9237 | 2796.5244 | 2744.3292
Commercial_Grocery_Existing_Miscellaneous_Natural Gas_Pool Heater_E2_Baseline Forecast | Commercial | Grocery | Existing | Miscellaneous | Natural Gas | Pool Heater | E2 | Condensing (EF .90) | Baseline Forecast | 0 | 65.5876 | 126.5002 | 183.2883 | 236.6515 | 286.4364 | 323.1979 | 349.9671 | 369.1113 | 382.0545 | 390.2904 | 394.8052 | 394.679 | 392.3945 | 388.5275 | 384.3211 | 379.9739 | 375.9627 | 372.1138 | 368.7094 | 365.0394 | 361.189 | 357.3853 | 348.2967 | 338.8414 | 328.9869 | 318.7536 | 308.3017 | 298.6733 | 289.7007 | 281.4102
Commercial_Grocery_Existing_Miscellaneous_Natural Gas_Pool Heater_E3_Baseline Forecast | Commercial | Grocery | Existing | Miscellaneous | Natural Gas | Pool Heater | E3 |  | Baseline Forecast | 0 | 0 | 0 | 0 | 0 | 0 | 0 | 0 | 0 | 0 | 0 | 0 | 0 | 0 | 0 | 0 | 0 | 0 | 0 | 0 | 0 | 0 | 0 | 0 | 0 | 0 | 0 | 0 | 0 | 0 | 0
Commercial_Grocery_Existing_Miscellaneous_Natural Gas_Pool Heater_E4_Baseline Forecast | Commercial | Grocery | Existing | Miscellaneous | Natural Gas | Pool Heater | E4 |  | Baseline Forecast | 0 | 0 | 0 | 0 | 0 | 0 | 0 | 0 | 0 | 0 | 0 | 0 | 0 | 0 | 0 | 0 | 0 | 0 | 0 | 0 | 0 | 0 | 0 | 0 | 0 | 0 | 0 | 0 | 0 | 0 | 0
Commercial_Grocery_Existing_Miscellaneous_Natural Gas_Pool Heater_E5_Baseline Forecast | Commercial | Grocery | Existing | Miscellaneous | Natural Gas | Pool Heater | E5 |  | Baseline Forecast | 0 | 0 | 0 | 0 | 0 | 0 | 0 | 0 | 0 | 0 | 0 | 0 | 0 | 0 | 0 | 0 | 0 | 0 | 0 | 0 | 0 | 0 | 0 | 0 | 0 | 0 | 0 | 0 | 0 | 0 | 0
Commercial_Grocery_Existing_Miscellaneous_Natural Gas_Pool Heater_E6_Baseline Forecast | Commercial | Grocery | Existing | Miscellaneous | Natural Gas | Pool Heater | E6 |  | Baseline Forecast | 0 | 0 | 0 | 0 | 0 | 0 | 0 | 0 | 0 | 0 | 0 | 0 | 0 | 0 | 0 | 0 | 0 | 0 | 0 | 0 | 0 | 0 | 0 | 0 | 0 | 0 | 0 | 0 | 0 | 0 | 0
Commercial_Grocery_Existing_Miscellaneous_Natural Gas_Pool Heater_E7_Baseline Forecast | Commercial | Grocery | Existing | Miscellaneous | Natural Gas | Pool Heater | E7 |  | Baseline Forecast | 0 | 0 | 0 | 0 | 0 | 0 | 0 | 0 | 0 | 0 | 0 | 0 | 0 | 0 | 0 | 0 | 0 | 0 | 0 | 0 | 0 | 0 | 0 | 0 | 0 | 0 | 0 | 0 | 0 | 0 | 0
Commercial_Grocery_Existing_Miscellaneous_Natural Gas_Pool Heater_E8_Baseline Forecast | Commercial | Grocery | Existing | Miscellaneous | Natural Gas | Pool Heater | E8 |  | Baseline Forecast | 0 | 0 | 0 | 0 | 0 | 0 | 0 | 0 | 0 | 0 | 0 | 0 | 0 | 0 | 0 | 0 | 0 | 0 | 0 | 0 | 0 | 0 | 0 | 0 | 0 | 0 | 0 | 0 | 0 | 0 | 0
Commercial_Grocery_Existing_Miscellaneous_Natural Gas_Pool Heater_E9_Baseline Forecast | Commercial | Grocery | Existing | Miscellaneous | Natural Gas | Pool Heater | E9 |  | Baseline Forecast | 0 | 0 | 0 | 0 | 0 | 0 | 0 | 0 | 0 | 0 | 0 | 0 | 0 | 0 | 0 | 0 | 0 | 0 | 0 | 0 | 0 | 0 | 0 | 0 | 0 | 0 | 0 | 0 | 0 | 0 | 0
Commercial_Grocery_Existing_Miscellaneous_Natural Gas_Pool Heater_E10_Baseline Forecast | Commercial | Grocery | Existing | Miscellaneous | Natural Gas | Pool Heater | E10 |  | Baseline Forecast | 0 | 0 | 0 | 0 | 0 | 0 | 0 | 0 | 0 | 0 | 0 | 0 | 0 | 0 | 0 | 0 | 0 | 0 | 0 | 0 | 0 | 0 | 0 | 0 | 0 | 0 | 0 | 0 | 0 | 0 | 0
Commercial_Grocery_Existing_Miscellaneous_Natural Gas_Pool Heater_Vintage_Baseline Forecast | Commercial | Grocery | Existing | Miscellaneous | Natural Gas | Pool Heater | Vintage | Vintage | Baseline Forecast | 5555.9698 | 4791.4684 | 4076.6684 | 3405.2774 | 2772.2305 | 2173.4287 | 1703.9681 | 1335.911 | 1047.3542 | 821.1257 | 643.7626 | 504.7098 | 395.6925 | 310.2229 | 243.2148 | 190.6804 | 149.4934 | 117.2028 | 91.887 | 72.0394 | 56.4789 | 44.2795 | 34.7151 | 27.2166 | 21.3378 | 16.7289 | 13.1154 | 10.2825 | 8.0615 | 6.3202 | 4.955
Commercial_Grocery_Existing_Miscellaneous_Natural Gas_Miscellaneous_E1_Baseline Forecast | Commercial | Grocery | Existing | Miscellaneous | Natural Gas | Miscellaneous | E1 | Standard | Baseline Forecast | 0 | 246529.6948 | 529217.0783 | 839154.2106 | 1091609.1645 | 1295936.9332 | 1459992.5542 | 1590371.1653 | 1692609.6501 | 1771356.02 | 1830511.6924 | 1873351.0045 | 1902621.6031 | 1920628.7706 | 1929306.2589 | 1930275.7872 | 1924897.0204 | 1914309.5491 | 1899468.1522 | 1881172.4162 | 1860091.6145 | 1836785.6055 | 1811722.3848 | 1785292.83 | 1757823.0834 | 1729584.9541 | 1700804.6543 | 1671670.1365 | 1642337.2571 | 1612934.9515 | 1583569.5817
Commercial_Grocery_Existing_Miscellaneous_Natural Gas_Miscellaneous_E2_Baseline Forecast | Commercial | Grocery | Existing | Miscellaneous | Natural Gas | Miscellaneous | E2 |  | Baseline Forecast | 0 | 0 | 0 | 0 | 0 | 0 | 0 | 0 | 0 | 0 | 0 | 0 | 0 | 0 | 0 | 0 | 0 | 0 | 0 | 0 | 0 | 0 | 0 | 0 | 0 | 0 | 0 | 0 | 0 | 0 | 0
Commercial_Grocery_Existing_Miscellaneous_Natural Gas_Miscellaneous_E3_Baseline Forecast | Commercial | Grocery | Existing | Miscellaneous | Natural Gas | Miscellaneous | E3 |  | Baseline Forecast | 0 | 0 | 0 | 0 | 0 | 0 | 0 | 0 | 0 | 0 | 0 | 0 | 0 | 0 | 0 | 0 | 0 | 0 | 0 | 0 | 0 | 0 | 0 | 0 | 0 | 0 | 0 | 0 | 0 | 0 | 0
Commercial_Grocery_Existing_Miscellaneous_Natural Gas_Miscellaneous_E4_Baseline Forecast | Commercial | Grocery | Existing | Miscellaneous | Natural Gas | Miscellaneous | E4 |  | Baseline Forecast | 0 | 0 | 0 | 0 | 0 | 0 | 0 | 0 | 0 | 0 | 0 | 0 | 0 | 0 | 0 | 0 | 0 | 0 | 0 | 0 | 0 | 0 | 0 | 0 | 0 | 0 | 0 | 0 | 0 | 0 | 0
Commercial_Grocery_Existing_Miscellaneous_Natural Gas_Miscellaneous_E5_Baseline Forecast | Commercial | Grocery | Existing | Miscellaneous | Natural Gas | Miscellaneous | E5 |  | Baseline Forecast | 0 | 0 | 0 | 0 | 0 | 0 | 0 | 0 | 0 | 0 | 0 | 0 | 0 | 0 | 0 | 0 | 0 | 0 | 0 | 0 | 0 | 0 | 0 | 0 | 0 | 0 | 0 | 0 | 0 | 0 | 0
Commercial_Grocery_Existing_Miscellaneous_Natural Gas_Miscellaneous_E6_Baseline Forecast | Commercial | Grocery | Existing | Miscellaneous | Natural Gas | Miscellaneous | E6 |  | Baseline Forecast | 0 | 0 | 0 | 0 | 0 | 0 | 0 | 0 | 0 | 0 | 0 | 0 | 0 | 0 | 0 | 0 | 0 | 0 | 0 | 0 | 0 | 0 | 0 | 0 | 0 | 0 | 0 | 0 | 0 | 0 | 0
Commercial_Grocery_Existing_Miscellaneous_Natural Gas_Miscellaneous_E7_Baseline Forecast | Commercial | Grocery | Existing | Miscellaneous | Natural Gas | Miscellaneous | E7 |  | Baseline Forecast | 0 | 0 | 0 | 0 | 0 | 0 | 0 | 0 | 0 | 0 | 0 | 0 | 0 | 0 | 0 | 0 | 0 | 0 | 0 | 0 | 0 | 0 | 0 | 0 | 0 | 0 | 0 | 0 | 0 | 0 | 0
Commercial_Grocery_Existing_Miscellaneous_Natural Gas_Miscellaneous_E8_Baseline Forecast | Commercial | Grocery | Existing | Miscellaneous | Natural Gas | Miscellaneous | E8 |  | Baseline Forecast | 0 | 0 | 0 | 0 | 0 | 0 | 0 | 0 | 0 | 0 | 0 | 0 | 0 | 0 | 0 | 0 | 0 | 0 | 0 | 0 | 0 | 0 | 0 | 0 | 0 | 0 | 0 | 0 | 0 | 0 | 0
Commercial_Grocery_Existing_Miscellaneous_Natural Gas_Miscellaneous_E9_Baseline Forecast | Commercial | Grocery | Existing | Miscellaneous | Natural Gas | Miscellaneous | E9 |  | Baseline Forecast | 0 | 0 | 0 | 0 | 0 | 0 | 0 | 0 | 0 | 0 | 0 | 0 | 0 | 0 | 0 | 0 | 0 | 0 | 0 | 0 | 0 | 0 | 0 | 0 | 0 | 0 | 0 | 0 | 0 | 0 | 0
Commercial_Grocery_Existing_Miscellaneous_Natural Gas_Miscellaneous_E10_Baseline Forecast | Commercial | Grocery | Existing | Miscellaneous | Natural Gas | Miscellaneous | E10 |  | Baseline Forecast | 0 | 0 | 0 | 0 | 0 | 0 | 0 | 0 | 0 | 0 | 0 | 0 | 0 | 0 | 0 | 0 | 0 | 0 | 0 | 0 | 0 | 0 | 0 | 0 | 0 | 0 | 0 | 0 | 0 | 0 | 0
Commercial_Grocery_Existing_Miscellaneous_Natural Gas_Miscellaneous_Vintage_Baseline Forecast | Commercial | Grocery | Existing | Miscellaneous | Natural Gas | Miscellaneous | Vintage | Vintage | Baseline Forecast | 2934877.3195 | 2629650.0783 | 2289439.0994 | 1923128.8435 | 1615428.2285 | 1356959.712 | 1139846.1581 | 957470.7728 | 804275.4491 | 675591.3773 | 567496.7569 | 476697.2758 | 400425.7117 | 336357.5978 | 282540.3822 | 237333.921 | 199360.4936 | 167462.8147 | 140668.7643 | 118161.762 | 99255.8801 | 83374.9393 | 70034.949 | 58829.3572 | 49416.66 | 41509.9944 | 34868.3953 | 29289.4521 | 24603.1397 | 20666.6374 | 17359.9754
Commercial_Grocery_New_Space Heating_Natural Gas_Furnace_E1_Baseline Forecast | Commercial | Grocery | New | Space Heating | Natural Gas | Furnace | E1 | AFUE 80% (Standard) | Baseline Forecast | 0 | 0 | 0 | 0 | 0 | 0 | 0 | 0 | 0 | 0 | 0 | 0 | 0 | 0 | 0 | 0 | 0 | 0 | 0 | 0 | 0 | 0 | 0 | 0 | 0 | 0 | 0 | 0 | 0 | 0 | 0
Commercial_Grocery_New_Space Heating_Natural Gas_Furnace_E2_Baseline Forecast | Commercial | Grocery | New | Space Heating | Natural Gas | Furnace | E2 | AFUE 90% | Baseline Forecast | 0 | 0 | 0 | 0 | 0 | 0 | 0 | 0 | 0 | 0 | 0 | 0 | 0 | 0 | 0 | 0 | 0 | 0 | 0 | 0 | 0 | 0 | 0 | 0 | 0 | 0 | 0 | 0 | 0 | 0 | 0
Commercial_Grocery_New_Space Heating_Natural Gas_Furnace_E3_Baseline Forecast | Commercial | Grocery | New | Space Heating | Natural Gas | Furnace | E3 | AFUE 95% | Baseline Forecast | 0 | 0 | 0 | 0 | 0 | 0 | 0 | 0 | 0 | 0 | 0 | 0 | 0 | 0 | 0 | 0 | 0 | 0 | 0 | 0 | 0 | 0 | 0 | 0 | 0 | 0 | 0 | 0 | 0 | 0 | 0
Commercial_Grocery_New_Space Heating_Natural Gas_Furnace_E4_Baseline Forecast | Commercial | Grocery | New | Space Heating | Natural Gas | Furnace | E4 |  | Baseline Forecast | 0 | 0 | 0 | 0 | 0 | 0 | 0 | 0 | 0 | 0 | 0 | 0 | 0 | 0 | 0 | 0 | 0 | 0 | 0 | 0 | 0 | 0 | 0 | 0 | 0 | 0 | 0 | 0 | 0 | 0 | 0
Commercial_Grocery_New_Space Heating_Natural Gas_Furnace_E5_Baseline Forecast | Commercial | Grocery | New | Space Heating | Natural Gas | Furnace | E5 |  | Baseline Forecast | 0 | 0 | 0 | 0 | 0 | 0 | 0 | 0 | 0 | 0 | 0 | 0 | 0 | 0 | 0 | 0 | 0 | 0 | 0 | 0 | 0 | 0 | 0 | 0 | 0 | 0 | 0 | 0 | 0 | 0 | 0
Commercial_Grocery_New_Space Heating_Natural Gas_Furnace_E6_Baseline Forecast | Commercial | Grocery | New | Space Heating | Natural Gas | Furnace | E6 |  | Baseline Forecast | 0 | 0 | 0 | 0 | 0 | 0 | 0 | 0 | 0 | 0 | 0 | 0 | 0 | 0 | 0 | 0 | 0 | 0 | 0 | 0 | 0 | 0 | 0 | 0 | 0 | 0 | 0 | 0 | 0 | 0 | 0
Commercial_Grocery_New_Space Heating_Natural Gas_Furnace_E7_Baseline Forecast | Commercial | Grocery | New | Space Heating | Natural Gas | Furnace | E7 |  | Baseline Forecast | 0 | 0 | 0 | 0 | 0 | 0 | 0 | 0 | 0 | 0 | 0 | 0 | 0 | 0 | 0 | 0 | 0 | 0 | 0 | 0 | 0 | 0 | 0 | 0 | 0 | 0 | 0 | 0 | 0 | 0 | 0
Commercial_Grocery_New_Space Heating_Natural Gas_Furnace_E8_Baseline Forecast | Commercial | Grocery | New | Space Heating | Natural Gas | Furnace | E8 |  | Baseline Forecast | 0 | 0 | 0 | 0 | 0 | 0 | 0 | 0 | 0 | 0 | 0 | 0 | 0 | 0 | 0 | 0 | 0 | 0 | 0 | 0 | 0 | 0 | 0 | 0 | 0 | 0 | 0 | 0 | 0 | 0 | 0
Commercial_Grocery_New_Space Heating_Natural Gas_Furnace_E9_Baseline Forecast | Commercial | Grocery | New | Space Heating | Natural Gas | Furnace | E9 |  | Baseline Forecast | 0 | 0 | 0 | 0 | 0 | 0 | 0 | 0 | 0 | 0 | 0 | 0 | 0 | 0 | 0 | 0 | 0 | 0 | 0 | 0 | 0 | 0 | 0 | 0 | 0 | 0 | 0 | 0 | 0 | 0 | 0
Commercial_Grocery_New_Space Heating_Natural Gas_Furnace_E10_Baseline Forecast | Commercial | Grocery | New | Space Heating | Natural Gas | Furnace | E10 |  | Baseline Forecast | 0 | 0 | 0 | 0 | 0 | 0 | 0 | 0 | 0 | 0 | 0 | 0 | 0 | 0 | 0 | 0 | 0 | 0 | 0 | 0 | 0 | 0 | 0 | 0 | 0 | 0 | 0 | 0 | 0 | 0 | 0
Commercial_Grocery_New_Space Heating_Natural Gas_Furnace_Vintage_Baseline Forecast | Commercial | Grocery | New | Space Heating | Natural Gas | Furnace | Vintage | Vintage | Baseline Forecast | 0 | 0 | 0 | 0 | 0 | 0 | 0 | 0 | 0 | 0 | 0 | 0 | 0 | 0 | 0 | 0 | 0 | 0 | 0 | 0 | 0 | 0 | 0 | 0 | 0 | 0 | 0 | 0 | 0 | 0 | 0
Commercial_Grocery_New_Space Heating_Natural Gas_Boiler_E1_Baseline Forecast | Commercial | Grocery | New | Space Heating | Natural Gas | Boiler | E1 | AFUE 80% (Standard) | Baseline Forecast | 0 | 0 | 0 | 0 | 0 | 0 | 0 | 0 | 0 | 0 | 0 | 0 | 0 | 0 | 0 | 0 | 0 | 0 | 0 | 0 | 0 | 0 | 0 | 0 | 0 | 0 | 0 | 0 | 0 | 0 | 0
Commercial_Grocery_New_Space Heating_Natural Gas_Boiler_E2_Baseline Forecast | Commercial | Grocery | New | Space Heating | Natural Gas | Boiler | E2 | AFUE 85% | Baseline Forecast | 0 | 0 | 0 | 0 | 0 | 0 | 0 | 0 | 0 | 0 | 0 | 0 | 0 | 0 | 0 | 0 | 0 | 0 | 0 | 0 | 0 | 0 | 0 | 0 | 0 | 0 | 0 | 0 | 0 | 0 | 0
Commercial_Grocery_New_Space Heating_Natural Gas_Boiler_E3_Baseline Forecast | Commercial | Grocery | New | Space Heating | Natural Gas | Boiler | E3 | AFUE 98% | Baseline Forecast | 0 | 0 | 0 | 0 | 0 | 0 | 0 | 0 | 0 | 0 | 0 | 0 | 0 | 0 | 0 | 0 | 0 | 0 | 0 | 0 | 0 | 0 | 0 | 0 | 0 | 0 | 0 | 0 | 0 | 0 | 0
Commercial_Grocery_New_Space Heating_Natural Gas_Boiler_E4_Baseline Forecast | Commercial | Grocery | New | Space Heating | Natural Gas | Boiler | E4 | Convert to NG Air Source Heat Pump | Baseline Forecast | 0 | 0 | 0 | 0 | 0 | 0 | 0 | 0 | 0 | 0 | 0 | 0 | 0 | 0 | 0 | 0 | 0 | 0 | 0 | 0 | 0 | 0 | 0 | 0 | 0 | 0 | 0 | 0 | 0 | 0 | 0
Commercial_Grocery_New_Space Heating_Natural Gas_Boiler_E5_Baseline Forecast | Commercial | Grocery | New | Space Heating | Natural Gas | Boiler | E5 |  | Baseline Forecast | 0 | 0 | 0 | 0 | 0 | 0 | 0 | 0 | 0 | 0 | 0 | 0 | 0 | 0 | 0 | 0 | 0 | 0 | 0 | 0 | 0 | 0 | 0 | 0 | 0 | 0 | 0 | 0 | 0 | 0 | 0
Commercial_Grocery_New_Space Heating_Natural Gas_Boiler_E6_Baseline Forecast | Commercial | Grocery | New | Space Heating | Natural Gas | Boiler | E6 |  | Baseline Forecast | 0 | 0 | 0 | 0 | 0 | 0 | 0 | 0 | 0 | 0 | 0 | 0 | 0 | 0 | 0 | 0 | 0 | 0 | 0 | 0 | 0 | 0 | 0 | 0 | 0 | 0 | 0 | 0 | 0 | 0 | 0
Commercial_Grocery_New_Space Heating_Natural Gas_Boiler_E7_Baseline Forecast | Commercial | Grocery | New | Space Heating | Natural Gas | Boiler | E7 |  | Baseline Forecast | 0 | 0 | 0 | 0 | 0 | 0 | 0 | 0 | 0 | 0 | 0 | 0 | 0 | 0 | 0 | 0 | 0 | 0 | 0 | 0 | 0 | 0 | 0 | 0 | 0 | 0 | 0 | 0 | 0 | 0 | 0
Commercial_Grocery_New_Space Heating_Natural Gas_Boiler_E8_Baseline Forecast | Commercial | Grocery | New | Space Heating | Natural Gas | Boiler | E8 |  | Baseline Forecast | 0 | 0 | 0 | 0 | 0 | 0 | 0 | 0 | 0 | 0 | 0 | 0 | 0 | 0 | 0 | 0 | 0 | 0 | 0 | 0 | 0 | 0 | 0 | 0 | 0 | 0 | 0 | 0 | 0 | 0 | 0
Commercial_Grocery_New_Space Heating_Natural Gas_Boiler_E9_Baseline Forecast | Commercial | Grocery | New | Space Heating | Natural Gas | Boiler | E9 |  | Baseline Forecast | 0 | 0 | 0 | 0 | 0 | 0 | 0 | 0 | 0 | 0 | 0 | 0 | 0 | 0 | 0 | 0 | 0 | 0 | 0 | 0 | 0 | 0 | 0 | 0 | 0 | 0 | 0 | 0 | 0 | 0 | 0
Commercial_Grocery_New_Space Heating_Natural Gas_Boiler_E10_Baseline Forecast | Commercial | Grocery | New | Space Heating | Natural Gas | Boiler | E10 |  | Baseline Forecast | 0 | 0 | 0 | 0 | 0 | 0 | 0 | 0 | 0 | 0 | 0 | 0 | 0 | 0 | 0 | 0 | 0 | 0 | 0 | 0 | 0 | 0 | 0 | 0 | 0 | 0 | 0 | 0 | 0 | 0 | 0
Commercial_Grocery_New_Space Heating_Natural Gas_Boiler_Vintage_Baseline Forecast | Commercial | Grocery | New | Space Heating | Natural Gas | Boiler | Vintage | Vintage | Baseline Forecast | 0 | 0 | 0 | 0 | 0 | 0 | 0 | 0 | 0 | 0 | 0 | 0 | 0 | 0 | 0 | 0 | 0 | 0 | 0 | 0 | 0 | 0 | 0 | 0 | 0 | 0 | 0 | 0 | 0 | 0 | 0
Commercial_Grocery_New_Space Heating_Natural Gas_Unit Heater_E1_Baseline Forecast | Commercial | Grocery | New | Space Heating | Natural Gas | Unit Heater | E1 | Standard | Baseline Forecast | 0 | 12640.6022 | 25397.1222 | 38921.1427 | 46343.8736 | 46343.8736 | 46343.8736 | 46343.8736 | 46343.8736 | 46343.8736 | 46343.8736 | 44538.0733 | 41167.8845 | 36347.1483 | 31154.6985 | 26704.0273 | 22889.1663 | 19619.2854 | 13133.6005 | 7540.6685 | 2523.11 | 0 | 0 | 0 | 0 | 0 | 0 | 0 | 0 | 0 | 0
Commercial_Grocery_New_Space Heating_Natural Gas_Unit Heater_E2_Baseline Forecast | Commercial | Grocery | New | Space Heating | Natural Gas | Unit Heater | E2 | Condensing | Baseline Forecast | 0 | 0 | 0 | 0 | 0 | 6047.3251 | 12006.226 | 17878.6324 | 23666.4366 | 29371.4937 | 34995.6227 | 42346.4072 | 51184.1841 | 61396.8266 | 71907.1818 | 81603.4061 | 90593.0838 | 98968.6298 | 110492.3821 | 121057.3075 | 130982.2795 | 138349.6883 | 143132.309 | 147854.6606 | 152518.1247 | 157124.0561 | 161673.7837 | 166168.6104 | 170609.8142 | 174998.6484 | 179336.3422
Commercial_Grocery_New_Space Heating_Natural Gas_Unit Heater_E3_Baseline Forecast | Commercial | Grocery | New | Space Heating | Natural Gas | Unit Heater | E3 | Infrared Radiant | Baseline Forecast | 0 | 0 | 0 | 0 | 0 | 0 | 0 | 0 | 0 | 0 | 0 | 0 | 0 | 0 | 0 | 0 | 0 | 0 | 0 | 0 | 0 | 0 | 0 | 0 | 0 | 0 | 0 | 0 | 0 | 0 | 0
Commercial_Grocery_New_Space Heating_Natural Gas_Unit Heater_E4_Baseline Forecast | Commercial | Grocery | New | Space Heating | Natural Gas | Unit Heater | E4 |  | Baseline Forecast | 0 | 0 | 0 | 0 | 0 | 0 | 0 | 0 | 0 | 0 | 0 | 0 | 0 | 0 | 0 | 0 | 0 | 0 | 0 | 0 | 0 | 0 | 0 | 0 | 0 | 0 | 0 | 0 | 0 | 0 | 0
Commercial_Grocery_New_Space Heating_Natural Gas_Unit Heater_E5_Baseline Forecast | Commercial | Grocery | New | Space Heating | Natural Gas | Unit Heater | E5 |  | Baseline Forecast | 0 | 0 | 0 | 0 | 0 | 0 | 0 | 0 | 0 | 0 | 0 | 0 | 0 | 0 | 0 | 0 | 0 | 0 | 0 | 0 | 0 | 0 | 0 | 0 | 0 | 0 | 0 | 0 | 0 | 0 | 0
Commercial_Grocery_New_Space Heating_Natural Gas_Unit Heater_E6_Baseline Forecast | Commercial | Grocery | New | Space Heating | Natural Gas | Unit Heater | E6 |  | Baseline Forecast | 0 | 0 | 0 | 0 | 0 | 0 | 0 | 0 | 0 | 0 | 0 | 0 | 0 | 0 | 0 | 0 | 0 | 0 | 0 | 0 | 0 | 0 | 0 | 0 | 0 | 0 | 0 | 0 | 0 | 0 | 0
Commercial_Grocery_New_Space Heating_Natural Gas_Unit Heater_E7_Baseline Forecast | Commercial | Grocery | New | Space Heating | Natural Gas | Unit Heater | E7 |  | Baseline Forecast | 0 | 0 | 0 | 0 | 0 | 0 | 0 | 0 | 0 | 0 | 0 | 0 | 0 | 0 | 0 | 0 | 0 | 0 | 0 | 0 | 0 | 0 | 0 | 0 | 0 | 0 | 0 | 0 | 0 | 0 | 0
Commercial_Grocery_New_Space Heating_Natural Gas_Unit Heater_E8_Baseline Forecast | Commercial | Grocery | New | Space Heating | Natural Gas | Unit Heater | E8 |  | Baseline Forecast | 0 | 0 | 0 | 0 | 0 | 0 | 0 | 0 | 0 | 0 | 0 | 0 | 0 | 0 | 0 | 0 | 0 | 0 | 0 | 0 | 0 | 0 | 0 | 0 | 0 | 0 | 0 | 0 | 0 | 0 | 0
Commercial_Grocery_New_Space Heating_Natural Gas_Unit Heater_E9_Baseline Forecast | Commercial | Grocery | New | Space Heating | Natural Gas | Unit Heater | E9 |  | Baseline Forecast | 0 | 0 | 0 | 0 | 0 | 0 | 0 | 0 | 0 | 0 | 0 | 0 | 0 | 0 | 0 | 0 | 0 | 0 | 0 | 0 | 0 | 0 | 0 | 0 | 0 | 0 | 0 | 0 | 0 | 0 | 0
Commercial_Grocery_New_Space Heating_Natural Gas_Unit Heater_E10_Baseline Forecast | Commercial | Grocery | New | Space Heating | Natural Gas | Unit Heater | E10 |  | Baseline Forecast | 0 | 0 | 0 | 0 | 0 | 0 | 0 | 0 | 0 | 0 | 0 | 0 | 0 | 0 | 0 | 0 | 0 | 0 | 0 | 0 | 0 | 0 | 0 | 0 | 0 | 0 | 0 | 0 | 0 | 0 | 0
Commercial_Grocery_New_Space Heating_Natural Gas_Unit Heater_Vintage_Baseline Forecast | Commercial | Grocery | New | Space Heating | Natural Gas | Unit Heater | Vintage | Vintage | Baseline Forecast | 0 | 0 | 0 | 0 | 0 | 0 | 0 | 0 | 0 | 0 | 0 | 0 | 0 | 0 | 0 | 0 | 0 | 0 | 0 | 0 | 0 | 0 | 0 | 0 | 0 | 0 | 0 | 0 | 0 | 0 | 0
Commercial_Grocery_New_Water Heating_Natural Gas_Water Heater_E1_Baseline Forecast | Commercial | Grocery | New | Water Heating | Natural Gas | Water Heater | E1 | TE 0.80 | Baseline Forecast | 0 | 0 | 0 | 0 | 0 | 0 | 0 | 0 | 0 | 0 | 0 | 0 | 0 | 0 | 0 | 0 | 0 | 0 | 0 | 0 | 0 | 0 | 0 | 0 | 0 | 0 | 0 | 0 | 0 | 0 | 0
Commercial_Grocery_New_Water Heating_Natural Gas_Water Heater_E2_Baseline Forecast | Commercial | Grocery | New | Water Heating | Natural Gas | Water Heater | E2 | TE 0.90 | Baseline Forecast | 0 | 0 | 0 | 0 | 0 | 0 | 0 | 0 | 0 | 0 | 0 | 0 | 0 | 0 | 0 | 0 | 0 | 0 | 0 | 0 | 0 | 0 | 0 | 0 | 0 | 0 | 0 | 0 | 0 | 0 | 0
Commercial_Grocery_New_Water Heating_Natural Gas_Water Heater_E3_Baseline Forecast | Commercial | Grocery | New | Water Heating | Natural Gas | Water Heater | E3 | TE 0.94 | Baseline Forecast | 0 | 0 | 0 | 0 | 0 | 0 | 0 | 0 | 0 | 0 | 0 | 0 | 0 | 0 | 0 | 0 | 0 | 0 | 0 | 0 | 0 | 0 | 0 | 0 | 0 | 0 | 0 | 0 | 0 | 0 | 0
Commercial_Grocery_New_Water Heating_Natural Gas_Water Heater_E4_Baseline Forecast | Commercial | Grocery | New | Water Heating | Natural Gas | Water Heater | E4 | Instantaneous TE 0.94 | Baseline Forecast | 0 | 0 | 0 | 0 | 0 | 0 | 0 | 0 | 0 | 0 | 0 | 0 | 0 | 0 | 0 | 0 | 0 | 0 | 0 | 0 | 0 | 0 | 0 | 0 | 0 | 0 | 0 | 0 | 0 | 0 | 0
Commercial_Grocery_New_Water Heating_Natural Gas_Water Heater_E5_Baseline Forecast | Commercial | Grocery | New | Water Heating | Natural Gas | Water Heater | E5 | Gas-Fired Absorption HPWH | Baseline Forecast | 0 | 0 | 0 | 0 | 0 | 0 | 0 | 0 | 0 | 0 | 0 | 0 | 0 | 0 | 0 | 0 | 0 | 0 | 0 | 0 | 0 | 0 | 0 | 0 | 0 | 0 | 0 | 0 | 0 | 0 | 0
Commercial_Grocery_New_Water Heating_Natural Gas_Water Heater_E6_Baseline Forecast | Commercial | Grocery | New | Water Heating | Natural Gas | Water Heater | E6 |  | Baseline Forecast | 0 | 0 | 0 | 0 | 0 | 0 | 0 | 0 | 0 | 0 | 0 | 0 | 0 | 0 | 0 | 0 | 0 | 0 | 0 | 0 | 0 | 0 | 0 | 0 | 0 | 0 | 0 | 0 | 0 | 0 | 0
Commercial_Grocery_New_Water Heating_Natural Gas_Water Heater_E7_Baseline Forecast | Commercial | Grocery | New | Water Heating | Natural Gas | Water Heater | E7 |  | Baseline Forecast | 0 | 0 | 0 | 0 | 0 | 0 | 0 | 0 | 0 | 0 | 0 | 0 | 0 | 0 | 0 | 0 | 0 | 0 | 0 | 0 | 0 | 0 | 0 | 0 | 0 | 0 | 0 | 0 | 0 | 0 | 0
Commercial_Grocery_New_Water Heating_Natural Gas_Water Heater_E8_Baseline Forecast | Commercial | Grocery | New | Water Heating | Natural Gas | Water Heater | E8 |  | Baseline Forecast | 0 | 0 | 0 | 0 | 0 | 0 | 0 | 0 | 0 | 0 | 0 | 0 | 0 | 0 | 0 | 0 | 0 | 0 | 0 | 0 | 0 | 0 | 0 | 0 | 0 | 0 | 0 | 0 | 0 | 0 | 0
Commercial_Grocery_New_Water Heating_Natural Gas_Water Heater_E9_Baseline Forecast | Commercial | Grocery | New | Water Heating | Natural Gas | Water Heater | E9 |  | Baseline Forecast | 0 | 0 | 0 | 0 | 0 | 0 | 0 | 0 | 0 | 0 | 0 | 0 | 0 | 0 | 0 | 0 | 0 | 0 | 0 | 0 | 0 | 0 | 0 | 0 | 0 | 0 | 0 | 0 | 0 | 0 | 0
Commercial_Grocery_New_Water Heating_Natural Gas_Water Heater_E10_Baseline Forecast | Commercial | Grocery | New | Water Heating | Natural Gas | Water Heater | E10 |  | Baseline Forecast | 0 | 0 | 0 | 0 | 0 | 0 | 0 | 0 | 0 | 0 | 0 | 0 | 0 | 0 | 0 | 0 | 0 | 0 | 0 | 0 | 0 | 0 | 0 | 0 | 0 | 0 | 0 | 0 | 0 | 0 | 0
Commercial_Grocery_New_Water Heating_Natural Gas_Water Heater_Vintage_Baseline Forecast | Commercial | Grocery | New | Water Heating | Natural Gas | Water Heater | Vintage | Vintage | Baseline Forecast | 0 | 0 | 0 | 0 | 0 | 0 | 0 | 0 | 0 | 0 | 0 | 0 | 0 | 0 | 0 | 0 | 0 | 0 | 0 | 0 | 0 | 0 | 0 | 0 | 0 | 0 | 0 | 0 | 0 | 0 | 0
Commercial_Grocery_New_Food Preparation_Natural Gas_Oven_E1_Baseline Forecast | Commercial | Grocery | New | Food Preparation | Natural Gas | Oven | E1 | Standard | Baseline Forecast | 0 | 7177.4609 | 14415.42 | 22083.0445 | 26286.5074 | 29726.0926 | 33127.8733 | 36486.9155 | 39800.107 | 43069.6748 | 46291.7302 | 49461.9929 | 52639.9547 | 55757.0891 | 58803.3728 | 61780.1144 | 64711.2839 | 67598.7127 | 70456.1616 | 73265.8165 | 76028.394 | 78736.6577 | 81396.2147 | 84337.2237 | 87264.0744 | 90203.679 | 93148.3027 | 96073.4203 | 98982.9871 | 101876.8544 | 104756.8279
Commercial_Grocery_New_Food Preparation_Natural Gas_Oven_E2_Baseline Forecast | Commercial | Grocery | New | Food Preparation | Natural Gas | Oven | E2 | ENERGY STAR (EF ≥ 44%) Convection Oven utilizing ASTM Std F1496 | Baseline Forecast | 0 | 10346.9939 | 20794.1938 | 31875.762 | 37962.8938 | 42907.0923 | 47766.5073 | 52548.7482 | 57259.5505 | 61899.259 | 66474.2842 | 70991.3789 | 75393.4752 | 79751.4766 | 84077.7369 | 88373.2324 | 92616.2339 | 96807.1069 | 100934.245 | 105017.5745 | 109058.4502 | 113066.14 | 117037.0282 | 120642.9097 | 124181.3099 | 127627.1953 | 130990.1424 | 134296.4833 | 137544.0343 | 140734.6814 | 143868.3233
Commercial_Grocery_New_Food Preparation_Natural Gas_Oven_E3_Baseline Forecast | Commercial | Grocery | New | Food Preparation | Natural Gas | Oven | E3 |  | Baseline Forecast | 0 | 0 | 0 | 0 | 0 | 0 | 0 | 0 | 0 | 0 | 0 | 0 | 0 | 0 | 0 | 0 | 0 | 0 | 0 | 0 | 0 | 0 | 0 | 0 | 0 | 0 | 0 | 0 | 0 | 0 | 0
Commercial_Grocery_New_Food Preparation_Natural Gas_Oven_E4_Baseline Forecast | Commercial | Grocery | New | Food Preparation | Natural Gas | Oven | E4 |  | Baseline Forecast | 0 | 0 | 0 | 0 | 0 | 0 | 0 | 0 | 0 | 0 | 0 | 0 | 0 | 0 | 0 | 0 | 0 | 0 | 0 | 0 | 0 | 0 | 0 | 0 | 0 | 0 | 0 | 0 | 0 | 0 | 0
Commercial_Grocery_New_Food Preparation_Natural Gas_Oven_E5_Baseline Forecast | Commercial | Grocery | New | Food Preparation | Natural Gas | Oven | E5 |  | Baseline Forecast | 0 | 0 | 0 | 0 | 0 | 0 | 0 | 0 | 0 | 0 | 0 | 0 | 0 | 0 | 0 | 0 | 0 | 0 | 0 | 0 | 0 | 0 | 0 | 0 | 0 | 0 | 0 | 0 | 0 | 0 | 0
Commercial_Grocery_New_Food Preparation_Natural Gas_Oven_E6_Baseline Forecast | Commercial | Grocery | New | Food Preparation | Natural Gas | Oven | E6 |  | Baseline Forecast | 0 | 0 | 0 | 0 | 0 | 0 | 0 | 0 | 0 | 0 | 0 | 0 | 0 | 0 | 0 | 0 | 0 | 0 | 0 | 0 | 0 | 0 | 0 | 0 | 0 | 0 | 0 | 0 | 0 | 0 | 0
Commercial_Grocery_New_Food Preparation_Natural Gas_Oven_E7_Baseline Forecast | Commercial | Grocery | New | Food Preparation | Natural Gas | Oven | E7 |  | Baseline Forecast | 0 | 0 | 0 | 0 | 0 | 0 | 0 | 0 | 0 | 0 | 0 | 0 | 0 | 0 | 0 | 0 | 0 | 0 | 0 | 0 | 0 | 0 | 0 | 0 | 0 | 0 | 0 | 0 | 0 | 0 | 0
Commercial_Grocery_New_Food Preparation_Natural Gas_Oven_E8_Baseline Forecast | Commercial | Grocery | New | Food Preparation | Natural Gas | Oven | E8 |  | Baseline Forecast | 0 | 0 | 0 | 0 | 0 | 0 | 0 | 0 | 0 | 0 | 0 | 0 | 0 | 0 | 0 | 0 | 0 | 0 | 0 | 0 | 0 | 0 | 0 | 0 | 0 | 0 | 0 | 0 | 0 | 0 | 0
Commercial_Grocery_New_Food Preparation_Natural Gas_Oven_E9_Baseline Forecast | Commercial | Grocery | New | Food Preparation | Natural Gas | Oven | E9 |  | Baseline Forecast | 0 | 0 | 0 | 0 | 0 | 0 | 0 | 0 | 0 | 0 | 0 | 0 | 0 | 0 | 0 | 0 | 0 | 0 | 0 | 0 | 0 | 0 | 0 | 0 | 0 | 0 | 0 | 0 | 0 | 0 | 0
Commercial_Grocery_New_Food Preparation_Natural Gas_Oven_E10_Baseline Forecast | Commercial | Grocery | New | Food Preparation | Natural Gas | Oven | E10 |  | Baseline Forecast | 0 | 0 | 0 | 0 | 0 | 0 | 0 | 0 | 0 | 0 | 0 | 0 | 0 | 0 | 0 | 0 | 0 | 0 | 0 | 0 | 0 | 0 | 0 | 0 | 0 | 0 | 0 | 0 | 0 | 0 | 0
Commercial_Grocery_New_Food Preparation_Natural Gas_Oven_Vintage_Baseline Forecast | Commercial | Grocery | New | Food Preparation | Natural Gas | Oven | Vintage | Vintage | Baseline Forecast | 0 | 0 | 0 | 0 | 0 | 0 | 0 | 0 | 0 | 0 | 0 | 0 | 0 | 0 | 0 | 0 | 0 | 0 | 0 | 0 | 0 | 0 | 0 | 0 | 0 | 0 | 0 | 0 | 0 | 0 | 0
Commercial_Grocery_New_Food Preparation_Natural Gas_Conveyor Oven_E1_Baseline Forecast | Commercial | Grocery | New | Food Preparation | Natural Gas | Conveyor Oven | E1 | Standard | Baseline Forecast | 0 | 3593.1178 | 7220.7646 | 11068.548 | 13176.8346 | 14896.414 | 16591.4885 | 18260.3189 | 19901.7969 | 21520.5783 | 23116.7418 | 24690.9903 | 26254.8514 | 27797.7894 | 29319.501 | 30821.1649 | 32302.7126 | 33769.5483 | 35224.3063 | 36661.9757 | 38081.0529 | 39480.1318 | 40864.9553 | 42393.5024 | 43904.2674 | 45373.6806 | 46822.4484 | 48257.2657 | 49676.6452 | 51081.4972 | 52472.4678
Commercial_Grocery_New_Food Preparation_Natural Gas_Conveyor Oven_E2_Baseline Forecast | Commercial | Grocery | New | Food Preparation | Natural Gas | Conveyor Oven | E2 | ENERGY STAR (EF ≥ 44%) Convection Oven utilizing ASTM Std F1496 | Baseline Forecast | 0 | 5169.1096 | 10384.0423 | 15910.8553 | 18947.866 | 21420.1785 | 23855.7018 | 26257.513 | 28628.0319 | 30963.8886 | 33266.2654 | 35535.6956 | 37761.8636 | 39956.4935 | 42121.0538 | 44255.5085 | 46361.0463 | 48433.3615 | 50470.897 | 52479.7198 | 54462.3693 | 56421.2671 | 58351.6662 | 60096.5643 | 61818.4248 | 63541.7565 | 65246.7742 | 66927.6862 | 68586.8654 | 70224.2707 | 71840.1077
Commercial_Grocery_New_Food Preparation_Natural Gas_Conveyor Oven_E3_Baseline Forecast | Commercial | Grocery | New | Food Preparation | Natural Gas | Conveyor Oven | E3 |  | Baseline Forecast | 0 | 0 | 0 | 0 | 0 | 0 | 0 | 0 | 0 | 0 | 0 | 0 | 0 | 0 | 0 | 0 | 0 | 0 | 0 | 0 | 0 | 0 | 0 | 0 | 0 | 0 | 0 | 0 | 0 | 0 | 0
Commercial_Grocery_New_Food Preparation_Natural Gas_Conveyor Oven_E4_Baseline Forecast | Commercial | Grocery | New | Food Preparation | Natural Gas | Conveyor Oven | E4 |  | Baseline Forecast | 0 | 0 | 0 | 0 | 0 | 0 | 0 | 0 | 0 | 0 | 0 | 0 | 0 | 0 | 0 | 0 | 0 | 0 | 0 | 0 | 0 | 0 | 0 | 0 | 0 | 0 | 0 | 0 | 0 | 0 | 0
Commercial_Grocery_New_Food Preparation_Natural Gas_Conveyor Oven_E5_Baseline Forecast | Commercial | Grocery | New | Food Preparation | Natural Gas | Conveyor Oven | E5 |  | Baseline Forecast | 0 | 0 | 0 | 0 | 0 | 0 | 0 | 0 | 0 | 0 | 0 | 0 | 0 | 0 | 0 | 0 | 0 | 0 | 0 | 0 | 0 | 0 | 0 | 0 | 0 | 0 | 0 | 0 | 0 | 0 | 0
Commercial_Grocery_New_Food Preparation_Natural Gas_Conveyor Oven_E6_Baseline Forecast | Commercial | Grocery | New | Food Preparation | Natural Gas | Conveyor Oven | E6 |  | Baseline Forecast | 0 | 0 | 0 | 0 | 0 | 0 | 0 | 0 | 0 | 0 | 0 | 0 | 0 | 0 | 0 | 0 | 0 | 0 | 0 | 0 | 0 | 0 | 0 | 0 | 0 | 0 | 0 | 0 | 0 | 0 | 0
Commercial_Grocery_New_Food Preparation_Natural Gas_Conveyor Oven_E7_Baseline Forecast | Commercial | Grocery | New | Food Preparation | Natural Gas | Conveyor Oven | E7 |  | Baseline Forecast | 0 | 0 | 0 | 0 | 0 | 0 | 0 | 0 | 0 | 0 | 0 | 0 | 0 | 0 | 0 | 0 | 0 | 0 | 0 | 0 | 0 | 0 | 0 | 0 | 0 | 0 | 0 | 0 | 0 | 0 | 0
Commercial_Grocery_New_Food Preparation_Natural Gas_Conveyor Oven_E8_Baseline Forecast | Commercial | Grocery | New | Food Preparation | Natural Gas | Conveyor Oven | E8 |  | Baseline Forecast | 0 | 0 | 0 | 0 | 0 | 0 | 0 | 0 | 0 | 0 | 0 | 0 | 0 | 0 | 0 | 0 | 0 | 0 | 0 | 0 | 0 | 0 | 0 | 0 | 0 | 0 | 0 | 0 | 0 | 0 | 0
Commercial_Grocery_New_Food Preparation_Natural Gas_Conveyor Oven_E9_Baseline Forecast | Commercial | Grocery | New | Food Preparation | Natural Gas | Conveyor Oven | E9 |  | Baseline Forecast | 0 | 0 | 0 | 0 | 0 | 0 | 0 | 0 | 0 | 0 | 0 | 0 | 0 | 0 | 0 | 0 | 0 | 0 | 0 | 0 | 0 | 0 | 0 | 0 | 0 | 0 | 0 | 0 | 0 | 0 | 0
Commercial_Grocery_New_Food Preparation_Natural Gas_Conveyor Oven_E10_Baseline Forecast | Commercial | Grocery | New | Food Preparation | Natural Gas | Conveyor Oven | E10 |  | Baseline Forecast | 0 | 0 | 0 | 0 | 0 | 0 | 0 | 0 | 0 | 0 | 0 | 0 | 0 | 0 | 0 | 0 | 0 | 0 | 0 | 0 | 0 | 0 | 0 | 0 | 0 | 0 | 0 | 0 | 0 | 0 | 0
Commercial_Grocery_New_Food Preparation_Natural Gas_Conveyor Oven_Vintage_Baseline Forecast | Commercial | Grocery | New | Food Preparation | Natural Gas | Conveyor Oven | Vintage | Vintage | Baseline Forecast | 0 | 0 | 0 | 0 | 0 | 0 | 0 | 0 | 0 | 0 | 0 | 0 | 0 | 0 | 0 | 0 | 0 | 0 | 0 | 0 | 0 | 0 | 0 | 0 | 0 | 0 | 0 | 0 | 0 | 0 | 0
Commercial_Grocery_New_Food Preparation_Natural Gas_Double Rack Oven_E1_Baseline Forecast | Commercial | Grocery | New | Food Preparation | Natural Gas | Double Rack Oven | E1 | Standard | Baseline Forecast | 0 | 3584.0113 | 7194.7548 | 11026.0485 | 13128.5445 | 14857.2234 | 16574.36 | 18274.502 | 19953.4742 | 21599.1064 | 23209.8749 | 24786.7386 | 26373.9698 | 27924.5056 | 29456.2272 | 30970.4127 | 32460.5367 | 33930.3781 | 35387.3806 | 36811.043 | 38204.8867 | 39571.0118 | 40913.1323 | 42576.4454 | 44255.8028 | 45961.8773 | 47689.8769 | 49433.7483 | 51224.297 | 53053.3826 | 54904.4232
Commercial_Grocery_New_Food Preparation_Natural Gas_Double Rack Oven_E2_Baseline Forecast | Commercial | Grocery | New | Food Preparation | Natural Gas | Double Rack Oven | E2 | FTSC Qualified (>50% Cooking Efficiency) | Baseline Forecast | 0 | 5178.2161 | 10410.0521 | 15953.3548 | 18996.1561 | 21459.369 | 23872.8303 | 26243.3299 | 28576.3545 | 30885.3605 | 33173.1324 | 35439.9473 | 37642.7452 | 39829.7773 | 41984.3276 | 44106.2607 | 46203.2223 | 48272.5317 | 50307.8227 | 52330.6525 | 54338.5354 | 56330.387 | 58303.4892 | 59913.6212 | 61466.8894 | 62953.5598 | 64379.3457 | 65751.2035 | 67039.2137 | 68252.3853 | 69408.1523
Commercial_Grocery_New_Food Preparation_Natural Gas_Double Rack Oven_E3_Baseline Forecast | Commercial | Grocery | New | Food Preparation | Natural Gas | Double Rack Oven | E3 |  | Baseline Forecast | 0 | 0 | 0 | 0 | 0 | 0 | 0 | 0 | 0 | 0 | 0 | 0 | 0 | 0 | 0 | 0 | 0 | 0 | 0 | 0 | 0 | 0 | 0 | 0 | 0 | 0 | 0 | 0 | 0 | 0 | 0
Commercial_Grocery_New_Food Preparation_Natural Gas_Double Rack Oven_E4_Baseline Forecast | Commercial | Grocery | New | Food Preparation | Natural Gas | Double Rack Oven | E4 |  | Baseline Forecast | 0 | 0 | 0 | 0 | 0 | 0 | 0 | 0 | 0 | 0 | 0 | 0 | 0 | 0 | 0 | 0 | 0 | 0 | 0 | 0 | 0 | 0 | 0 | 0 | 0 | 0 | 0 | 0 | 0 | 0 | 0
Commercial_Grocery_New_Food Preparation_Natural Gas_Double Rack Oven_E5_Baseline Forecast | Commercial | Grocery | New | Food Preparation | Natural Gas | Double Rack Oven | E5 |  | Baseline Forecast | 0 | 0 | 0 | 0 | 0 | 0 | 0 | 0 | 0 | 0 | 0 | 0 | 0 | 0 | 0 | 0 | 0 | 0 | 0 | 0 | 0 | 0 | 0 | 0 | 0 | 0 | 0 | 0 | 0 | 0 | 0
Commercial_Grocery_New_Food Preparation_Natural Gas_Double Rack Oven_E6_Baseline Forecast | Commercial | Grocery | New | Food Preparation | Natural Gas | Double Rack Oven | E6 |  | Baseline Forecast | 0 | 0 | 0 | 0 | 0 | 0 | 0 | 0 | 0 | 0 | 0 | 0 | 0 | 0 | 0 | 0 | 0 | 0 | 0 | 0 | 0 | 0 | 0 | 0 | 0 | 0 | 0 | 0 | 0 | 0 | 0
Commercial_Grocery_New_Food Preparation_Natural Gas_Double Rack Oven_E7_Baseline Forecast | Commercial | Grocery | New | Food Preparation | Natural Gas | Double Rack Oven | E7 |  | Baseline Forecast | 0 | 0 | 0 | 0 | 0 | 0 | 0 | 0 | 0 | 0 | 0 | 0 | 0 | 0 | 0 | 0 | 0 | 0 | 0 | 0 | 0 | 0 | 0 | 0 | 0 | 0 | 0 | 0 | 0 | 0 | 0
Commercial_Grocery_New_Food Preparation_Natural Gas_Double Rack Oven_E8_Baseline Forecast | Commercial | Grocery | New | Food Preparation | Natural Gas | Double Rack Oven | E8 |  | Baseline Forecast | 0 | 0 | 0 | 0 | 0 | 0 | 0 | 0 | 0 | 0 | 0 | 0 | 0 | 0 | 0 | 0 | 0 | 0 | 0 | 0 | 0 | 0 | 0 | 0 | 0 | 0 | 0 | 0 | 0 | 0 | 0
Commercial_Grocery_New_Food Preparation_Natural Gas_Double Rack Oven_E9_Baseline Forecast | Commercial | Grocery | New | Food Preparation | Natural Gas | Double Rack Oven | E9 |  | Baseline Forecast | 0 | 0 | 0 | 0 | 0 | 0 | 0 | 0 | 0 | 0 | 0 | 0 | 0 | 0 | 0 | 0 | 0 | 0 | 0 | 0 | 0 | 0 | 0 | 0 | 0 | 0 | 0 | 0 | 0 | 0 | 0
Commercial_Grocery_New_Food Preparation_Natural Gas_Double Rack Oven_E10_Baseline Forecast | Commercial | Grocery | New | Food Preparation | Natural Gas | Double Rack Oven | E10 |  | Baseline Forecast | 0 | 0 | 0 | 0 | 0 | 0 | 0 | 0 | 0 | 0 | 0 | 0 | 0 | 0 | 0 | 0 | 0 | 0 | 0 | 0 | 0 | 0 | 0 | 0 | 0 | 0 | 0 | 0 | 0 | 0 | 0
Commercial_Grocery_New_Food Preparation_Natural Gas_Double Rack Oven_Vintage_Baseline Forecast | Commercial | Grocery | New | Food Preparation | Natural Gas | Double Rack Oven | Vintage | Vintage | Baseline Forecast | 0 | 0 | 0 | 0 | 0 | 0 | 0 | 0 | 0 | 0 | 0 | 0 | 0 | 0 | 0 | 0 | 0 | 0 | 0 | 0 | 0 | 0 | 0 | 0 | 0 | 0 | 0 | 0 | 0 | 0 | 0
Commercial_Grocery_New_Food Preparation_Natural Gas_Fryer_E1_Baseline Forecast | Commercial | Grocery | New | Food Preparation | Natural Gas | Fryer | E1 | Standard | Baseline Forecast | 0 | 27581.1259 | 55395.1885 | 55395.1885 | 55395.1885 | 55395.1885 | 55395.1885 | 55395.1885 | 55395.1885 | 49878.9634 | 39903.1707 | 31922.5366 | 25538.0292 | 20430.4234 | 9114.112 | 0 | 0 | 0 | 0 | 0 | 0 | 0 | 0 | 0 | 0 | 0 | 0 | 0 | 0 | 0 | 0
Commercial_Grocery_New_Food Preparation_Natural Gas_Fryer_E2_Baseline Forecast | Commercial | Grocery | New | Food Preparation | Natural Gas | Fryer | E2 | ENERGY STAR | Baseline Forecast | 0 | 9724.6686 | 19558.505 | 59471.5029 | 81377.9652 | 99225.2375 | 116811.546 | 134142.5863 | 151223.943 | 173577.3161 | 200151.4161 | 224496.7803 | 247017.6007 | 268038.1626 | 295049.0341 | 319644.1747 | 334916.4414 | 349984.6233 | 364853.3064 | 379526.9874 | 394010.0759 | 408306.8959 | 422421.6876 | 436358.6089 | 450121.7374 | 463715.0718 | 477142.5335 | 490407.9681 | 503515.1472 | 516467.7696 | 529269.463
Commercial_Grocery_New_Food Preparation_Natural Gas_Fryer_E3_Baseline Forecast | Commercial | Grocery | New | Food Preparation | Natural Gas | Fryer | E3 |  | Baseline Forecast | 0 | 0 | 0 | 0 | 0 | 0 | 0 | 0 | 0 | 0 | 0 | 0 | 0 | 0 | 0 | 0 | 0 | 0 | 0 | 0 | 0 | 0 | 0 | 0 | 0 | 0 | 0 | 0 | 0 | 0 | 0
Commercial_Grocery_New_Food Preparation_Natural Gas_Fryer_E4_Baseline Forecast | Commercial | Grocery | New | Food Preparation | Natural Gas | Fryer | E4 |  | Baseline Forecast | 0 | 0 | 0 | 0 | 0 | 0 | 0 | 0 | 0 | 0 | 0 | 0 | 0 | 0 | 0 | 0 | 0 | 0 | 0 | 0 | 0 | 0 | 0 | 0 | 0 | 0 | 0 | 0 | 0 | 0 | 0
Commercial_Grocery_New_Food Preparation_Natural Gas_Fryer_E5_Baseline Forecast | Commercial | Grocery | New | Food Preparation | Natural Gas | Fryer | E5 |  | Baseline Forecast | 0 | 0 | 0 | 0 | 0 | 0 | 0 | 0 | 0 | 0 | 0 | 0 | 0 | 0 | 0 | 0 | 0 | 0 | 0 | 0 | 0 | 0 | 0 | 0 | 0 | 0 | 0 | 0 | 0 | 0 | 0
Commercial_Grocery_New_Food Preparation_Natural Gas_Fryer_E6_Baseline Forecast | Commercial | Grocery | New | Food Preparation | Natural Gas | Fryer | E6 |  | Baseline Forecast | 0 | 0 | 0 | 0 | 0 | 0 | 0 | 0 | 0 | 0 | 0 | 0 | 0 | 0 | 0 | 0 | 0 | 0 | 0 | 0 | 0 | 0 | 0 | 0 | 0 | 0 | 0 | 0 | 0 | 0 | 0
Commercial_Grocery_New_Food Preparation_Natural Gas_Fryer_E7_Baseline Forecast | Commercial | Grocery | New | Food Preparation | Natural Gas | Fryer | E7 |  | Baseline Forecast | 0 | 0 | 0 | 0 | 0 | 0 | 0 | 0 | 0 | 0 | 0 | 0 | 0 | 0 | 0 | 0 | 0 | 0 | 0 | 0 | 0 | 0 | 0 | 0 | 0 | 0 | 0 | 0 | 0 | 0 | 0
Commercial_Grocery_New_Food Preparation_Natural Gas_Fryer_E8_Baseline Forecast | Commercial | Grocery | New | Food Preparation | Natural Gas | Fryer | E8 |  | Baseline Forecast | 0 | 0 | 0 | 0 | 0 | 0 | 0 | 0 | 0 | 0 | 0 | 0 | 0 | 0 | 0 | 0 | 0 | 0 | 0 | 0 | 0 | 0 | 0 | 0 | 0 | 0 | 0 | 0 | 0 | 0 | 0
Commercial_Grocery_New_Food Preparation_Natural Gas_Fryer_E9_Baseline Forecast | Commercial | Grocery | New | Food Preparation | Natural Gas | Fryer | E9 |  | Baseline Forecast | 0 | 0 | 0 | 0 | 0 | 0 | 0 | 0 | 0 | 0 | 0 | 0 | 0 | 0 | 0 | 0 | 0 | 0 | 0 | 0 | 0 | 0 | 0 | 0 | 0 | 0 | 0 | 0 | 0 | 0 | 0
Commercial_Grocery_New_Food Preparation_Natural Gas_Fryer_E10_Baseline Forecast | Commercial | Grocery | New | Food Preparation | Natural Gas | Fryer | E10 |  | Baseline Forecast | 0 | 0 | 0 | 0 | 0 | 0 | 0 | 0 | 0 | 0 | 0 | 0 | 0 | 0 | 0 | 0 | 0 | 0 | 0 | 0 | 0 | 0 | 0 | 0 | 0 | 0 | 0 | 0 | 0 | 0 | 0
Commercial_Grocery_New_Food Preparation_Natural Gas_Fryer_Vintage_Baseline Forecast | Commercial | Grocery | New | Food Preparation | Natural Gas | Fryer | Vintage | Vintage | Baseline Forecast | 0 | 0 | 0 | 0 | 0 | 0 | 0 | 0 | 0 | 0 | 0 | 0 | 0 | 0 | 0 | 0 | 0 | 0 | 0 | 0 | 0 | 0 | 0 | 0 | 0 | 0 | 0 | 0 | 0 | 0 | 0
Commercial_Grocery_New_Food Preparation_Natural Gas_Broiler_E1_Baseline Forecast | Commercial | Grocery | New | Food Preparation | Natural Gas | Broiler | E1 | Standard | Baseline Forecast | 0 | 1533.9084 | 3080.9575 | 4721.585 | 5622.0023 | 6357.9381 | 7085.1429 | 7802.9524 | 8510.9044 | 9207.3722 | 9892.2617 | 10565.8372 | 11234.8204 | 11892.3775 | 12541.2812 | 13181.8493 | 13813.234 | 14436.1331 | 15051.7755 | 15657.2303 | 16253.1289 | 16839.8949 | 17418.2026 | 18035.8269 | 18650.7195 | 19264.4697 | 19876.5083 | 20486.0991 | 21097.4007 | 21709.5198 | 22320.2368
Commercial_Grocery_New_Food Preparation_Natural Gas_Broiler_E2_Baseline Forecast | Commercial | Grocery | New | Food Preparation | Natural Gas | Broiler | E2 | Infrared Burners | Baseline Forecast | 0 | 540.6689 | 1087.2215 | 1666.1581 | 1983.9603 | 2240.5123 | 2491.2831 | 2737.2537 | 2979.1969 | 3219.0438 | 3457.1871 | 3693.6551 | 3922.0132 | 4149.3765 | 4373.248 | 4593.5808 | 4811.4878 | 5026.531 | 5237.7369 | 5448.2864 | 5657.7931 | 5866.0741 | 6072.6907 | 6230.0993 | 6380.5751 | 6522.751 | 6657.4143 | 6785.515 | 6903.1043 | 7011.2813 | 7112.4671
Commercial_Grocery_New_Food Preparation_Natural Gas_Broiler_E3_Baseline Forecast | Commercial | Grocery | New | Food Preparation | Natural Gas | Broiler | E3 |  | Baseline Forecast | 0 | 0 | 0 | 0 | 0 | 0 | 0 | 0 | 0 | 0 | 0 | 0 | 0 | 0 | 0 | 0 | 0 | 0 | 0 | 0 | 0 | 0 | 0 | 0 | 0 | 0 | 0 | 0 | 0 | 0 | 0
Commercial_Grocery_New_Food Preparation_Natural Gas_Broiler_E4_Baseline Forecast | Commercial | Grocery | New | Food Preparation | Natural Gas | Broiler | E4 |  | Baseline Forecast | 0 | 0 | 0 | 0 | 0 | 0 | 0 | 0 | 0 | 0 | 0 | 0 | 0 | 0 | 0 | 0 | 0 | 0 | 0 | 0 | 0 | 0 | 0 | 0 | 0 | 0 | 0 | 0 | 0 | 0 | 0
Commercial_Grocery_New_Food Preparation_Natural Gas_Broiler_E5_Baseline Forecast | Commercial | Grocery | New | Food Preparation | Natural Gas | Broiler | E5 |  | Baseline Forecast | 0 | 0 | 0 | 0 | 0 | 0 | 0 | 0 | 0 | 0 | 0 | 0 | 0 | 0 | 0 | 0 | 0 | 0 | 0 | 0 | 0 | 0 | 0 | 0 | 0 | 0 | 0 | 0 | 0 | 0 | 0
Commercial_Grocery_New_Food Preparation_Natural Gas_Broiler_E6_Baseline Forecast | Commercial | Grocery | New | Food Preparation | Natural Gas | Broiler | E6 |  | Baseline Forecast | 0 | 0 | 0 | 0 | 0 | 0 | 0 | 0 | 0 | 0 | 0 | 0 | 0 | 0 | 0 | 0 | 0 | 0 | 0 | 0 | 0 | 0 | 0 | 0 | 0 | 0 | 0 | 0 | 0 | 0 | 0
Commercial_Grocery_New_Food Preparation_Natural Gas_Broiler_E7_Baseline Forecast | Commercial | Grocery | New | Food Preparation | Natural Gas | Broiler | E7 |  | Baseline Forecast | 0 | 0 | 0 | 0 | 0 | 0 | 0 | 0 | 0 | 0 | 0 | 0 | 0 | 0 | 0 | 0 | 0 | 0 | 0 | 0 | 0 | 0 | 0 | 0 | 0 | 0 | 0 | 0 | 0 | 0 | 0
Commercial_Grocery_New_Food Preparation_Natural Gas_Broiler_E8_Baseline Forecast | Commercial | Grocery | New | Food Preparation | Natural Gas | Broiler | E8 |  | Baseline Forecast | 0 | 0 | 0 | 0 | 0 | 0 | 0 | 0 | 0 | 0 | 0 | 0 | 0 | 0 | 0 | 0 | 0 | 0 | 0 | 0 | 0 | 0 | 0 | 0 | 0 | 0 | 0 | 0 | 0 | 0 | 0
Commercial_Grocery_New_Food Preparation_Natural Gas_Broiler_E9_Baseline Forecast | Commercial | Grocery | New | Food Preparation | Natural Gas | Broiler | E9 |  | Baseline Forecast | 0 | 0 | 0 | 0 | 0 | 0 | 0 | 0 | 0 | 0 | 0 | 0 | 0 | 0 | 0 | 0 | 0 | 0 | 0 | 0 | 0 | 0 | 0 | 0 | 0 | 0 | 0 | 0 | 0 | 0 | 0
Commercial_Grocery_New_Food Preparation_Natural Gas_Broiler_E10_Baseline Forecast | Commercial | Grocery | New | Food Preparation | Natural Gas | Broiler | E10 |  | Baseline Forecast | 0 | 0 | 0 | 0 | 0 | 0 | 0 | 0 | 0 | 0 | 0 | 0 | 0 | 0 | 0 | 0 | 0 | 0 | 0 | 0 | 0 | 0 | 0 | 0 | 0 | 0 | 0 | 0 | 0 | 0 | 0
Commercial_Grocery_New_Food Preparation_Natural Gas_Broiler_Vintage_Baseline Forecast | Commercial | Grocery | New | Food Preparation | Natural Gas | Broiler | Vintage | Vintage | Baseline Forecast | 0 | 0 | 0 | 0 | 0 | 0 | 0 | 0 | 0 | 0 | 0 | 0 | 0 | 0 | 0 | 0 | 0 | 0 | 0 | 0 | 0 | 0 | 0 | 0 | 0 | 0 | 0 | 0 | 0 | 0 | 0
Commercial_Grocery_New_Food Preparation_Natural Gas_Griddle_E1_Baseline Forecast | Commercial | Grocery | New | Food Preparation | Natural Gas | Griddle | E1 | Standard | Baseline Forecast | 0 | 3282.3516 | 6594.2722 | 10105.742 | 12033.0024 | 13604.5162 | 15154.2472 | 16682.176 | 18188.3829 | 19672.2402 | 21134.0448 | 22574.3022 | 23997.2721 | 25399.2617 | 26782.2235 | 28146.6564 | 29492.3738 | 30820.075 | 32130.7725 | 33423.0427 | 34697.5444 | 35954.8054 | 37195.4848 | 38450.636 | 39693.4358 | 40925.1516 | 42145.6728 | 43354.7686 | 44555.523 | 45747.4808 | 46929.4609
Commercial_Grocery_New_Food Preparation_Natural Gas_Griddle_E2_Baseline Forecast | Commercial | Grocery | New | Food Preparation | Natural Gas | Griddle | E2 | ENERGY STAR | Baseline Forecast | 0 | 1341.7167 | 2696.2684 | 4132.0308 | 4920.0853 | 5560.748 | 6190.8471 | 6811.1078 | 7422.1419 | 8025.2559 | 8620.8182 | 9208.9757 | 9786.1083 | 10356.5361 | 10918.9214 | 11473.3682 | 12020.6545 | 12560.6605 | 13092.9422 | 13619.4808 | 14140.1637 | 14654.9994 | 15163.8541 | 15636.1899 | 16099.3354 | 16552.5189 | 16996.337 | 17431.4972 | 17855.3829 | 18268.9079 | 18673.7029
Commercial_Grocery_New_Food Preparation_Natural Gas_Griddle_E3_Baseline Forecast | Commercial | Grocery | New | Food Preparation | Natural Gas | Griddle | E3 |  | Baseline Forecast | 0 | 0 | 0 | 0 | 0 | 0 | 0 | 0 | 0 | 0 | 0 | 0 | 0 | 0 | 0 | 0 | 0 | 0 | 0 | 0 | 0 | 0 | 0 | 0 | 0 | 0 | 0 | 0 | 0 | 0 | 0
Commercial_Grocery_New_Food Preparation_Natural Gas_Griddle_E4_Baseline Forecast | Commercial | Grocery | New | Food Preparation | Natural Gas | Griddle | E4 |  | Baseline Forecast | 0 | 0 | 0 | 0 | 0 | 0 | 0 | 0 | 0 | 0 | 0 | 0 | 0 | 0 | 0 | 0 | 0 | 0 | 0 | 0 | 0 | 0 | 0 | 0 | 0 | 0 | 0 | 0 | 0 | 0 | 0
Commercial_Grocery_New_Food Preparation_Natural Gas_Griddle_E5_Baseline Forecast | Commercial | Grocery | New | Food Preparation | Natural Gas | Griddle | E5 |  | Baseline Forecast | 0 | 0 | 0 | 0 | 0 | 0 | 0 | 0 | 0 | 0 | 0 | 0 | 0 | 0 | 0 | 0 | 0 | 0 | 0 | 0 | 0 | 0 | 0 | 0 | 0 | 0 | 0 | 0 | 0 | 0 | 0
Commercial_Grocery_New_Food Preparation_Natural Gas_Griddle_E6_Baseline Forecast | Commercial | Grocery | New | Food Preparation | Natural Gas | Griddle | E6 |  | Baseline Forecast | 0 | 0 | 0 | 0 | 0 | 0 | 0 | 0 | 0 | 0 | 0 | 0 | 0 | 0 | 0 | 0 | 0 | 0 | 0 | 0 | 0 | 0 | 0 | 0 | 0 | 0 | 0 | 0 | 0 | 0 | 0
Commercial_Grocery_New_Food Preparation_Natural Gas_Griddle_E7_Baseline Forecast | Commercial | Grocery | New | Food Preparation | Natural Gas | Griddle | E7 |  | Baseline Forecast | 0 | 0 | 0 | 0 | 0 | 0 | 0 | 0 | 0 | 0 | 0 | 0 | 0 | 0 | 0 | 0 | 0 | 0 | 0 | 0 | 0 | 0 | 0 | 0 | 0 | 0 | 0 | 0 | 0 | 0 | 0
Commercial_Grocery_New_Food Preparation_Natural Gas_Griddle_E8_Baseline Forecast | Commercial | Grocery | New | Food Preparation | Natural Gas | Griddle | E8 |  | Baseline Forecast | 0 | 0 | 0 | 0 | 0 | 0 | 0 | 0 | 0 | 0 | 0 | 0 | 0 | 0 | 0 | 0 | 0 | 0 | 0 | 0 | 0 | 0 | 0 | 0 | 0 | 0 | 0 | 0 | 0 | 0 | 0
Commercial_Grocery_New_Food Preparation_Natural Gas_Griddle_E9_Baseline Forecast | Commercial | Grocery | New | Food Preparation | Natural Gas | Griddle | E9 |  | Baseline Forecast | 0 | 0 | 0 | 0 | 0 | 0 | 0 | 0 | 0 | 0 | 0 | 0 | 0 | 0 | 0 | 0 | 0 | 0 | 0 | 0 | 0 | 0 | 0 | 0 | 0 | 0 | 0 | 0 | 0 | 0 | 0
Commercial_Grocery_New_Food Preparation_Natural Gas_Griddle_E10_Baseline Forecast | Commercial | Grocery | New | Food Preparation | Natural Gas | Griddle | E10 |  | Baseline Forecast | 0 | 0 | 0 | 0 | 0 | 0 | 0 | 0 | 0 | 0 | 0 | 0 | 0 | 0 | 0 | 0 | 0 | 0 | 0 | 0 | 0 | 0 | 0 | 0 | 0 | 0 | 0 | 0 | 0 | 0 | 0
Commercial_Grocery_New_Food Preparation_Natural Gas_Griddle_Vintage_Baseline Forecast | Commercial | Grocery | New | Food Preparation | Natural Gas | Griddle | Vintage | Vintage | Baseline Forecast | 0 | 0 | 0 | 0 | 0 | 0 | 0 | 0 | 0 | 0 | 0 | 0 | 0 | 0 | 0 | 0 | 0 | 0 | 0 | 0 | 0 | 0 | 0 | 0 | 0 | 0 | 0 | 0 | 0 | 0 | 0
Commercial_Grocery_New_Food Preparation_Natural Gas_Range_E1_Baseline Forecast | Commercial | Grocery | New | Food Preparation | Natural Gas | Range | E1 | Standard | Baseline Forecast | 0 | 7922.8185 | 15912.8717 | 24377.5142 | 29018.6338 | 32811.892 | 36559.6256 | 40258.3389 | 43905.7095 | 47503.9157 | 51063.9301 | 54567.7123 | 58070.3062 | 61503.2951 | 64858.6893 | 68137.6251 | 71369.3868 | 74554.3266 | 77701.6406 | 80793.5947 | 83836.4689 | 86822.4162 | 89758.6486 | 92979.5964 | 96213.4414 | 99452.8146 | 102675.0166 | 105875.5493 | 109053.8317 | 112233.6811 | 115383.6932
Commercial_Grocery_New_Food Preparation_Natural Gas_Range_E2_Baseline Forecast | Commercial | Grocery | New | Food Preparation | Natural Gas | Range | E2 | High Efficiency | Baseline Forecast | 0 | 11419.7709 | 22949.6841 | 35179.4335 | 41896.5416 | 47356.8715 | 52727.4196 | 58014.6348 | 63223.7347 | 68355.3798 | 73401.3809 | 78382.5072 | 83246.3905 | 88064.071 | 92846.1106 | 97593.8951 | 102280.6133 | 106908.338 | 111470.2509 | 115986.4174 | 120452.8441 | 124879.6197 | 129261.7309 | 133266.903 | 137169.0687 | 140977.6699 | 144717.4394 | 148394.8692 | 152012.4958 | 155548.4196 | 159035.9259
Commercial_Grocery_New_Food Preparation_Natural Gas_Range_E3_Baseline Forecast | Commercial | Grocery | New | Food Preparation | Natural Gas | Range | E3 |  | Baseline Forecast | 0 | 0 | 0 | 0 | 0 | 0 | 0 | 0 | 0 | 0 | 0 | 0 | 0 | 0 | 0 | 0 | 0 | 0 | 0 | 0 | 0 | 0 | 0 | 0 | 0 | 0 | 0 | 0 | 0 | 0 | 0
Commercial_Grocery_New_Food Preparation_Natural Gas_Range_E4_Baseline Forecast | Commercial | Grocery | New | Food Preparation | Natural Gas | Range | E4 |  | Baseline Forecast | 0 | 0 | 0 | 0 | 0 | 0 | 0 | 0 | 0 | 0 | 0 | 0 | 0 | 0 | 0 | 0 | 0 | 0 | 0 | 0 | 0 | 0 | 0 | 0 | 0 | 0 | 0 | 0 | 0 | 0 | 0
Commercial_Grocery_New_Food Preparation_Natural Gas_Range_E5_Baseline Forecast | Commercial | Grocery | New | Food Preparation | Natural Gas | Range | E5 |  | Baseline Forecast | 0 | 0 | 0 | 0 | 0 | 0 | 0 | 0 | 0 | 0 | 0 | 0 | 0 | 0 | 0 | 0 | 0 | 0 | 0 | 0 | 0 | 0 | 0 | 0 | 0 | 0 | 0 | 0 | 0 | 0 | 0
Commercial_Grocery_New_Food Preparation_Natural Gas_Range_E6_Baseline Forecast | Commercial | Grocery | New | Food Preparation | Natural Gas | Range | E6 |  | Baseline Forecast | 0 | 0 | 0 | 0 | 0 | 0 | 0 | 0 | 0 | 0 | 0 | 0 | 0 | 0 | 0 | 0 | 0 | 0 | 0 | 0 | 0 | 0 | 0 | 0 | 0 | 0 | 0 | 0 | 0 | 0 | 0
Commercial_Grocery_New_Food Preparation_Natural Gas_Range_E7_Baseline Forecast | Commercial | Grocery | New | Food Preparation | Natural Gas | Range | E7 |  | Baseline Forecast | 0 | 0 | 0 | 0 | 0 | 0 | 0 | 0 | 0 | 0 | 0 | 0 | 0 | 0 | 0 | 0 | 0 | 0 | 0 | 0 | 0 | 0 | 0 | 0 | 0 | 0 | 0 | 0 | 0 | 0 | 0
Commercial_Grocery_New_Food Preparation_Natural Gas_Range_E8_Baseline Forecast | Commercial | Grocery | New | Food Preparation | Natural Gas | Range | E8 |  | Baseline Forecast | 0 | 0 | 0 | 0 | 0 | 0 | 0 | 0 | 0 | 0 | 0 | 0 | 0 | 0 | 0 | 0 | 0 | 0 | 0 | 0 | 0 | 0 | 0 | 0 | 0 | 0 | 0 | 0 | 0 | 0 | 0
Commercial_Grocery_New_Food Preparation_Natural Gas_Range_E9_Baseline Forecast | Commercial | Grocery | New | Food Preparation | Natural Gas | Range | E9 |  | Baseline Forecast | 0 | 0 | 0 | 0 | 0 | 0 | 0 | 0 | 0 | 0 | 0 | 0 | 0 | 0 | 0 | 0 | 0 | 0 | 0 | 0 | 0 | 0 | 0 | 0 | 0 | 0 | 0 | 0 | 0 | 0 | 0
Commercial_Grocery_New_Food Preparation_Natural Gas_Range_E10_Baseline Forecast | Commercial | Grocery | New | Food Preparation | Natural Gas | Range | E10 |  | Baseline Forecast | 0 | 0 | 0 | 0 | 0 | 0 | 0 | 0 | 0 | 0 | 0 | 0 | 0 | 0 | 0 | 0 | 0 | 0 | 0 | 0 | 0 | 0 | 0 | 0 | 0 | 0 | 0 | 0 | 0 | 0 | 0
Commercial_Grocery_New_Food Preparation_Natural Gas_Range_Vintage_Baseline Forecast | Commercial | Grocery | New | Food Preparation | Natural Gas | Range | Vintage | Vintage | Baseline Forecast | 0 | 0 | 0 | 0 | 0 | 0 | 0 | 0 | 0 | 0 | 0 | 0 | 0 | 0 | 0 | 0 | 0 | 0 | 0 | 0 | 0 | 0 | 0 | 0 | 0 | 0 | 0 | 0 | 0 | 0 | 0
Commercial_Grocery_New_Food Preparation_Natural Gas_Steamer_E1_Baseline Forecast | Commercial | Grocery | New | Food Preparation | Natural Gas | Steamer | E1 | Standard | Baseline Forecast | 0 | 707.6184 | 1420.7563 | 1420.7563 | 1420.7563 | 1420.7563 | 1420.7563 | 1420.7563 | 1420.7563 | 1420.7563 | 1342.132 | 1193.0063 | 1060.45 | 942.6222 | 837.8864 | 744.7879 | 662.0337 | 588.4744 | 523.0884 | 247.0591 | 0 | 0 | 0 | 0 | 0 | 0 | 0 | 0 | 0 | 0 | 0
Commercial_Grocery_New_Food Preparation_Natural Gas_Steamer_E2_Baseline Forecast | Commercial | Grocery | New | Food Preparation | Natural Gas | Steamer | E2 | ENERGY STAR | Baseline Forecast | 0 | 710.9698 | 1429.429 | 2947.1586 | 3780.1726 | 4458.8321 | 5127.5681 | 5786.5974 | 6436.1322 | 7076.3807 | 7786.1714 | 8557.5815 | 9303.7364 | 10026.6694 | 10728.2058 | 11409.9851 | 12073.4817 | 12720.0229 | 13350.8047 | 14184.8147 | 14982.6069 | 15526.2571 | 16062.9854 | 16592.9501 | 17116.3061 | 17633.2055 | 18143.7975 | 18648.2282 | 19146.6412 | 19639.1769 | 20125.9734
Commercial_Grocery_New_Food Preparation_Natural Gas_Steamer_E3_Baseline Forecast | Commercial | Grocery | New | Food Preparation | Natural Gas | Steamer | E3 |  | Baseline Forecast | 0 | 0 | 0 | 0 | 0 | 0 | 0 | 0 | 0 | 0 | 0 | 0 | 0 | 0 | 0 | 0 | 0 | 0 | 0 | 0 | 0 | 0 | 0 | 0 | 0 | 0 | 0 | 0 | 0 | 0 | 0
Commercial_Grocery_New_Food Preparation_Natural Gas_Steamer_E4_Baseline Forecast | Commercial | Grocery | New | Food Preparation | Natural Gas | Steamer | E4 |  | Baseline Forecast | 0 | 0 | 0 | 0 | 0 | 0 | 0 | 0 | 0 | 0 | 0 | 0 | 0 | 0 | 0 | 0 | 0 | 0 | 0 | 0 | 0 | 0 | 0 | 0 | 0 | 0 | 0 | 0 | 0 | 0 | 0
Commercial_Grocery_New_Food Preparation_Natural Gas_Steamer_E5_Baseline Forecast | Commercial | Grocery | New | Food Preparation | Natural Gas | Steamer | E5 |  | Baseline Forecast | 0 | 0 | 0 | 0 | 0 | 0 | 0 | 0 | 0 | 0 | 0 | 0 | 0 | 0 | 0 | 0 | 0 | 0 | 0 | 0 | 0 | 0 | 0 | 0 | 0 | 0 | 0 | 0 | 0 | 0 | 0
Commercial_Grocery_New_Food Preparation_Natural Gas_Steamer_E6_Baseline Forecast | Commercial | Grocery | New | Food Preparation | Natural Gas | Steamer | E6 |  | Baseline Forecast | 0 | 0 | 0 | 0 | 0 | 0 | 0 | 0 | 0 | 0 | 0 | 0 | 0 | 0 | 0 | 0 | 0 | 0 | 0 | 0 | 0 | 0 | 0 | 0 | 0 | 0 | 0 | 0 | 0 | 0 | 0
Commercial_Grocery_New_Food Preparation_Natural Gas_Steamer_E7_Baseline Forecast | Commercial | Grocery | New | Food Preparation | Natural Gas | Steamer | E7 |  | Baseline Forecast | 0 | 0 | 0 | 0 | 0 | 0 | 0 | 0 | 0 | 0 | 0 | 0 | 0 | 0 | 0 | 0 | 0 | 0 | 0 | 0 | 0 | 0 | 0 | 0 | 0 | 0 | 0 | 0 | 0 | 0 | 0
Commercial_Grocery_New_Food Preparation_Natural Gas_Steamer_E8_Baseline Forecast | Commercial | Grocery | New | Food Preparation | Natural Gas | Steamer | E8 |  | Baseline Forecast | 0 | 0 | 0 | 0 | 0 | 0 | 0 | 0 | 0 | 0 | 0 | 0 | 0 | 0 | 0 | 0 | 0 | 0 | 0 | 0 | 0 | 0 | 0 | 0 | 0 | 0 | 0 | 0 | 0 | 0 | 0
Commercial_Grocery_New_Food Preparation_Natural Gas_Steamer_E9_Baseline Forecast | Commercial | Grocery | New | Food Preparation | Natural Gas | Steamer | E9 |  | Baseline Forecast | 0 | 0 | 0 | 0 | 0 | 0 | 0 | 0 | 0 | 0 | 0 | 0 | 0 | 0 | 0 | 0 | 0 | 0 | 0 | 0 | 0 | 0 | 0 | 0 | 0 | 0 | 0 | 0 | 0 | 0 | 0
Commercial_Grocery_New_Food Preparation_Natural Gas_Steamer_E10_Baseline Forecast | Commercial | Grocery | New | Food Preparation | Natural Gas | Steamer | E10 |  | Baseline Forecast | 0 | 0 | 0 | 0 | 0 | 0 | 0 | 0 | 0 | 0 | 0 | 0 | 0 | 0 | 0 | 0 | 0 | 0 | 0 | 0 | 0 | 0 | 0 | 0 | 0 | 0 | 0 | 0 | 0 | 0 | 0
Commercial_Grocery_New_Food Preparation_Natural Gas_Steamer_Vintage_Baseline Forecast | Commercial | Grocery | New | Food Preparation | Natural Gas | Steamer | Vintage | Vintage | Baseline Forecast | 0 | 0 | 0 | 0 | 0 | 0 | 0 | 0 | 0 | 0 | 0 | 0 | 0 | 0 | 0 | 0 | 0 | 0 | 0 | 0 | 0 | 0 | 0 | 0 | 0 | 0 | 0 | 0 | 0 | 0 | 0
Commercial_Grocery_New_Food Preparation_Natural Gas_Food Prep Other_E1_Baseline Forecast | Commercial | Grocery | New | Food Preparation | Natural Gas | Food Prep Other | E1 | Standard | Baseline Forecast | 0 | 1049.7549 | 2109.136 | 3232.2549 | 3848.6845 | 4350.8924 | 4845.7576 | 5333.4401 | 5814.0967 | 6287.8816 | 6754.9465 | 7215.4383 | 7669.5053 | 8117.2859 | 8558.9193 | 8994.5425 | 9424.2911 | 9848.2968 | 10266.6889 | 10679.5932 | 11087.1338 | 11489.4321 | 11886.6076 | 12278.8003 | 12666.1062 | 13048.6373 | 13426.5026 | 13799.8095 | 14168.6641 | 14533.1722 | 14893.4337
Commercial_Grocery_New_Food Preparation_Natural Gas_Food Prep Other_E2_Baseline Forecast | Commercial | Grocery | New | Food Preparation | Natural Gas | Food Prep Other | E2 | ENERGY STAR | Baseline Forecast | 0 | 368.8333 | 741.0493 | 1135.66 | 1352.2444 | 1528.6959 | 1702.5668 | 1873.9136 | 2042.7918 | 2209.2554 | 2373.3569 | 2535.1495 | 2694.6811 | 2852.0057 | 3007.1728 | 3160.2305 | 3311.2243 | 3460.2005 | 3607.2042 | 3752.2806 | 3895.4731 | 4036.825 | 4176.3778 | 4314.1498 | 4450.1999 | 4584.5682 | 4717.2949 | 4848.4188 | 4977.9771 | 5106.0047 | 5232.5398
Commercial_Grocery_New_Food Preparation_Natural Gas_Food Prep Other_E3_Baseline Forecast | Commercial | Grocery | New | Food Preparation | Natural Gas | Food Prep Other | E3 |  | Baseline Forecast | 0 | 0 | 0 | 0 | 0 | 0 | 0 | 0 | 0 | 0 | 0 | 0 | 0 | 0 | 0 | 0 | 0 | 0 | 0 | 0 | 0 | 0 | 0 | 0 | 0 | 0 | 0 | 0 | 0 | 0 | 0
Commercial_Grocery_New_Food Preparation_Natural Gas_Food Prep Other_E4_Baseline Forecast | Commercial | Grocery | New | Food Preparation | Natural Gas | Food Prep Other | E4 |  | Baseline Forecast | 0 | 0 | 0 | 0 | 0 | 0 | 0 | 0 | 0 | 0 | 0 | 0 | 0 | 0 | 0 | 0 | 0 | 0 | 0 | 0 | 0 | 0 | 0 | 0 | 0 | 0 | 0 | 0 | 0 | 0 | 0
Commercial_Grocery_New_Food Preparation_Natural Gas_Food Prep Other_E5_Baseline Forecast | Commercial | Grocery | New | Food Preparation | Natural Gas | Food Prep Other | E5 |  | Baseline Forecast | 0 | 0 | 0 | 0 | 0 | 0 | 0 | 0 | 0 | 0 | 0 | 0 | 0 | 0 | 0 | 0 | 0 | 0 | 0 | 0 | 0 | 0 | 0 | 0 | 0 | 0 | 0 | 0 | 0 | 0 | 0
Commercial_Grocery_New_Food Preparation_Natural Gas_Food Prep Other_E6_Baseline Forecast | Commercial | Grocery | New | Food Preparation | Natural Gas | Food Prep Other | E6 |  | Baseline Forecast | 0 | 0 | 0 | 0 | 0 | 0 | 0 | 0 | 0 | 0 | 0 | 0 | 0 | 0 | 0 | 0 | 0 | 0 | 0 | 0 | 0 | 0 | 0 | 0 | 0 | 0 | 0 | 0 | 0 | 0 | 0
Commercial_Grocery_New_Food Preparation_Natural Gas_Food Prep Other_E7_Baseline Forecast | Commercial | Grocery | New | Food Preparation | Natural Gas | Food Prep Other | E7 |  | Baseline Forecast | 0 | 0 | 0 | 0 | 0 | 0 | 0 | 0 | 0 | 0 | 0 | 0 | 0 | 0 | 0 | 0 | 0 | 0 | 0 | 0 | 0 | 0 | 0 | 0 | 0 | 0 | 0 | 0 | 0 | 0 | 0
Commercial_Grocery_New_Food Preparation_Natural Gas_Food Prep Other_E8_Baseline Forecast | Commercial | Grocery | New | Food Preparation | Natural Gas | Food Prep Other | E8 |  | Baseline Forecast | 0 | 0 | 0 | 0 | 0 | 0 | 0 | 0 | 0 | 0 | 0 | 0 | 0 | 0 | 0 | 0 | 0 | 0 | 0 | 0 | 0 | 0 | 0 | 0 | 0 | 0 | 0 | 0 | 0 | 0 | 0
Commercial_Grocery_New_Food Preparation_Natural Gas_Food Prep Other_E9_Baseline Forecast | Commercial | Grocery | New | Food Preparation | Natural Gas | Food Prep Other | E9 |  | Baseline Forecast | 0 | 0 | 0 | 0 | 0 | 0 | 0 | 0 | 0 | 0 | 0 | 0 | 0 | 0 | 0 | 0 | 0 | 0 | 0 | 0 | 0 | 0 | 0 | 0 | 0 | 0 | 0 | 0 | 0 | 0 | 0
Commercial_Grocery_New_Food Preparation_Natural Gas_Food Prep Other_E10_Baseline Forecast | Commercial | Grocery | New | Food Preparation | Natural Gas | Food Prep Other | E10 |  | Baseline Forecast | 0 | 0 | 0 | 0 | 0 | 0 | 0 | 0 | 0 | 0 | 0 | 0 | 0 | 0 | 0 | 0 | 0 | 0 | 0 | 0 | 0 | 0 | 0 | 0 | 0 | 0 | 0 | 0 | 0 | 0 | 0
Commercial_Grocery_New_Food Preparation_Natural Gas_Food Prep Other_Vintage_Baseline Forecast | Commercial | Grocery | New | Food Preparation | Natural Gas | Food Prep Other | Vintage | Vintage | Baseline Forecast | 0 | 0 | 0 | 0 | 0 | 0 | 0 | 0 | 0 | 0 | 0 | 0 | 0 | 0 | 0 | 0 | 0 | 0 | 0 | 0 | 0 | 0 | 0 | 0 | 0 | 0 | 0 | 0 | 0 | 0 | 0
Commercial_Grocery_New_Miscellaneous_Natural Gas_Pool Heater_E1_Baseline Forecast | Commercial | Grocery | New | Miscellaneous | Natural Gas | Pool Heater | E1 | Standard (EF .82) | Baseline Forecast | 0 | 122.8827 | 246.8721 | 378.3162 | 450.4293 | 509.22 | 567.1938 | 624.3429 | 680.6431 | 736.1703 | 790.9127 | 844.9107 | 898.6896 | 951.7998 | 1004.1405 | 1055.5358 | 1106.0079 | 1155.4362 | 1203.9115 | 1251.3828 | 1298.1773 | 1344.3004 | 1389.7004 | 1437.0757 | 1484.1154 | 1530.8792 | 1577.4106 | 1623.6893 | 1669.1843 | 1713.9575 | 1757.9952
Commercial_Grocery_New_Miscellaneous_Natural Gas_Pool Heater_E2_Baseline Forecast | Commercial | Grocery | New | Miscellaneous | Natural Gas | Pool Heater | E2 | Condensing (EF .90) | Baseline Forecast | 0 | 13.7116 | 27.5691 | 42.2655 | 50.3625 | 56.9191 | 63.3371 | 69.6452 | 75.888 | 82.0097 | 88.0416 | 93.9626 | 99.2665 | 104.4212 | 109.5458 | 114.8339 | 120.2808 | 126.0244 | 131.9904 | 138.2464 | 144.4814 | 150.7058 | 156.9867 | 160.6412 | 163.9948 | 167.0028 | 169.6356 | 171.928 | 174.4246 | 177.0772 | 179.9126
Commercial_Grocery_New_Miscellaneous_Natural Gas_Pool Heater_E3_Baseline Forecast | Commercial | Grocery | New | Miscellaneous | Natural Gas | Pool Heater | E3 |  | Baseline Forecast | 0 | 0 | 0 | 0 | 0 | 0 | 0 | 0 | 0 | 0 | 0 | 0 | 0 | 0 | 0 | 0 | 0 | 0 | 0 | 0 | 0 | 0 | 0 | 0 | 0 | 0 | 0 | 0 | 0 | 0 | 0
Commercial_Grocery_New_Miscellaneous_Natural Gas_Pool Heater_E4_Baseline Forecast | Commercial | Grocery | New | Miscellaneous | Natural Gas | Pool Heater | E4 |  | Baseline Forecast | 0 | 0 | 0 | 0 | 0 | 0 | 0 | 0 | 0 | 0 | 0 | 0 | 0 | 0 | 0 | 0 | 0 | 0 | 0 | 0 | 0 | 0 | 0 | 0 | 0 | 0 | 0 | 0 | 0 | 0 | 0
Commercial_Grocery_New_Miscellaneous_Natural Gas_Pool Heater_E5_Baseline Forecast | Commercial | Grocery | New | Miscellaneous | Natural Gas | Pool Heater | E5 |  | Baseline Forecast | 0 | 0 | 0 | 0 | 0 | 0 | 0 | 0 | 0 | 0 | 0 | 0 | 0 | 0 | 0 | 0 | 0 | 0 | 0 | 0 | 0 | 0 | 0 | 0 | 0 | 0 | 0 | 0 | 0 | 0 | 0
Commercial_Grocery_New_Miscellaneous_Natural Gas_Pool Heater_E6_Baseline Forecast | Commercial | Grocery | New | Miscellaneous | Natural Gas | Pool Heater | E6 |  | Baseline Forecast | 0 | 0 | 0 | 0 | 0 | 0 | 0 | 0 | 0 | 0 | 0 | 0 | 0 | 0 | 0 | 0 | 0 | 0 | 0 | 0 | 0 | 0 | 0 | 0 | 0 | 0 | 0 | 0 | 0 | 0 | 0
Commercial_Grocery_New_Miscellaneous_Natural Gas_Pool Heater_E7_Baseline Forecast | Commercial | Grocery | New | Miscellaneous | Natural Gas | Pool Heater | E7 |  | Baseline Forecast | 0 | 0 | 0 | 0 | 0 | 0 | 0 | 0 | 0 | 0 | 0 | 0 | 0 | 0 | 0 | 0 | 0 | 0 | 0 | 0 | 0 | 0 | 0 | 0 | 0 | 0 | 0 | 0 | 0 | 0 | 0
Commercial_Grocery_New_Miscellaneous_Natural Gas_Pool Heater_E8_Baseline Forecast | Commercial | Grocery | New | Miscellaneous | Natural Gas | Pool Heater | E8 |  | Baseline Forecast | 0 | 0 | 0 | 0 | 0 | 0 | 0 | 0 | 0 | 0 | 0 | 0 | 0 | 0 | 0 | 0 | 0 | 0 | 0 | 0 | 0 | 0 | 0 | 0 | 0 | 0 | 0 | 0 | 0 | 0 | 0
Commercial_Grocery_New_Miscellaneous_Natural Gas_Pool Heater_E9_Baseline Forecast | Commercial | Grocery | New | Miscellaneous | Natural Gas | Pool Heater | E9 |  | Baseline Forecast | 0 | 0 | 0 | 0 | 0 | 0 | 0 | 0 | 0 | 0 | 0 | 0 | 0 | 0 | 0 | 0 | 0 | 0 | 0 | 0 | 0 | 0 | 0 | 0 | 0 | 0 | 0 | 0 | 0 | 0 | 0
Commercial_Grocery_New_Miscellaneous_Natural Gas_Pool Heater_E10_Baseline Forecast | Commercial | Grocery | New | Miscellaneous | Natural Gas | Pool Heater | E10 |  | Baseline Forecast | 0 | 0 | 0 | 0 | 0 | 0 | 0 | 0 | 0 | 0 | 0 | 0 | 0 | 0 | 0 | 0 | 0 | 0 | 0 | 0 | 0 | 0 | 0 | 0 | 0 | 0 | 0 | 0 | 0 | 0 | 0
Commercial_Grocery_New_Miscellaneous_Natural Gas_Pool Heater_Vintage_Baseline Forecast | Commercial | Grocery | New | Miscellaneous | Natural Gas | Pool Heater | Vintage | Vintage | Baseline Forecast | 0 | 0 | 0 | 0 | 0 | 0 | 0 | 0 | 0 | 0 | 0 | 0 | 0 | 0 | 0 | 0 | 0 | 0 | 0 | 0 | 0 | 0 | 0 | 0 | 0 | 0 | 0 | 0 | 0 | 0 | 0
Commercial_Grocery_New_Miscellaneous_Natural Gas_Miscellaneous_E1_Baseline Forecast | Commercial | Grocery | New | Miscellaneous | Natural Gas | Miscellaneous | E1 | Standard | Baseline Forecast | 0 | 144308.7405 | 289940.8326 | 444334.9299 | 529074.9556 | 598112.9542 | 666141.4752 | 733182.5513 | 799257.7842 | 864388.3531 | 928595.023 | 991898.1536 | 1054317.7068 | 1115873.2554 | 1176583.9902 | 1236468.7284 | 1295545.9204 | 1353833.6578 | 1411349.6805 | 1468111.3834 | 1524135.8239 | 1579439.7282 | 1634039.4985 | 1687951.219 | 1741190.6627 | 1793773.2975 | 1845714.2924 | 1897028.5236 | 1947730.5803 | 1997834.7706 | 2047355.1271
Commercial_Grocery_New_Miscellaneous_Natural Gas_Miscellaneous_E2_Baseline Forecast | Commercial | Grocery | New | Miscellaneous | Natural Gas | Miscellaneous | E2 |  | Baseline Forecast | 0 | 0 | 0 | 0 | 0 | 0 | 0 | 0 | 0 | 0 | 0 | 0 | 0 | 0 | 0 | 0 | 0 | 0 | 0 | 0 | 0 | 0 | 0 | 0 | 0 | 0 | 0 | 0 | 0 | 0 | 0
Commercial_Grocery_New_Miscellaneous_Natural Gas_Miscellaneous_E3_Baseline Forecast | Commercial | Grocery | New | Miscellaneous | Natural Gas | Miscellaneous | E3 |  | Baseline Forecast | 0 | 0 | 0 | 0 | 0 | 0 | 0 | 0 | 0 | 0 | 0 | 0 | 0 | 0 | 0 | 0 | 0 | 0 | 0 | 0 | 0 | 0 | 0 | 0 | 0 | 0 | 0 | 0 | 0 | 0 | 0
Commercial_Grocery_New_Miscellaneous_Natural Gas_Miscellaneous_E4_Baseline Forecast | Commercial | Grocery | New | Miscellaneous | Natural Gas | Miscellaneous | E4 |  | Baseline Forecast | 0 | 0 | 0 | 0 | 0 | 0 | 0 | 0 | 0 | 0 | 0 | 0 | 0 | 0 | 0 | 0 | 0 | 0 | 0 | 0 | 0 | 0 | 0 | 0 | 0 | 0 | 0 | 0 | 0 | 0 | 0
Commercial_Grocery_New_Miscellaneous_Natural Gas_Miscellaneous_E5_Baseline Forecast | Commercial | Grocery | New | Miscellaneous | Natural Gas | Miscellaneous | E5 |  | Baseline Forecast | 0 | 0 | 0 | 0 | 0 | 0 | 0 | 0 | 0 | 0 | 0 | 0 | 0 | 0 | 0 | 0 | 0 | 0 | 0 | 0 | 0 | 0 | 0 | 0 | 0 | 0 | 0 | 0 | 0 | 0 | 0
Commercial_Grocery_New_Miscellaneous_Natural Gas_Miscellaneous_E6_Baseline Forecast | Commercial | Grocery | New | Miscellaneous | Natural Gas | Miscellaneous | E6 |  | Baseline Forecast | 0 | 0 | 0 | 0 | 0 | 0 | 0 | 0 | 0 | 0 | 0 | 0 | 0 | 0 | 0 | 0 | 0 | 0 | 0 | 0 | 0 | 0 | 0 | 0 | 0 | 0 | 0 | 0 | 0 | 0 | 0
Commercial_Grocery_New_Miscellaneous_Natural Gas_Miscellaneous_E7_Baseline Forecast | Commercial | Grocery | New | Miscellaneous | Natural Gas | Miscellaneous | E7 |  | Baseline Forecast | 0 | 0 | 0 | 0 | 0 | 0 | 0 | 0 | 0 | 0 | 0 | 0 | 0 | 0 | 0 | 0 | 0 | 0 | 0 | 0 | 0 | 0 | 0 | 0 | 0 | 0 | 0 | 0 | 0 | 0 | 0
Commercial_Grocery_New_Miscellaneous_Natural Gas_Miscellaneous_E8_Baseline Forecast | Commercial | Grocery | New | Miscellaneous | Natural Gas | Miscellaneous | E8 |  | Baseline Forecast | 0 | 0 | 0 | 0 | 0 | 0 | 0 | 0 | 0 | 0 | 0 | 0 | 0 | 0 | 0 | 0 | 0 | 0 | 0 | 0 | 0 | 0 | 0 | 0 | 0 | 0 | 0 | 0 | 0 | 0 | 0
Commercial_Grocery_New_Miscellaneous_Natural Gas_Miscellaneous_E9_Baseline Forecast | Commercial | Grocery | New | Miscellaneous | Natural Gas | Miscellaneous | E9 |  | Baseline Forecast | 0 | 0 | 0 | 0 | 0 | 0 | 0 | 0 | 0 | 0 | 0 | 0 | 0 | 0 | 0 | 0 | 0 | 0 | 0 | 0 | 0 | 0 | 0 | 0 | 0 | 0 | 0 | 0 | 0 | 0 | 0
Commercial_Grocery_New_Miscellaneous_Natural Gas_Miscellaneous_E10_Baseline Forecast | Commercial | Grocery | New | Miscellaneous | Natural Gas | Miscellaneous | E10 |  | Baseline Forecast | 0 | 0 | 0 | 0 | 0 | 0 | 0 | 0 | 0 | 0 | 0 | 0 | 0 | 0 | 0 | 0 | 0 | 0 | 0 | 0 | 0 | 0 | 0 | 0 | 0 | 0 | 0 | 0 | 0 | 0 | 0
Commercial_Grocery_New_Miscellaneous_Natural Gas_Miscellaneous_Vintage_Baseline Forecast | Commercial | Grocery | New | Miscellaneous | Natural Gas | Miscellaneous | Vintage | Vintage | Baseline Forecast | 0 | 0 | 0 | 0 | 0 | 0 | 0 | 0 | 0 | 0 | 0 | 0 | 0 | 0 | 0 | 0 | 0 | 0 | 0 | 0 | 0 | 0 | 0 | 0 | 0 | 0 | 0 | 0 | 0 | 0 | 0
Commercial_Education_Existing_Space Heating_Natural Gas_Furnace_E1_Baseline Forecast | Commercial | Education | Existing | Space Heating | Natural Gas | Furnace | E1 | AFUE 80% (Standard) | Baseline Forecast | 0 | 630755.7139 | 1277187.5624 | 1935239.9392 | 2601259.8186 | 2549234.6222 | 2498249.9298 | 2448284.9312 | 2399319.2325 | 2351332.8479 | 2304306.1909 | 2258220.0671 | 2213055.6658 | 2168794.5525 | 2125418.6614 | 2082910.2882 | 2041252.0824 | 2000427.0408 | 1960418.5 | 1887482.3929 | 1783981.5899 | 1652269.2347 | 1494668.1692 | 1352099.8208 | 1223130.2994 | 1106462.4862 | 1000922.9875 | 905450.3334 | 819084.3016 | 740956.2605 | 670280.4326
Commercial_Education_Existing_Space Heating_Natural Gas_Furnace_E2_Baseline Forecast | Commercial | Education | Existing | Space Heating | Natural Gas | Furnace | E2 | AFUE 90% | Baseline Forecast | 0 | 0 | 0 | 0 | 0 | 0 | 0 | 0 | 0 | 0 | 0 | 0 | 0 | 0 | 0 | 0 | 0 | 0 | 0 | 0 | 0 | 0 | 0 | 0 | 0 | 0 | 0 | 0 | 0 | 0 | 0
Commercial_Education_Existing_Space Heating_Natural Gas_Furnace_E3_Baseline Forecast | Commercial | Education | Existing | Space Heating | Natural Gas | Furnace | E3 | AFUE 95% | Baseline Forecast | 0 | 0 | 0 | 0 | 0 | 722728.5031 | 1446153.8444 | 1921464.2748 | 2394231.7185 | 2863111.89 | 3326783.1653 | 3784188.6843 | 4193734.1785 | 4557541.8011 | 4879326.9618 | 5162715.4513 | 5410887.7967 | 5626818.6173 | 5813458.2416 | 5995878.9197 | 6174853.8649 | 6350916.761 | 6524450.8678 | 6661756.3 | 6762147.3112 | 6842318.434 | 6904179.5204 | 6949476.5301 | 6979812.6608 | 6996653.9858 | 7001189.4901
Commercial_Education_Existing_Space Heating_Natural Gas_Furnace_E4_Baseline Forecast | Commercial | Education | Existing | Space Heating | Natural Gas | Furnace | E4 |  | Baseline Forecast | 0 | 0 | 0 | 0 | 0 | 0 | 0 | 0 | 0 | 0 | 0 | 0 | 0 | 0 | 0 | 0 | 0 | 0 | 0 | 0 | 0 | 0 | 0 | 0 | 0 | 0 | 0 | 0 | 0 | 0 | 0
Commercial_Education_Existing_Space Heating_Natural Gas_Furnace_E5_Baseline Forecast | Commercial | Education | Existing | Space Heating | Natural Gas | Furnace | E5 |  | Baseline Forecast | 0 | 0 | 0 | 0 | 0 | 0 | 0 | 246195.9672 | 490683.044 | 732731.3047 | 971824.6837 | 1207398.4523 | 1416489.3713 | 1603158.4944 | 1769385.2971 | 1916788.633 | 2047017.4993 | 2161544.0714 | 2261511.9593 | 2359345.2807 | 2455360.6801 | 2549847.9107 | 2643022.9067 | 2730351.5406 | 2816424.6131 | 2888116.5685 | 2946779.1236 | 2993646.6889 | 3029839.2013 | 3056378.3948 | 3074347.7989
Commercial_Education_Existing_Space Heating_Natural Gas_Furnace_E6_Baseline Forecast | Commercial | Education | Existing | Space Heating | Natural Gas | Furnace | E6 |  | Baseline Forecast | 0 | 0 | 0 | 0 | 0 | 0 | 0 | 0 | 0 | 0 | 0 | 0 | 0 | 0 | 0 | 0 | 0 | 0 | 0 | 0 | 0 | 0 | 0 | 0 | 0 | 0 | 0 | 0 | 0 | 0 | 0
Commercial_Education_Existing_Space Heating_Natural Gas_Furnace_E7_Baseline Forecast | Commercial | Education | Existing | Space Heating | Natural Gas | Furnace | E7 |  | Baseline Forecast | 0 | 0 | 0 | 0 | 0 | 0 | 0 | 0 | 0 | 0 | 0 | 0 | 0 | 0 | 0 | 0 | 0 | 0 | 0 | 0 | 0 | 0 | 0 | 0 | 0 | 0 | 0 | 0 | 0 | 0 | 0
Commercial_Education_Existing_Space Heating_Natural Gas_Furnace_E8_Baseline Forecast | Commercial | Education | Existing | Space Heating | Natural Gas | Furnace | E8 |  | Baseline Forecast | 0 | 0 | 0 | 0 | 0 | 0 | 0 | 0 | 0 | 0 | 0 | 0 | 0 | 0 | 0 | 0 | 0 | 0 | 0 | 0 | 0 | 0 | 0 | 0 | 0 | 0 | 0 | 0 | 0 | 0 | 0
Commercial_Education_Existing_Space Heating_Natural Gas_Furnace_E9_Baseline Forecast | Commercial | Education | Existing | Space Heating | Natural Gas | Furnace | E9 |  | Baseline Forecast | 0 | 0 | 0 | 0 | 0 | 0 | 0 | 0 | 0 | 0 | 0 | 0 | 0 | 0 | 0 | 0 | 0 | 0 | 0 | 0 | 0 | 0 | 0 | 0 | 0 | 0 | 0 | 0 | 0 | 0 | 0
Commercial_Education_Existing_Space Heating_Natural Gas_Furnace_E10_Baseline Forecast | Commercial | Education | Existing | Space Heating | Natural Gas | Furnace | E10 |  | Baseline Forecast | 0 | 0 | 0 | 0 | 0 | 0 | 0 | 0 | 0 | 0 | 0 | 0 | 0 | 0 | 0 | 0 | 0 | 0 | 0 | 0 | 0 | 0 | 0 | 0 | 0 | 0 | 0 | 0 | 0 | 0 | 0
Commercial_Education_Existing_Space Heating_Natural Gas_Furnace_Vintage_Baseline Forecast | Commercial | Education | Existing | Space Heating | Natural Gas | Furnace | Vintage | Vintage | Baseline Forecast | 24618781.69 | 23495650.3423 | 22366690.3727 | 21235760.4372 | 20106320.5503 | 18981465.6362 | 17863956.4121 | 16756247.8094 | 15660515.1277 | 14578678.0978 | 13512423.0176 | 12463223.1127 | 11495490.4945 | 10602899.4679 | 9779615.5092 | 9020257.1285 | 8319860.6926 | 7673847.98 | 7077996.2545 | 6528410.663 | 6021498.7762 | 5553947.1065 | 5122699.4489 | 4724936.9034 | 4358059.4497 | 4019668.9513 | 3707553.4798 | 3419672.8566 | 3154145.3172 | 2909235.2102 | 2683341.6527
Commercial_Education_Existing_Space Heating_Natural Gas_Boiler_E1_Baseline Forecast | Commercial | Education | Existing | Space Heating | Natural Gas | Boiler | E1 | AFUE 80% (Standard) | Baseline Forecast | 0 | 456690.5349 | 899099.8503 | 1327157.9152 | 1740772.3959 | 1705956.948 | 1671837.809 | 1638401.0528 | 1605633.0318 | 1573520.3711 | 1542049.9637 | 1511208.9644 | 1480984.7851 | 1451365.0894 | 1422337.7877 | 1393891.0319 | 1366013.2113 | 1338692.947 | 1311919.0881 | 1285680.7063 | 1259967.0922 | 1211314.6548 | 1142683.5776 | 1056754.5089 | 955956.3865 | 864772.8543 | 782286.8282 | 707668.7 | 640167.9932 | 579105.8154 | 523868.0299
Commercial_Education_Existing_Space Heating_Natural Gas_Boiler_E2_Baseline Forecast | Commercial | Education | Existing | Space Heating | Natural Gas | Boiler | E2 | AFUE 85% | Baseline Forecast | 0 | 0 | 0 | 0 | 0 | 0 | 0 | 0 | 0 | 0 | 0 | 0 | 0 | 0 | 0 | 0 | 0 | 0 | 0 | 0 | 0 | 0 | 0 | 0 | 0 | 0 | 0 | 0 | 0 | 0 | 0
Commercial_Education_Existing_Space Heating_Natural Gas_Boiler_E3_Baseline Forecast | Commercial | Education | Existing | Space Heating | Natural Gas | Boiler | E3 | AFUE 98% | Baseline Forecast | 0 | 242385.5063 | 477317.3224 | 704775.8129 | 924850.0452 | 1571597.9923 | 2196029.7415 | 2798351.2059 | 3378815.6835 | 3937716.7849 | 4475382.1821 | 4992168.0847 | 5488454.3653 | 5964640.2618 | 6421140.5912 | 6858382.42 | 7276802.1388 | 7676842.8967 | 8058952.3556 | 8423580.7272 | 8771179.0626 | 9125650.8606 | 9438736.6622 | 9715010.1933 | 9958494.3033 | 10150442.3273 | 10296871.7183 | 10403145.5076 | 10474042.7078 | 10513821.1461 | 10526273.5425
Commercial_Education_Existing_Space Heating_Natural Gas_Boiler_E4_Baseline Forecast | Commercial | Education | Existing | Space Heating | Natural Gas | Boiler | E4 | Convert to NG Air Source Heat Pump | Baseline Forecast | 0 | 0 | 0 | 0 | 0 | 0 | 0 | 0 | 0 | 0 | 0 | 0 | 0 | 0 | 0 | 0 | 0 | 0 | 0 | 0 | 0 | 0 | 0 | 0 | 0 | 0 | 0 | 0 | 0 | 0 | 0
Commercial_Education_Existing_Space Heating_Natural Gas_Boiler_E5_Baseline Forecast | Commercial | Education | Existing | Space Heating | Natural Gas | Boiler | E5 |  | Baseline Forecast | 0 | 0 | 0 | 0 | 0 | 0 | 0 | 0 | 0 | 0 | 0 | 0 | 0 | 0 | 0 | 0 | 0 | 0 | 0 | 0 | 0 | 0 | 0 | 0 | 0 | 0 | 0 | 0 | 0 | 0 | 0
Commercial_Education_Existing_Space Heating_Natural Gas_Boiler_E6_Baseline Forecast | Commercial | Education | Existing | Space Heating | Natural Gas | Boiler | E6 |  | Baseline Forecast | 0 | 0 | 0 | 0 | 0 | 0 | 0 | 0 | 0 | 0 | 0 | 0 | 0 | 0 | 0 | 0 | 0 | 0 | 0 | 0 | 0 | 0 | 0 | 0 | 0 | 0 | 0 | 0 | 0 | 0 | 0
Commercial_Education_Existing_Space Heating_Natural Gas_Boiler_E7_Baseline Forecast | Commercial | Education | Existing | Space Heating | Natural Gas | Boiler | E7 |  | Baseline Forecast | 0 | 0 | 0 | 0 | 0 | 0 | 0 | 0 | 0 | 0 | 0 | 0 | 0 | 0 | 0 | 0 | 0 | 0 | 0 | 0 | 0 | 0 | 0 | 0 | 0 | 0 | 0 | 0 | 0 | 0 | 0
Commercial_Education_Existing_Space Heating_Natural Gas_Boiler_E8_Baseline Forecast | Commercial | Education | Existing | Space Heating | Natural Gas | Boiler | E8 |  | Baseline Forecast | 0 | 0 | 0 | 0 | 0 | 0 | 0 | 0 | 0 | 0 | 0 | 0 | 0 | 0 | 0 | 0 | 0 | 0 | 0 | 0 | 0 | 0 | 0 | 0 | 0 | 0 | 0 | 0 | 0 | 0 | 0
Commercial_Education_Existing_Space Heating_Natural Gas_Boiler_E9_Baseline Forecast | Commercial | Education | Existing | Space Heating | Natural Gas | Boiler | E9 |  | Baseline Forecast | 0 | 0 | 0 | 0 | 0 | 0 | 0 | 0 | 0 | 0 | 0 | 0 | 0 | 0 | 0 | 0 | 0 | 0 | 0 | 0 | 0 | 0 | 0 | 0 | 0 | 0 | 0 | 0 | 0 | 0 | 0
Commercial_Education_Existing_Space Heating_Natural Gas_Boiler_E10_Baseline Forecast | Commercial | Education | Existing | Space Heating | Natural Gas | Boiler | E10 |  | Baseline Forecast | 0 | 0 | 0 | 0 | 0 | 0 | 0 | 0 | 0 | 0 | 0 | 0 | 0 | 0 | 0 | 0 | 0 | 0 | 0 | 0 | 0 | 0 | 0 | 0 | 0 | 0 | 0 | 0 | 0 | 0 | 0
Commercial_Education_Existing_Space Heating_Natural Gas_Boiler_Vintage_Baseline Forecast | Commercial | Education | Existing | Space Heating | Natural Gas | Boiler | Vintage | Vintage | Baseline Forecast | 23540315.6733 | 22370433.3187 | 21231701.9999 | 20124023.0611 | 19047215.2124 | 18001025.9601 | 16985141.7319 | 15999196.8379 | 15042781.3995 | 14115448.3564 | 13216719.6564 | 12346091.7171 | 11503040.2404 | 10687024.4519 | 9897490.8282 | 9133876.371 | 8395611.4763 | 7682122.4461 | 6992833.6804 | 6327169.5881 | 5684556.2464 | 5064422.8377 | 4511940.3463 | 4019728.6721 | 3581212.817 | 3190535.0551 | 2842476.6855 | 2532388.3198 | 2256127.7758 | 2010004.7457 | 1790731.5007
Commercial_Education_Existing_Space Heating_Natural Gas_Unit Heater_E1_Baseline Forecast | Commercial | Education | Existing | Space Heating | Natural Gas | Unit Heater | E1 | Standard | Baseline Forecast | 0 | 5431.6545 | 20808.1746 | 49837.5578 | 95523.0309 | 93612.5703 | 91740.3189 | 89905.5125 | 88107.4022 | 86345.2542 | 84618.3491 | 82291.9739 | 78306.068 | 71337.2685 | 59923.3055 | 50335.5767 | 42281.8844 | 35516.7829 | 28711.5595 | 20917.4558 | 11485.2704 | 0 | 0 | 0 | 0 | 0 | 0 | 0 | 0 | 0 | 0
Commercial_Education_Existing_Space Heating_Natural Gas_Unit Heater_E2_Baseline Forecast | Commercial | Education | Existing | Space Heating | Natural Gas | Unit Heater | E2 | Condensing | Baseline Forecast | 0 | 0 | 0 | 0 | 0 | 66639.5438 | 154135.2411 | 263871.7721 | 396828.8832 | 553636.1769 | 730092.934 | 923139.3173 | 1130591.1247 | 1350927.3502 | 1583120.9256 | 1818726.207 | 2056140.6863 | 2258580.2294 | 2431221.7264 | 2578438.8457 | 2703928.6757 | 2810818.2811 | 2887982.2442 | 2949052.3467 | 2995937.802 | 3030336.4752 | 3053758.0009 | 3067544.3773 | 3072888.3131 | 3070849.5713 | 3062369.5289
Commercial_Education_Existing_Space Heating_Natural Gas_Unit Heater_E3_Baseline Forecast | Commercial | Education | Existing | Space Heating | Natural Gas | Unit Heater | E3 | Infrared Radiant | Baseline Forecast | 0 | 0 | 0 | 0 | 0 | 0 | 0 | 0 | 0 | 0 | 0 | 0 | 0 | 0 | 0 | 0 | 0 | 0 | 0 | 0 | 0 | 0 | 0 | 0 | 0 | 0 | 0 | 0 | 0 | 0 | 0
Commercial_Education_Existing_Space Heating_Natural Gas_Unit Heater_E4_Baseline Forecast | Commercial | Education | Existing | Space Heating | Natural Gas | Unit Heater | E4 |  | Baseline Forecast | 0 | 0 | 0 | 0 | 0 | 0 | 0 | 0 | 0 | 0 | 0 | 0 | 0 | 0 | 0 | 0 | 0 | 0 | 0 | 0 | 0 | 0 | 0 | 0 | 0 | 0 | 0 | 0 | 0 | 0 | 0
Commercial_Education_Existing_Space Heating_Natural Gas_Unit Heater_E5_Baseline Forecast | Commercial | Education | Existing | Space Heating | Natural Gas | Unit Heater | E5 |  | Baseline Forecast | 0 | 0 | 0 | 0 | 0 | 0 | 0 | 0 | 0 | 0 | 0 | 0 | 0 | 0 | 0 | 0 | 0 | 0 | 0 | 0 | 0 | 0 | 0 | 0 | 0 | 0 | 0 | 0 | 0 | 0 | 0
Commercial_Education_Existing_Space Heating_Natural Gas_Unit Heater_E6_Baseline Forecast | Commercial | Education | Existing | Space Heating | Natural Gas | Unit Heater | E6 |  | Baseline Forecast | 0 | 0 | 0 | 0 | 0 | 0 | 0 | 0 | 0 | 0 | 0 | 0 | 0 | 0 | 0 | 0 | 0 | 0 | 0 | 0 | 0 | 0 | 0 | 0 | 0 | 0 | 0 | 0 | 0 | 0 | 0
Commercial_Education_Existing_Space Heating_Natural Gas_Unit Heater_E7_Baseline Forecast | Commercial | Education | Existing | Space Heating | Natural Gas | Unit Heater | E7 |  | Baseline Forecast | 0 | 0 | 0 | 0 | 0 | 0 | 0 | 0 | 0 | 0 | 0 | 0 | 0 | 0 | 0 | 0 | 0 | 0 | 0 | 0 | 0 | 0 | 0 | 0 | 0 | 0 | 0 | 0 | 0 | 0 | 0
Commercial_Education_Existing_Space Heating_Natural Gas_Unit Heater_E8_Baseline Forecast | Commercial | Education | Existing | Space Heating | Natural Gas | Unit Heater | E8 |  | Baseline Forecast | 0 | 0 | 0 | 0 | 0 | 0 | 0 | 0 | 0 | 0 | 0 | 0 | 0 | 0 | 0 | 0 | 0 | 0 | 0 | 0 | 0 | 0 | 0 | 0 | 0 | 0 | 0 | 0 | 0 | 0 | 0
Commercial_Education_Existing_Space Heating_Natural Gas_Unit Heater_E9_Baseline Forecast | Commercial | Education | Existing | Space Heating | Natural Gas | Unit Heater | E9 |  | Baseline Forecast | 0 | 0 | 0 | 0 | 0 | 0 | 0 | 0 | 0 | 0 | 0 | 0 | 0 | 0 | 0 | 0 | 0 | 0 | 0 | 0 | 0 | 0 | 0 | 0 | 0 | 0 | 0 | 0 | 0 | 0 | 0
Commercial_Education_Existing_Space Heating_Natural Gas_Unit Heater_E10_Baseline Forecast | Commercial | Education | Existing | Space Heating | Natural Gas | Unit Heater | E10 |  | Baseline Forecast | 0 | 0 | 0 | 0 | 0 | 0 | 0 | 0 | 0 | 0 | 0 | 0 | 0 | 0 | 0 | 0 | 0 | 0 | 0 | 0 | 0 | 0 | 0 | 0 | 0 | 0 | 0 | 0 | 0 | 0 | 0
Commercial_Education_Existing_Space Heating_Natural Gas_Unit Heater_Vintage_Baseline Forecast | Commercial | Education | Existing | Space Heating | Natural Gas | Unit Heater | Vintage | Vintage | Baseline Forecast | 6584495.4506 | 6447373.8871 | 6302941.2562 | 6147436.8844 | 5977805.9224 | 5791610.2602 | 5586949.5668 | 5362391.3396 | 5116908.9663 | 4849826.9157 | 4565300.8967 | 4266980.6449 | 3958066.5048 | 3641359.8048 | 3319307.7039 | 2994043.1127 | 2667420.2277 | 2376428.9301 | 2117182.1377 | 1886216.8136 | 1680447.7067 | 1497126.1387 | 1333803.2872 | 1188297.474 | 1058665.0223 | 943174.2926 | 840282.5516 | 748615.3642 | 666948.2335 | 594190.2444 | 529369.4905
Commercial_Education_Existing_Water Heating_Natural Gas_Water Heater_E1_Baseline Forecast | Commercial | Education | Existing | Water Heating | Natural Gas | Water Heater | E1 | TE 0.80 | Baseline Forecast | 0 | 209552.6744 | 433043.1606 | 667368.1325 | 909777.5852 | 1158501.8712 | 1411441.7001 | 1388627.0002 | 1366534.7462 | 1345167.9905 | 1290290.2 | 1206454.0122 | 1098071.7878 | 968281.6783 | 820560.9004 | 617302.9625 | 453529.1126 | 321198.5007 | 213999.037 | 126961.7172 | 56090.4372 | 52345.8753 | 48697.7749 | 46555.1579 | 44582.2121 | 43026.4218 | 41961.6352 | 41634.5417 | 43067.0653 | 44565.0451 | 46311.4644
Commercial_Education_Existing_Water Heating_Natural Gas_Water Heater_E2_Baseline Forecast | Commercial | Education | Existing | Water Heating | Natural Gas | Water Heater | E2 | TE 0.90 | Baseline Forecast | 0 | 737573.745 | 1524581.046 | 2350165.3683 | 3204854.9372 | 4079740.3038 | 4967610.4095 | 4887247.6557 | 4809417.6964 | 4734125.7023 | 4540858.2253 | 4245646.5745 | 3863805.4033 | 3406491.9246 | 2886320.4644 | 2171172.8713 | 1594883.0525 | 1129162.1762 | 751764.6958 | 445774.422 | 196995.0161 | 183920.2568 | 171191.3143 | 163319.0149 | 155998.6289 | 150095.429 | 145909.234 | 144264.5509 | 148629.4815 | 153223.7001 | 158715.9932
Commercial_Education_Existing_Water Heating_Natural Gas_Water Heater_E3_Baseline Forecast | Commercial | Education | Existing | Water Heating | Natural Gas | Water Heater | E3 | TE 0.94 | Baseline Forecast | 0 | 0 | 0 | 0 | 0 | 0 | 0 | 0 | 0 | 0 | 0 | 0 | 0 | 0 | 0 | 0 | 0 | 0 | 0 | 0 | 0 | 0 | 0 | 0 | 0 | 0 | 0 | 0 | 0 | 0 | 0
Commercial_Education_Existing_Water Heating_Natural Gas_Water Heater_E4_Baseline Forecast | Commercial | Education | Existing | Water Heating | Natural Gas | Water Heater | E4 | Instantaneous TE 0.94 | Baseline Forecast | 0 | 0 | 0 | 0 | 0 | 0 | 0 | 1253091.2491 | 2505010.8345 | 3749683.7607 | 5136637.6338 | 6640813.4466 | 8086991.3083 | 9480259.7918 | 10821778.1075 | 12296621.5496 | 13489593.1602 | 14449173.3524 | 15214727.8291 | 15817753.9996 | 16284991.4645 | 16394584.3837 | 16455675.7197 | 16468347.2284 | 16443571.1601 | 16384969.9534 | 16296373.9954 | 16180443.2371 | 16035997.7682 | 15873447.3701 | 15694541.9108
Commercial_Education_Existing_Water Heating_Natural Gas_Water Heater_E5_Baseline Forecast | Commercial | Education | Existing | Water Heating | Natural Gas | Water Heater | E5 | Gas-Fired Absorption HPWH | Baseline Forecast | 0 | 0 | 0 | 0 | 0 | 0 | 0 | 0 | 0 | 0 | 0 | 0 | 0 | 0 | 0 | 0 | 0 | 0 | 0 | 0 | 0 | 0 | 0 | 0 | 0 | 0 | 0 | 0 | 0 | 0 | 0
Commercial_Education_Existing_Water Heating_Natural Gas_Water Heater_E6_Baseline Forecast | Commercial | Education | Existing | Water Heating | Natural Gas | Water Heater | E6 |  | Baseline Forecast | 0 | 0 | 0 | 0 | 0 | 0 | 0 | 0 | 0 | 0 | 0 | 0 | 0 | 0 | 0 | 0 | 0 | 0 | 0 | 0 | 0 | 0 | 0 | 0 | 0 | 0 | 0 | 0 | 0 | 0 | 0
Commercial_Education_Existing_Water Heating_Natural Gas_Water Heater_E7_Baseline Forecast | Commercial | Education | Existing | Water Heating | Natural Gas | Water Heater | E7 |  | Baseline Forecast | 0 | 0 | 0 | 0 | 0 | 0 | 0 | 0 | 0 | 0 | 0 | 0 | 0 | 0 | 0 | 0 | 0 | 0 | 0 | 0 | 0 | 0 | 0 | 0 | 0 | 0 | 0 | 0 | 0 | 0 | 0
Commercial_Education_Existing_Water Heating_Natural Gas_Water Heater_E8_Baseline Forecast | Commercial | Education | Existing | Water Heating | Natural Gas | Water Heater | E8 |  | Baseline Forecast | 0 | 0 | 0 | 0 | 0 | 0 | 0 | 0 | 0 | 0 | 0 | 0 | 0 | 0 | 0 | 0 | 0 | 0 | 0 | 0 | 0 | 0 | 0 | 0 | 0 | 0 | 0 | 0 | 0 | 0 | 0
Commercial_Education_Existing_Water Heating_Natural Gas_Water Heater_E9_Baseline Forecast | Commercial | Education | Existing | Water Heating | Natural Gas | Water Heater | E9 |  | Baseline Forecast | 0 | 0 | 0 | 0 | 0 | 0 | 0 | 0 | 0 | 0 | 0 | 0 | 0 | 0 | 0 | 0 | 0 | 0 | 0 | 0 | 0 | 0 | 0 | 0 | 0 | 0 | 0 | 0 | 0 | 0 | 0
Commercial_Education_Existing_Water Heating_Natural Gas_Water Heater_E10_Baseline Forecast | Commercial | Education | Existing | Water Heating | Natural Gas | Water Heater | E10 |  | Baseline Forecast | 0 | 0 | 0 | 0 | 0 | 0 | 0 | 0 | 0 | 0 | 0 | 0 | 0 | 0 | 0 | 0 | 0 | 0 | 0 | 0 | 0 | 0 | 0 | 0 | 0 | 0 | 0 | 0 | 0 | 0 | 0
Commercial_Education_Existing_Water Heating_Natural Gas_Water Heater_Vintage_Baseline Forecast | Commercial | Education | Existing | Water Heating | Natural Gas | Water Heater | Vintage | Vintage | Baseline Forecast | 31893032.4921 | 30308045.4228 | 28672444.1988 | 26999933.5365 | 25302485.1742 | 23590533.1676 | 21873147.7262 | 20158189.934 | 18452449.4452 | 16761767.0144 | 15091143.5194 | 13444836.9537 | 11978127.4678 | 10671422.6531 | 9507267.4546 | 8470111.005 | 7546098.8954 | 6722888.1068 | 5989482.1315 | 5336084.0808 | 4753965.8174 | 4235351.3646 | 3773313.0339 | 3361678.8848 | 2994950.2792 | 2668228.4305 | 2377148.9654 | 2117823.6237 | 1886788.3193 | 1680956.8663 | 1497579.7536
Commercial_Education_Existing_Food Preparation_Natural Gas_Oven_E1_Baseline Forecast | Commercial | Education | Existing | Food Preparation | Natural Gas | Oven | E1 | Standard | Baseline Forecast | 0 | 42814.8843 | 96464.6775 | 157764.8613 | 224217.9102 | 294324.879 | 366588.5187 | 439751.4923 | 512848.8028 | 585251.3682 | 638210.6343 | 676035.071 | 702661.7333 | 720043.6239 | 730126.9131 | 734490.2162 | 734574.0135 | 731353.0951 | 725700.1505 | 718119.1129 | 709044.1458 | 698784.4027 | 687689.3931 | 678427.1436 | 668775.1881 | 658902.1926 | 648935.0559 | 638833.537 | 628822.6181 | 618944.3686 | 609213.139
Commercial_Education_Existing_Food Preparation_Natural Gas_Oven_E2_Baseline Forecast | Commercial | Education | Existing | Food Preparation | Natural Gas | Oven | E2 | ENERGY STAR (EF ≥ 44%) Convection Oven utilizing ASTM Std F1496 | Baseline Forecast | 0 | 61721.7358 | 139160.8643 | 227759.5035 | 324005.7684 | 424746.2349 | 527888.1222 | 631930.0681 | 735728.6316 | 838312.7951 | 913649.5354 | 967693.4504 | 1004550.1727 | 1028568.6809 | 1042740.1409 | 1049353.461 | 1049997.0181 | 1046067.4307 | 1038548.042 | 1028386.9602 | 1016285.3959 | 1002821.3629 | 988337.9838 | 970707.4075 | 952572.8058 | 934092.6103 | 915393.6858 | 896712.5963 | 877975.7023 | 859257.0635 | 840630.9016
Commercial_Education_Existing_Food Preparation_Natural Gas_Oven_E3_Baseline Forecast | Commercial | Education | Existing | Food Preparation | Natural Gas | Oven | E3 |  | Baseline Forecast | 0 | 0 | 0 | 0 | 0 | 0 | 0 | 0 | 0 | 0 | 0 | 0 | 0 | 0 | 0 | 0 | 0 | 0 | 0 | 0 | 0 | 0 | 0 | 0 | 0 | 0 | 0 | 0 | 0 | 0 | 0
Commercial_Education_Existing_Food Preparation_Natural Gas_Oven_E4_Baseline Forecast | Commercial | Education | Existing | Food Preparation | Natural Gas | Oven | E4 |  | Baseline Forecast | 0 | 0 | 0 | 0 | 0 | 0 | 0 | 0 | 0 | 0 | 0 | 0 | 0 | 0 | 0 | 0 | 0 | 0 | 0 | 0 | 0 | 0 | 0 | 0 | 0 | 0 | 0 | 0 | 0 | 0 | 0
Commercial_Education_Existing_Food Preparation_Natural Gas_Oven_E5_Baseline Forecast | Commercial | Education | Existing | Food Preparation | Natural Gas | Oven | E5 |  | Baseline Forecast | 0 | 0 | 0 | 0 | 0 | 0 | 0 | 0 | 0 | 0 | 0 | 0 | 0 | 0 | 0 | 0 | 0 | 0 | 0 | 0 | 0 | 0 | 0 | 0 | 0 | 0 | 0 | 0 | 0 | 0 | 0
Commercial_Education_Existing_Food Preparation_Natural Gas_Oven_E6_Baseline Forecast | Commercial | Education | Existing | Food Preparation | Natural Gas | Oven | E6 |  | Baseline Forecast | 0 | 0 | 0 | 0 | 0 | 0 | 0 | 0 | 0 | 0 | 0 | 0 | 0 | 0 | 0 | 0 | 0 | 0 | 0 | 0 | 0 | 0 | 0 | 0 | 0 | 0 | 0 | 0 | 0 | 0 | 0
Commercial_Education_Existing_Food Preparation_Natural Gas_Oven_E7_Baseline Forecast | Commercial | Education | Existing | Food Preparation | Natural Gas | Oven | E7 |  | Baseline Forecast | 0 | 0 | 0 | 0 | 0 | 0 | 0 | 0 | 0 | 0 | 0 | 0 | 0 | 0 | 0 | 0 | 0 | 0 | 0 | 0 | 0 | 0 | 0 | 0 | 0 | 0 | 0 | 0 | 0 | 0 | 0
Commercial_Education_Existing_Food Preparation_Natural Gas_Oven_E8_Baseline Forecast | Commercial | Education | Existing | Food Preparation | Natural Gas | Oven | E8 |  | Baseline Forecast | 0 | 0 | 0 | 0 | 0 | 0 | 0 | 0 | 0 | 0 | 0 | 0 | 0 | 0 | 0 | 0 | 0 | 0 | 0 | 0 | 0 | 0 | 0 | 0 | 0 | 0 | 0 | 0 | 0 | 0 | 0
Commercial_Education_Existing_Food Preparation_Natural Gas_Oven_E9_Baseline Forecast | Commercial | Education | Existing | Food Preparation | Natural Gas | Oven | E9 |  | Baseline Forecast | 0 | 0 | 0 | 0 | 0 | 0 | 0 | 0 | 0 | 0 | 0 | 0 | 0 | 0 | 0 | 0 | 0 | 0 | 0 | 0 | 0 | 0 | 0 | 0 | 0 | 0 | 0 | 0 | 0 | 0 | 0
Commercial_Education_Existing_Food Preparation_Natural Gas_Oven_E10_Baseline Forecast | Commercial | Education | Existing | Food Preparation | Natural Gas | Oven | E10 |  | Baseline Forecast | 0 | 0 | 0 | 0 | 0 | 0 | 0 | 0 | 0 | 0 | 0 | 0 | 0 | 0 | 0 | 0 | 0 | 0 | 0 | 0 | 0 | 0 | 0 | 0 | 0 | 0 | 0 | 0 | 0 | 0 | 0
Commercial_Education_Existing_Food Preparation_Natural Gas_Oven_Vintage_Baseline Forecast | Commercial | Education | Existing | Food Preparation | Natural Gas | Oven | Vintage | Vintage | Baseline Forecast | 2666750.5145 | 2508878.884 | 2325521.6522 | 2124399.8854 | 1911502.0867 | 1691460.1359 | 1467843.9841 | 1243392.652 | 1020195.2937 | 799833.1103 | 627069.1585 | 491622.2202 | 385431.8207 | 302178.5474 | 236907.9812 | 185735.8572 | 145616.9121 | 114163.6591 | 89504.3087 | 70171.378 | 55014.3604 | 43131.2585 | 33814.9067 | 26510.8868 | 20784.5353 | 16295.0757 | 12775.3393 | 10015.866 | 7852.439 | 6156.3121 | 4826.5487
Commercial_Education_Existing_Food Preparation_Natural Gas_Conveyor Oven_E1_Baseline Forecast | Commercial | Education | Existing | Food Preparation | Natural Gas | Conveyor Oven | E1 | Standard | Baseline Forecast | 0 | 0 | 0 | 0 | 0 | 1977.675 | 7366.9079 | 17166.1898 | 32031.3322 | 52421.0238 | 76785.0397 | 103925.3289 | 133131.3698 | 163473.3869 | 194375.1543 | 225423.6829 | 256279.6429 | 278878.6242 | 295064.1808 | 306215.8252 | 313456.5953 | 317662.2211 | 319519.7684 | 319936.6527 | 318998.6195 | 317070.0199 | 314444.5895 | 311339.7857 | 307886.0619 | 304210.2564 | 300407.397
Commercial_Education_Existing_Food Preparation_Natural Gas_Conveyor Oven_E2_Baseline Forecast | Commercial | Education | Existing | Food Preparation | Natural Gas | Conveyor Oven | E2 | ENERGY STAR (EF ≥ 44%) Convection Oven utilizing ASTM Std F1496 | Baseline Forecast | 0 | 0 | 0 | 0 | 0 | 2843.3875 | 10586.7289 | 24690.352 | 46159.6511 | 75582.6253 | 110726.9944 | 149851.6429 | 191388.3997 | 234505.472 | 278422.2739 | 322511.6589 | 366320.4595 | 398398.2745 | 421296.1579 | 437078.4255 | 447320.4875 | 453260.7142 | 455868.0412 | 455531.9338 | 453182.0053 | 449248.5778 | 444059.5992 | 437883.6981 | 430970.2254 | 423488.8473 | 415575.7592
Commercial_Education_Existing_Food Preparation_Natural Gas_Conveyor Oven_E3_Baseline Forecast | Commercial | Education | Existing | Food Preparation | Natural Gas | Conveyor Oven | E3 |  | Baseline Forecast | 0 | 0 | 0 | 0 | 0 | 0 | 0 | 0 | 0 | 0 | 0 | 0 | 0 | 0 | 0 | 0 | 0 | 0 | 0 | 0 | 0 | 0 | 0 | 0 | 0 | 0 | 0 | 0 | 0 | 0 | 0
Commercial_Education_Existing_Food Preparation_Natural Gas_Conveyor Oven_E4_Baseline Forecast | Commercial | Education | Existing | Food Preparation | Natural Gas | Conveyor Oven | E4 |  | Baseline Forecast | 0 | 0 | 0 | 0 | 0 | 0 | 0 | 0 | 0 | 0 | 0 | 0 | 0 | 0 | 0 | 0 | 0 | 0 | 0 | 0 | 0 | 0 | 0 | 0 | 0 | 0 | 0 | 0 | 0 | 0 | 0
Commercial_Education_Existing_Food Preparation_Natural Gas_Conveyor Oven_E5_Baseline Forecast | Commercial | Education | Existing | Food Preparation | Natural Gas | Conveyor Oven | E5 |  | Baseline Forecast | 0 | 0 | 0 | 0 | 0 | 0 | 0 | 0 | 0 | 0 | 0 | 0 | 0 | 0 | 0 | 0 | 0 | 0 | 0 | 0 | 0 | 0 | 0 | 0 | 0 | 0 | 0 | 0 | 0 | 0 | 0
Commercial_Education_Existing_Food Preparation_Natural Gas_Conveyor Oven_E6_Baseline Forecast | Commercial | Education | Existing | Food Preparation | Natural Gas | Conveyor Oven | E6 |  | Baseline Forecast | 0 | 0 | 0 | 0 | 0 | 0 | 0 | 0 | 0 | 0 | 0 | 0 | 0 | 0 | 0 | 0 | 0 | 0 | 0 | 0 | 0 | 0 | 0 | 0 | 0 | 0 | 0 | 0 | 0 | 0 | 0
Commercial_Education_Existing_Food Preparation_Natural Gas_Conveyor Oven_E7_Baseline Forecast | Commercial | Education | Existing | Food Preparation | Natural Gas | Conveyor Oven | E7 |  | Baseline Forecast | 0 | 0 | 0 | 0 | 0 | 0 | 0 | 0 | 0 | 0 | 0 | 0 | 0 | 0 | 0 | 0 | 0 | 0 | 0 | 0 | 0 | 0 | 0 | 0 | 0 | 0 | 0 | 0 | 0 | 0 | 0
Commercial_Education_Existing_Food Preparation_Natural Gas_Conveyor Oven_E8_Baseline Forecast | Commercial | Education | Existing | Food Preparation | Natural Gas | Conveyor Oven | E8 |  | Baseline Forecast | 0 | 0 | 0 | 0 | 0 | 0 | 0 | 0 | 0 | 0 | 0 | 0 | 0 | 0 | 0 | 0 | 0 | 0 | 0 | 0 | 0 | 0 | 0 | 0 | 0 | 0 | 0 | 0 | 0 | 0 | 0
Commercial_Education_Existing_Food Preparation_Natural Gas_Conveyor Oven_E9_Baseline Forecast | Commercial | Education | Existing | Food Preparation | Natural Gas | Conveyor Oven | E9 |  | Baseline Forecast | 0 | 0 | 0 | 0 | 0 | 0 | 0 | 0 | 0 | 0 | 0 | 0 | 0 | 0 | 0 | 0 | 0 | 0 | 0 | 0 | 0 | 0 | 0 | 0 | 0 | 0 | 0 | 0 | 0 | 0 | 0
Commercial_Education_Existing_Food Preparation_Natural Gas_Conveyor Oven_E10_Baseline Forecast | Commercial | Education | Existing | Food Preparation | Natural Gas | Conveyor Oven | E10 |  | Baseline Forecast | 0 | 0 | 0 | 0 | 0 | 0 | 0 | 0 | 0 | 0 | 0 | 0 | 0 | 0 | 0 | 0 | 0 | 0 | 0 | 0 | 0 | 0 | 0 | 0 | 0 | 0 | 0 | 0 | 0 | 0 | 0
Commercial_Education_Existing_Food Preparation_Natural Gas_Conveyor Oven_Vintage_Baseline Forecast | Commercial | Education | Existing | Food Preparation | Natural Gas | Conveyor Oven | Vintage | Vintage | Baseline Forecast | 1333375.2572 | 1306707.7521 | 1280573.597 | 1254962.1251 | 1229862.8826 | 1200444.5624 | 1163206.6757 | 1115680.5644 | 1056195.3808 | 983694.9877 | 901952.63 | 813898.399 | 721802.0939 | 627416.5672 | 532090.0894 | 436854.4254 | 342493.8695 | 268515.1937 | 210515.9119 | 165044.4749 | 129394.8683 | 101445.5768 | 79533.3322 | 62354.1324 | 48885.6398 | 38326.3416 | 30047.8518 | 23557.5158 | 18469.0924 | 14479.7685 | 11352.1385
Commercial_Education_Existing_Food Preparation_Natural Gas_Double Rack Oven_E1_Baseline Forecast | Commercial | Education | Existing | Food Preparation | Natural Gas | Double Rack Oven | E1 | Standard | Baseline Forecast | 0 | 11877.3842 | 27778.8578 | 46993.0808 | 68856.125 | 93048.334 | 119096.4862 | 146512.1657 | 174865.1817 | 203605.4306 | 227416.3984 | 246985.4566 | 263365.1284 | 276511.1918 | 287031.9147 | 295314.9845 | 301612.4165 | 306171.2209 | 309297.6835 | 311059.6977 | 311695.4116 | 311345.7879 | 310169.8359 | 311098.4474 | 311392.9119 | 311190.5565 | 310467.6513 | 309315.3569 | 307819.955 | 306160.8872 | 304361.2559
Commercial_Education_Existing_Food Preparation_Natural Gas_Double Rack Oven_E2_Baseline Forecast | Commercial | Education | Existing | Food Preparation | Natural Gas | Double Rack Oven | E2 | FTSC Qualified (>50% Cooking Efficiency) | Baseline Forecast | 0 | 17160.5658 | 40202.2097 | 68002.0769 | 99643.1503 | 134084.2986 | 170629.298 | 208763.3714 | 248057.9225 | 288329.6554 | 322165.3503 | 350391.9079 | 373274.9162 | 392005.8499 | 406974.8769 | 418663.1281 | 427574.514 | 434119.6266 | 438564.1493 | 441337.5795 | 442634.2111 | 442688.9626 | 441669.4514 | 436928.5227 | 431451.2781 | 425314.2645 | 418726.775 | 411758.5656 | 404462.8152 | 396780.8674 | 388794.1497
Commercial_Education_Existing_Food Preparation_Natural Gas_Double Rack Oven_E3_Baseline Forecast | Commercial | Education | Existing | Food Preparation | Natural Gas | Double Rack Oven | E3 |  | Baseline Forecast | 0 | 0 | 0 | 0 | 0 | 0 | 0 | 0 | 0 | 0 | 0 | 0 | 0 | 0 | 0 | 0 | 0 | 0 | 0 | 0 | 0 | 0 | 0 | 0 | 0 | 0 | 0 | 0 | 0 | 0 | 0
Commercial_Education_Existing_Food Preparation_Natural Gas_Double Rack Oven_E4_Baseline Forecast | Commercial | Education | Existing | Food Preparation | Natural Gas | Double Rack Oven | E4 |  | Baseline Forecast | 0 | 0 | 0 | 0 | 0 | 0 | 0 | 0 | 0 | 0 | 0 | 0 | 0 | 0 | 0 | 0 | 0 | 0 | 0 | 0 | 0 | 0 | 0 | 0 | 0 | 0 | 0 | 0 | 0 | 0 | 0
Commercial_Education_Existing_Food Preparation_Natural Gas_Double Rack Oven_E5_Baseline Forecast | Commercial | Education | Existing | Food Preparation | Natural Gas | Double Rack Oven | E5 |  | Baseline Forecast | 0 | 0 | 0 | 0 | 0 | 0 | 0 | 0 | 0 | 0 | 0 | 0 | 0 | 0 | 0 | 0 | 0 | 0 | 0 | 0 | 0 | 0 | 0 | 0 | 0 | 0 | 0 | 0 | 0 | 0 | 0
Commercial_Education_Existing_Food Preparation_Natural Gas_Double Rack Oven_E6_Baseline Forecast | Commercial | Education | Existing | Food Preparation | Natural Gas | Double Rack Oven | E6 |  | Baseline Forecast | 0 | 0 | 0 | 0 | 0 | 0 | 0 | 0 | 0 | 0 | 0 | 0 | 0 | 0 | 0 | 0 | 0 | 0 | 0 | 0 | 0 | 0 | 0 | 0 | 0 | 0 | 0 | 0 | 0 | 0 | 0
Commercial_Education_Existing_Food Preparation_Natural Gas_Double Rack Oven_E7_Baseline Forecast | Commercial | Education | Existing | Food Preparation | Natural Gas | Double Rack Oven | E7 |  | Baseline Forecast | 0 | 0 | 0 | 0 | 0 | 0 | 0 | 0 | 0 | 0 | 0 | 0 | 0 | 0 | 0 | 0 | 0 | 0 | 0 | 0 | 0 | 0 | 0 | 0 | 0 | 0 | 0 | 0 | 0 | 0 | 0
Commercial_Education_Existing_Food Preparation_Natural Gas_Double Rack Oven_E8_Baseline Forecast | Commercial | Education | Existing | Food Preparation | Natural Gas | Double Rack Oven | E8 |  | Baseline Forecast | 0 | 0 | 0 | 0 | 0 | 0 | 0 | 0 | 0 | 0 | 0 | 0 | 0 | 0 | 0 | 0 | 0 | 0 | 0 | 0 | 0 | 0 | 0 | 0 | 0 | 0 | 0 | 0 | 0 | 0 | 0
Commercial_Education_Existing_Food Preparation_Natural Gas_Double Rack Oven_E9_Baseline Forecast | Commercial | Education | Existing | Food Preparation | Natural Gas | Double Rack Oven | E9 |  | Baseline Forecast | 0 | 0 | 0 | 0 | 0 | 0 | 0 | 0 | 0 | 0 | 0 | 0 | 0 | 0 | 0 | 0 | 0 | 0 | 0 | 0 | 0 | 0 | 0 | 0 | 0 | 0 | 0 | 0 | 0 | 0 | 0
Commercial_Education_Existing_Food Preparation_Natural Gas_Double Rack Oven_E10_Baseline Forecast | Commercial | Education | Existing | Food Preparation | Natural Gas | Double Rack Oven | E10 |  | Baseline Forecast | 0 | 0 | 0 | 0 | 0 | 0 | 0 | 0 | 0 | 0 | 0 | 0 | 0 | 0 | 0 | 0 | 0 | 0 | 0 | 0 | 0 | 0 | 0 | 0 | 0 | 0 | 0 | 0 | 0 | 0 | 0
Commercial_Education_Existing_Food Preparation_Natural Gas_Double Rack Oven_Vintage_Baseline Forecast | Commercial | Education | Existing | Food Preparation | Natural Gas | Double Rack Oven | Vintage | Vintage | Baseline Forecast | 1333375.2572 | 1277669.802 | 1212592.5295 | 1139966.9674 | 1061363.6073 | 978132.9924 | 891434.5282 | 802261.5692 | 711463.2598 | 619763.5508 | 539882.9154 | 470298.0063 | 409681.8188 | 356878.3844 | 310880.7259 | 270811.6546 | 235907.0413 | 205501.2449 | 179014.4178 | 155941.4484 | 135842.3284 | 118333.7616 | 103081.8545 | 89795.7488 | 78222.0746 | 68140.1183 | 59357.6141 | 51707.0772 | 45042.6095 | 39237.1176 | 34179.8891
Commercial_Education_Existing_Food Preparation_Natural Gas_Fryer_E1_Baseline Forecast | Commercial | Education | Existing | Food Preparation | Natural Gas | Fryer | E1 | Standard | Baseline Forecast | 0 | 65281.2978 | 134879.5494 | 132181.9584 | 129538.3193 | 126947.5529 | 124408.6018 | 121920.4298 | 119482.0212 | 105984.5979 | 83091.9248 | 65144.069 | 51072.9501 | 40041.1929 | 18231.9378 | 0 | 0 | 0 | 0 | 0 | 0 | 0 | 0 | 0 | 0 | 0 | 0 | 0 | 0 | 0 | 0
Commercial_Education_Existing_Food Preparation_Natural Gas_Fryer_E2_Baseline Forecast | Commercial | Education | Existing | Food Preparation | Natural Gas | Fryer | E2 | ENERGY STAR | Baseline Forecast | 0 | 23017.1526 | 47625.3205 | 149135.8539 | 254059.5494 | 361401.8983 | 470295.9751 | 579988.0053 | 689824.5191 | 810348.7033 | 939409.9229 | 1062250.9108 | 1165443.499 | 1251632.1831 | 1336242.0714 | 1406349.455 | 1448573.0364 | 1482277.5385 | 1508470.5728 | 1528048.2644 | 1541807.4454 | 1550456.5178 | 1554625.13 | 1554872.7981 | 1551696.5851 | 1545537.9426 | 1536788.8051 | 1525797.0188 | 1512871.1785 | 1498284.935 | 1482280.8331
Commercial_Education_Existing_Food Preparation_Natural Gas_Fryer_E3_Baseline Forecast | Commercial | Education | Existing | Food Preparation | Natural Gas | Fryer | E3 |  | Baseline Forecast | 0 | 0 | 0 | 0 | 0 | 0 | 0 | 0 | 0 | 0 | 0 | 0 | 0 | 0 | 0 | 0 | 0 | 0 | 0 | 0 | 0 | 0 | 0 | 0 | 0 | 0 | 0 | 0 | 0 | 0 | 0
Commercial_Education_Existing_Food Preparation_Natural Gas_Fryer_E4_Baseline Forecast | Commercial | Education | Existing | Food Preparation | Natural Gas | Fryer | E4 |  | Baseline Forecast | 0 | 0 | 0 | 0 | 0 | 0 | 0 | 0 | 0 | 0 | 0 | 0 | 0 | 0 | 0 | 0 | 0 | 0 | 0 | 0 | 0 | 0 | 0 | 0 | 0 | 0 | 0 | 0 | 0 | 0 | 0
Commercial_Education_Existing_Food Preparation_Natural Gas_Fryer_E5_Baseline Forecast | Commercial | Education | Existing | Food Preparation | Natural Gas | Fryer | E5 |  | Baseline Forecast | 0 | 0 | 0 | 0 | 0 | 0 | 0 | 0 | 0 | 0 | 0 | 0 | 0 | 0 | 0 | 0 | 0 | 0 | 0 | 0 | 0 | 0 | 0 | 0 | 0 | 0 | 0 | 0 | 0 | 0 | 0
Commercial_Education_Existing_Food Preparation_Natural Gas_Fryer_E6_Baseline Forecast | Commercial | Education | Existing | Food Preparation | Natural Gas | Fryer | E6 |  | Baseline Forecast | 0 | 0 | 0 | 0 | 0 | 0 | 0 | 0 | 0 | 0 | 0 | 0 | 0 | 0 | 0 | 0 | 0 | 0 | 0 | 0 | 0 | 0 | 0 | 0 | 0 | 0 | 0 | 0 | 0 | 0 | 0
Commercial_Education_Existing_Food Preparation_Natural Gas_Fryer_E7_Baseline Forecast | Commercial | Education | Existing | Food Preparation | Natural Gas | Fryer | E7 |  | Baseline Forecast | 0 | 0 | 0 | 0 | 0 | 0 | 0 | 0 | 0 | 0 | 0 | 0 | 0 | 0 | 0 | 0 | 0 | 0 | 0 | 0 | 0 | 0 | 0 | 0 | 0 | 0 | 0 | 0 | 0 | 0 | 0
Commercial_Education_Existing_Food Preparation_Natural Gas_Fryer_E8_Baseline Forecast | Commercial | Education | Existing | Food Preparation | Natural Gas | Fryer | E8 |  | Baseline Forecast | 0 | 0 | 0 | 0 | 0 | 0 | 0 | 0 | 0 | 0 | 0 | 0 | 0 | 0 | 0 | 0 | 0 | 0 | 0 | 0 | 0 | 0 | 0 | 0 | 0 | 0 | 0 | 0 | 0 | 0 | 0
Commercial_Education_Existing_Food Preparation_Natural Gas_Fryer_E9_Baseline Forecast | Commercial | Education | Existing | Food Preparation | Natural Gas | Fryer | E9 |  | Baseline Forecast | 0 | 0 | 0 | 0 | 0 | 0 | 0 | 0 | 0 | 0 | 0 | 0 | 0 | 0 | 0 | 0 | 0 | 0 | 0 | 0 | 0 | 0 | 0 | 0 | 0 | 0 | 0 | 0 | 0 | 0 | 0
Commercial_Education_Existing_Food Preparation_Natural Gas_Fryer_E10_Baseline Forecast | Commercial | Education | Existing | Food Preparation | Natural Gas | Fryer | E10 |  | Baseline Forecast | 0 | 0 | 0 | 0 | 0 | 0 | 0 | 0 | 0 | 0 | 0 | 0 | 0 | 0 | 0 | 0 | 0 | 0 | 0 | 0 | 0 | 0 | 0 | 0 | 0 | 0 | 0 | 0 | 0 | 0 | 0
Commercial_Education_Existing_Food Preparation_Natural Gas_Fryer_Vintage_Baseline Forecast | Commercial | Education | Existing | Food Preparation | Natural Gas | Fryer | Vintage | Vintage | Baseline Forecast | 2973315.1683 | 2825550.4144 | 2673067.0176 | 2517142.6375 | 2358893.3721 | 2199291.9648 | 2039184.0107 | 1879302.3809 | 1720280.0593 | 1562661.5664 | 1406913.1226 | 1253431.691 | 1116693.6884 | 994872.5587 | 886341.0069 | 789649.2607 | 703505.705 | 626759.6281 | 558385.8505 | 497471.0304 | 443201.4634 | 394852.2129 | 351777.426 | 313401.7068 | 279212.4297 | 248752.8919 | 221616.2128 | 197439.8987 | 175901.0006 | 156711.8006 | 139615.9678
Commercial_Education_Existing_Food Preparation_Natural Gas_Broiler_E1_Baseline Forecast | Commercial | Education | Existing | Food Preparation | Natural Gas | Broiler | E1 | Standard | Baseline Forecast | 0 | 30589.0859 | 64097.7072 | 99889.7528 | 137380.7843 | 176216.9615 | 215969.9005 | 256234.6235 | 296666.076 | 336884.9473 | 370251.4704 | 397694.9688 | 420266.0713 | 438371.5149 | 452705.697 | 463799.686 | 472067.1667 | 477891.3639 | 481646.4288 | 483549.6618 | 483892.0775 | 482887.2261 | 480744.9586 | 478980.6081 | 476389.5841 | 473126.1784 | 469258.4058 | 464888.9129 | 460135.3767 | 455111.7123 | 449852.4328
Commercial_Education_Existing_Food Preparation_Natural Gas_Broiler_E2_Baseline Forecast | Commercial | Education | Existing | Food Preparation | Natural Gas | Broiler | E2 | Infrared Burners | Baseline Forecast | 0 | 10781.9781 | 22620.6398 | 35250.7177 | 48483.2815 | 62009.9958 | 75693.6206 | 89457.3151 | 103237.0246 | 117066.0015 | 128669.3412 | 138330.0079 | 146052.5658 | 152348.6398 | 157323.0168 | 161140.0118 | 163990.9167 | 166018.7455 | 167307.0107 | 168036.3548 | 168261.697 | 168070.1294 | 167513.004 | 165301.8477 | 162838.2089 | 160138.7178 | 157283.6155 | 154298.7786 | 151177.877 | 147903.3917 | 144524.1939
Commercial_Education_Existing_Food Preparation_Natural Gas_Broiler_E3_Baseline Forecast | Commercial | Education | Existing | Food Preparation | Natural Gas | Broiler | E3 |  | Baseline Forecast | 0 | 0 | 0 | 0 | 0 | 0 | 0 | 0 | 0 | 0 | 0 | 0 | 0 | 0 | 0 | 0 | 0 | 0 | 0 | 0 | 0 | 0 | 0 | 0 | 0 | 0 | 0 | 0 | 0 | 0 | 0
Commercial_Education_Existing_Food Preparation_Natural Gas_Broiler_E4_Baseline Forecast | Commercial | Education | Existing | Food Preparation | Natural Gas | Broiler | E4 |  | Baseline Forecast | 0 | 0 | 0 | 0 | 0 | 0 | 0 | 0 | 0 | 0 | 0 | 0 | 0 | 0 | 0 | 0 | 0 | 0 | 0 | 0 | 0 | 0 | 0 | 0 | 0 | 0 | 0 | 0 | 0 | 0 | 0
Commercial_Education_Existing_Food Preparation_Natural Gas_Broiler_E5_Baseline Forecast | Commercial | Education | Existing | Food Preparation | Natural Gas | Broiler | E5 |  | Baseline Forecast | 0 | 0 | 0 | 0 | 0 | 0 | 0 | 0 | 0 | 0 | 0 | 0 | 0 | 0 | 0 | 0 | 0 | 0 | 0 | 0 | 0 | 0 | 0 | 0 | 0 | 0 | 0 | 0 | 0 | 0 | 0
Commercial_Education_Existing_Food Preparation_Natural Gas_Broiler_E6_Baseline Forecast | Commercial | Education | Existing | Food Preparation | Natural Gas | Broiler | E6 |  | Baseline Forecast | 0 | 0 | 0 | 0 | 0 | 0 | 0 | 0 | 0 | 0 | 0 | 0 | 0 | 0 | 0 | 0 | 0 | 0 | 0 | 0 | 0 | 0 | 0 | 0 | 0 | 0 | 0 | 0 | 0 | 0 | 0
Commercial_Education_Existing_Food Preparation_Natural Gas_Broiler_E7_Baseline Forecast | Commercial | Education | Existing | Food Preparation | Natural Gas | Broiler | E7 |  | Baseline Forecast | 0 | 0 | 0 | 0 | 0 | 0 | 0 | 0 | 0 | 0 | 0 | 0 | 0 | 0 | 0 | 0 | 0 | 0 | 0 | 0 | 0 | 0 | 0 | 0 | 0 | 0 | 0 | 0 | 0 | 0 | 0
Commercial_Education_Existing_Food Preparation_Natural Gas_Broiler_E8_Baseline Forecast | Commercial | Education | Existing | Food Preparation | Natural Gas | Broiler | E8 |  | Baseline Forecast | 0 | 0 | 0 | 0 | 0 | 0 | 0 | 0 | 0 | 0 | 0 | 0 | 0 | 0 | 0 | 0 | 0 | 0 | 0 | 0 | 0 | 0 | 0 | 0 | 0 | 0 | 0 | 0 | 0 | 0 | 0
Commercial_Education_Existing_Food Preparation_Natural Gas_Broiler_E9_Baseline Forecast | Commercial | Education | Existing | Food Preparation | Natural Gas | Broiler | E9 |  | Baseline Forecast | 0 | 0 | 0 | 0 | 0 | 0 | 0 | 0 | 0 | 0 | 0 | 0 | 0 | 0 | 0 | 0 | 0 | 0 | 0 | 0 | 0 | 0 | 0 | 0 | 0 | 0 | 0 | 0 | 0 | 0 | 0
Commercial_Education_Existing_Food Preparation_Natural Gas_Broiler_E10_Baseline Forecast | Commercial | Education | Existing | Food Preparation | Natural Gas | Broiler | E10 |  | Baseline Forecast | 0 | 0 | 0 | 0 | 0 | 0 | 0 | 0 | 0 | 0 | 0 | 0 | 0 | 0 | 0 | 0 | 0 | 0 | 0 | 0 | 0 | 0 | 0 | 0 | 0 | 0 | 0 | 0 | 0 | 0 | 0
Commercial_Education_Existing_Food Preparation_Natural Gas_Broiler_Vintage_Baseline Forecast | Commercial | Education | Existing | Food Preparation | Natural Gas | Broiler | Vintage | Vintage | Baseline Forecast | 1139815.0297 | 1075647.6651 | 1007960.0075 | 937644.317 | 865465.0259 | 792075.5526 | 718032.9386 | 643810.5919 | 569809.3793 | 496367.2815 | 432391.0541 | 376660.6516 | 328113.2787 | 285823.1228 | 248983.6981 | 216892.4659 | 188937.4369 | 164585.5006 | 143372.2583 | 124893.1672 | 108795.8257 | 94773.2526 | 82558.0334 | 71917.2202 | 62647.8896 | 54573.2727 | 47539.3842 | 41412.0858 | 36074.5281 | 31424.9222 | 27374.5989
Commercial_Education_Existing_Food Preparation_Natural Gas_Griddle_E1_Baseline Forecast | Commercial | Education | Existing | Food Preparation | Natural Gas | Griddle | E1 | Standard | Baseline Forecast | 0 | 35024.9578 | 73409.9343 | 114401.1353 | 157339.95 | 201707.8324 | 247023.4259 | 292863.759 | 338868.9638 | 384706.5009 | 422814.361 | 454229.674 | 479930.3509 | 500608.3235 | 516972.818 | 529617.8251 | 539045.0776 | 545698.1586 | 549975.6614 | 552190.4224 | 552646.4682 | 551595.7509 | 549264.4969 | 546309.4458 | 542431.7534 | 537785.1428 | 532480.4848 | 526629.4351 | 520340.5666 | 513708.608 | 506795.3283
Commercial_Education_Existing_Food Preparation_Natural Gas_Griddle_E2_Baseline Forecast | Commercial | Education | Existing | Food Preparation | Natural Gas | Griddle | E2 | ENERGY STAR | Baseline Forecast | 0 | 14317.0429 | 30016.3818 | 46776.7641 | 64334.4278 | 82418.162 | 100834.7212 | 119432.4267 | 138083.2141 | 156706.8899 | 172233.2076 | 185070.8958 | 195500.5396 | 203925.5096 | 210589.7422 | 215728.6088 | 219561.9144 | 222273.7041 | 224011.2266 | 224936.2598 | 225157.3613 | 224781.1465 | 223892.9172 | 222106.5032 | 219955.654 | 217490.5002 | 214776.9913 | 211856.7573 | 208754.025 | 205489.0345 | 202099.467
Commercial_Education_Existing_Food Preparation_Natural Gas_Griddle_E3_Baseline Forecast | Commercial | Education | Existing | Food Preparation | Natural Gas | Griddle | E3 |  | Baseline Forecast | 0 | 0 | 0 | 0 | 0 | 0 | 0 | 0 | 0 | 0 | 0 | 0 | 0 | 0 | 0 | 0 | 0 | 0 | 0 | 0 | 0 | 0 | 0 | 0 | 0 | 0 | 0 | 0 | 0 | 0 | 0
Commercial_Education_Existing_Food Preparation_Natural Gas_Griddle_E4_Baseline Forecast | Commercial | Education | Existing | Food Preparation | Natural Gas | Griddle | E4 |  | Baseline Forecast | 0 | 0 | 0 | 0 | 0 | 0 | 0 | 0 | 0 | 0 | 0 | 0 | 0 | 0 | 0 | 0 | 0 | 0 | 0 | 0 | 0 | 0 | 0 | 0 | 0 | 0 | 0 | 0 | 0 | 0 | 0
Commercial_Education_Existing_Food Preparation_Natural Gas_Griddle_E5_Baseline Forecast | Commercial | Education | Existing | Food Preparation | Natural Gas | Griddle | E5 |  | Baseline Forecast | 0 | 0 | 0 | 0 | 0 | 0 | 0 | 0 | 0 | 0 | 0 | 0 | 0 | 0 | 0 | 0 | 0 | 0 | 0 | 0 | 0 | 0 | 0 | 0 | 0 | 0 | 0 | 0 | 0 | 0 | 0
Commercial_Education_Existing_Food Preparation_Natural Gas_Griddle_E6_Baseline Forecast | Commercial | Education | Existing | Food Preparation | Natural Gas | Griddle | E6 |  | Baseline Forecast | 0 | 0 | 0 | 0 | 0 | 0 | 0 | 0 | 0 | 0 | 0 | 0 | 0 | 0 | 0 | 0 | 0 | 0 | 0 | 0 | 0 | 0 | 0 | 0 | 0 | 0 | 0 | 0 | 0 | 0 | 0
Commercial_Education_Existing_Food Preparation_Natural Gas_Griddle_E7_Baseline Forecast | Commercial | Education | Existing | Food Preparation | Natural Gas | Griddle | E7 |  | Baseline Forecast | 0 | 0 | 0 | 0 | 0 | 0 | 0 | 0 | 0 | 0 | 0 | 0 | 0 | 0 | 0 | 0 | 0 | 0 | 0 | 0 | 0 | 0 | 0 | 0 | 0 | 0 | 0 | 0 | 0 | 0 | 0
Commercial_Education_Existing_Food Preparation_Natural Gas_Griddle_E8_Baseline Forecast | Commercial | Education | Existing | Food Preparation | Natural Gas | Griddle | E8 |  | Baseline Forecast | 0 | 0 | 0 | 0 | 0 | 0 | 0 | 0 | 0 | 0 | 0 | 0 | 0 | 0 | 0 | 0 | 0 | 0 | 0 | 0 | 0 | 0 | 0 | 0 | 0 | 0 | 0 | 0 | 0 | 0 | 0
Commercial_Education_Existing_Food Preparation_Natural Gas_Griddle_E9_Baseline Forecast | Commercial | Education | Existing | Food Preparation | Natural Gas | Griddle | E9 |  | Baseline Forecast | 0 | 0 | 0 | 0 | 0 | 0 | 0 | 0 | 0 | 0 | 0 | 0 | 0 | 0 | 0 | 0 | 0 | 0 | 0 | 0 | 0 | 0 | 0 | 0 | 0 | 0 | 0 | 0 | 0 | 0 | 0
Commercial_Education_Existing_Food Preparation_Natural Gas_Griddle_E10_Baseline Forecast | Commercial | Education | Existing | Food Preparation | Natural Gas | Griddle | E10 |  | Baseline Forecast | 0 | 0 | 0 | 0 | 0 | 0 | 0 | 0 | 0 | 0 | 0 | 0 | 0 | 0 | 0 | 0 | 0 | 0 | 0 | 0 | 0 | 0 | 0 | 0 | 0 | 0 | 0 | 0 | 0 | 0 | 0
Commercial_Education_Existing_Food Preparation_Natural Gas_Griddle_Vintage_Baseline Forecast | Commercial | Education | Existing | Food Preparation | Natural Gas | Griddle | Vintage | Vintage | Baseline Forecast | 1359422.4703 | 1282892.0201 | 1202163.0244 | 1118299.6542 | 1032213.6248 | 944684.2481 | 856375.8905 | 767853.1712 | 679594.1918 | 592002.0516 | 515699.5649 | 449231.621 | 391330.6565 | 340892.483 | 296955.2296 | 258681 | 225339.8934 | 196296.0849 | 170995.7006 | 148956.2548 | 129757.4486 | 113033.1552 | 98464.4374 | 85773.4655 | 74718.2188 | 65087.8706 | 56698.7673 | 49390.9262 | 43024.9846 | 37479.5421 | 32648.8456
Commercial_Education_Existing_Food Preparation_Natural Gas_Range_E1_Baseline Forecast | Commercial | Education | Existing | Food Preparation | Natural Gas | Range | E1 | Standard | Baseline Forecast | 0 | 112562.93 | 253619.6351 | 414796.2714 | 589549.8662 | 773682.314 | 963270.0537 | 1155107.6827 | 1346723.4944 | 1536449.8679 | 1675807.6944 | 1775384.2638 | 1845264.2171 | 1890839.1483 | 1917262.0718 | 1928679.1737 | 1928904.2993 | 1920491.3915 | 1905669.9358 | 1885586.4504 | 1861666.0997 | 1834769.1393 | 1805797.8065 | 1780963.7499 | 1755196.2298 | 1729025.1634 | 1702467.3774 | 1676027.6896 | 1649836.5887 | 1624107.7264 | 1598579.398
Commercial_Education_Existing_Food Preparation_Natural Gas_Range_E2_Baseline Forecast | Commercial | Education | Existing | Food Preparation | Natural Gas | Range | E2 | High Efficiency | Baseline Forecast | 0 | 162245.6533 | 365798.9116 | 598680.1959 | 851634.7844 | 1116630.5139 | 1388153.3808 | 1662156.6486 | 1935569.3068 | 2205852.5928 | 2403762.6413 | 2545691.9818 | 2642698.7998 | 2705958.3125 | 2743296.9039 | 2760735.4343 | 2762422.397 | 2752037.8692 | 2732231.5528 | 2705674.0938 | 2673925.0286 | 2638456.3098 | 2600186.5099 | 2554324.0072 | 2507045.5037 | 2458680.9651 | 2409880.6645 | 2360655.8837 | 2311273.987 | 2261826.6061 | 2212808.2871
Commercial_Education_Existing_Food Preparation_Natural Gas_Range_E3_Baseline Forecast | Commercial | Education | Existing | Food Preparation | Natural Gas | Range | E3 |  | Baseline Forecast | 0 | 0 | 0 | 0 | 0 | 0 | 0 | 0 | 0 | 0 | 0 | 0 | 0 | 0 | 0 | 0 | 0 | 0 | 0 | 0 | 0 | 0 | 0 | 0 | 0 | 0 | 0 | 0 | 0 | 0 | 0
Commercial_Education_Existing_Food Preparation_Natural Gas_Range_E4_Baseline Forecast | Commercial | Education | Existing | Food Preparation | Natural Gas | Range | E4 |  | Baseline Forecast | 0 | 0 | 0 | 0 | 0 | 0 | 0 | 0 | 0 | 0 | 0 | 0 | 0 | 0 | 0 | 0 | 0 | 0 | 0 | 0 | 0 | 0 | 0 | 0 | 0 | 0 | 0 | 0 | 0 | 0 | 0
Commercial_Education_Existing_Food Preparation_Natural Gas_Range_E5_Baseline Forecast | Commercial | Education | Existing | Food Preparation | Natural Gas | Range | E5 |  | Baseline Forecast | 0 | 0 | 0 | 0 | 0 | 0 | 0 | 0 | 0 | 0 | 0 | 0 | 0 | 0 | 0 | 0 | 0 | 0 | 0 | 0 | 0 | 0 | 0 | 0 | 0 | 0 | 0 | 0 | 0 | 0 | 0
Commercial_Education_Existing_Food Preparation_Natural Gas_Range_E6_Baseline Forecast | Commercial | Education | Existing | Food Preparation | Natural Gas | Range | E6 |  | Baseline Forecast | 0 | 0 | 0 | 0 | 0 | 0 | 0 | 0 | 0 | 0 | 0 | 0 | 0 | 0 | 0 | 0 | 0 | 0 | 0 | 0 | 0 | 0 | 0 | 0 | 0 | 0 | 0 | 0 | 0 | 0 | 0
Commercial_Education_Existing_Food Preparation_Natural Gas_Range_E7_Baseline Forecast | Commercial | Education | Existing | Food Preparation | Natural Gas | Range | E7 |  | Baseline Forecast | 0 | 0 | 0 | 0 | 0 | 0 | 0 | 0 | 0 | 0 | 0 | 0 | 0 | 0 | 0 | 0 | 0 | 0 | 0 | 0 | 0 | 0 | 0 | 0 | 0 | 0 | 0 | 0 | 0 | 0 | 0
Commercial_Education_Existing_Food Preparation_Natural Gas_Range_E8_Baseline Forecast | Commercial | Education | Existing | Food Preparation | Natural Gas | Range | E8 |  | Baseline Forecast | 0 | 0 | 0 | 0 | 0 | 0 | 0 | 0 | 0 | 0 | 0 | 0 | 0 | 0 | 0 | 0 | 0 | 0 | 0 | 0 | 0 | 0 | 0 | 0 | 0 | 0 | 0 | 0 | 0 | 0 | 0
Commercial_Education_Existing_Food Preparation_Natural Gas_Range_E9_Baseline Forecast | Commercial | Education | Existing | Food Preparation | Natural Gas | Range | E9 |  | Baseline Forecast | 0 | 0 | 0 | 0 | 0 | 0 | 0 | 0 | 0 | 0 | 0 | 0 | 0 | 0 | 0 | 0 | 0 | 0 | 0 | 0 | 0 | 0 | 0 | 0 | 0 | 0 | 0 | 0 | 0 | 0 | 0
Commercial_Education_Existing_Food Preparation_Natural Gas_Range_E10_Baseline Forecast | Commercial | Education | Existing | Food Preparation | Natural Gas | Range | E10 |  | Baseline Forecast | 0 | 0 | 0 | 0 | 0 | 0 | 0 | 0 | 0 | 0 | 0 | 0 | 0 | 0 | 0 | 0 | 0 | 0 | 0 | 0 | 0 | 0 | 0 | 0 | 0 | 0 | 0 | 0 | 0 | 0 | 0
Commercial_Education_Existing_Food Preparation_Natural Gas_Range_Vintage_Baseline Forecast | Commercial | Education | Existing | Food Preparation | Natural Gas | Range | Vintage | Vintage | Baseline Forecast | 7010423.0422 | 6595405.9981 | 6113391.7431 | 5584677.6166 | 5025006.3517 | 4446554.3543 | 3858706.4041 | 3268662.9105 | 2681915.8957 | 2102622.0623 | 1648455.6968 | 1292389.2663 | 1013233.1848 | 794374.8169 | 622789.8564 | 488267.2474 | 382801.522 | 300116.3932 | 235291.2523 | 184468.3418 | 144623.18 | 113384.5731 | 88893.5053 | 69692.5082 | 54638.9264 | 42836.9183 | 33584.1439 | 26329.9689 | 20642.6956 | 16183.8733 | 12688.1567
Commercial_Education_Existing_Food Preparation_Natural Gas_Steamer_E1_Baseline Forecast | Commercial | Education | Existing | Food Preparation | Natural Gas | Steamer | E1 | Standard | Baseline Forecast | 0 | 37935.3556 | 79459.2291 | 77870.0445 | 76312.6436 | 74786.3907 | 73290.6629 | 71824.8496 | 70388.3526 | 68980.5856 | 64086.6941 | 55826.6313 | 48631.1988 | 42363.1777 | 36903.0348 | 32146.6436 | 28003.2984 | 24393.9844 | 21249.8709 | 10390.3953 | 0 | 0 | 0 | 0 | 0 | 0 | 0 | 0 | 0 | 0 | 0
Commercial_Education_Existing_Food Preparation_Natural Gas_Steamer_E2_Baseline Forecast | Commercial | Education | Existing | Food Preparation | Natural Gas | Steamer | E2 | ENERGY STAR | Baseline Forecast | 0 | 38115.02 | 79950.8082 | 170551.9813 | 265352.0522 | 363134.4121 | 462859.9254 | 563643.4995 | 664733.6875 | 765494.9338 | 853054.6941 | 929521.504 | 992404.27 | 1043528.3911 | 1084482.5008 | 1116649.0144 | 1141230.7366 | 1159274.0405 | 1171689.0577 | 1187387.8693 | 1198821.9457 | 1196622.6282 | 1191660.468 | 1184352.4911 | 1175060.7549 | 1164099.4574 | 1151741.1299 | 1138222.0303 | 1123746.8417 | 1108492.7644 | 1092613.0801
Commercial_Education_Existing_Food Preparation_Natural Gas_Steamer_E3_Baseline Forecast | Commercial | Education | Existing | Food Preparation | Natural Gas | Steamer | E3 |  | Baseline Forecast | 0 | 0 | 0 | 0 | 0 | 0 | 0 | 0 | 0 | 0 | 0 | 0 | 0 | 0 | 0 | 0 | 0 | 0 | 0 | 0 | 0 | 0 | 0 | 0 | 0 | 0 | 0 | 0 | 0 | 0 | 0
Commercial_Education_Existing_Food Preparation_Natural Gas_Steamer_E4_Baseline Forecast | Commercial | Education | Existing | Food Preparation | Natural Gas | Steamer | E4 |  | Baseline Forecast | 0 | 0 | 0 | 0 | 0 | 0 | 0 | 0 | 0 | 0 | 0 | 0 | 0 | 0 | 0 | 0 | 0 | 0 | 0 | 0 | 0 | 0 | 0 | 0 | 0 | 0 | 0 | 0 | 0 | 0 | 0
Commercial_Education_Existing_Food Preparation_Natural Gas_Steamer_E5_Baseline Forecast | Commercial | Education | Existing | Food Preparation | Natural Gas | Steamer | E5 |  | Baseline Forecast | 0 | 0 | 0 | 0 | 0 | 0 | 0 | 0 | 0 | 0 | 0 | 0 | 0 | 0 | 0 | 0 | 0 | 0 | 0 | 0 | 0 | 0 | 0 | 0 | 0 | 0 | 0 | 0 | 0 | 0 | 0
Commercial_Education_Existing_Food Preparation_Natural Gas_Steamer_E6_Baseline Forecast | Commercial | Education | Existing | Food Preparation | Natural Gas | Steamer | E6 |  | Baseline Forecast | 0 | 0 | 0 | 0 | 0 | 0 | 0 | 0 | 0 | 0 | 0 | 0 | 0 | 0 | 0 | 0 | 0 | 0 | 0 | 0 | 0 | 0 | 0 | 0 | 0 | 0 | 0 | 0 | 0 | 0 | 0
Commercial_Education_Existing_Food Preparation_Natural Gas_Steamer_E7_Baseline Forecast | Commercial | Education | Existing | Food Preparation | Natural Gas | Steamer | E7 |  | Baseline Forecast | 0 | 0 | 0 | 0 | 0 | 0 | 0 | 0 | 0 | 0 | 0 | 0 | 0 | 0 | 0 | 0 | 0 | 0 | 0 | 0 | 0 | 0 | 0 | 0 | 0 | 0 | 0 | 0 | 0 | 0 | 0
Commercial_Education_Existing_Food Preparation_Natural Gas_Steamer_E8_Baseline Forecast | Commercial | Education | Existing | Food Preparation | Natural Gas | Steamer | E8 |  | Baseline Forecast | 0 | 0 | 0 | 0 | 0 | 0 | 0 | 0 | 0 | 0 | 0 | 0 | 0 | 0 | 0 | 0 | 0 | 0 | 0 | 0 | 0 | 0 | 0 | 0 | 0 | 0 | 0 | 0 | 0 | 0 | 0
Commercial_Education_Existing_Food Preparation_Natural Gas_Steamer_E9_Baseline Forecast | Commercial | Education | Existing | Food Preparation | Natural Gas | Steamer | E9 |  | Baseline Forecast | 0 | 0 | 0 | 0 | 0 | 0 | 0 | 0 | 0 | 0 | 0 | 0 | 0 | 0 | 0 | 0 | 0 | 0 | 0 | 0 | 0 | 0 | 0 | 0 | 0 | 0 | 0 | 0 | 0 | 0 | 0
Commercial_Education_Existing_Food Preparation_Natural Gas_Steamer_E10_Baseline Forecast | Commercial | Education | Existing | Food Preparation | Natural Gas | Steamer | E10 |  | Baseline Forecast | 0 | 0 | 0 | 0 | 0 | 0 | 0 | 0 | 0 | 0 | 0 | 0 | 0 | 0 | 0 | 0 | 0 | 0 | 0 | 0 | 0 | 0 | 0 | 0 | 0 | 0 | 0 | 0 | 0 | 0 | 0
Commercial_Education_Existing_Food Preparation_Natural Gas_Steamer_Vintage_Baseline Forecast | Commercial | Education | Existing | Food Preparation | Natural Gas | Steamer | Vintage | Vintage | Baseline Forecast | 2095265.4499 | 1977309.7653 | 1852882.9008 | 1723625.0536 | 1590941.4419 | 1456033.2122 | 1319924.3464 | 1183485.0868 | 1047452.3272 | 912447.3606 | 794843.0341 | 692396.5986 | 603154.3703 | 525414.4737 | 457694.386 | 398702.6651 | 347314.3216 | 302549.3646 | 263554.1132 | 229584.9164 | 199993.9716 | 174216.9708 | 151762.339 | 132201.8598 | 115162.5089 | 100319.3411 | 87389.2927 | 76125.7839 | 66314.0162 | 57766.8763 | 50321.3678
Commercial_Education_Existing_Food Preparation_Natural Gas_Food Prep Other_E1_Baseline Forecast | Commercial | Education | Existing | Food Preparation | Natural Gas | Food Prep Other | E1 | Standard | Baseline Forecast | 0 | 60779.4371 | 136996.8307 | 224150.6053 | 318746.7688 | 418080.5204 | 520064.5464 | 623094.8416 | 725945.4777 | 827686.1419 | 902279.9762 | 955694.0009 | 992604.7101 | 1016675.8529 | 1030778.0565 | 1037159.9716 | 1037582.7467 | 1033425.1607 | 1025766.3916 | 1015450.5954 | 1003137.9423 | 989344.2234 | 974472.1848 | 958837.4621 | 942683.1146 | 926199.3713 | 909533.7189 | 892800.3768 | 876087.3273 | 859462.1186 | 842976.1514
Commercial_Education_Existing_Food Preparation_Natural Gas_Food Prep Other_E2_Baseline Forecast | Commercial | Education | Existing | Food Preparation | Natural Gas | Food Prep Other | E2 | ENERGY STAR | Baseline Forecast | 0 | 21354.9686 | 48134.1196 | 78755.8261 | 111992.4871 | 146893.5381 | 182725.6063 | 218925.1879 | 255061.6115 | 290807.992 | 317016.3092 | 335783.2337 | 348751.4097 | 357208.5535 | 362163.3024 | 364405.7185 | 364554.4256 | 363093.8603 | 360403.1292 | 356778.9451 | 352453.2009 | 347607.1527 | 342382.2554 | 336887.2893 | 331209.7432 | 325416.3889 | 319559.1216 | 313677.973 | 307803.8705 | 301960.5086 | 296166.0779
Commercial_Education_Existing_Food Preparation_Natural Gas_Food Prep Other_E3_Baseline Forecast | Commercial | Education | Existing | Food Preparation | Natural Gas | Food Prep Other | E3 |  | Baseline Forecast | 0 | 0 | 0 | 0 | 0 | 0 | 0 | 0 | 0 | 0 | 0 | 0 | 0 | 0 | 0 | 0 | 0 | 0 | 0 | 0 | 0 | 0 | 0 | 0 | 0 | 0 | 0 | 0 | 0 | 0 | 0
Commercial_Education_Existing_Food Preparation_Natural Gas_Food Prep Other_E4_Baseline Forecast | Commercial | Education | Existing | Food Preparation | Natural Gas | Food Prep Other | E4 |  | Baseline Forecast | 0 | 0 | 0 | 0 | 0 | 0 | 0 | 0 | 0 | 0 | 0 | 0 | 0 | 0 | 0 | 0 | 0 | 0 | 0 | 0 | 0 | 0 | 0 | 0 | 0 | 0 | 0 | 0 | 0 | 0 | 0
Commercial_Education_Existing_Food Preparation_Natural Gas_Food Prep Other_E5_Baseline Forecast | Commercial | Education | Existing | Food Preparation | Natural Gas | Food Prep Other | E5 |  | Baseline Forecast | 0 | 0 | 0 | 0 | 0 | 0 | 0 | 0 | 0 | 0 | 0 | 0 | 0 | 0 | 0 | 0 | 0 | 0 | 0 | 0 | 0 | 0 | 0 | 0 | 0 | 0 | 0 | 0 | 0 | 0 | 0
Commercial_Education_Existing_Food Preparation_Natural Gas_Food Prep Other_E6_Baseline Forecast | Commercial | Education | Existing | Food Preparation | Natural Gas | Food Prep Other | E6 |  | Baseline Forecast | 0 | 0 | 0 | 0 | 0 | 0 | 0 | 0 | 0 | 0 | 0 | 0 | 0 | 0 | 0 | 0 | 0 | 0 | 0 | 0 | 0 | 0 | 0 | 0 | 0 | 0 | 0 | 0 | 0 | 0 | 0
Commercial_Education_Existing_Food Preparation_Natural Gas_Food Prep Other_E7_Baseline Forecast | Commercial | Education | Existing | Food Preparation | Natural Gas | Food Prep Other | E7 |  | Baseline Forecast | 0 | 0 | 0 | 0 | 0 | 0 | 0 | 0 | 0 | 0 | 0 | 0 | 0 | 0 | 0 | 0 | 0 | 0 | 0 | 0 | 0 | 0 | 0 | 0 | 0 | 0 | 0 | 0 | 0 | 0 | 0
Commercial_Education_Existing_Food Preparation_Natural Gas_Food Prep Other_E8_Baseline Forecast | Commercial | Education | Existing | Food Preparation | Natural Gas | Food Prep Other | E8 |  | Baseline Forecast | 0 | 0 | 0 | 0 | 0 | 0 | 0 | 0 | 0 | 0 | 0 | 0 | 0 | 0 | 0 | 0 | 0 | 0 | 0 | 0 | 0 | 0 | 0 | 0 | 0 | 0 | 0 | 0 | 0 | 0 | 0
Commercial_Education_Existing_Food Preparation_Natural Gas_Food Prep Other_E9_Baseline Forecast | Commercial | Education | Existing | Food Preparation | Natural Gas | Food Prep Other | E9 |  | Baseline Forecast | 0 | 0 | 0 | 0 | 0 | 0 | 0 | 0 | 0 | 0 | 0 | 0 | 0 | 0 | 0 | 0 | 0 | 0 | 0 | 0 | 0 | 0 | 0 | 0 | 0 | 0 | 0 | 0 | 0 | 0 | 0
Commercial_Education_Existing_Food Preparation_Natural Gas_Food Prep Other_E10_Baseline Forecast | Commercial | Education | Existing | Food Preparation | Natural Gas | Food Prep Other | E10 |  | Baseline Forecast | 0 | 0 | 0 | 0 | 0 | 0 | 0 | 0 | 0 | 0 | 0 | 0 | 0 | 0 | 0 | 0 | 0 | 0 | 0 | 0 | 0 | 0 | 0 | 0 | 0 | 0 | 0 | 0 | 0 | 0 | 0
Commercial_Education_Existing_Food Preparation_Natural Gas_Food Prep Other_Vintage_Baseline Forecast | Commercial | Education | Existing | Food Preparation | Natural Gas | Food Prep Other | Vintage | Vintage | Baseline Forecast | 2095265.4499 | 1971225.7353 | 1827161.9878 | 1669140.648 | 1501866.8818 | 1328979.9565 | 1153284.782 | 976933.4065 | 801567.2781 | 628428.746 | 492688.1369 | 386267.4993 | 302833.7195 | 237421.636 | 186138.5627 | 145932.6331 | 114411.1844 | 89698.3685 | 70323.5209 | 55133.6404 | 43224.7741 | 33888.2229 | 26568.3667 | 20829.5995 | 16330.406 | 12803.0383 | 10037.582 | 7869.4643 | 6169.66 | 4837.0135 | 3792.2186
Commercial_Education_Existing_Miscellaneous_Natural Gas_Pool Heater_E1_Baseline Forecast | Commercial | Education | Existing | Miscellaneous | Natural Gas | Pool Heater | E1 | Standard (EF .82) | Baseline Forecast | 0 | 56847.1264 | 109554.5506 | 158673.3158 | 204621.3746 | 247805.8564 | 279939.185 | 303426.1914 | 320152.3396 | 331636.8673 | 339033.6131 | 343264.3339 | 345214.7051 | 345268.5592 | 343858.6677 | 341247.0957 | 337713.6805 | 333446.127 | 328643.897 | 323422.2783 | 317961.1533 | 312338.8275 | 306600.6284 | 301314.373 | 296044.747 | 290825.977 | 285679.9143 | 280609.2017 | 275526.7899 | 270459.1132 | 265411.1828
Commercial_Education_Existing_Miscellaneous_Natural Gas_Pool Heater_E2_Baseline Forecast | Commercial | Education | Existing | Miscellaneous | Natural Gas | Pool Heater | E2 | Condensing (EF .90) | Baseline Forecast | 0 | 6343.1434 | 12234.1627 | 17726.2821 | 22887.1748 | 27702.001 | 31257.3069 | 33846.2233 | 35697.7113 | 36949.4807 | 37745.9937 | 38182.6297 | 38170.4311 | 37949.4901 | 37575.5034 | 37168.6903 | 36748.2638 | 36360.3261 | 35988.0851 | 35658.8441 | 35303.9022 | 34931.5224 | 34563.6614 | 33684.6789 | 32770.2336 | 31817.177 | 30827.4836 | 29816.66 | 28885.4663 | 28017.7086 | 27215.9062
Commercial_Education_Existing_Miscellaneous_Natural Gas_Pool Heater_E3_Baseline Forecast | Commercial | Education | Existing | Miscellaneous | Natural Gas | Pool Heater | E3 |  | Baseline Forecast | 0 | 0 | 0 | 0 | 0 | 0 | 0 | 0 | 0 | 0 | 0 | 0 | 0 | 0 | 0 | 0 | 0 | 0 | 0 | 0 | 0 | 0 | 0 | 0 | 0 | 0 | 0 | 0 | 0 | 0 | 0
Commercial_Education_Existing_Miscellaneous_Natural Gas_Pool Heater_E4_Baseline Forecast | Commercial | Education | Existing | Miscellaneous | Natural Gas | Pool Heater | E4 |  | Baseline Forecast | 0 | 0 | 0 | 0 | 0 | 0 | 0 | 0 | 0 | 0 | 0 | 0 | 0 | 0 | 0 | 0 | 0 | 0 | 0 | 0 | 0 | 0 | 0 | 0 | 0 | 0 | 0 | 0 | 0 | 0 | 0
Commercial_Education_Existing_Miscellaneous_Natural Gas_Pool Heater_E5_Baseline Forecast | Commercial | Education | Existing | Miscellaneous | Natural Gas | Pool Heater | E5 |  | Baseline Forecast | 0 | 0 | 0 | 0 | 0 | 0 | 0 | 0 | 0 | 0 | 0 | 0 | 0 | 0 | 0 | 0 | 0 | 0 | 0 | 0 | 0 | 0 | 0 | 0 | 0 | 0 | 0 | 0 | 0 | 0 | 0
Commercial_Education_Existing_Miscellaneous_Natural Gas_Pool Heater_E6_Baseline Forecast | Commercial | Education | Existing | Miscellaneous | Natural Gas | Pool Heater | E6 |  | Baseline Forecast | 0 | 0 | 0 | 0 | 0 | 0 | 0 | 0 | 0 | 0 | 0 | 0 | 0 | 0 | 0 | 0 | 0 | 0 | 0 | 0 | 0 | 0 | 0 | 0 | 0 | 0 | 0 | 0 | 0 | 0 | 0
Commercial_Education_Existing_Miscellaneous_Natural Gas_Pool Heater_E7_Baseline Forecast | Commercial | Education | Existing | Miscellaneous | Natural Gas | Pool Heater | E7 |  | Baseline Forecast | 0 | 0 | 0 | 0 | 0 | 0 | 0 | 0 | 0 | 0 | 0 | 0 | 0 | 0 | 0 | 0 | 0 | 0 | 0 | 0 | 0 | 0 | 0 | 0 | 0 | 0 | 0 | 0 | 0 | 0 | 0
Commercial_Education_Existing_Miscellaneous_Natural Gas_Pool Heater_E8_Baseline Forecast | Commercial | Education | Existing | Miscellaneous | Natural Gas | Pool Heater | E8 |  | Baseline Forecast | 0 | 0 | 0 | 0 | 0 | 0 | 0 | 0 | 0 | 0 | 0 | 0 | 0 | 0 | 0 | 0 | 0 | 0 | 0 | 0 | 0 | 0 | 0 | 0 | 0 | 0 | 0 | 0 | 0 | 0 | 0
Commercial_Education_Existing_Miscellaneous_Natural Gas_Pool Heater_E9_Baseline Forecast | Commercial | Education | Existing | Miscellaneous | Natural Gas | Pool Heater | E9 |  | Baseline Forecast | 0 | 0 | 0 | 0 | 0 | 0 | 0 | 0 | 0 | 0 | 0 | 0 | 0 | 0 | 0 | 0 | 0 | 0 | 0 | 0 | 0 | 0 | 0 | 0 | 0 | 0 | 0 | 0 | 0 | 0 | 0
Commercial_Education_Existing_Miscellaneous_Natural Gas_Pool Heater_E10_Baseline Forecast | Commercial | Education | Existing | Miscellaneous | Natural Gas | Pool Heater | E10 |  | Baseline Forecast | 0 | 0 | 0 | 0 | 0 | 0 | 0 | 0 | 0 | 0 | 0 | 0 | 0 | 0 | 0 | 0 | 0 | 0 | 0 | 0 | 0 | 0 | 0 | 0 | 0 | 0 | 0 | 0 | 0 | 0 | 0
Commercial_Education_Existing_Miscellaneous_Natural Gas_Pool Heater_Vintage_Baseline Forecast | Commercial | Education | Existing | Miscellaneous | Natural Gas | Pool Heater | Vintage | Vintage | Baseline Forecast | 537332.2259 | 463395.3116 | 394265.1565 | 329333.1944 | 268109.5871 | 210197.9163 | 164795.1664 | 129199.4105 | 101292.3378 | 79413.1928 | 62259.9432 | 48811.7955 | 38268.4476 | 30002.4629 | 23521.9309 | 18441.1939 | 14457.896 | 11334.9905 | 8886.6325 | 6967.1199 | 5462.222 | 4282.382 | 3357.3875 | 2632.1918 | 2063.6384 | 1617.8925 | 1268.4277 | 994.4473 | 779.6467 | 611.243 | 479.2145
Commercial_Education_Existing_Miscellaneous_Natural Gas_Miscellaneous_E1_Baseline Forecast | Commercial | Education | Existing | Miscellaneous | Natural Gas | Miscellaneous | E1 | Standard | Baseline Forecast | 0 | 3707472.4452 | 7958707.5157 | 12619741.8738 | 16416322.1835 | 19489134.8633 | 21956309.0299 | 23917026.6148 | 25454554.8456 | 26638793.5097 | 27528414.6388 | 28172659.8253 | 28612849.9515 | 28883653.3435 | 29014151.0051 | 29028731.3969 | 28947842.035 | 28788620.8177 | 28565426.3251 | 28290283.2545 | 27973256.5723 | 27622765.7866 | 27245848.9212 | 26848384.2411 | 26435276.4869 | 26010613.2988 | 25577796.5999 | 25139652.9442 | 24698526.1974 | 24256355.3756 | 23814740.0179
Commercial_Education_Existing_Miscellaneous_Natural Gas_Miscellaneous_E2_Baseline Forecast | Commercial | Education | Existing | Miscellaneous | Natural Gas | Miscellaneous | E2 |  | Baseline Forecast | 0 | 0 | 0 | 0 | 0 | 0 | 0 | 0 | 0 | 0 | 0 | 0 | 0 | 0 | 0 | 0 | 0 | 0 | 0 | 0 | 0 | 0 | 0 | 0 | 0 | 0 | 0 | 0 | 0 | 0 | 0
Commercial_Education_Existing_Miscellaneous_Natural Gas_Miscellaneous_E3_Baseline Forecast | Commercial | Education | Existing | Miscellaneous | Natural Gas | Miscellaneous | E3 |  | Baseline Forecast | 0 | 0 | 0 | 0 | 0 | 0 | 0 | 0 | 0 | 0 | 0 | 0 | 0 | 0 | 0 | 0 | 0 | 0 | 0 | 0 | 0 | 0 | 0 | 0 | 0 | 0 | 0 | 0 | 0 | 0 | 0
Commercial_Education_Existing_Miscellaneous_Natural Gas_Miscellaneous_E4_Baseline Forecast | Commercial | Education | Existing | Miscellaneous | Natural Gas | Miscellaneous | E4 |  | Baseline Forecast | 0 | 0 | 0 | 0 | 0 | 0 | 0 | 0 | 0 | 0 | 0 | 0 | 0 | 0 | 0 | 0 | 0 | 0 | 0 | 0 | 0 | 0 | 0 | 0 | 0 | 0 | 0 | 0 | 0 | 0 | 0
Commercial_Education_Existing_Miscellaneous_Natural Gas_Miscellaneous_E5_Baseline Forecast | Commercial | Education | Existing | Miscellaneous | Natural Gas | Miscellaneous | E5 |  | Baseline Forecast | 0 | 0 | 0 | 0 | 0 | 0 | 0 | 0 | 0 | 0 | 0 | 0 | 0 | 0 | 0 | 0 | 0 | 0 | 0 | 0 | 0 | 0 | 0 | 0 | 0 | 0 | 0 | 0 | 0 | 0 | 0
Commercial_Education_Existing_Miscellaneous_Natural Gas_Miscellaneous_E6_Baseline Forecast | Commercial | Education | Existing | Miscellaneous | Natural Gas | Miscellaneous | E6 |  | Baseline Forecast | 0 | 0 | 0 | 0 | 0 | 0 | 0 | 0 | 0 | 0 | 0 | 0 | 0 | 0 | 0 | 0 | 0 | 0 | 0 | 0 | 0 | 0 | 0 | 0 | 0 | 0 | 0 | 0 | 0 | 0 | 0
Commercial_Education_Existing_Miscellaneous_Natural Gas_Miscellaneous_E7_Baseline Forecast | Commercial | Education | Existing | Miscellaneous | Natural Gas | Miscellaneous | E7 |  | Baseline Forecast | 0 | 0 | 0 | 0 | 0 | 0 | 0 | 0 | 0 | 0 | 0 | 0 | 0 | 0 | 0 | 0 | 0 | 0 | 0 | 0 | 0 | 0 | 0 | 0 | 0 | 0 | 0 | 0 | 0 | 0 | 0
Commercial_Education_Existing_Miscellaneous_Natural Gas_Miscellaneous_E8_Baseline Forecast | Commercial | Education | Existing | Miscellaneous | Natural Gas | Miscellaneous | E8 |  | Baseline Forecast | 0 | 0 | 0 | 0 | 0 | 0 | 0 | 0 | 0 | 0 | 0 | 0 | 0 | 0 | 0 | 0 | 0 | 0 | 0 | 0 | 0 | 0 | 0 | 0 | 0 | 0 | 0 | 0 | 0 | 0 | 0
Commercial_Education_Existing_Miscellaneous_Natural Gas_Miscellaneous_E9_Baseline Forecast | Commercial | Education | Existing | Miscellaneous | Natural Gas | Miscellaneous | E9 |  | Baseline Forecast | 0 | 0 | 0 | 0 | 0 | 0 | 0 | 0 | 0 | 0 | 0 | 0 | 0 | 0 | 0 | 0 | 0 | 0 | 0 | 0 | 0 | 0 | 0 | 0 | 0 | 0 | 0 | 0 | 0 | 0 | 0
Commercial_Education_Existing_Miscellaneous_Natural Gas_Miscellaneous_E10_Baseline Forecast | Commercial | Education | Existing | Miscellaneous | Natural Gas | Miscellaneous | E10 |  | Baseline Forecast | 0 | 0 | 0 | 0 | 0 | 0 | 0 | 0 | 0 | 0 | 0 | 0 | 0 | 0 | 0 | 0 | 0 | 0 | 0 | 0 | 0 | 0 | 0 | 0 | 0 | 0 | 0 | 0 | 0 | 0 | 0
Commercial_Education_Existing_Miscellaneous_Natural Gas_Miscellaneous_Vintage_Baseline Forecast | Commercial | Education | Existing | Miscellaneous | Natural Gas | Miscellaneous | Vintage | Vintage | Baseline Forecast | 44136576.7287 | 39546372.749 | 34430060.7746 | 28921251.0506 | 24293850.8825 | 20406834.7413 | 17141741.1827 | 14399062.5935 | 12095212.5785 | 10159978.566 | 8534381.9954 | 7168880.8761 | 6021859.936 | 5058362.3462 | 4249024.3708 | 3569180.4715 | 2998111.596 | 2518413.7407 | 2115467.5422 | 1776992.7354 | 1492673.8978 | 1253846.0741 | 1053230.7023 | 884713.7899 | 743159.5835 | 624254.0501 | 524373.4021 | 440473.6578 | 369997.8725 | 310798.2129 | 261070.4989
Commercial_Education_New_Space Heating_Natural Gas_Furnace_E1_Baseline Forecast | Commercial | Education | New | Space Heating | Natural Gas | Furnace | E1 | AFUE 80% (Standard) | Baseline Forecast | 0 | 0 | 0 | 0 | 0 | 0 | 0 | 0 | 0 | 0 | 0 | 0 | 0 | 0 | 0 | 0 | 0 | 0 | 0 | 0 | 0 | 0 | 0 | 0 | 0 | 0 | 0 | 0 | 0 | 0 | 0
Commercial_Education_New_Space Heating_Natural Gas_Furnace_E2_Baseline Forecast | Commercial | Education | New | Space Heating | Natural Gas | Furnace | E2 | AFUE 90% | Baseline Forecast | 0 | 0 | 0 | 0 | 0 | 0 | 0 | 0 | 0 | 0 | 0 | 0 | 0 | 0 | 0 | 0 | 0 | 0 | 0 | 0 | 0 | 0 | 0 | 0 | 0 | 0 | 0 | 0 | 0 | 0 | 0
Commercial_Education_New_Space Heating_Natural Gas_Furnace_E3_Baseline Forecast | Commercial | Education | New | Space Heating | Natural Gas | Furnace | E3 | AFUE 95% | Baseline Forecast | 0 | 0 | 0 | 0 | 0 | 0 | 0 | 0 | 0 | 0 | 0 | 0 | 0 | 0 | 0 | 0 | 0 | 0 | 0 | 0 | 0 | 0 | 0 | 0 | 0 | 0 | 0 | 0 | 0 | 0 | 0
Commercial_Education_New_Space Heating_Natural Gas_Furnace_E4_Baseline Forecast | Commercial | Education | New | Space Heating | Natural Gas | Furnace | E4 |  | Baseline Forecast | 0 | 0 | 0 | 0 | 0 | 0 | 0 | 0 | 0 | 0 | 0 | 0 | 0 | 0 | 0 | 0 | 0 | 0 | 0 | 0 | 0 | 0 | 0 | 0 | 0 | 0 | 0 | 0 | 0 | 0 | 0
Commercial_Education_New_Space Heating_Natural Gas_Furnace_E5_Baseline Forecast | Commercial | Education | New | Space Heating | Natural Gas | Furnace | E5 |  | Baseline Forecast | 0 | 0 | 0 | 0 | 0 | 0 | 0 | 0 | 0 | 0 | 0 | 0 | 0 | 0 | 0 | 0 | 0 | 0 | 0 | 0 | 0 | 0 | 0 | 0 | 0 | 0 | 0 | 0 | 0 | 0 | 0
Commercial_Education_New_Space Heating_Natural Gas_Furnace_E6_Baseline Forecast | Commercial | Education | New | Space Heating | Natural Gas | Furnace | E6 |  | Baseline Forecast | 0 | 0 | 0 | 0 | 0 | 0 | 0 | 0 | 0 | 0 | 0 | 0 | 0 | 0 | 0 | 0 | 0 | 0 | 0 | 0 | 0 | 0 | 0 | 0 | 0 | 0 | 0 | 0 | 0 | 0 | 0
Commercial_Education_New_Space Heating_Natural Gas_Furnace_E7_Baseline Forecast | Commercial | Education | New | Space Heating | Natural Gas | Furnace | E7 |  | Baseline Forecast | 0 | 0 | 0 | 0 | 0 | 0 | 0 | 0 | 0 | 0 | 0 | 0 | 0 | 0 | 0 | 0 | 0 | 0 | 0 | 0 | 0 | 0 | 0 | 0 | 0 | 0 | 0 | 0 | 0 | 0 | 0
Commercial_Education_New_Space Heating_Natural Gas_Furnace_E8_Baseline Forecast | Commercial | Education | New | Space Heating | Natural Gas | Furnace | E8 |  | Baseline Forecast | 0 | 0 | 0 | 0 | 0 | 0 | 0 | 0 | 0 | 0 | 0 | 0 | 0 | 0 | 0 | 0 | 0 | 0 | 0 | 0 | 0 | 0 | 0 | 0 | 0 | 0 | 0 | 0 | 0 | 0 | 0
Commercial_Education_New_Space Heating_Natural Gas_Furnace_E9_Baseline Forecast | Commercial | Education | New | Space Heating | Natural Gas | Furnace | E9 |  | Baseline Forecast | 0 | 0 | 0 | 0 | 0 | 0 | 0 | 0 | 0 | 0 | 0 | 0 | 0 | 0 | 0 | 0 | 0 | 0 | 0 | 0 | 0 | 0 | 0 | 0 | 0 | 0 | 0 | 0 | 0 | 0 | 0
Commercial_Education_New_Space Heating_Natural Gas_Furnace_E10_Baseline Forecast | Commercial | Education | New | Space Heating | Natural Gas | Furnace | E10 |  | Baseline Forecast | 0 | 0 | 0 | 0 | 0 | 0 | 0 | 0 | 0 | 0 | 0 | 0 | 0 | 0 | 0 | 0 | 0 | 0 | 0 | 0 | 0 | 0 | 0 | 0 | 0 | 0 | 0 | 0 | 0 | 0 | 0
Commercial_Education_New_Space Heating_Natural Gas_Furnace_Vintage_Baseline Forecast | Commercial | Education | New | Space Heating | Natural Gas | Furnace | Vintage | Vintage | Baseline Forecast | 0 | 0 | 0 | 0 | 0 | 0 | 0 | 0 | 0 | 0 | 0 | 0 | 0 | 0 | 0 | 0 | 0 | 0 | 0 | 0 | 0 | 0 | 0 | 0 | 0 | 0 | 0 | 0 | 0 | 0 | 0
Commercial_Education_New_Space Heating_Natural Gas_Boiler_E1_Baseline Forecast | Commercial | Education | New | Space Heating | Natural Gas | Boiler | E1 | AFUE 80% (Standard) | Baseline Forecast | 0 | 0 | 0 | 0 | 0 | 0 | 0 | 0 | 0 | 0 | 0 | 0 | 0 | 0 | 0 | 0 | 0 | 0 | 0 | 0 | 0 | 0 | 0 | 0 | 0 | 0 | 0 | 0 | 0 | 0 | 0
Commercial_Education_New_Space Heating_Natural Gas_Boiler_E2_Baseline Forecast | Commercial | Education | New | Space Heating | Natural Gas | Boiler | E2 | AFUE 85% | Baseline Forecast | 0 | 0 | 0 | 0 | 0 | 0 | 0 | 0 | 0 | 0 | 0 | 0 | 0 | 0 | 0 | 0 | 0 | 0 | 0 | 0 | 0 | 0 | 0 | 0 | 0 | 0 | 0 | 0 | 0 | 0 | 0
Commercial_Education_New_Space Heating_Natural Gas_Boiler_E3_Baseline Forecast | Commercial | Education | New | Space Heating | Natural Gas | Boiler | E3 | AFUE 98% | Baseline Forecast | 0 | 0 | 0 | 0 | 0 | 0 | 0 | 0 | 0 | 0 | 0 | 0 | 0 | 0 | 0 | 0 | 0 | 0 | 0 | 0 | 0 | 0 | 0 | 0 | 0 | 0 | 0 | 0 | 0 | 0 | 0
Commercial_Education_New_Space Heating_Natural Gas_Boiler_E4_Baseline Forecast | Commercial | Education | New | Space Heating | Natural Gas | Boiler | E4 | Convert to NG Air Source Heat Pump | Baseline Forecast | 0 | 0 | 0 | 0 | 0 | 0 | 0 | 0 | 0 | 0 | 0 | 0 | 0 | 0 | 0 | 0 | 0 | 0 | 0 | 0 | 0 | 0 | 0 | 0 | 0 | 0 | 0 | 0 | 0 | 0 | 0
Commercial_Education_New_Space Heating_Natural Gas_Boiler_E5_Baseline Forecast | Commercial | Education | New | Space Heating | Natural Gas | Boiler | E5 |  | Baseline Forecast | 0 | 0 | 0 | 0 | 0 | 0 | 0 | 0 | 0 | 0 | 0 | 0 | 0 | 0 | 0 | 0 | 0 | 0 | 0 | 0 | 0 | 0 | 0 | 0 | 0 | 0 | 0 | 0 | 0 | 0 | 0
Commercial_Education_New_Space Heating_Natural Gas_Boiler_E6_Baseline Forecast | Commercial | Education | New | Space Heating | Natural Gas | Boiler | E6 |  | Baseline Forecast | 0 | 0 | 0 | 0 | 0 | 0 | 0 | 0 | 0 | 0 | 0 | 0 | 0 | 0 | 0 | 0 | 0 | 0 | 0 | 0 | 0 | 0 | 0 | 0 | 0 | 0 | 0 | 0 | 0 | 0 | 0
Commercial_Education_New_Space Heating_Natural Gas_Boiler_E7_Baseline Forecast | Commercial | Education | New | Space Heating | Natural Gas | Boiler | E7 |  | Baseline Forecast | 0 | 0 | 0 | 0 | 0 | 0 | 0 | 0 | 0 | 0 | 0 | 0 | 0 | 0 | 0 | 0 | 0 | 0 | 0 | 0 | 0 | 0 | 0 | 0 | 0 | 0 | 0 | 0 | 0 | 0 | 0
Commercial_Education_New_Space Heating_Natural Gas_Boiler_E8_Baseline Forecast | Commercial | Education | New | Space Heating | Natural Gas | Boiler | E8 |  | Baseline Forecast | 0 | 0 | 0 | 0 | 0 | 0 | 0 | 0 | 0 | 0 | 0 | 0 | 0 | 0 | 0 | 0 | 0 | 0 | 0 | 0 | 0 | 0 | 0 | 0 | 0 | 0 | 0 | 0 | 0 | 0 | 0
Commercial_Education_New_Space Heating_Natural Gas_Boiler_E9_Baseline Forecast | Commercial | Education | New | Space Heating | Natural Gas | Boiler | E9 |  | Baseline Forecast | 0 | 0 | 0 | 0 | 0 | 0 | 0 | 0 | 0 | 0 | 0 | 0 | 0 | 0 | 0 | 0 | 0 | 0 | 0 | 0 | 0 | 0 | 0 | 0 | 0 | 0 | 0 | 0 | 0 | 0 | 0
Commercial_Education_New_Space Heating_Natural Gas_Boiler_E10_Baseline Forecast | Commercial | Education | New | Space Heating | Natural Gas | Boiler | E10 |  | Baseline Forecast | 0 | 0 | 0 | 0 | 0 | 0 | 0 | 0 | 0 | 0 | 0 | 0 | 0 | 0 | 0 | 0 | 0 | 0 | 0 | 0 | 0 | 0 | 0 | 0 | 0 | 0 | 0 | 0 | 0 | 0 | 0
Commercial_Education_New_Space Heating_Natural Gas_Boiler_Vintage_Baseline Forecast | Commercial | Education | New | Space Heating | Natural Gas | Boiler | Vintage | Vintage | Baseline Forecast | 0 | 0 | 0 | 0 | 0 | 0 | 0 | 0 | 0 | 0 | 0 | 0 | 0 | 0 | 0 | 0 | 0 | 0 | 0 | 0 | 0 | 0 | 0 | 0 | 0 | 0 | 0 | 0 | 0 | 0 | 0
Commercial_Education_New_Space Heating_Natural Gas_Unit Heater_E1_Baseline Forecast | Commercial | Education | New | Space Heating | Natural Gas | Unit Heater | E1 | Standard | Baseline Forecast | 0 | 64752.2974 | 130098.3915 | 199376.056 | 237399.4725 | 237399.4725 | 237399.4725 | 237399.4725 | 237399.4725 | 237399.4725 | 237399.4725 | 228149.1443 | 210885.1353 | 186190.604 | 159591.9463 | 136793.0968 | 117251.2259 | 100501.0507 | 67277.7128 | 38627.5591 | 12924.7934 | 0 | 0 | 0 | 0 | 0 | 0 | 0 | 0 | 0 | 0
Commercial_Education_New_Space Heating_Natural Gas_Unit Heater_E2_Baseline Forecast | Commercial | Education | New | Space Heating | Natural Gas | Unit Heater | E2 | Condensing | Baseline Forecast | 0 | 0 | 0 | 0 | 0 | 30977.8119 | 61502.6644 | 91584.4439 | 121232.843 | 150457.365 | 179267.3274 | 216922.1938 | 262194.2741 | 314509.1918 | 368349.1625 | 418018.6946 | 464068.8969 | 506973.1698 | 566004.3319 | 620123.8415 | 670965.1486 | 708705.1739 | 733204.4561 | 757395.0058 | 781283.9004 | 804878.0805 | 828184.3524 | 851209.3913 | 873959.7434 | 896441.8288 | 918661.9441
Commercial_Education_New_Space Heating_Natural Gas_Unit Heater_E3_Baseline Forecast | Commercial | Education | New | Space Heating | Natural Gas | Unit Heater | E3 | Infrared Radiant | Baseline Forecast | 0 | 0 | 0 | 0 | 0 | 0 | 0 | 0 | 0 | 0 | 0 | 0 | 0 | 0 | 0 | 0 | 0 | 0 | 0 | 0 | 0 | 0 | 0 | 0 | 0 | 0 | 0 | 0 | 0 | 0 | 0
Commercial_Education_New_Space Heating_Natural Gas_Unit Heater_E4_Baseline Forecast | Commercial | Education | New | Space Heating | Natural Gas | Unit Heater | E4 |  | Baseline Forecast | 0 | 0 | 0 | 0 | 0 | 0 | 0 | 0 | 0 | 0 | 0 | 0 | 0 | 0 | 0 | 0 | 0 | 0 | 0 | 0 | 0 | 0 | 0 | 0 | 0 | 0 | 0 | 0 | 0 | 0 | 0
Commercial_Education_New_Space Heating_Natural Gas_Unit Heater_E5_Baseline Forecast | Commercial | Education | New | Space Heating | Natural Gas | Unit Heater | E5 |  | Baseline Forecast | 0 | 0 | 0 | 0 | 0 | 0 | 0 | 0 | 0 | 0 | 0 | 0 | 0 | 0 | 0 | 0 | 0 | 0 | 0 | 0 | 0 | 0 | 0 | 0 | 0 | 0 | 0 | 0 | 0 | 0 | 0
Commercial_Education_New_Space Heating_Natural Gas_Unit Heater_E6_Baseline Forecast | Commercial | Education | New | Space Heating | Natural Gas | Unit Heater | E6 |  | Baseline Forecast | 0 | 0 | 0 | 0 | 0 | 0 | 0 | 0 | 0 | 0 | 0 | 0 | 0 | 0 | 0 | 0 | 0 | 0 | 0 | 0 | 0 | 0 | 0 | 0 | 0 | 0 | 0 | 0 | 0 | 0 | 0
Commercial_Education_New_Space Heating_Natural Gas_Unit Heater_E7_Baseline Forecast | Commercial | Education | New | Space Heating | Natural Gas | Unit Heater | E7 |  | Baseline Forecast | 0 | 0 | 0 | 0 | 0 | 0 | 0 | 0 | 0 | 0 | 0 | 0 | 0 | 0 | 0 | 0 | 0 | 0 | 0 | 0 | 0 | 0 | 0 | 0 | 0 | 0 | 0 | 0 | 0 | 0 | 0
Commercial_Education_New_Space Heating_Natural Gas_Unit Heater_E8_Baseline Forecast | Commercial | Education | New | Space Heating | Natural Gas | Unit Heater | E8 |  | Baseline Forecast | 0 | 0 | 0 | 0 | 0 | 0 | 0 | 0 | 0 | 0 | 0 | 0 | 0 | 0 | 0 | 0 | 0 | 0 | 0 | 0 | 0 | 0 | 0 | 0 | 0 | 0 | 0 | 0 | 0 | 0 | 0
Commercial_Education_New_Space Heating_Natural Gas_Unit Heater_E9_Baseline Forecast | Commercial | Education | New | Space Heating | Natural Gas | Unit Heater | E9 |  | Baseline Forecast | 0 | 0 | 0 | 0 | 0 | 0 | 0 | 0 | 0 | 0 | 0 | 0 | 0 | 0 | 0 | 0 | 0 | 0 | 0 | 0 | 0 | 0 | 0 | 0 | 0 | 0 | 0 | 0 | 0 | 0 | 0
Commercial_Education_New_Space Heating_Natural Gas_Unit Heater_E10_Baseline Forecast | Commercial | Education | New | Space Heating | Natural Gas | Unit Heater | E10 |  | Baseline Forecast | 0 | 0 | 0 | 0 | 0 | 0 | 0 | 0 | 0 | 0 | 0 | 0 | 0 | 0 | 0 | 0 | 0 | 0 | 0 | 0 | 0 | 0 | 0 | 0 | 0 | 0 | 0 | 0 | 0 | 0 | 0
Commercial_Education_New_Space Heating_Natural Gas_Unit Heater_Vintage_Baseline Forecast | Commercial | Education | New | Space Heating | Natural Gas | Unit Heater | Vintage | Vintage | Baseline Forecast | 0 | 0 | 0 | 0 | 0 | 0 | 0 | 0 | 0 | 0 | 0 | 0 | 0 | 0 | 0 | 0 | 0 | 0 | 0 | 0 | 0 | 0 | 0 | 0 | 0 | 0 | 0 | 0 | 0 | 0 | 0
Commercial_Education_New_Water Heating_Natural Gas_Water Heater_E1_Baseline Forecast | Commercial | Education | New | Water Heating | Natural Gas | Water Heater | E1 | TE 0.80 | Baseline Forecast | 0 | 0 | 0 | 0 | 0 | 0 | 0 | 0 | 0 | 0 | 0 | 0 | 0 | 0 | 0 | 0 | 0 | 0 | 0 | 0 | 0 | 0 | 0 | 0 | 0 | 0 | 0 | 0 | 0 | 0 | 0
Commercial_Education_New_Water Heating_Natural Gas_Water Heater_E2_Baseline Forecast | Commercial | Education | New | Water Heating | Natural Gas | Water Heater | E2 | TE 0.90 | Baseline Forecast | 0 | 0 | 0 | 0 | 0 | 0 | 0 | 0 | 0 | 0 | 0 | 0 | 0 | 0 | 0 | 0 | 0 | 0 | 0 | 0 | 0 | 0 | 0 | 0 | 0 | 0 | 0 | 0 | 0 | 0 | 0
Commercial_Education_New_Water Heating_Natural Gas_Water Heater_E3_Baseline Forecast | Commercial | Education | New | Water Heating | Natural Gas | Water Heater | E3 | TE 0.94 | Baseline Forecast | 0 | 0 | 0 | 0 | 0 | 0 | 0 | 0 | 0 | 0 | 0 | 0 | 0 | 0 | 0 | 0 | 0 | 0 | 0 | 0 | 0 | 0 | 0 | 0 | 0 | 0 | 0 | 0 | 0 | 0 | 0
Commercial_Education_New_Water Heating_Natural Gas_Water Heater_E4_Baseline Forecast | Commercial | Education | New | Water Heating | Natural Gas | Water Heater | E4 | Instantaneous TE 0.94 | Baseline Forecast | 0 | 0 | 0 | 0 | 0 | 0 | 0 | 0 | 0 | 0 | 0 | 0 | 0 | 0 | 0 | 0 | 0 | 0 | 0 | 0 | 0 | 0 | 0 | 0 | 0 | 0 | 0 | 0 | 0 | 0 | 0
Commercial_Education_New_Water Heating_Natural Gas_Water Heater_E5_Baseline Forecast | Commercial | Education | New | Water Heating | Natural Gas | Water Heater | E5 | Gas-Fired Absorption HPWH | Baseline Forecast | 0 | 0 | 0 | 0 | 0 | 0 | 0 | 0 | 0 | 0 | 0 | 0 | 0 | 0 | 0 | 0 | 0 | 0 | 0 | 0 | 0 | 0 | 0 | 0 | 0 | 0 | 0 | 0 | 0 | 0 | 0
Commercial_Education_New_Water Heating_Natural Gas_Water Heater_E6_Baseline Forecast | Commercial | Education | New | Water Heating | Natural Gas | Water Heater | E6 |  | Baseline Forecast | 0 | 0 | 0 | 0 | 0 | 0 | 0 | 0 | 0 | 0 | 0 | 0 | 0 | 0 | 0 | 0 | 0 | 0 | 0 | 0 | 0 | 0 | 0 | 0 | 0 | 0 | 0 | 0 | 0 | 0 | 0
Commercial_Education_New_Water Heating_Natural Gas_Water Heater_E7_Baseline Forecast | Commercial | Education | New | Water Heating | Natural Gas | Water Heater | E7 |  | Baseline Forecast | 0 | 0 | 0 | 0 | 0 | 0 | 0 | 0 | 0 | 0 | 0 | 0 | 0 | 0 | 0 | 0 | 0 | 0 | 0 | 0 | 0 | 0 | 0 | 0 | 0 | 0 | 0 | 0 | 0 | 0 | 0
Commercial_Education_New_Water Heating_Natural Gas_Water Heater_E8_Baseline Forecast | Commercial | Education | New | Water Heating | Natural Gas | Water Heater | E8 |  | Baseline Forecast | 0 | 0 | 0 | 0 | 0 | 0 | 0 | 0 | 0 | 0 | 0 | 0 | 0 | 0 | 0 | 0 | 0 | 0 | 0 | 0 | 0 | 0 | 0 | 0 | 0 | 0 | 0 | 0 | 0 | 0 | 0
Commercial_Education_New_Water Heating_Natural Gas_Water Heater_E9_Baseline Forecast | Commercial | Education | New | Water Heating | Natural Gas | Water Heater | E9 |  | Baseline Forecast | 0 | 0 | 0 | 0 | 0 | 0 | 0 | 0 | 0 | 0 | 0 | 0 | 0 | 0 | 0 | 0 | 0 | 0 | 0 | 0 | 0 | 0 | 0 | 0 | 0 | 0 | 0 | 0 | 0 | 0 | 0
Commercial_Education_New_Water Heating_Natural Gas_Water Heater_E10_Baseline Forecast | Commercial | Education | New | Water Heating | Natural Gas | Water Heater | E10 |  | Baseline Forecast | 0 | 0 | 0 | 0 | 0 | 0 | 0 | 0 | 0 | 0 | 0 | 0 | 0 | 0 | 0 | 0 | 0 | 0 | 0 | 0 | 0 | 0 | 0 | 0 | 0 | 0 | 0 | 0 | 0 | 0 | 0
Commercial_Education_New_Water Heating_Natural Gas_Water Heater_Vintage_Baseline Forecast | Commercial | Education | New | Water Heating | Natural Gas | Water Heater | Vintage | Vintage | Baseline Forecast | 0 | 0 | 0 | 0 | 0 | 0 | 0 | 0 | 0 | 0 | 0 | 0 | 0 | 0 | 0 | 0 | 0 | 0 | 0 | 0 | 0 | 0 | 0 | 0 | 0 | 0 | 0 | 0 | 0 | 0 | 0
Commercial_Education_New_Food Preparation_Natural Gas_Oven_E1_Baseline Forecast | Commercial | Education | New | Food Preparation | Natural Gas | Oven | E1 | Standard | Baseline Forecast | 0 | 26852.2942 | 53930.9238 | 82617.0165 | 98342.9986 | 111211.1641 | 123937.8953 | 136504.7334 | 148900.0349 | 161132.1319 | 173186.4754 | 185047.0521 | 196936.4327 | 208598.246 | 219994.993 | 231131.5696 | 242097.6517 | 252900.0912 | 263590.3698 | 274101.8419 | 284437.1883 | 294569.3357 | 304519.2623 | 315522.1555 | 326472.0805 | 337469.7197 | 348486.1369 | 359429.5775 | 370314.8396 | 381141.3668 | 391915.9145
Commercial_Education_New_Food Preparation_Natural Gas_Oven_E2_Baseline Forecast | Commercial | Education | New | Food Preparation | Natural Gas | Oven | E2 | ENERGY STAR (EF ≥ 44%) Convection Oven utilizing ASTM Std F1496 | Baseline Forecast | 0 | 38710.141 | 77795.1724 | 119253.5004 | 142026.6585 | 160523.8787 | 178703.9068 | 196595.2114 | 214219.25 | 231577.3129 | 248693.3829 | 265592.7231 | 282061.8321 | 298365.9732 | 314551.3645 | 330621.6587 | 346495.5626 | 362174.4435 | 377614.8794 | 392891.419 | 408009.1305 | 423002.6868 | 437858.5612 | 451348.8738 | 464586.7254 | 477478.4609 | 490059.9083 | 502429.5806 | 514579.3079 | 526516.147 | 538239.7179
Commercial_Education_New_Food Preparation_Natural Gas_Oven_E3_Baseline Forecast | Commercial | Education | New | Food Preparation | Natural Gas | Oven | E3 |  | Baseline Forecast | 0 | 0 | 0 | 0 | 0 | 0 | 0 | 0 | 0 | 0 | 0 | 0 | 0 | 0 | 0 | 0 | 0 | 0 | 0 | 0 | 0 | 0 | 0 | 0 | 0 | 0 | 0 | 0 | 0 | 0 | 0
Commercial_Education_New_Food Preparation_Natural Gas_Oven_E4_Baseline Forecast | Commercial | Education | New | Food Preparation | Natural Gas | Oven | E4 |  | Baseline Forecast | 0 | 0 | 0 | 0 | 0 | 0 | 0 | 0 | 0 | 0 | 0 | 0 | 0 | 0 | 0 | 0 | 0 | 0 | 0 | 0 | 0 | 0 | 0 | 0 | 0 | 0 | 0 | 0 | 0 | 0 | 0
Commercial_Education_New_Food Preparation_Natural Gas_Oven_E5_Baseline Forecast | Commercial | Education | New | Food Preparation | Natural Gas | Oven | E5 |  | Baseline Forecast | 0 | 0 | 0 | 0 | 0 | 0 | 0 | 0 | 0 | 0 | 0 | 0 | 0 | 0 | 0 | 0 | 0 | 0 | 0 | 0 | 0 | 0 | 0 | 0 | 0 | 0 | 0 | 0 | 0 | 0 | 0
Commercial_Education_New_Food Preparation_Natural Gas_Oven_E6_Baseline Forecast | Commercial | Education | New | Food Preparation | Natural Gas | Oven | E6 |  | Baseline Forecast | 0 | 0 | 0 | 0 | 0 | 0 | 0 | 0 | 0 | 0 | 0 | 0 | 0 | 0 | 0 | 0 | 0 | 0 | 0 | 0 | 0 | 0 | 0 | 0 | 0 | 0 | 0 | 0 | 0 | 0 | 0
Commercial_Education_New_Food Preparation_Natural Gas_Oven_E7_Baseline Forecast | Commercial | Education | New | Food Preparation | Natural Gas | Oven | E7 |  | Baseline Forecast | 0 | 0 | 0 | 0 | 0 | 0 | 0 | 0 | 0 | 0 | 0 | 0 | 0 | 0 | 0 | 0 | 0 | 0 | 0 | 0 | 0 | 0 | 0 | 0 | 0 | 0 | 0 | 0 | 0 | 0 | 0
Commercial_Education_New_Food Preparation_Natural Gas_Oven_E8_Baseline Forecast | Commercial | Education | New | Food Preparation | Natural Gas | Oven | E8 |  | Baseline Forecast | 0 | 0 | 0 | 0 | 0 | 0 | 0 | 0 | 0 | 0 | 0 | 0 | 0 | 0 | 0 | 0 | 0 | 0 | 0 | 0 | 0 | 0 | 0 | 0 | 0 | 0 | 0 | 0 | 0 | 0 | 0
Commercial_Education_New_Food Preparation_Natural Gas_Oven_E9_Baseline Forecast | Commercial | Education | New | Food Preparation | Natural Gas | Oven | E9 |  | Baseline Forecast | 0 | 0 | 0 | 0 | 0 | 0 | 0 | 0 | 0 | 0 | 0 | 0 | 0 | 0 | 0 | 0 | 0 | 0 | 0 | 0 | 0 | 0 | 0 | 0 | 0 | 0 | 0 | 0 | 0 | 0 | 0
Commercial_Education_New_Food Preparation_Natural Gas_Oven_E10_Baseline Forecast | Commercial | Education | New | Food Preparation | Natural Gas | Oven | E10 |  | Baseline Forecast | 0 | 0 | 0 | 0 | 0 | 0 | 0 | 0 | 0 | 0 | 0 | 0 | 0 | 0 | 0 | 0 | 0 | 0 | 0 | 0 | 0 | 0 | 0 | 0 | 0 | 0 | 0 | 0 | 0 | 0 | 0
Commercial_Education_New_Food Preparation_Natural Gas_Oven_Vintage_Baseline Forecast | Commercial | Education | New | Food Preparation | Natural Gas | Oven | Vintage | Vintage | Baseline Forecast | 0 | 0 | 0 | 0 | 0 | 0 | 0 | 0 | 0 | 0 | 0 | 0 | 0 | 0 | 0 | 0 | 0 | 0 | 0 | 0 | 0 | 0 | 0 | 0 | 0 | 0 | 0 | 0 | 0 | 0 | 0
Commercial_Education_New_Food Preparation_Natural Gas_Conveyor Oven_E1_Baseline Forecast | Commercial | Education | New | Food Preparation | Natural Gas | Conveyor Oven | E1 | Standard | Baseline Forecast | 0 | 13442.5611 | 27014.3016 | 41409.6169 | 49297.132 | 55730.4171 | 62072.0246 | 68315.4474 | 74456.5398 | 80512.7197 | 86484.2816 | 92373.8552 | 98224.5672 | 103997.0021 | 109690.0247 | 115308.0452 | 120850.8067 | 126338.5279 | 131781.0637 | 137159.6679 | 142468.715 | 147702.9446 | 152883.8419 | 158602.4375 | 164254.5068 | 169751.871 | 175171.9964 | 180539.9303 | 185850.1088 | 191105.9364 | 196309.8314
Commercial_Education_New_Food Preparation_Natural Gas_Conveyor Oven_E2_Baseline Forecast | Commercial | Education | New | Food Preparation | Natural Gas | Conveyor Oven | E2 | ENERGY STAR (EF ≥ 44%) Convection Oven utilizing ASTM Std F1496 | Baseline Forecast | 0 | 19338.6565 | 38848.7465 | 59525.6416 | 70887.6966 | 80137.1043 | 89248.8765 | 98234.525 | 107103.1027 | 115842.0027 | 124455.6475 | 132946.0324 | 141274.5652 | 149485.1076 | 157583.154 | 165568.5689 | 173445.8005 | 181198.7395 | 188821.5609 | 196336.9625 | 203754.4444 | 211083.0666 | 218305.0698 | 224833.0771 | 231274.8961 | 237722.2193 | 244101.0262 | 250389.6488 | 256596.965 | 262722.8206 | 268767.9848
Commercial_Education_New_Food Preparation_Natural Gas_Conveyor Oven_E3_Baseline Forecast | Commercial | Education | New | Food Preparation | Natural Gas | Conveyor Oven | E3 |  | Baseline Forecast | 0 | 0 | 0 | 0 | 0 | 0 | 0 | 0 | 0 | 0 | 0 | 0 | 0 | 0 | 0 | 0 | 0 | 0 | 0 | 0 | 0 | 0 | 0 | 0 | 0 | 0 | 0 | 0 | 0 | 0 | 0
Commercial_Education_New_Food Preparation_Natural Gas_Conveyor Oven_E4_Baseline Forecast | Commercial | Education | New | Food Preparation | Natural Gas | Conveyor Oven | E4 |  | Baseline Forecast | 0 | 0 | 0 | 0 | 0 | 0 | 0 | 0 | 0 | 0 | 0 | 0 | 0 | 0 | 0 | 0 | 0 | 0 | 0 | 0 | 0 | 0 | 0 | 0 | 0 | 0 | 0 | 0 | 0 | 0 | 0
Commercial_Education_New_Food Preparation_Natural Gas_Conveyor Oven_E5_Baseline Forecast | Commercial | Education | New | Food Preparation | Natural Gas | Conveyor Oven | E5 |  | Baseline Forecast | 0 | 0 | 0 | 0 | 0 | 0 | 0 | 0 | 0 | 0 | 0 | 0 | 0 | 0 | 0 | 0 | 0 | 0 | 0 | 0 | 0 | 0 | 0 | 0 | 0 | 0 | 0 | 0 | 0 | 0 | 0
Commercial_Education_New_Food Preparation_Natural Gas_Conveyor Oven_E6_Baseline Forecast | Commercial | Education | New | Food Preparation | Natural Gas | Conveyor Oven | E6 |  | Baseline Forecast | 0 | 0 | 0 | 0 | 0 | 0 | 0 | 0 | 0 | 0 | 0 | 0 | 0 | 0 | 0 | 0 | 0 | 0 | 0 | 0 | 0 | 0 | 0 | 0 | 0 | 0 | 0 | 0 | 0 | 0 | 0
Commercial_Education_New_Food Preparation_Natural Gas_Conveyor Oven_E7_Baseline Forecast | Commercial | Education | New | Food Preparation | Natural Gas | Conveyor Oven | E7 |  | Baseline Forecast | 0 | 0 | 0 | 0 | 0 | 0 | 0 | 0 | 0 | 0 | 0 | 0 | 0 | 0 | 0 | 0 | 0 | 0 | 0 | 0 | 0 | 0 | 0 | 0 | 0 | 0 | 0 | 0 | 0 | 0 | 0
Commercial_Education_New_Food Preparation_Natural Gas_Conveyor Oven_E8_Baseline Forecast | Commercial | Education | New | Food Preparation | Natural Gas | Conveyor Oven | E8 |  | Baseline Forecast | 0 | 0 | 0 | 0 | 0 | 0 | 0 | 0 | 0 | 0 | 0 | 0 | 0 | 0 | 0 | 0 | 0 | 0 | 0 | 0 | 0 | 0 | 0 | 0 | 0 | 0 | 0 | 0 | 0 | 0 | 0
Commercial_Education_New_Food Preparation_Natural Gas_Conveyor Oven_E9_Baseline Forecast | Commercial | Education | New | Food Preparation | Natural Gas | Conveyor Oven | E9 |  | Baseline Forecast | 0 | 0 | 0 | 0 | 0 | 0 | 0 | 0 | 0 | 0 | 0 | 0 | 0 | 0 | 0 | 0 | 0 | 0 | 0 | 0 | 0 | 0 | 0 | 0 | 0 | 0 | 0 | 0 | 0 | 0 | 0
Commercial_Education_New_Food Preparation_Natural Gas_Conveyor Oven_E10_Baseline Forecast | Commercial | Education | New | Food Preparation | Natural Gas | Conveyor Oven | E10 |  | Baseline Forecast | 0 | 0 | 0 | 0 | 0 | 0 | 0 | 0 | 0 | 0 | 0 | 0 | 0 | 0 | 0 | 0 | 0 | 0 | 0 | 0 | 0 | 0 | 0 | 0 | 0 | 0 | 0 | 0 | 0 | 0 | 0
Commercial_Education_New_Food Preparation_Natural Gas_Conveyor Oven_Vintage_Baseline Forecast | Commercial | Education | New | Food Preparation | Natural Gas | Conveyor Oven | Vintage | Vintage | Baseline Forecast | 0 | 0 | 0 | 0 | 0 | 0 | 0 | 0 | 0 | 0 | 0 | 0 | 0 | 0 | 0 | 0 | 0 | 0 | 0 | 0 | 0 | 0 | 0 | 0 | 0 | 0 | 0 | 0 | 0 | 0 | 0
Commercial_Education_New_Food Preparation_Natural Gas_Double Rack Oven_E1_Baseline Forecast | Commercial | Education | New | Food Preparation | Natural Gas | Double Rack Oven | E1 | Standard | Baseline Forecast | 0 | 13408.4918 | 26916.9939 | 41250.6179 | 49116.4692 | 55583.7975 | 62007.9435 | 68368.5094 | 74649.8748 | 80806.5088 | 86832.7107 | 92732.0683 | 98670.2128 | 104471.0722 | 110201.5444 | 115866.4105 | 121441.2575 | 126940.2237 | 132391.1569 | 137717.358 | 142932.0018 | 148042.9449 | 153064.0817 | 159286.8636 | 165569.6699 | 171952.4306 | 178417.2173 | 184941.3836 | 191640.1784 | 198483.1478 | 205408.2552
Commercial_Education_New_Food Preparation_Natural Gas_Double Rack Oven_E2_Baseline Forecast | Commercial | Education | New | Food Preparation | Natural Gas | Double Rack Oven | E2 | FTSC Qualified (>50% Cooking Efficiency) | Baseline Forecast | 0 | 19372.7257 | 38946.0542 | 59684.6406 | 71068.3593 | 80283.7239 | 89312.9575 | 98181.463 | 106909.7676 | 115548.2136 | 124107.2184 | 132587.8193 | 140828.9196 | 149011.0374 | 157071.6343 | 165010.2036 | 172855.3496 | 180597.0437 | 188211.4677 | 195779.2724 | 203291.1576 | 210743.0663 | 218124.8301 | 224148.651 | 229959.733 | 235521.6597 | 240855.8053 | 245988.1955 | 250806.8953 | 255345.6091 | 259669.561
Commercial_Education_New_Food Preparation_Natural Gas_Double Rack Oven_E3_Baseline Forecast | Commercial | Education | New | Food Preparation | Natural Gas | Double Rack Oven | E3 |  | Baseline Forecast | 0 | 0 | 0 | 0 | 0 | 0 | 0 | 0 | 0 | 0 | 0 | 0 | 0 | 0 | 0 | 0 | 0 | 0 | 0 | 0 | 0 | 0 | 0 | 0 | 0 | 0 | 0 | 0 | 0 | 0 | 0
Commercial_Education_New_Food Preparation_Natural Gas_Double Rack Oven_E4_Baseline Forecast | Commercial | Education | New | Food Preparation | Natural Gas | Double Rack Oven | E4 |  | Baseline Forecast | 0 | 0 | 0 | 0 | 0 | 0 | 0 | 0 | 0 | 0 | 0 | 0 | 0 | 0 | 0 | 0 | 0 | 0 | 0 | 0 | 0 | 0 | 0 | 0 | 0 | 0 | 0 | 0 | 0 | 0 | 0
Commercial_Education_New_Food Preparation_Natural Gas_Double Rack Oven_E5_Baseline Forecast | Commercial | Education | New | Food Preparation | Natural Gas | Double Rack Oven | E5 |  | Baseline Forecast | 0 | 0 | 0 | 0 | 0 | 0 | 0 | 0 | 0 | 0 | 0 | 0 | 0 | 0 | 0 | 0 | 0 | 0 | 0 | 0 | 0 | 0 | 0 | 0 | 0 | 0 | 0 | 0 | 0 | 0 | 0
Commercial_Education_New_Food Preparation_Natural Gas_Double Rack Oven_E6_Baseline Forecast | Commercial | Education | New | Food Preparation | Natural Gas | Double Rack Oven | E6 |  | Baseline Forecast | 0 | 0 | 0 | 0 | 0 | 0 | 0 | 0 | 0 | 0 | 0 | 0 | 0 | 0 | 0 | 0 | 0 | 0 | 0 | 0 | 0 | 0 | 0 | 0 | 0 | 0 | 0 | 0 | 0 | 0 | 0
Commercial_Education_New_Food Preparation_Natural Gas_Double Rack Oven_E7_Baseline Forecast | Commercial | Education | New | Food Preparation | Natural Gas | Double Rack Oven | E7 |  | Baseline Forecast | 0 | 0 | 0 | 0 | 0 | 0 | 0 | 0 | 0 | 0 | 0 | 0 | 0 | 0 | 0 | 0 | 0 | 0 | 0 | 0 | 0 | 0 | 0 | 0 | 0 | 0 | 0 | 0 | 0 | 0 | 0
Commercial_Education_New_Food Preparation_Natural Gas_Double Rack Oven_E8_Baseline Forecast | Commercial | Education | New | Food Preparation | Natural Gas | Double Rack Oven | E8 |  | Baseline Forecast | 0 | 0 | 0 | 0 | 0 | 0 | 0 | 0 | 0 | 0 | 0 | 0 | 0 | 0 | 0 | 0 | 0 | 0 | 0 | 0 | 0 | 0 | 0 | 0 | 0 | 0 | 0 | 0 | 0 | 0 | 0
Commercial_Education_New_Food Preparation_Natural Gas_Double Rack Oven_E9_Baseline Forecast | Commercial | Education | New | Food Preparation | Natural Gas | Double Rack Oven | E9 |  | Baseline Forecast | 0 | 0 | 0 | 0 | 0 | 0 | 0 | 0 | 0 | 0 | 0 | 0 | 0 | 0 | 0 | 0 | 0 | 0 | 0 | 0 | 0 | 0 | 0 | 0 | 0 | 0 | 0 | 0 | 0 | 0 | 0
Commercial_Education_New_Food Preparation_Natural Gas_Double Rack Oven_E10_Baseline Forecast | Commercial | Education | New | Food Preparation | Natural Gas | Double Rack Oven | E10 |  | Baseline Forecast | 0 | 0 | 0 | 0 | 0 | 0 | 0 | 0 | 0 | 0 | 0 | 0 | 0 | 0 | 0 | 0 | 0 | 0 | 0 | 0 | 0 | 0 | 0 | 0 | 0 | 0 | 0 | 0 | 0 | 0 | 0
Commercial_Education_New_Food Preparation_Natural Gas_Double Rack Oven_Vintage_Baseline Forecast | Commercial | Education | New | Food Preparation | Natural Gas | Double Rack Oven | Vintage | Vintage | Baseline Forecast | 0 | 0 | 0 | 0 | 0 | 0 | 0 | 0 | 0 | 0 | 0 | 0 | 0 | 0 | 0 | 0 | 0 | 0 | 0 | 0 | 0 | 0 | 0 | 0 | 0 | 0 | 0 | 0 | 0 | 0 | 0
Commercial_Education_New_Food Preparation_Natural Gas_Fryer_E1_Baseline Forecast | Commercial | Education | New | Food Preparation | Natural Gas | Fryer | E1 | Standard | Baseline Forecast | 0 | 54044.2299 | 108544.8909 | 108544.8909 | 108544.8909 | 108544.8909 | 108544.8909 | 108544.8909 | 108544.8909 | 97736.0449 | 78188.836 | 62551.0688 | 50040.855 | 40032.684 | 17858.7766 | 0 | 0 | 0 | 0 | 0 | 0 | 0 | 0 | 0 | 0 | 0 | 0 | 0 | 0 | 0 | 0
Commercial_Education_New_Food Preparation_Natural Gas_Fryer_E2_Baseline Forecast | Commercial | Education | New | Food Preparation | Natural Gas | Fryer | E2 | ENERGY STAR | Baseline Forecast | 0 | 19055.1403 | 38324.1911 | 116532.2832 | 159457.2126 | 194428.3044 | 228888.0469 | 262847.6008 | 296317.9082 | 340118.5434 | 392189.5422 | 439893.4126 | 484022.1549 | 525211.1942 | 578138.0308 | 626331.3292 | 656256.7898 | 685782.3534 | 714917.006 | 743669.5592 | 772048.6532 | 800062.7607 | 827720.1902 | 855029.0892 | 881997.4473 | 908633.1 | 934943.7309 | 960936.8757 | 986619.9244 | 1012000.1248 | 1037084.585
Commercial_Education_New_Food Preparation_Natural Gas_Fryer_E3_Baseline Forecast | Commercial | Education | New | Food Preparation | Natural Gas | Fryer | E3 |  | Baseline Forecast | 0 | 0 | 0 | 0 | 0 | 0 | 0 | 0 | 0 | 0 | 0 | 0 | 0 | 0 | 0 | 0 | 0 | 0 | 0 | 0 | 0 | 0 | 0 | 0 | 0 | 0 | 0 | 0 | 0 | 0 | 0
Commercial_Education_New_Food Preparation_Natural Gas_Fryer_E4_Baseline Forecast | Commercial | Education | New | Food Preparation | Natural Gas | Fryer | E4 |  | Baseline Forecast | 0 | 0 | 0 | 0 | 0 | 0 | 0 | 0 | 0 | 0 | 0 | 0 | 0 | 0 | 0 | 0 | 0 | 0 | 0 | 0 | 0 | 0 | 0 | 0 | 0 | 0 | 0 | 0 | 0 | 0 | 0
Commercial_Education_New_Food Preparation_Natural Gas_Fryer_E5_Baseline Forecast | Commercial | Education | New | Food Preparation | Natural Gas | Fryer | E5 |  | Baseline Forecast | 0 | 0 | 0 | 0 | 0 | 0 | 0 | 0 | 0 | 0 | 0 | 0 | 0 | 0 | 0 | 0 | 0 | 0 | 0 | 0 | 0 | 0 | 0 | 0 | 0 | 0 | 0 | 0 | 0 | 0 | 0
Commercial_Education_New_Food Preparation_Natural Gas_Fryer_E6_Baseline Forecast | Commercial | Education | New | Food Preparation | Natural Gas | Fryer | E6 |  | Baseline Forecast | 0 | 0 | 0 | 0 | 0 | 0 | 0 | 0 | 0 | 0 | 0 | 0 | 0 | 0 | 0 | 0 | 0 | 0 | 0 | 0 | 0 | 0 | 0 | 0 | 0 | 0 | 0 | 0 | 0 | 0 | 0
Commercial_Education_New_Food Preparation_Natural Gas_Fryer_E7_Baseline Forecast | Commercial | Education | New | Food Preparation | Natural Gas | Fryer | E7 |  | Baseline Forecast | 0 | 0 | 0 | 0 | 0 | 0 | 0 | 0 | 0 | 0 | 0 | 0 | 0 | 0 | 0 | 0 | 0 | 0 | 0 | 0 | 0 | 0 | 0 | 0 | 0 | 0 | 0 | 0 | 0 | 0 | 0
Commercial_Education_New_Food Preparation_Natural Gas_Fryer_E8_Baseline Forecast | Commercial | Education | New | Food Preparation | Natural Gas | Fryer | E8 |  | Baseline Forecast | 0 | 0 | 0 | 0 | 0 | 0 | 0 | 0 | 0 | 0 | 0 | 0 | 0 | 0 | 0 | 0 | 0 | 0 | 0 | 0 | 0 | 0 | 0 | 0 | 0 | 0 | 0 | 0 | 0 | 0 | 0
Commercial_Education_New_Food Preparation_Natural Gas_Fryer_E9_Baseline Forecast | Commercial | Education | New | Food Preparation | Natural Gas | Fryer | E9 |  | Baseline Forecast | 0 | 0 | 0 | 0 | 0 | 0 | 0 | 0 | 0 | 0 | 0 | 0 | 0 | 0 | 0 | 0 | 0 | 0 | 0 | 0 | 0 | 0 | 0 | 0 | 0 | 0 | 0 | 0 | 0 | 0 | 0
Commercial_Education_New_Food Preparation_Natural Gas_Fryer_E10_Baseline Forecast | Commercial | Education | New | Food Preparation | Natural Gas | Fryer | E10 |  | Baseline Forecast | 0 | 0 | 0 | 0 | 0 | 0 | 0 | 0 | 0 | 0 | 0 | 0 | 0 | 0 | 0 | 0 | 0 | 0 | 0 | 0 | 0 | 0 | 0 | 0 | 0 | 0 | 0 | 0 | 0 | 0 | 0
Commercial_Education_New_Food Preparation_Natural Gas_Fryer_Vintage_Baseline Forecast | Commercial | Education | New | Food Preparation | Natural Gas | Fryer | Vintage | Vintage | Baseline Forecast | 0 | 0 | 0 | 0 | 0 | 0 | 0 | 0 | 0 | 0 | 0 | 0 | 0 | 0 | 0 | 0 | 0 | 0 | 0 | 0 | 0 | 0 | 0 | 0 | 0 | 0 | 0 | 0 | 0 | 0 | 0
Commercial_Education_New_Food Preparation_Natural Gas_Broiler_E1_Baseline Forecast | Commercial | Education | New | Food Preparation | Natural Gas | Broiler | E1 | Standard | Baseline Forecast | 0 | 20719.3857 | 41616.2706 | 63777.1723 | 75939.6288 | 85880.3383 | 95703.113 | 105398.9802 | 114961.6955 | 124369.2877 | 133620.4853 | 142718.8594 | 151755.2006 | 160637.2036 | 169402.3212 | 178054.844 | 186583.3208 | 194997.1789 | 203313.0157 | 211491.2422 | 219540.3889 | 227466.1755 | 235277.7113 | 243620.3197 | 251926.0282 | 260216.306 | 268483.4644 | 276717.5593 | 284974.7633 | 293243.0087 | 301492.3161
Commercial_Education_New_Food Preparation_Natural Gas_Broiler_E2_Baseline Forecast | Commercial | Education | New | Food Preparation | Natural Gas | Broiler | E2 | Infrared Burners | Baseline Forecast | 0 | 7303.1265 | 14685.7282 | 22505.7582 | 26798.4962 | 30263.892 | 33651.1977 | 36973.6644 | 40241.7314 | 43481.4824 | 46698.2211 | 49892.3301 | 52976.895 | 56048.0219 | 59071.9845 | 62048.1461 | 64991.5409 | 67896.2546 | 70749.1346 | 73593.1477 | 76423.0757 | 79236.447 | 82027.3371 | 84153.546 | 86186.1092 | 88106.561 | 89925.5357 | 91655.8662 | 93244.2128 | 94705.4216 | 96072.197
Commercial_Education_New_Food Preparation_Natural Gas_Broiler_E3_Baseline Forecast | Commercial | Education | New | Food Preparation | Natural Gas | Broiler | E3 |  | Baseline Forecast | 0 | 0 | 0 | 0 | 0 | 0 | 0 | 0 | 0 | 0 | 0 | 0 | 0 | 0 | 0 | 0 | 0 | 0 | 0 | 0 | 0 | 0 | 0 | 0 | 0 | 0 | 0 | 0 | 0 | 0 | 0
Commercial_Education_New_Food Preparation_Natural Gas_Broiler_E4_Baseline Forecast | Commercial | Education | New | Food Preparation | Natural Gas | Broiler | E4 |  | Baseline Forecast | 0 | 0 | 0 | 0 | 0 | 0 | 0 | 0 | 0 | 0 | 0 | 0 | 0 | 0 | 0 | 0 | 0 | 0 | 0 | 0 | 0 | 0 | 0 | 0 | 0 | 0 | 0 | 0 | 0 | 0 | 0
Commercial_Education_New_Food Preparation_Natural Gas_Broiler_E5_Baseline Forecast | Commercial | Education | New | Food Preparation | Natural Gas | Broiler | E5 |  | Baseline Forecast | 0 | 0 | 0 | 0 | 0 | 0 | 0 | 0 | 0 | 0 | 0 | 0 | 0 | 0 | 0 | 0 | 0 | 0 | 0 | 0 | 0 | 0 | 0 | 0 | 0 | 0 | 0 | 0 | 0 | 0 | 0
Commercial_Education_New_Food Preparation_Natural Gas_Broiler_E6_Baseline Forecast | Commercial | Education | New | Food Preparation | Natural Gas | Broiler | E6 |  | Baseline Forecast | 0 | 0 | 0 | 0 | 0 | 0 | 0 | 0 | 0 | 0 | 0 | 0 | 0 | 0 | 0 | 0 | 0 | 0 | 0 | 0 | 0 | 0 | 0 | 0 | 0 | 0 | 0 | 0 | 0 | 0 | 0
Commercial_Education_New_Food Preparation_Natural Gas_Broiler_E7_Baseline Forecast | Commercial | Education | New | Food Preparation | Natural Gas | Broiler | E7 |  | Baseline Forecast | 0 | 0 | 0 | 0 | 0 | 0 | 0 | 0 | 0 | 0 | 0 | 0 | 0 | 0 | 0 | 0 | 0 | 0 | 0 | 0 | 0 | 0 | 0 | 0 | 0 | 0 | 0 | 0 | 0 | 0 | 0
Commercial_Education_New_Food Preparation_Natural Gas_Broiler_E8_Baseline Forecast | Commercial | Education | New | Food Preparation | Natural Gas | Broiler | E8 |  | Baseline Forecast | 0 | 0 | 0 | 0 | 0 | 0 | 0 | 0 | 0 | 0 | 0 | 0 | 0 | 0 | 0 | 0 | 0 | 0 | 0 | 0 | 0 | 0 | 0 | 0 | 0 | 0 | 0 | 0 | 0 | 0 | 0
Commercial_Education_New_Food Preparation_Natural Gas_Broiler_E9_Baseline Forecast | Commercial | Education | New | Food Preparation | Natural Gas | Broiler | E9 |  | Baseline Forecast | 0 | 0 | 0 | 0 | 0 | 0 | 0 | 0 | 0 | 0 | 0 | 0 | 0 | 0 | 0 | 0 | 0 | 0 | 0 | 0 | 0 | 0 | 0 | 0 | 0 | 0 | 0 | 0 | 0 | 0 | 0
Commercial_Education_New_Food Preparation_Natural Gas_Broiler_E10_Baseline Forecast | Commercial | Education | New | Food Preparation | Natural Gas | Broiler | E10 |  | Baseline Forecast | 0 | 0 | 0 | 0 | 0 | 0 | 0 | 0 | 0 | 0 | 0 | 0 | 0 | 0 | 0 | 0 | 0 | 0 | 0 | 0 | 0 | 0 | 0 | 0 | 0 | 0 | 0 | 0 | 0 | 0 | 0
Commercial_Education_New_Food Preparation_Natural Gas_Broiler_Vintage_Baseline Forecast | Commercial | Education | New | Food Preparation | Natural Gas | Broiler | Vintage | Vintage | Baseline Forecast | 0 | 0 | 0 | 0 | 0 | 0 | 0 | 0 | 0 | 0 | 0 | 0 | 0 | 0 | 0 | 0 | 0 | 0 | 0 | 0 | 0 | 0 | 0 | 0 | 0 | 0 | 0 | 0 | 0 | 0 | 0
Commercial_Education_New_Food Preparation_Natural Gas_Griddle_E1_Baseline Forecast | Commercial | Education | New | Food Preparation | Natural Gas | Griddle | E1 | Standard | Baseline Forecast | 0 | 23724.0045 | 47661.7254 | 73041.738 | 86971.4871 | 98329.9902 | 109531.0523 | 120574.5337 | 131461.0151 | 142185.959 | 152751.5115 | 163161.3267 | 173446.192 | 183579.4168 | 193575.1135 | 203436.888 | 213163.3918 | 222759.6794 | 232233.0683 | 241573.269 | 250785.044 | 259872.2071 | 268839.5228 | 277911.4375 | 286894.0789 | 295796.608 | 304618.2255 | 313357.263 | 322036.0113 | 330651.1796 | 339194.2318
Commercial_Education_New_Food Preparation_Natural Gas_Griddle_E2_Baseline Forecast | Commercial | Education | New | Food Preparation | Natural Gas | Griddle | E2 | ENERGY STAR | Baseline Forecast | 0 | 9697.5874 | 19487.9439 | 29865.27 | 35561.1275 | 40191.6754 | 44745.8716 | 49228.9584 | 53645.3578 | 58004.5128 | 62309.086 | 66560.1389 | 70731.507 | 74854.414 | 78919.1921 | 82926.5933 | 86882.2394 | 90785.2656 | 94632.4631 | 98438.1499 | 102201.5141 | 105922.6155 | 109600.4884 | 113014.4115 | 116361.9101 | 119637.4053 | 122845.2099 | 125990.4372 | 129054.1756 | 132043.0293 | 134968.7845
Commercial_Education_New_Food Preparation_Natural Gas_Griddle_E3_Baseline Forecast | Commercial | Education | New | Food Preparation | Natural Gas | Griddle | E3 |  | Baseline Forecast | 0 | 0 | 0 | 0 | 0 | 0 | 0 | 0 | 0 | 0 | 0 | 0 | 0 | 0 | 0 | 0 | 0 | 0 | 0 | 0 | 0 | 0 | 0 | 0 | 0 | 0 | 0 | 0 | 0 | 0 | 0
Commercial_Education_New_Food Preparation_Natural Gas_Griddle_E4_Baseline Forecast | Commercial | Education | New | Food Preparation | Natural Gas | Griddle | E4 |  | Baseline Forecast | 0 | 0 | 0 | 0 | 0 | 0 | 0 | 0 | 0 | 0 | 0 | 0 | 0 | 0 | 0 | 0 | 0 | 0 | 0 | 0 | 0 | 0 | 0 | 0 | 0 | 0 | 0 | 0 | 0 | 0 | 0
Commercial_Education_New_Food Preparation_Natural Gas_Griddle_E5_Baseline Forecast | Commercial | Education | New | Food Preparation | Natural Gas | Griddle | E5 |  | Baseline Forecast | 0 | 0 | 0 | 0 | 0 | 0 | 0 | 0 | 0 | 0 | 0 | 0 | 0 | 0 | 0 | 0 | 0 | 0 | 0 | 0 | 0 | 0 | 0 | 0 | 0 | 0 | 0 | 0 | 0 | 0 | 0
Commercial_Education_New_Food Preparation_Natural Gas_Griddle_E6_Baseline Forecast | Commercial | Education | New | Food Preparation | Natural Gas | Griddle | E6 |  | Baseline Forecast | 0 | 0 | 0 | 0 | 0 | 0 | 0 | 0 | 0 | 0 | 0 | 0 | 0 | 0 | 0 | 0 | 0 | 0 | 0 | 0 | 0 | 0 | 0 | 0 | 0 | 0 | 0 | 0 | 0 | 0 | 0
Commercial_Education_New_Food Preparation_Natural Gas_Griddle_E7_Baseline Forecast | Commercial | Education | New | Food Preparation | Natural Gas | Griddle | E7 |  | Baseline Forecast | 0 | 0 | 0 | 0 | 0 | 0 | 0 | 0 | 0 | 0 | 0 | 0 | 0 | 0 | 0 | 0 | 0 | 0 | 0 | 0 | 0 | 0 | 0 | 0 | 0 | 0 | 0 | 0 | 0 | 0 | 0
Commercial_Education_New_Food Preparation_Natural Gas_Griddle_E8_Baseline Forecast | Commercial | Education | New | Food Preparation | Natural Gas | Griddle | E8 |  | Baseline Forecast | 0 | 0 | 0 | 0 | 0 | 0 | 0 | 0 | 0 | 0 | 0 | 0 | 0 | 0 | 0 | 0 | 0 | 0 | 0 | 0 | 0 | 0 | 0 | 0 | 0 | 0 | 0 | 0 | 0 | 0 | 0
Commercial_Education_New_Food Preparation_Natural Gas_Griddle_E9_Baseline Forecast | Commercial | Education | New | Food Preparation | Natural Gas | Griddle | E9 |  | Baseline Forecast | 0 | 0 | 0 | 0 | 0 | 0 | 0 | 0 | 0 | 0 | 0 | 0 | 0 | 0 | 0 | 0 | 0 | 0 | 0 | 0 | 0 | 0 | 0 | 0 | 0 | 0 | 0 | 0 | 0 | 0 | 0
Commercial_Education_New_Food Preparation_Natural Gas_Griddle_E10_Baseline Forecast | Commercial | Education | New | Food Preparation | Natural Gas | Griddle | E10 |  | Baseline Forecast | 0 | 0 | 0 | 0 | 0 | 0 | 0 | 0 | 0 | 0 | 0 | 0 | 0 | 0 | 0 | 0 | 0 | 0 | 0 | 0 | 0 | 0 | 0 | 0 | 0 | 0 | 0 | 0 | 0 | 0 | 0
Commercial_Education_New_Food Preparation_Natural Gas_Griddle_Vintage_Baseline Forecast | Commercial | Education | New | Food Preparation | Natural Gas | Griddle | Vintage | Vintage | Baseline Forecast | 0 | 0 | 0 | 0 | 0 | 0 | 0 | 0 | 0 | 0 | 0 | 0 | 0 | 0 | 0 | 0 | 0 | 0 | 0 | 0 | 0 | 0 | 0 | 0 | 0 | 0 | 0 | 0 | 0 | 0 | 0
Commercial_Education_New_Food Preparation_Natural Gas_Range_E1_Baseline Forecast | Commercial | Education | New | Food Preparation | Natural Gas | Range | E1 | Standard | Baseline Forecast | 0 | 70596.3115 | 141791.7174 | 217215.9541 | 258570.6714 | 292370.5168 | 325764.7144 | 358722.116 | 391222.0289 | 423283.8623 | 455005.387 | 486225.8546 | 517435.7343 | 548025.3975 | 577923.6527 | 607140.6258 | 635937.2533 | 664316.6748 | 692360.8301 | 719911.7023 | 747025.2462 | 773631.5438 | 799794.8563 | 828495.1271 | 857310.3176 | 886174.7679 | 914886.2134 | 943404.5754 | 971724.6754 | 1000058.7385 | 1028126.936
Commercial_Education_New_Food Preparation_Natural Gas_Range_E2_Baseline Forecast | Commercial | Education | New | Food Preparation | Natural Gas | Range | E2 | High Efficiency | Baseline Forecast | 0 | 101755.9216 | 204493.2669 | 313466.5059 | 373319.3288 | 421973.6242 | 469827.9183 | 516939.6736 | 563355.3822 | 609080.9298 | 654043.3461 | 698427.6954 | 741767.35 | 784695.3145 | 827305.7007 | 869610.8565 | 911371.8815 | 952607.2435 | 993256.1896 | 1033497.5122 | 1073295.6285 | 1112740.4334 | 1151787.2552 | 1187475.3602 | 1222245.6252 | 1256182.184 | 1289505.418 | 1322273.1729 | 1354508.0516 | 1386014.9173 | 1417090.3585
Commercial_Education_New_Food Preparation_Natural Gas_Range_E3_Baseline Forecast | Commercial | Education | New | Food Preparation | Natural Gas | Range | E3 |  | Baseline Forecast | 0 | 0 | 0 | 0 | 0 | 0 | 0 | 0 | 0 | 0 | 0 | 0 | 0 | 0 | 0 | 0 | 0 | 0 | 0 | 0 | 0 | 0 | 0 | 0 | 0 | 0 | 0 | 0 | 0 | 0 | 0
Commercial_Education_New_Food Preparation_Natural Gas_Range_E4_Baseline Forecast | Commercial | Education | New | Food Preparation | Natural Gas | Range | E4 |  | Baseline Forecast | 0 | 0 | 0 | 0 | 0 | 0 | 0 | 0 | 0 | 0 | 0 | 0 | 0 | 0 | 0 | 0 | 0 | 0 | 0 | 0 | 0 | 0 | 0 | 0 | 0 | 0 | 0 | 0 | 0 | 0 | 0
Commercial_Education_New_Food Preparation_Natural Gas_Range_E5_Baseline Forecast | Commercial | Education | New | Food Preparation | Natural Gas | Range | E5 |  | Baseline Forecast | 0 | 0 | 0 | 0 | 0 | 0 | 0 | 0 | 0 | 0 | 0 | 0 | 0 | 0 | 0 | 0 | 0 | 0 | 0 | 0 | 0 | 0 | 0 | 0 | 0 | 0 | 0 | 0 | 0 | 0 | 0
Commercial_Education_New_Food Preparation_Natural Gas_Range_E6_Baseline Forecast | Commercial | Education | New | Food Preparation | Natural Gas | Range | E6 |  | Baseline Forecast | 0 | 0 | 0 | 0 | 0 | 0 | 0 | 0 | 0 | 0 | 0 | 0 | 0 | 0 | 0 | 0 | 0 | 0 | 0 | 0 | 0 | 0 | 0 | 0 | 0 | 0 | 0 | 0 | 0 | 0 | 0
Commercial_Education_New_Food Preparation_Natural Gas_Range_E7_Baseline Forecast | Commercial | Education | New | Food Preparation | Natural Gas | Range | E7 |  | Baseline Forecast | 0 | 0 | 0 | 0 | 0 | 0 | 0 | 0 | 0 | 0 | 0 | 0 | 0 | 0 | 0 | 0 | 0 | 0 | 0 | 0 | 0 | 0 | 0 | 0 | 0 | 0 | 0 | 0 | 0 | 0 | 0
Commercial_Education_New_Food Preparation_Natural Gas_Range_E8_Baseline Forecast | Commercial | Education | New | Food Preparation | Natural Gas | Range | E8 |  | Baseline Forecast | 0 | 0 | 0 | 0 | 0 | 0 | 0 | 0 | 0 | 0 | 0 | 0 | 0 | 0 | 0 | 0 | 0 | 0 | 0 | 0 | 0 | 0 | 0 | 0 | 0 | 0 | 0 | 0 | 0 | 0 | 0
Commercial_Education_New_Food Preparation_Natural Gas_Range_E9_Baseline Forecast | Commercial | Education | New | Food Preparation | Natural Gas | Range | E9 |  | Baseline Forecast | 0 | 0 | 0 | 0 | 0 | 0 | 0 | 0 | 0 | 0 | 0 | 0 | 0 | 0 | 0 | 0 | 0 | 0 | 0 | 0 | 0 | 0 | 0 | 0 | 0 | 0 | 0 | 0 | 0 | 0 | 0
Commercial_Education_New_Food Preparation_Natural Gas_Range_E10_Baseline Forecast | Commercial | Education | New | Food Preparation | Natural Gas | Range | E10 |  | Baseline Forecast | 0 | 0 | 0 | 0 | 0 | 0 | 0 | 0 | 0 | 0 | 0 | 0 | 0 | 0 | 0 | 0 | 0 | 0 | 0 | 0 | 0 | 0 | 0 | 0 | 0 | 0 | 0 | 0 | 0 | 0 | 0
Commercial_Education_New_Food Preparation_Natural Gas_Range_Vintage_Baseline Forecast | Commercial | Education | New | Food Preparation | Natural Gas | Range | Vintage | Vintage | Baseline Forecast | 0 | 0 | 0 | 0 | 0 | 0 | 0 | 0 | 0 | 0 | 0 | 0 | 0 | 0 | 0 | 0 | 0 | 0 | 0 | 0 | 0 | 0 | 0 | 0 | 0 | 0 | 0 | 0 | 0 | 0 | 0
Commercial_Education_New_Food Preparation_Natural Gas_Steamer_E1_Baseline Forecast | Commercial | Education | New | Food Preparation | Natural Gas | Steamer | E1 | Standard | Baseline Forecast | 0 | 25695.3499 | 51591.1231 | 51591.1231 | 51591.1231 | 51591.1231 | 51591.1231 | 51591.1231 | 51591.1231 | 51591.1231 | 48736.0842 | 43320.9638 | 38507.5233 | 34228.9096 | 30425.6975 | 27045.0644 | 24040.0572 | 21368.9398 | 18994.6131 | 8971.3165 | 0 | 0 | 0 | 0 | 0 | 0 | 0 | 0 | 0 | 0 | 0
Commercial_Education_New_Food Preparation_Natural Gas_Steamer_E2_Baseline Forecast | Commercial | Education | New | Food Preparation | Natural Gas | Steamer | E2 | ENERGY STAR | Baseline Forecast | 0 | 25817.0448 | 51906.0495 | 107018.5095 | 137267.2778 | 161911.0563 | 186194.4921 | 210125.4499 | 233711.6406 | 256960.6244 | 282734.8525 | 310746.6351 | 337841.3362 | 364092.7958 | 389567.2895 | 414324.3566 | 438417.5364 | 461895.0231 | 484800.248 | 515085.1811 | 544054.9613 | 563796.2226 | 583286.1364 | 602530.4443 | 621534.7764 | 640304.6543 | 658845.4927 | 677162.6018 | 695261.1892 | 713146.3625 | 730823.1307
Commercial_Education_New_Food Preparation_Natural Gas_Steamer_E3_Baseline Forecast | Commercial | Education | New | Food Preparation | Natural Gas | Steamer | E3 |  | Baseline Forecast | 0 | 0 | 0 | 0 | 0 | 0 | 0 | 0 | 0 | 0 | 0 | 0 | 0 | 0 | 0 | 0 | 0 | 0 | 0 | 0 | 0 | 0 | 0 | 0 | 0 | 0 | 0 | 0 | 0 | 0 | 0
Commercial_Education_New_Food Preparation_Natural Gas_Steamer_E4_Baseline Forecast | Commercial | Education | New | Food Preparation | Natural Gas | Steamer | E4 |  | Baseline Forecast | 0 | 0 | 0 | 0 | 0 | 0 | 0 | 0 | 0 | 0 | 0 | 0 | 0 | 0 | 0 | 0 | 0 | 0 | 0 | 0 | 0 | 0 | 0 | 0 | 0 | 0 | 0 | 0 | 0 | 0 | 0
Commercial_Education_New_Food Preparation_Natural Gas_Steamer_E5_Baseline Forecast | Commercial | Education | New | Food Preparation | Natural Gas | Steamer | E5 |  | Baseline Forecast | 0 | 0 | 0 | 0 | 0 | 0 | 0 | 0 | 0 | 0 | 0 | 0 | 0 | 0 | 0 | 0 | 0 | 0 | 0 | 0 | 0 | 0 | 0 | 0 | 0 | 0 | 0 | 0 | 0 | 0 | 0
Commercial_Education_New_Food Preparation_Natural Gas_Steamer_E6_Baseline Forecast | Commercial | Education | New | Food Preparation | Natural Gas | Steamer | E6 |  | Baseline Forecast | 0 | 0 | 0 | 0 | 0 | 0 | 0 | 0 | 0 | 0 | 0 | 0 | 0 | 0 | 0 | 0 | 0 | 0 | 0 | 0 | 0 | 0 | 0 | 0 | 0 | 0 | 0 | 0 | 0 | 0 | 0
Commercial_Education_New_Food Preparation_Natural Gas_Steamer_E7_Baseline Forecast | Commercial | Education | New | Food Preparation | Natural Gas | Steamer | E7 |  | Baseline Forecast | 0 | 0 | 0 | 0 | 0 | 0 | 0 | 0 | 0 | 0 | 0 | 0 | 0 | 0 | 0 | 0 | 0 | 0 | 0 | 0 | 0 | 0 | 0 | 0 | 0 | 0 | 0 | 0 | 0 | 0 | 0
Commercial_Education_New_Food Preparation_Natural Gas_Steamer_E8_Baseline Forecast | Commercial | Education | New | Food Preparation | Natural Gas | Steamer | E8 |  | Baseline Forecast | 0 | 0 | 0 | 0 | 0 | 0 | 0 | 0 | 0 | 0 | 0 | 0 | 0 | 0 | 0 | 0 | 0 | 0 | 0 | 0 | 0 | 0 | 0 | 0 | 0 | 0 | 0 | 0 | 0 | 0 | 0
Commercial_Education_New_Food Preparation_Natural Gas_Steamer_E9_Baseline Forecast | Commercial | Education | New | Food Preparation | Natural Gas | Steamer | E9 |  | Baseline Forecast | 0 | 0 | 0 | 0 | 0 | 0 | 0 | 0 | 0 | 0 | 0 | 0 | 0 | 0 | 0 | 0 | 0 | 0 | 0 | 0 | 0 | 0 | 0 | 0 | 0 | 0 | 0 | 0 | 0 | 0 | 0
Commercial_Education_New_Food Preparation_Natural Gas_Steamer_E10_Baseline Forecast | Commercial | Education | New | Food Preparation | Natural Gas | Steamer | E10 |  | Baseline Forecast | 0 | 0 | 0 | 0 | 0 | 0 | 0 | 0 | 0 | 0 | 0 | 0 | 0 | 0 | 0 | 0 | 0 | 0 | 0 | 0 | 0 | 0 | 0 | 0 | 0 | 0 | 0 | 0 | 0 | 0 | 0
Commercial_Education_New_Food Preparation_Natural Gas_Steamer_Vintage_Baseline Forecast | Commercial | Education | New | Food Preparation | Natural Gas | Steamer | Vintage | Vintage | Baseline Forecast | 0 | 0 | 0 | 0 | 0 | 0 | 0 | 0 | 0 | 0 | 0 | 0 | 0 | 0 | 0 | 0 | 0 | 0 | 0 | 0 | 0 | 0 | 0 | 0 | 0 | 0 | 0 | 0 | 0 | 0 | 0
Commercial_Education_New_Food Preparation_Natural Gas_Food Prep Other_E1_Baseline Forecast | Commercial | Education | New | Food Preparation | Natural Gas | Food Prep Other | E1 | Standard | Baseline Forecast | 0 | 38119.1576 | 76587.8685 | 117371.0513 | 139755.1105 | 157991.5052 | 175961.2657 | 193670.203 | 211124.0163 | 228328.3022 | 245288.5653 | 262010.144 | 278498.4244 | 294758.4296 | 310795.2144 | 326613.7528 | 342218.9723 | 357615.6507 | 372808.4889 | 387802.0469 | 402600.8408 | 417209.2706 | 431631.6827 | 445873.1537 | 459937.1759 | 473827.8132 | 487549.0201 | 501104.704 | 514498.7137 | 527734.8911 | 540816.8628
Commercial_Education_New_Food Preparation_Natural Gas_Food Prep Other_E2_Baseline Forecast | Commercial | Education | New | Food Preparation | Natural Gas | Food Prep Other | E2 | ENERGY STAR | Baseline Forecast | 0 | 13393.2371 | 26909.3041 | 41238.5814 | 49103.2904 | 55510.6742 | 61824.3495 | 68046.3699 | 74178.7474 | 80223.4453 | 86182.3714 | 92057.4549 | 97850.4352 | 103563.2758 | 109197.7726 | 114755.6682 | 120238.6213 | 125648.3123 | 130986.3723 | 136254.4507 | 141454.1204 | 146586.952 | 151654.4537 | 156657.2905 | 161597.6005 | 166476.8412 | 171296.4726 | 176057.8977 | 180762.4756 | 185411.4714 | 190006.2678
Commercial_Education_New_Food Preparation_Natural Gas_Food Prep Other_E3_Baseline Forecast | Commercial | Education | New | Food Preparation | Natural Gas | Food Prep Other | E3 |  | Baseline Forecast | 0 | 0 | 0 | 0 | 0 | 0 | 0 | 0 | 0 | 0 | 0 | 0 | 0 | 0 | 0 | 0 | 0 | 0 | 0 | 0 | 0 | 0 | 0 | 0 | 0 | 0 | 0 | 0 | 0 | 0 | 0
Commercial_Education_New_Food Preparation_Natural Gas_Food Prep Other_E4_Baseline Forecast | Commercial | Education | New | Food Preparation | Natural Gas | Food Prep Other | E4 |  | Baseline Forecast | 0 | 0 | 0 | 0 | 0 | 0 | 0 | 0 | 0 | 0 | 0 | 0 | 0 | 0 | 0 | 0 | 0 | 0 | 0 | 0 | 0 | 0 | 0 | 0 | 0 | 0 | 0 | 0 | 0 | 0 | 0
Commercial_Education_New_Food Preparation_Natural Gas_Food Prep Other_E5_Baseline Forecast | Commercial | Education | New | Food Preparation | Natural Gas | Food Prep Other | E5 |  | Baseline Forecast | 0 | 0 | 0 | 0 | 0 | 0 | 0 | 0 | 0 | 0 | 0 | 0 | 0 | 0 | 0 | 0 | 0 | 0 | 0 | 0 | 0 | 0 | 0 | 0 | 0 | 0 | 0 | 0 | 0 | 0 | 0
Commercial_Education_New_Food Preparation_Natural Gas_Food Prep Other_E6_Baseline Forecast | Commercial | Education | New | Food Preparation | Natural Gas | Food Prep Other | E6 |  | Baseline Forecast | 0 | 0 | 0 | 0 | 0 | 0 | 0 | 0 | 0 | 0 | 0 | 0 | 0 | 0 | 0 | 0 | 0 | 0 | 0 | 0 | 0 | 0 | 0 | 0 | 0 | 0 | 0 | 0 | 0 | 0 | 0
Commercial_Education_New_Food Preparation_Natural Gas_Food Prep Other_E7_Baseline Forecast | Commercial | Education | New | Food Preparation | Natural Gas | Food Prep Other | E7 |  | Baseline Forecast | 0 | 0 | 0 | 0 | 0 | 0 | 0 | 0 | 0 | 0 | 0 | 0 | 0 | 0 | 0 | 0 | 0 | 0 | 0 | 0 | 0 | 0 | 0 | 0 | 0 | 0 | 0 | 0 | 0 | 0 | 0
Commercial_Education_New_Food Preparation_Natural Gas_Food Prep Other_E8_Baseline Forecast | Commercial | Education | New | Food Preparation | Natural Gas | Food Prep Other | E8 |  | Baseline Forecast | 0 | 0 | 0 | 0 | 0 | 0 | 0 | 0 | 0 | 0 | 0 | 0 | 0 | 0 | 0 | 0 | 0 | 0 | 0 | 0 | 0 | 0 | 0 | 0 | 0 | 0 | 0 | 0 | 0 | 0 | 0
Commercial_Education_New_Food Preparation_Natural Gas_Food Prep Other_E9_Baseline Forecast | Commercial | Education | New | Food Preparation | Natural Gas | Food Prep Other | E9 |  | Baseline Forecast | 0 | 0 | 0 | 0 | 0 | 0 | 0 | 0 | 0 | 0 | 0 | 0 | 0 | 0 | 0 | 0 | 0 | 0 | 0 | 0 | 0 | 0 | 0 | 0 | 0 | 0 | 0 | 0 | 0 | 0 | 0
Commercial_Education_New_Food Preparation_Natural Gas_Food Prep Other_E10_Baseline Forecast | Commercial | Education | New | Food Preparation | Natural Gas | Food Prep Other | E10 |  | Baseline Forecast | 0 | 0 | 0 | 0 | 0 | 0 | 0 | 0 | 0 | 0 | 0 | 0 | 0 | 0 | 0 | 0 | 0 | 0 | 0 | 0 | 0 | 0 | 0 | 0 | 0 | 0 | 0 | 0 | 0 | 0 | 0
Commercial_Education_New_Food Preparation_Natural Gas_Food Prep Other_Vintage_Baseline Forecast | Commercial | Education | New | Food Preparation | Natural Gas | Food Prep Other | Vintage | Vintage | Baseline Forecast | 0 | 0 | 0 | 0 | 0 | 0 | 0 | 0 | 0 | 0 | 0 | 0 | 0 | 0 | 0 | 0 | 0 | 0 | 0 | 0 | 0 | 0 | 0 | 0 | 0 | 0 | 0 | 0 | 0 | 0 | 0
Commercial_Education_New_Miscellaneous_Natural Gas_Pool Heater_E1_Baseline Forecast | Commercial | Education | New | Miscellaneous | Natural Gas | Pool Heater | E1 | Standard (EF .82) | Baseline Forecast | 0 | 11884.3076 | 23875.6353 | 36587.9378 | 43562.1792 | 49247.982 | 54854.7839 | 60381.8213 | 65826.7572 | 71196.9353 | 76491.2154 | 81713.5047 | 86914.5997 | 92051.0225 | 97113.0236 | 102083.5958 | 106964.8911 | 111745.2225 | 116433.3975 | 121024.4697 | 125550.0863 | 130010.7718 | 134401.5268 | 138983.3122 | 143532.6438 | 148055.2878 | 152555.4671 | 157031.198 | 161431.1383 | 165761.2671 | 170020.2704
Commercial_Education_New_Miscellaneous_Natural Gas_Pool Heater_E2_Baseline Forecast | Commercial | Education | New | Miscellaneous | Natural Gas | Pool Heater | E2 | Condensing (EF .90) | Baseline Forecast | 0 | 1326.0805 | 2666.2838 | 4087.6086 | 4870.684 | 5504.7947 | 6125.4961 | 6735.5689 | 7339.3273 | 7931.3668 | 8514.728 | 9087.3678 | 9600.317 | 10098.8453 | 10594.4588 | 11105.8874 | 11632.668 | 12188.144 | 12765.1316 | 13370.1696 | 13973.1724 | 14575.1465 | 15182.5929 | 15536.0232 | 15860.3653 | 16151.2691 | 16405.9001 | 16627.6041 | 16869.0587 | 17125.5945 | 17399.8102
Commercial_Education_New_Miscellaneous_Natural Gas_Pool Heater_E3_Baseline Forecast | Commercial | Education | New | Miscellaneous | Natural Gas | Pool Heater | E3 |  | Baseline Forecast | 0 | 0 | 0 | 0 | 0 | 0 | 0 | 0 | 0 | 0 | 0 | 0 | 0 | 0 | 0 | 0 | 0 | 0 | 0 | 0 | 0 | 0 | 0 | 0 | 0 | 0 | 0 | 0 | 0 | 0 | 0
Commercial_Education_New_Miscellaneous_Natural Gas_Pool Heater_E4_Baseline Forecast | Commercial | Education | New | Miscellaneous | Natural Gas | Pool Heater | E4 |  | Baseline Forecast | 0 | 0 | 0 | 0 | 0 | 0 | 0 | 0 | 0 | 0 | 0 | 0 | 0 | 0 | 0 | 0 | 0 | 0 | 0 | 0 | 0 | 0 | 0 | 0 | 0 | 0 | 0 | 0 | 0 | 0 | 0
Commercial_Education_New_Miscellaneous_Natural Gas_Pool Heater_E5_Baseline Forecast | Commercial | Education | New | Miscellaneous | Natural Gas | Pool Heater | E5 |  | Baseline Forecast | 0 | 0 | 0 | 0 | 0 | 0 | 0 | 0 | 0 | 0 | 0 | 0 | 0 | 0 | 0 | 0 | 0 | 0 | 0 | 0 | 0 | 0 | 0 | 0 | 0 | 0 | 0 | 0 | 0 | 0 | 0
Commercial_Education_New_Miscellaneous_Natural Gas_Pool Heater_E6_Baseline Forecast | Commercial | Education | New | Miscellaneous | Natural Gas | Pool Heater | E6 |  | Baseline Forecast | 0 | 0 | 0 | 0 | 0 | 0 | 0 | 0 | 0 | 0 | 0 | 0 | 0 | 0 | 0 | 0 | 0 | 0 | 0 | 0 | 0 | 0 | 0 | 0 | 0 | 0 | 0 | 0 | 0 | 0 | 0
Commercial_Education_New_Miscellaneous_Natural Gas_Pool Heater_E7_Baseline Forecast | Commercial | Education | New | Miscellaneous | Natural Gas | Pool Heater | E7 |  | Baseline Forecast | 0 | 0 | 0 | 0 | 0 | 0 | 0 | 0 | 0 | 0 | 0 | 0 | 0 | 0 | 0 | 0 | 0 | 0 | 0 | 0 | 0 | 0 | 0 | 0 | 0 | 0 | 0 | 0 | 0 | 0 | 0
Commercial_Education_New_Miscellaneous_Natural Gas_Pool Heater_E8_Baseline Forecast | Commercial | Education | New | Miscellaneous | Natural Gas | Pool Heater | E8 |  | Baseline Forecast | 0 | 0 | 0 | 0 | 0 | 0 | 0 | 0 | 0 | 0 | 0 | 0 | 0 | 0 | 0 | 0 | 0 | 0 | 0 | 0 | 0 | 0 | 0 | 0 | 0 | 0 | 0 | 0 | 0 | 0 | 0
Commercial_Education_New_Miscellaneous_Natural Gas_Pool Heater_E9_Baseline Forecast | Commercial | Education | New | Miscellaneous | Natural Gas | Pool Heater | E9 |  | Baseline Forecast | 0 | 0 | 0 | 0 | 0 | 0 | 0 | 0 | 0 | 0 | 0 | 0 | 0 | 0 | 0 | 0 | 0 | 0 | 0 | 0 | 0 | 0 | 0 | 0 | 0 | 0 | 0 | 0 | 0 | 0 | 0
Commercial_Education_New_Miscellaneous_Natural Gas_Pool Heater_E10_Baseline Forecast | Commercial | Education | New | Miscellaneous | Natural Gas | Pool Heater | E10 |  | Baseline Forecast | 0 | 0 | 0 | 0 | 0 | 0 | 0 | 0 | 0 | 0 | 0 | 0 | 0 | 0 | 0 | 0 | 0 | 0 | 0 | 0 | 0 | 0 | 0 | 0 | 0 | 0 | 0 | 0 | 0 | 0 | 0
Commercial_Education_New_Miscellaneous_Natural Gas_Pool Heater_Vintage_Baseline Forecast | Commercial | Education | New | Miscellaneous | Natural Gas | Pool Heater | Vintage | Vintage | Baseline Forecast | 0 | 0 | 0 | 0 | 0 | 0 | 0 | 0 | 0 | 0 | 0 | 0 | 0 | 0 | 0 | 0 | 0 | 0 | 0 | 0 | 0 | 0 | 0 | 0 | 0 | 0 | 0 | 0 | 0 | 0 | 0
Commercial_Education_New_Miscellaneous_Natural Gas_Miscellaneous_E1_Baseline Forecast | Commercial | Education | New | Miscellaneous | Natural Gas | Miscellaneous | E1 | Standard | Baseline Forecast | 0 | 2170207.8497 | 4360317.1138 | 6682195.0608 | 7956570.1833 | 8994808.103 | 10017864.8477 | 11026071.7603 | 12019753.6999 | 12999229.1721 | 13964810.4572 | 14916803.7349 | 15855509.2079 | 16781221.2213 | 17694228.3814 | 18594813.6704 | 19483254.5605 | 20359823.1241 | 21224786.1434 | 22078405.2163 | 22920936.8611 | 23752632.6194 | 24573739.1555 | 25384498.3556 | 26185147.4238 | 26975918.9766 | 27757041.1356 | 28528737.6179 | 29291227.8257 | 30044726.9325 | 30789445.9695
Commercial_Education_New_Miscellaneous_Natural Gas_Miscellaneous_E2_Baseline Forecast | Commercial | Education | New | Miscellaneous | Natural Gas | Miscellaneous | E2 |  | Baseline Forecast | 0 | 0 | 0 | 0 | 0 | 0 | 0 | 0 | 0 | 0 | 0 | 0 | 0 | 0 | 0 | 0 | 0 | 0 | 0 | 0 | 0 | 0 | 0 | 0 | 0 | 0 | 0 | 0 | 0 | 0 | 0
Commercial_Education_New_Miscellaneous_Natural Gas_Miscellaneous_E3_Baseline Forecast | Commercial | Education | New | Miscellaneous | Natural Gas | Miscellaneous | E3 |  | Baseline Forecast | 0 | 0 | 0 | 0 | 0 | 0 | 0 | 0 | 0 | 0 | 0 | 0 | 0 | 0 | 0 | 0 | 0 | 0 | 0 | 0 | 0 | 0 | 0 | 0 | 0 | 0 | 0 | 0 | 0 | 0 | 0
Commercial_Education_New_Miscellaneous_Natural Gas_Miscellaneous_E4_Baseline Forecast | Commercial | Education | New | Miscellaneous | Natural Gas | Miscellaneous | E4 |  | Baseline Forecast | 0 | 0 | 0 | 0 | 0 | 0 | 0 | 0 | 0 | 0 | 0 | 0 | 0 | 0 | 0 | 0 | 0 | 0 | 0 | 0 | 0 | 0 | 0 | 0 | 0 | 0 | 0 | 0 | 0 | 0 | 0
Commercial_Education_New_Miscellaneous_Natural Gas_Miscellaneous_E5_Baseline Forecast | Commercial | Education | New | Miscellaneous | Natural Gas | Miscellaneous | E5 |  | Baseline Forecast | 0 | 0 | 0 | 0 | 0 | 0 | 0 | 0 | 0 | 0 | 0 | 0 | 0 | 0 | 0 | 0 | 0 | 0 | 0 | 0 | 0 | 0 | 0 | 0 | 0 | 0 | 0 | 0 | 0 | 0 | 0
Commercial_Education_New_Miscellaneous_Natural Gas_Miscellaneous_E6_Baseline Forecast | Commercial | Education | New | Miscellaneous | Natural Gas | Miscellaneous | E6 |  | Baseline Forecast | 0 | 0 | 0 | 0 | 0 | 0 | 0 | 0 | 0 | 0 | 0 | 0 | 0 | 0 | 0 | 0 | 0 | 0 | 0 | 0 | 0 | 0 | 0 | 0 | 0 | 0 | 0 | 0 | 0 | 0 | 0
Commercial_Education_New_Miscellaneous_Natural Gas_Miscellaneous_E7_Baseline Forecast | Commercial | Education | New | Miscellaneous | Natural Gas | Miscellaneous | E7 |  | Baseline Forecast | 0 | 0 | 0 | 0 | 0 | 0 | 0 | 0 | 0 | 0 | 0 | 0 | 0 | 0 | 0 | 0 | 0 | 0 | 0 | 0 | 0 | 0 | 0 | 0 | 0 | 0 | 0 | 0 | 0 | 0 | 0
Commercial_Education_New_Miscellaneous_Natural Gas_Miscellaneous_E8_Baseline Forecast | Commercial | Education | New | Miscellaneous | Natural Gas | Miscellaneous | E8 |  | Baseline Forecast | 0 | 0 | 0 | 0 | 0 | 0 | 0 | 0 | 0 | 0 | 0 | 0 | 0 | 0 | 0 | 0 | 0 | 0 | 0 | 0 | 0 | 0 | 0 | 0 | 0 | 0 | 0 | 0 | 0 | 0 | 0
Commercial_Education_New_Miscellaneous_Natural Gas_Miscellaneous_E9_Baseline Forecast | Commercial | Education | New | Miscellaneous | Natural Gas | Miscellaneous | E9 |  | Baseline Forecast | 0 | 0 | 0 | 0 | 0 | 0 | 0 | 0 | 0 | 0 | 0 | 0 | 0 | 0 | 0 | 0 | 0 | 0 | 0 | 0 | 0 | 0 | 0 | 0 | 0 | 0 | 0 | 0 | 0 | 0 | 0
Commercial_Education_New_Miscellaneous_Natural Gas_Miscellaneous_E10_Baseline Forecast | Commercial | Education | New | Miscellaneous | Natural Gas | Miscellaneous | E10 |  | Baseline Forecast | 0 | 0 | 0 | 0 | 0 | 0 | 0 | 0 | 0 | 0 | 0 | 0 | 0 | 0 | 0 | 0 | 0 | 0 | 0 | 0 | 0 | 0 | 0 | 0 | 0 | 0 | 0 | 0 | 0 | 0 | 0
Commercial_Education_New_Miscellaneous_Natural Gas_Miscellaneous_Vintage_Baseline Forecast | Commercial | Education | New | Miscellaneous | Natural Gas | Miscellaneous | Vintage | Vintage | Baseline Forecast | 0 | 0 | 0 | 0 | 0 | 0 | 0 | 0 | 0 | 0 | 0 | 0 | 0 | 0 | 0 | 0 | 0 | 0 | 0 | 0 | 0 | 0 | 0 | 0 | 0 | 0 | 0 | 0 | 0 | 0 | 0
Commercial_Healthcare_Existing_Space Heating_Natural Gas_Furnace_E1_Baseline Forecast | Commercial | Healthcare | Existing | Space Heating | Natural Gas | Furnace | E1 | AFUE 80% (Standard) | Baseline Forecast | 0 | 66422.7331 | 134496.2664 | 203793.518 | 273929.8 | 268451.204 | 263082.18 | 257820.5364 | 252664.1256 | 247610.8431 | 242658.6263 | 237805.4537 | 233049.3447 | 228388.3578 | 223820.5906 | 219344.1788 | 214957.2952 | 210658.1493 | 206444.9863 | 198764.3336 | 187865.0171 | 173994.8381 | 157398.4074 | 142385.0209 | 128803.6804 | 116517.7909 | 105403.7862 | 95349.8866 | 86254.9744 | 78027.5768 | 70584.9464
Commercial_Healthcare_Existing_Space Heating_Natural Gas_Furnace_E2_Baseline Forecast | Commercial | Healthcare | Existing | Space Heating | Natural Gas | Furnace | E2 | AFUE 90% | Baseline Forecast | 0 | 0 | 0 | 0 | 0 | 0 | 0 | 0 | 0 | 0 | 0 | 0 | 0 | 0 | 0 | 0 | 0 | 0 | 0 | 0 | 0 | 0 | 0 | 0 | 0 | 0 | 0 | 0 | 0 | 0 | 0
Commercial_Healthcare_Existing_Space Heating_Natural Gas_Furnace_E3_Baseline Forecast | Commercial | Healthcare | Existing | Space Heating | Natural Gas | Furnace | E3 | AFUE 95% | Baseline Forecast | 0 | 0 | 0 | 0 | 0 | 76108.0738 | 152289.5293 | 196454.0496 | 240409.8722 | 284040.8792 | 327208.0508 | 369819.1095 | 408324.9153 | 442534.5317 | 472773.9632 | 499403.5469 | 522708.4595 | 542964.8841 | 560490.0073 | 577605.1172 | 594391.4398 | 610895.4335 | 627149.5595 | 640631.631 | 650278.0459 | 658162.4752 | 664454.5788 | 669309.4649 | 672870.9902 | 675270.9885 | 676584.678
Commercial_Healthcare_Existing_Space Heating_Natural Gas_Furnace_E4_Baseline Forecast | Commercial | Healthcare | Existing | Space Heating | Natural Gas | Furnace | E4 |  | Baseline Forecast | 0 | 0 | 0 | 0 | 0 | 0 | 0 | 0 | 0 | 0 | 0 | 0 | 0 | 0 | 0 | 0 | 0 | 0 | 0 | 0 | 0 | 0 | 0 | 0 | 0 | 0 | 0 | 0 | 0 | 0 | 0
Commercial_Healthcare_Existing_Space Heating_Natural Gas_Furnace_E5_Baseline Forecast | Commercial | Healthcare | Existing | Space Heating | Natural Gas | Furnace | E5 |  | Baseline Forecast | 0 | 0 | 0 | 0 | 0 | 0 | 0 | 31814.8578 | 63390.6626 | 94625.1042 | 125463.6816 | 155827.9083 | 182468.5934 | 206227.8057 | 227379.2497 | 246114.884 | 262658.1124 | 277201.0289 | 289857.5653 | 302255.0484 | 314427.0211 | 326413.7385 | 338245.8386 | 348419.2144 | 358408.6963 | 366516.4499 | 372916.2799 | 377766.9308 | 381211.3101 | 383379.5662 | 384435.7919
Commercial_Healthcare_Existing_Space Heating_Natural Gas_Furnace_E6_Baseline Forecast | Commercial | Healthcare | Existing | Space Heating | Natural Gas | Furnace | E6 |  | Baseline Forecast | 0 | 0 | 0 | 0 | 0 | 0 | 0 | 0 | 0 | 0 | 0 | 0 | 0 | 0 | 0 | 0 | 0 | 0 | 0 | 0 | 0 | 0 | 0 | 0 | 0 | 0 | 0 | 0 | 0 | 0 | 0
Commercial_Healthcare_Existing_Space Heating_Natural Gas_Furnace_E7_Baseline Forecast | Commercial | Healthcare | Existing | Space Heating | Natural Gas | Furnace | E7 |  | Baseline Forecast | 0 | 0 | 0 | 0 | 0 | 0 | 0 | 0 | 0 | 0 | 0 | 0 | 0 | 0 | 0 | 0 | 0 | 0 | 0 | 0 | 0 | 0 | 0 | 0 | 0 | 0 | 0 | 0 | 0 | 0 | 0
Commercial_Healthcare_Existing_Space Heating_Natural Gas_Furnace_E8_Baseline Forecast | Commercial | Healthcare | Existing | Space Heating | Natural Gas | Furnace | E8 |  | Baseline Forecast | 0 | 0 | 0 | 0 | 0 | 0 | 0 | 0 | 0 | 0 | 0 | 0 | 0 | 0 | 0 | 0 | 0 | 0 | 0 | 0 | 0 | 0 | 0 | 0 | 0 | 0 | 0 | 0 | 0 | 0 | 0
Commercial_Healthcare_Existing_Space Heating_Natural Gas_Furnace_E9_Baseline Forecast | Commercial | Healthcare | Existing | Space Heating | Natural Gas | Furnace | E9 |  | Baseline Forecast | 0 | 0 | 0 | 0 | 0 | 0 | 0 | 0 | 0 | 0 | 0 | 0 | 0 | 0 | 0 | 0 | 0 | 0 | 0 | 0 | 0 | 0 | 0 | 0 | 0 | 0 | 0 | 0 | 0 | 0 | 0
Commercial_Healthcare_Existing_Space Heating_Natural Gas_Furnace_E10_Baseline Forecast | Commercial | Healthcare | Existing | Space Heating | Natural Gas | Furnace | E10 |  | Baseline Forecast | 0 | 0 | 0 | 0 | 0 | 0 | 0 | 0 | 0 | 0 | 0 | 0 | 0 | 0 | 0 | 0 | 0 | 0 | 0 | 0 | 0 | 0 | 0 | 0 | 0 | 0 | 0 | 0 | 0 | 0 | 0
Commercial_Healthcare_Existing_Space Heating_Natural Gas_Furnace_Vintage_Baseline Forecast | Commercial | Healthcare | Existing | Space Heating | Natural Gas | Furnace | Vintage | Vintage | Baseline Forecast | 2592519.9388 | 2474246.807 | 2355359.8828 | 2236265.5083 | 2117328.0457 | 1998873.411 | 1881192.3258 | 1764543.3106 | 1649155.4388 | 1535230.8707 | 1422947.1846 | 1312459.5209 | 1210550.8993 | 1116555.1824 | 1029857.9565 | 949892.5151 | 876136.1551 | 808106.7596 | 745359.6465 | 687484.6622 | 634103.5002 | 584867.2284 | 539454.0083 | 497566.9912 | 458932.3777 | 423297.6284 | 390429.8126 | 360114.0859 | 332152.2863 | 306361.6382 | 282573.5581
Commercial_Healthcare_Existing_Space Heating_Natural Gas_Boiler_E1_Baseline Forecast | Commercial | Healthcare | Existing | Space Heating | Natural Gas | Boiler | E1 | AFUE 80% (Standard) | Baseline Forecast | 0 | 18024.3847 | 35485.669 | 52381.1727 | 68707.881 | 67333.7234 | 65987.0489 | 64667.3079 | 63373.9618 | 62106.4825 | 60864.3529 | 59647.0658 | 58454.1245 | 57285.042 | 56139.3412 | 55016.5543 | 53916.2233 | 52837.8988 | 51781.1408 | 50745.518 | 49730.6076 | 47810.363 | 45101.5868 | 41710.0479 | 37731.551 | 34132.5415 | 30876.8222 | 27931.6484 | 25267.3988 | 22857.2777 | 20677.0451
Commercial_Healthcare_Existing_Space Heating_Natural Gas_Boiler_E2_Baseline Forecast | Commercial | Healthcare | Existing | Space Heating | Natural Gas | Boiler | E2 | AFUE 85% | Baseline Forecast | 0 | 0 | 0 | 0 | 0 | 0 | 0 | 0 | 0 | 0 | 0 | 0 | 0 | 0 | 0 | 0 | 0 | 0 | 0 | 0 | 0 | 0 | 0 | 0 | 0 | 0 | 0 | 0 | 0 | 0 | 0
Commercial_Healthcare_Existing_Space Heating_Natural Gas_Boiler_E3_Baseline Forecast | Commercial | Healthcare | Existing | Space Heating | Natural Gas | Boiler | E3 | AFUE 98% | Baseline Forecast | 0 | 19326.983 | 38055.7786 | 56184.2757 | 73715.3151 | 107784.7941 | 140671.6474 | 172386.6826 | 202943.2427 | 232356.8285 | 260644.7645 | 287825.9034 | 313920.3661 | 338949.3113 | 362934.7339 | 385899.2864 | 407866.123 | 428858.7621 | 448900.9664 | 468016.6381 | 486229.727 | 504489.7841 | 520259.6835 | 533821.2549 | 545423.4099 | 554406.228 | 561078.4171 | 565714.9409 | 568560.6637 | 569833.6027 | 569727.8283
Commercial_Healthcare_Existing_Space Heating_Natural Gas_Boiler_E4_Baseline Forecast | Commercial | Healthcare | Existing | Space Heating | Natural Gas | Boiler | E4 | Convert to NG Air Source Heat Pump | Baseline Forecast | 0 | 0 | 0 | 0 | 0 | 0 | 0 | 0 | 0 | 0 | 0 | 0 | 0 | 0 | 0 | 0 | 0 | 0 | 0 | 0 | 0 | 0 | 0 | 0 | 0 | 0 | 0 | 0 | 0 | 0 | 0
Commercial_Healthcare_Existing_Space Heating_Natural Gas_Boiler_E5_Baseline Forecast | Commercial | Healthcare | Existing | Space Heating | Natural Gas | Boiler | E5 |  | Baseline Forecast | 0 | 0 | 0 | 0 | 0 | 0 | 0 | 0 | 0 | 0 | 0 | 0 | 0 | 0 | 0 | 0 | 0 | 0 | 0 | 0 | 0 | 0 | 0 | 0 | 0 | 0 | 0 | 0 | 0 | 0 | 0
Commercial_Healthcare_Existing_Space Heating_Natural Gas_Boiler_E6_Baseline Forecast | Commercial | Healthcare | Existing | Space Heating | Natural Gas | Boiler | E6 |  | Baseline Forecast | 0 | 0 | 0 | 0 | 0 | 0 | 0 | 0 | 0 | 0 | 0 | 0 | 0 | 0 | 0 | 0 | 0 | 0 | 0 | 0 | 0 | 0 | 0 | 0 | 0 | 0 | 0 | 0 | 0 | 0 | 0
Commercial_Healthcare_Existing_Space Heating_Natural Gas_Boiler_E7_Baseline Forecast | Commercial | Healthcare | Existing | Space Heating | Natural Gas | Boiler | E7 |  | Baseline Forecast | 0 | 0 | 0 | 0 | 0 | 0 | 0 | 0 | 0 | 0 | 0 | 0 | 0 | 0 | 0 | 0 | 0 | 0 | 0 | 0 | 0 | 0 | 0 | 0 | 0 | 0 | 0 | 0 | 0 | 0 | 0
Commercial_Healthcare_Existing_Space Heating_Natural Gas_Boiler_E8_Baseline Forecast | Commercial | Healthcare | Existing | Space Heating | Natural Gas | Boiler | E8 |  | Baseline Forecast | 0 | 0 | 0 | 0 | 0 | 0 | 0 | 0 | 0 | 0 | 0 | 0 | 0 | 0 | 0 | 0 | 0 | 0 | 0 | 0 | 0 | 0 | 0 | 0 | 0 | 0 | 0 | 0 | 0 | 0 | 0
Commercial_Healthcare_Existing_Space Heating_Natural Gas_Boiler_E9_Baseline Forecast | Commercial | Healthcare | Existing | Space Heating | Natural Gas | Boiler | E9 |  | Baseline Forecast | 0 | 0 | 0 | 0 | 0 | 0 | 0 | 0 | 0 | 0 | 0 | 0 | 0 | 0 | 0 | 0 | 0 | 0 | 0 | 0 | 0 | 0 | 0 | 0 | 0 | 0 | 0 | 0 | 0 | 0 | 0
Commercial_Healthcare_Existing_Space Heating_Natural Gas_Boiler_E10_Baseline Forecast | Commercial | Healthcare | Existing | Space Heating | Natural Gas | Boiler | E10 |  | Baseline Forecast | 0 | 0 | 0 | 0 | 0 | 0 | 0 | 0 | 0 | 0 | 0 | 0 | 0 | 0 | 0 | 0 | 0 | 0 | 0 | 0 | 0 | 0 | 0 | 0 | 0 | 0 | 0 | 0 | 0 | 0 | 0
Commercial_Healthcare_Existing_Space Heating_Natural Gas_Boiler_Vintage_Baseline Forecast | Commercial | Healthcare | Existing | Space Heating | Natural Gas | Boiler | Vintage | Vintage | Baseline Forecast | 1257750.1385 | 1195243.768 | 1134401.7855 | 1075218.9199 | 1017685.4849 | 961787.99 | 907509.6809 | 854831.0192 | 803730.1051 | 754183.0523 | 706164.3187 | 659646.9981 | 614603.0774 | 571003.6633 | 528819.1812 | 488019.5504 | 448574.3371 | 410452.8888 | 373624.4514 | 338058.2714 | 303723.6843 | 270590.1915 | 241071.2615 | 214772.5784 | 191342.8426 | 170469.078 | 151872.4513 | 135304.5475 | 120544.0514 | 107393.7913 | 95678.1049
Commercial_Healthcare_Existing_Space Heating_Natural Gas_Unit Heater_E1_Baseline Forecast | Commercial | Healthcare | Existing | Space Heating | Natural Gas | Unit Heater | E1 | Standard | Baseline Forecast | 0 | 313.6465 | 1201.5514 | 2877.8298 | 5515.9008 | 5405.5828 | 5297.4712 | 5191.5217 | 5087.6913 | 4985.9375 | 4886.2187 | 4751.8841 | 4521.7211 | 4119.3134 | 3460.2232 | 2906.5875 | 2441.5335 | 2050.8882 | 1657.926 | 1207.8617 | 663.2077 | 0 | 0 | 0 | 0 | 0 | 0 | 0 | 0 | 0 | 0
Commercial_Healthcare_Existing_Space Heating_Natural Gas_Unit Heater_E2_Baseline Forecast | Commercial | Healthcare | Existing | Space Heating | Natural Gas | Unit Heater | E2 | Condensing | Baseline Forecast | 0 | 0 | 0 | 0 | 0 | 3848.047 | 8900.4159 | 15237.0639 | 22914.5657 | 31969.2772 | 42158.6312 | 53305.9398 | 65285.0781 | 78008.2168 | 91416.0487 | 105020.8868 | 118730.1955 | 130419.9047 | 140388.9495 | 148889.884 | 156136.1936 | 162308.4482 | 166764.2194 | 170290.6635 | 172998.0265 | 174984.3504 | 176336.8076 | 177132.8908 | 177441.4721 | 177323.7466 | 176834.0734
Commercial_Healthcare_Existing_Space Heating_Natural Gas_Unit Heater_E3_Baseline Forecast | Commercial | Healthcare | Existing | Space Heating | Natural Gas | Unit Heater | E3 | Infrared Radiant | Baseline Forecast | 0 | 0 | 0 | 0 | 0 | 0 | 0 | 0 | 0 | 0 | 0 | 0 | 0 | 0 | 0 | 0 | 0 | 0 | 0 | 0 | 0 | 0 | 0 | 0 | 0 | 0 | 0 | 0 | 0 | 0 | 0
Commercial_Healthcare_Existing_Space Heating_Natural Gas_Unit Heater_E4_Baseline Forecast | Commercial | Healthcare | Existing | Space Heating | Natural Gas | Unit Heater | E4 |  | Baseline Forecast | 0 | 0 | 0 | 0 | 0 | 0 | 0 | 0 | 0 | 0 | 0 | 0 | 0 | 0 | 0 | 0 | 0 | 0 | 0 | 0 | 0 | 0 | 0 | 0 | 0 | 0 | 0 | 0 | 0 | 0 | 0
Commercial_Healthcare_Existing_Space Heating_Natural Gas_Unit Heater_E5_Baseline Forecast | Commercial | Healthcare | Existing | Space Heating | Natural Gas | Unit Heater | E5 |  | Baseline Forecast | 0 | 0 | 0 | 0 | 0 | 0 | 0 | 0 | 0 | 0 | 0 | 0 | 0 | 0 | 0 | 0 | 0 | 0 | 0 | 0 | 0 | 0 | 0 | 0 | 0 | 0 | 0 | 0 | 0 | 0 | 0
Commercial_Healthcare_Existing_Space Heating_Natural Gas_Unit Heater_E6_Baseline Forecast | Commercial | Healthcare | Existing | Space Heating | Natural Gas | Unit Heater | E6 |  | Baseline Forecast | 0 | 0 | 0 | 0 | 0 | 0 | 0 | 0 | 0 | 0 | 0 | 0 | 0 | 0 | 0 | 0 | 0 | 0 | 0 | 0 | 0 | 0 | 0 | 0 | 0 | 0 | 0 | 0 | 0 | 0 | 0
Commercial_Healthcare_Existing_Space Heating_Natural Gas_Unit Heater_E7_Baseline Forecast | Commercial | Healthcare | Existing | Space Heating | Natural Gas | Unit Heater | E7 |  | Baseline Forecast | 0 | 0 | 0 | 0 | 0 | 0 | 0 | 0 | 0 | 0 | 0 | 0 | 0 | 0 | 0 | 0 | 0 | 0 | 0 | 0 | 0 | 0 | 0 | 0 | 0 | 0 | 0 | 0 | 0 | 0 | 0
Commercial_Healthcare_Existing_Space Heating_Natural Gas_Unit Heater_E8_Baseline Forecast | Commercial | Healthcare | Existing | Space Heating | Natural Gas | Unit Heater | E8 |  | Baseline Forecast | 0 | 0 | 0 | 0 | 0 | 0 | 0 | 0 | 0 | 0 | 0 | 0 | 0 | 0 | 0 | 0 | 0 | 0 | 0 | 0 | 0 | 0 | 0 | 0 | 0 | 0 | 0 | 0 | 0 | 0 | 0
Commercial_Healthcare_Existing_Space Heating_Natural Gas_Unit Heater_E9_Baseline Forecast | Commercial | Healthcare | Existing | Space Heating | Natural Gas | Unit Heater | E9 |  | Baseline Forecast | 0 | 0 | 0 | 0 | 0 | 0 | 0 | 0 | 0 | 0 | 0 | 0 | 0 | 0 | 0 | 0 | 0 | 0 | 0 | 0 | 0 | 0 | 0 | 0 | 0 | 0 | 0 | 0 | 0 | 0 | 0
Commercial_Healthcare_Existing_Space Heating_Natural Gas_Unit Heater_E10_Baseline Forecast | Commercial | Healthcare | Existing | Space Heating | Natural Gas | Unit Heater | E10 |  | Baseline Forecast | 0 | 0 | 0 | 0 | 0 | 0 | 0 | 0 | 0 | 0 | 0 | 0 | 0 | 0 | 0 | 0 | 0 | 0 | 0 | 0 | 0 | 0 | 0 | 0 | 0 | 0 | 0 | 0 | 0 | 0 | 0
Commercial_Healthcare_Existing_Space Heating_Natural Gas_Unit Heater_Vintage_Baseline Forecast | Commercial | Healthcare | Existing | Space Heating | Natural Gas | Unit Heater | Vintage | Vintage | Baseline Forecast | 380216.411 | 372298.4363 | 363958.2898 | 354978.8145 | 345183.6106 | 334431.8914 | 322613.9237 | 309646.9889 | 295471.8061 | 280049.3672 | 263619.6403 | 246393.3765 | 228555.3771 | 210267.4027 | 191670.7623 | 172888.6192 | 154028.0426 | 137224.9834 | 122254.9852 | 108918.0777 | 97036.1056 | 86450.3486 | 77019.4015 | 68617.285 | 61131.763 | 54462.8434 | 48521.4423 | 43228.194 | 38512.3911 | 34311.0393 | 30568.0168
Commercial_Healthcare_Existing_Water Heating_Natural Gas_Water Heater_E1_Baseline Forecast | Commercial | Healthcare | Existing | Water Heating | Natural Gas | Water Heater | E1 | TE 0.80 | Baseline Forecast | 0 | 15194.1255 | 31402.3732 | 48400.3588 | 65990.6494 | 84019.7343 | 102337.1944 | 100429.9115 | 98569.0586 | 96754.475 | 92471.0763 | 86075.4192 | 77895.9892 | 68199.186 | 57241.5964 | 42265.2097 | 30240.9384 | 20569.5135 | 12777.6202 | 6490.3162 | 1409.9801 | 1307.0399 | 1206.9333 | 1141.3838 | 1081.0025 | 1032.6114 | 997.6709 | 982.8921 | 1011.5904 | 1043.1142 | 1080.7905
Commercial_Healthcare_Existing_Water Heating_Natural Gas_Water Heater_E2_Baseline Forecast | Commercial | Healthcare | Existing | Water Heating | Natural Gas | Water Heater | E2 | TE 0.90 | Baseline Forecast | 0 | 55135.4293 | 113962.423 | 175668.7659 | 239544.3538 | 304949.7135 | 371343.9172 | 364422.3639 | 357669.1695 | 351083.683 | 335539.2221 | 312328.5321 | 282639.9514 | 247439.9229 | 207671.1738 | 153333.7414 | 109704.9345 | 74610.5734 | 46332.4787 | 23527.3554 | 5111.5388 | 4739.1725 | 4377.1496 | 4135.7616 | 3912.6235 | 3732.4095 | 3600.8748 | 3541.8581 | 3638.5479 | 3745.4724 | 3874.9826
Commercial_Healthcare_Existing_Water Heating_Natural Gas_Water Heater_E3_Baseline Forecast | Commercial | Healthcare | Existing | Water Heating | Natural Gas | Water Heater | E3 | TE 0.94 | Baseline Forecast | 0 | 0 | 0 | 0 | 0 | 0 | 0 | 0 | 0 | 0 | 0 | 0 | 0 | 0 | 0 | 0 | 0 | 0 | 0 | 0 | 0 | 0 | 0 | 0 | 0 | 0 | 0 | 0 | 0 | 0 | 0
Commercial_Healthcare_Existing_Water Heating_Natural Gas_Water Heater_E4_Baseline Forecast | Commercial | Healthcare | Existing | Water Heating | Natural Gas | Water Heater | E4 | Instantaneous TE 0.94 | Baseline Forecast | 0 | 0 | 0 | 0 | 0 | 0 | 0 | 94216.5138 | 188372.9562 | 282019.6462 | 386410.5596 | 499564.0952 | 608417.1938 | 713176.3808 | 813923.3093 | 924555.8265 | 1013839.9104 | 1085451.2707 | 1142383.9628 | 1187069.9857 | 1221525.3011 | 1228889.578 | 1232671.9996 | 1233176.2043 | 1230929.8758 | 1226253.1333 | 1219450.9364 | 1210769.7942 | 1200348.9979 | 1188592.6332 | 1175678.2087
Commercial_Healthcare_Existing_Water Heating_Natural Gas_Water Heater_E5_Baseline Forecast | Commercial | Healthcare | Existing | Water Heating | Natural Gas | Water Heater | E5 | Gas-Fired Absorption HPWH | Baseline Forecast | 0 | 0 | 0 | 0 | 0 | 0 | 0 | 0 | 0 | 0 | 0 | 0 | 0 | 0 | 0 | 0 | 0 | 0 | 0 | 0 | 0 | 0 | 0 | 0 | 0 | 0 | 0 | 0 | 0 | 0 | 0
Commercial_Healthcare_Existing_Water Heating_Natural Gas_Water Heater_E6_Baseline Forecast | Commercial | Healthcare | Existing | Water Heating | Natural Gas | Water Heater | E6 |  | Baseline Forecast | 0 | 0 | 0 | 0 | 0 | 0 | 0 | 0 | 0 | 0 | 0 | 0 | 0 | 0 | 0 | 0 | 0 | 0 | 0 | 0 | 0 | 0 | 0 | 0 | 0 | 0 | 0 | 0 | 0 | 0 | 0
Commercial_Healthcare_Existing_Water Heating_Natural Gas_Water Heater_E7_Baseline Forecast | Commercial | Healthcare | Existing | Water Heating | Natural Gas | Water Heater | E7 |  | Baseline Forecast | 0 | 0 | 0 | 0 | 0 | 0 | 0 | 0 | 0 | 0 | 0 | 0 | 0 | 0 | 0 | 0 | 0 | 0 | 0 | 0 | 0 | 0 | 0 | 0 | 0 | 0 | 0 | 0 | 0 | 0 | 0
Commercial_Healthcare_Existing_Water Heating_Natural Gas_Water Heater_E8_Baseline Forecast | Commercial | Healthcare | Existing | Water Heating | Natural Gas | Water Heater | E8 |  | Baseline Forecast | 0 | 0 | 0 | 0 | 0 | 0 | 0 | 0 | 0 | 0 | 0 | 0 | 0 | 0 | 0 | 0 | 0 | 0 | 0 | 0 | 0 | 0 | 0 | 0 | 0 | 0 | 0 | 0 | 0 | 0 | 0
Commercial_Healthcare_Existing_Water Heating_Natural Gas_Water Heater_E9_Baseline Forecast | Commercial | Healthcare | Existing | Water Heating | Natural Gas | Water Heater | E9 |  | Baseline Forecast | 0 | 0 | 0 | 0 | 0 | 0 | 0 | 0 | 0 | 0 | 0 | 0 | 0 | 0 | 0 | 0 | 0 | 0 | 0 | 0 | 0 | 0 | 0 | 0 | 0 | 0 | 0 | 0 | 0 | 0 | 0
Commercial_Healthcare_Existing_Water Heating_Natural Gas_Water Heater_E10_Baseline Forecast | Commercial | Healthcare | Existing | Water Heating | Natural Gas | Water Heater | E10 |  | Baseline Forecast | 0 | 0 | 0 | 0 | 0 | 0 | 0 | 0 | 0 | 0 | 0 | 0 | 0 | 0 | 0 | 0 | 0 | 0 | 0 | 0 | 0 | 0 | 0 | 0 | 0 | 0 | 0 | 0 | 0 | 0 | 0
Commercial_Healthcare_Existing_Water Heating_Natural Gas_Water Heater_Vintage_Baseline Forecast | Commercial | Healthcare | Existing | Water Heating | Natural Gas | Water Heater | Vintage | Vintage | Baseline Forecast | 2368240.1121 | 2250545.755 | 2129093.0074 | 2004899.5228 | 1878854.2714 | 1751732.0414 | 1624206.3477 | 1496860.921 | 1370199.9317 | 1244657.0894 | 1120603.7378 | 998356.0573 | 889444.4874 | 792414.1797 | 705968.9964 | 628954.1968 | 560341.0117 | 499212.9014 | 444753.3121 | 396234.769 | 353009.1578 | 314499.0679 | 280190.0786 | 249623.8883 | 222392.1914 | 198131.225 | 176516.9096 | 157260.5194 | 140104.8264 | 124820.6635 | 111203.8639
Commercial_Healthcare_Existing_Food Preparation_Natural Gas_Oven_E1_Baseline Forecast | Commercial | Healthcare | Existing | Food Preparation | Natural Gas | Oven | E1 | Standard | Baseline Forecast | 0 | 4545.8257 | 10242.0366 | 16750.5197 | 23806.1029 | 31249.6373 | 38922.1539 | 46690.1563 | 54451.1871 | 62138.454 | 67761.3489 | 71777.319 | 74604.3771 | 76449.8813 | 77520.464 | 77983.7331 | 77992.6302 | 77650.6526 | 77050.4571 | 76245.5483 | 75282.0231 | 74192.7056 | 73014.7045 | 72031.2948 | 71006.5085 | 69958.2535 | 68900.0032 | 67827.4849 | 66764.5861 | 65715.7732 | 64682.57
Commercial_Healthcare_Existing_Food Preparation_Natural Gas_Oven_E2_Baseline Forecast | Commercial | Healthcare | Existing | Food Preparation | Natural Gas | Oven | E2 | ENERGY STAR (EF ≥ 44%) Convection Oven utilizing ASTM Std F1496 | Baseline Forecast | 0 | 6553.241 | 14775.2597 | 24182.1279 | 34400.9747 | 45096.9888 | 56047.9711 | 67094.5163 | 78115.2206 | 89006.9872 | 97005.7871 | 102743.8435 | 106657.0675 | 109207.2076 | 110711.8476 | 111414.01 | 111482.339 | 111065.1191 | 110266.7559 | 109187.9136 | 107903.0426 | 106473.5129 | 104935.7553 | 103063.8472 | 101138.4248 | 99176.3093 | 97190.9705 | 95207.5253 | 93218.1551 | 91230.7231 | 89253.1098
Commercial_Healthcare_Existing_Food Preparation_Natural Gas_Oven_E3_Baseline Forecast | Commercial | Healthcare | Existing | Food Preparation | Natural Gas | Oven | E3 |  | Baseline Forecast | 0 | 0 | 0 | 0 | 0 | 0 | 0 | 0 | 0 | 0 | 0 | 0 | 0 | 0 | 0 | 0 | 0 | 0 | 0 | 0 | 0 | 0 | 0 | 0 | 0 | 0 | 0 | 0 | 0 | 0 | 0
Commercial_Healthcare_Existing_Food Preparation_Natural Gas_Oven_E4_Baseline Forecast | Commercial | Healthcare | Existing | Food Preparation | Natural Gas | Oven | E4 |  | Baseline Forecast | 0 | 0 | 0 | 0 | 0 | 0 | 0 | 0 | 0 | 0 | 0 | 0 | 0 | 0 | 0 | 0 | 0 | 0 | 0 | 0 | 0 | 0 | 0 | 0 | 0 | 0 | 0 | 0 | 0 | 0 | 0
Commercial_Healthcare_Existing_Food Preparation_Natural Gas_Oven_E5_Baseline Forecast | Commercial | Healthcare | Existing | Food Preparation | Natural Gas | Oven | E5 |  | Baseline Forecast | 0 | 0 | 0 | 0 | 0 | 0 | 0 | 0 | 0 | 0 | 0 | 0 | 0 | 0 | 0 | 0 | 0 | 0 | 0 | 0 | 0 | 0 | 0 | 0 | 0 | 0 | 0 | 0 | 0 | 0 | 0
Commercial_Healthcare_Existing_Food Preparation_Natural Gas_Oven_E6_Baseline Forecast | Commercial | Healthcare | Existing | Food Preparation | Natural Gas | Oven | E6 |  | Baseline Forecast | 0 | 0 | 0 | 0 | 0 | 0 | 0 | 0 | 0 | 0 | 0 | 0 | 0 | 0 | 0 | 0 | 0 | 0 | 0 | 0 | 0 | 0 | 0 | 0 | 0 | 0 | 0 | 0 | 0 | 0 | 0
Commercial_Healthcare_Existing_Food Preparation_Natural Gas_Oven_E7_Baseline Forecast | Commercial | Healthcare | Existing | Food Preparation | Natural Gas | Oven | E7 |  | Baseline Forecast | 0 | 0 | 0 | 0 | 0 | 0 | 0 | 0 | 0 | 0 | 0 | 0 | 0 | 0 | 0 | 0 | 0 | 0 | 0 | 0 | 0 | 0 | 0 | 0 | 0 | 0 | 0 | 0 | 0 | 0 | 0
Commercial_Healthcare_Existing_Food Preparation_Natural Gas_Oven_E8_Baseline Forecast | Commercial | Healthcare | Existing | Food Preparation | Natural Gas | Oven | E8 |  | Baseline Forecast | 0 | 0 | 0 | 0 | 0 | 0 | 0 | 0 | 0 | 0 | 0 | 0 | 0 | 0 | 0 | 0 | 0 | 0 | 0 | 0 | 0 | 0 | 0 | 0 | 0 | 0 | 0 | 0 | 0 | 0 | 0
Commercial_Healthcare_Existing_Food Preparation_Natural Gas_Oven_E9_Baseline Forecast | Commercial | Healthcare | Existing | Food Preparation | Natural Gas | Oven | E9 |  | Baseline Forecast | 0 | 0 | 0 | 0 | 0 | 0 | 0 | 0 | 0 | 0 | 0 | 0 | 0 | 0 | 0 | 0 | 0 | 0 | 0 | 0 | 0 | 0 | 0 | 0 | 0 | 0 | 0 | 0 | 0 | 0 | 0
Commercial_Healthcare_Existing_Food Preparation_Natural Gas_Oven_E10_Baseline Forecast | Commercial | Healthcare | Existing | Food Preparation | Natural Gas | Oven | E10 |  | Baseline Forecast | 0 | 0 | 0 | 0 | 0 | 0 | 0 | 0 | 0 | 0 | 0 | 0 | 0 | 0 | 0 | 0 | 0 | 0 | 0 | 0 | 0 | 0 | 0 | 0 | 0 | 0 | 0 | 0 | 0 | 0 | 0
Commercial_Healthcare_Existing_Food Preparation_Natural Gas_Oven_Vintage_Baseline Forecast | Commercial | Healthcare | Existing | Food Preparation | Natural Gas | Oven | Vintage | Vintage | Baseline Forecast | 283139.4563 | 266377.6005 | 246909.8375 | 225555.9435 | 202951.7417 | 179589.0169 | 155846.8051 | 132015.9188 | 108318.1719 | 84921.4468 | 66578.4143 | 52197.4768 | 40922.8218 | 32083.4923 | 25153.458 | 19720.311 | 15460.7239 | 12121.2075 | 9503.0267 | 7450.3729 | 5841.0924 | 4579.4164 | 3590.2625 | 2814.7658 | 2206.7764 | 1730.1127 | 1356.4083 | 1063.4241 | 833.7245 | 653.64 | 512.4538
Commercial_Healthcare_Existing_Food Preparation_Natural Gas_Conveyor Oven_E1_Baseline Forecast | Commercial | Healthcare | Existing | Food Preparation | Natural Gas | Conveyor Oven | E1 | Standard | Baseline Forecast | 0 | 0 | 0 | 0 | 0 | 209.9776 | 782.1738 | 1822.6023 | 3400.8933 | 5565.7476 | 8152.5716 | 11034.1635 | 14135.0844 | 17356.6165 | 20637.5794 | 23934.1246 | 27210.224 | 29609.6472 | 31328.1318 | 32512.1461 | 33280.9273 | 33727.4552 | 33924.6784 | 33968.9406 | 33869.3459 | 33664.5789 | 33385.8265 | 33056.1772 | 32689.4817 | 32299.2069 | 31895.4423
Commercial_Healthcare_Existing_Food Preparation_Natural Gas_Conveyor Oven_E2_Baseline Forecast | Commercial | Healthcare | Existing | Food Preparation | Natural Gas | Conveyor Oven | E2 | ENERGY STAR (EF ≥ 44%) Convection Oven utilizing ASTM Std F1496 | Baseline Forecast | 0 | 0 | 0 | 0 | 0 | 301.8937 | 1124.0349 | 2621.4724 | 4900.9528 | 8024.9065 | 11756.3232 | 15910.342 | 20320.4639 | 24898.3741 | 29561.1947 | 34242.3392 | 38893.693 | 42299.5215 | 44730.6804 | 46406.3463 | 47493.7865 | 48124.4839 | 48401.3141 | 48365.6283 | 48116.1271 | 47698.4995 | 47147.5651 | 46491.8452 | 45757.8145 | 44963.487 | 44123.3231
Commercial_Healthcare_Existing_Food Preparation_Natural Gas_Conveyor Oven_E3_Baseline Forecast | Commercial | Healthcare | Existing | Food Preparation | Natural Gas | Conveyor Oven | E3 |  | Baseline Forecast | 0 | 0 | 0 | 0 | 0 | 0 | 0 | 0 | 0 | 0 | 0 | 0 | 0 | 0 | 0 | 0 | 0 | 0 | 0 | 0 | 0 | 0 | 0 | 0 | 0 | 0 | 0 | 0 | 0 | 0 | 0
Commercial_Healthcare_Existing_Food Preparation_Natural Gas_Conveyor Oven_E4_Baseline Forecast | Commercial | Healthcare | Existing | Food Preparation | Natural Gas | Conveyor Oven | E4 |  | Baseline Forecast | 0 | 0 | 0 | 0 | 0 | 0 | 0 | 0 | 0 | 0 | 0 | 0 | 0 | 0 | 0 | 0 | 0 | 0 | 0 | 0 | 0 | 0 | 0 | 0 | 0 | 0 | 0 | 0 | 0 | 0 | 0
Commercial_Healthcare_Existing_Food Preparation_Natural Gas_Conveyor Oven_E5_Baseline Forecast | Commercial | Healthcare | Existing | Food Preparation | Natural Gas | Conveyor Oven | E5 |  | Baseline Forecast | 0 | 0 | 0 | 0 | 0 | 0 | 0 | 0 | 0 | 0 | 0 | 0 | 0 | 0 | 0 | 0 | 0 | 0 | 0 | 0 | 0 | 0 | 0 | 0 | 0 | 0 | 0 | 0 | 0 | 0 | 0
Commercial_Healthcare_Existing_Food Preparation_Natural Gas_Conveyor Oven_E6_Baseline Forecast | Commercial | Healthcare | Existing | Food Preparation | Natural Gas | Conveyor Oven | E6 |  | Baseline Forecast | 0 | 0 | 0 | 0 | 0 | 0 | 0 | 0 | 0 | 0 | 0 | 0 | 0 | 0 | 0 | 0 | 0 | 0 | 0 | 0 | 0 | 0 | 0 | 0 | 0 | 0 | 0 | 0 | 0 | 0 | 0
Commercial_Healthcare_Existing_Food Preparation_Natural Gas_Conveyor Oven_E7_Baseline Forecast | Commercial | Healthcare | Existing | Food Preparation | Natural Gas | Conveyor Oven | E7 |  | Baseline Forecast | 0 | 0 | 0 | 0 | 0 | 0 | 0 | 0 | 0 | 0 | 0 | 0 | 0 | 0 | 0 | 0 | 0 | 0 | 0 | 0 | 0 | 0 | 0 | 0 | 0 | 0 | 0 | 0 | 0 | 0 | 0
Commercial_Healthcare_Existing_Food Preparation_Natural Gas_Conveyor Oven_E8_Baseline Forecast | Commercial | Healthcare | Existing | Food Preparation | Natural Gas | Conveyor Oven | E8 |  | Baseline Forecast | 0 | 0 | 0 | 0 | 0 | 0 | 0 | 0 | 0 | 0 | 0 | 0 | 0 | 0 | 0 | 0 | 0 | 0 | 0 | 0 | 0 | 0 | 0 | 0 | 0 | 0 | 0 | 0 | 0 | 0 | 0
Commercial_Healthcare_Existing_Food Preparation_Natural Gas_Conveyor Oven_E9_Baseline Forecast | Commercial | Healthcare | Existing | Food Preparation | Natural Gas | Conveyor Oven | E9 |  | Baseline Forecast | 0 | 0 | 0 | 0 | 0 | 0 | 0 | 0 | 0 | 0 | 0 | 0 | 0 | 0 | 0 | 0 | 0 | 0 | 0 | 0 | 0 | 0 | 0 | 0 | 0 | 0 | 0 | 0 | 0 | 0 | 0
Commercial_Healthcare_Existing_Food Preparation_Natural Gas_Conveyor Oven_E10_Baseline Forecast | Commercial | Healthcare | Existing | Food Preparation | Natural Gas | Conveyor Oven | E10 |  | Baseline Forecast | 0 | 0 | 0 | 0 | 0 | 0 | 0 | 0 | 0 | 0 | 0 | 0 | 0 | 0 | 0 | 0 | 0 | 0 | 0 | 0 | 0 | 0 | 0 | 0 | 0 | 0 | 0 | 0 | 0 | 0 | 0
Commercial_Healthcare_Existing_Food Preparation_Natural Gas_Conveyor Oven_Vintage_Baseline Forecast | Commercial | Healthcare | Existing | Food Preparation | Natural Gas | Conveyor Oven | Vintage | Vintage | Baseline Forecast | 141569.7281 | 138738.3336 | 135963.5669 | 133244.2956 | 130579.4097 | 127455.9502 | 123502.2564 | 118456.221 | 112140.4437 | 104442.79 | 95763.8804 | 86414.8142 | 76636.585 | 66615.3001 | 56494.1106 | 46382.5633 | 36363.9296 | 28509.3208 | 22351.3075 | 17523.4251 | 13738.3653 | 10770.8784 | 8444.3686 | 6620.385 | 5190.3819 | 4069.2594 | 3190.2993 | 2501.1947 | 1960.9366 | 1537.3743 | 1205.3015
Commercial_Healthcare_Existing_Food Preparation_Natural Gas_Double Rack Oven_E1_Baseline Forecast | Commercial | Healthcare | Existing | Food Preparation | Natural Gas | Double Rack Oven | E1 | Standard | Baseline Forecast | 0 | 1261.0689 | 2949.3913 | 4989.4414 | 7310.7273 | 9879.3099 | 12644.9453 | 15555.7765 | 18566.1284 | 21617.5944 | 24145.6991 | 26223.4234 | 27962.518 | 29358.2876 | 30475.3144 | 31354.7607 | 32023.3839 | 32507.4103 | 32839.3592 | 33026.4392 | 33093.9354 | 33056.8145 | 32931.959 | 33030.5534 | 33061.8179 | 33040.333 | 32963.5793 | 32841.2356 | 32682.4629 | 32506.3131 | 32315.2391
Commercial_Healthcare_Existing_Food Preparation_Natural Gas_Double Rack Oven_E2_Baseline Forecast | Commercial | Healthcare | Existing | Food Preparation | Natural Gas | Double Rack Oven | E2 | FTSC Qualified (>50% Cooking Efficiency) | Baseline Forecast | 0 | 1822.0052 | 4268.4277 | 7220.0496 | 10579.5076 | 14236.2606 | 18116.3879 | 22165.2334 | 26337.2914 | 30613.1006 | 34205.5703 | 37202.4956 | 39632.0752 | 41620.8125 | 43210.1334 | 44451.1212 | 45397.2784 | 46092.1989 | 46564.0914 | 46858.5575 | 46996.226 | 47002.0392 | 46893.7936 | 46390.4305 | 45808.8897 | 45157.2987 | 44457.8789 | 43718.0365 | 42943.4178 | 42127.795 | 41279.8136
Commercial_Healthcare_Existing_Food Preparation_Natural Gas_Double Rack Oven_E3_Baseline Forecast | Commercial | Healthcare | Existing | Food Preparation | Natural Gas | Double Rack Oven | E3 |  | Baseline Forecast | 0 | 0 | 0 | 0 | 0 | 0 | 0 | 0 | 0 | 0 | 0 | 0 | 0 | 0 | 0 | 0 | 0 | 0 | 0 | 0 | 0 | 0 | 0 | 0 | 0 | 0 | 0 | 0 | 0 | 0 | 0
Commercial_Healthcare_Existing_Food Preparation_Natural Gas_Double Rack Oven_E4_Baseline Forecast | Commercial | Healthcare | Existing | Food Preparation | Natural Gas | Double Rack Oven | E4 |  | Baseline Forecast | 0 | 0 | 0 | 0 | 0 | 0 | 0 | 0 | 0 | 0 | 0 | 0 | 0 | 0 | 0 | 0 | 0 | 0 | 0 | 0 | 0 | 0 | 0 | 0 | 0 | 0 | 0 | 0 | 0 | 0 | 0
Commercial_Healthcare_Existing_Food Preparation_Natural Gas_Double Rack Oven_E5_Baseline Forecast | Commercial | Healthcare | Existing | Food Preparation | Natural Gas | Double Rack Oven | E5 |  | Baseline Forecast | 0 | 0 | 0 | 0 | 0 | 0 | 0 | 0 | 0 | 0 | 0 | 0 | 0 | 0 | 0 | 0 | 0 | 0 | 0 | 0 | 0 | 0 | 0 | 0 | 0 | 0 | 0 | 0 | 0 | 0 | 0
Commercial_Healthcare_Existing_Food Preparation_Natural Gas_Double Rack Oven_E6_Baseline Forecast | Commercial | Healthcare | Existing | Food Preparation | Natural Gas | Double Rack Oven | E6 |  | Baseline Forecast | 0 | 0 | 0 | 0 | 0 | 0 | 0 | 0 | 0 | 0 | 0 | 0 | 0 | 0 | 0 | 0 | 0 | 0 | 0 | 0 | 0 | 0 | 0 | 0 | 0 | 0 | 0 | 0 | 0 | 0 | 0
Commercial_Healthcare_Existing_Food Preparation_Natural Gas_Double Rack Oven_E7_Baseline Forecast | Commercial | Healthcare | Existing | Food Preparation | Natural Gas | Double Rack Oven | E7 |  | Baseline Forecast | 0 | 0 | 0 | 0 | 0 | 0 | 0 | 0 | 0 | 0 | 0 | 0 | 0 | 0 | 0 | 0 | 0 | 0 | 0 | 0 | 0 | 0 | 0 | 0 | 0 | 0 | 0 | 0 | 0 | 0 | 0
Commercial_Healthcare_Existing_Food Preparation_Natural Gas_Double Rack Oven_E8_Baseline Forecast | Commercial | Healthcare | Existing | Food Preparation | Natural Gas | Double Rack Oven | E8 |  | Baseline Forecast | 0 | 0 | 0 | 0 | 0 | 0 | 0 | 0 | 0 | 0 | 0 | 0 | 0 | 0 | 0 | 0 | 0 | 0 | 0 | 0 | 0 | 0 | 0 | 0 | 0 | 0 | 0 | 0 | 0 | 0 | 0
Commercial_Healthcare_Existing_Food Preparation_Natural Gas_Double Rack Oven_E9_Baseline Forecast | Commercial | Healthcare | Existing | Food Preparation | Natural Gas | Double Rack Oven | E9 |  | Baseline Forecast | 0 | 0 | 0 | 0 | 0 | 0 | 0 | 0 | 0 | 0 | 0 | 0 | 0 | 0 | 0 | 0 | 0 | 0 | 0 | 0 | 0 | 0 | 0 | 0 | 0 | 0 | 0 | 0 | 0 | 0 | 0
Commercial_Healthcare_Existing_Food Preparation_Natural Gas_Double Rack Oven_E10_Baseline Forecast | Commercial | Healthcare | Existing | Food Preparation | Natural Gas | Double Rack Oven | E10 |  | Baseline Forecast | 0 | 0 | 0 | 0 | 0 | 0 | 0 | 0 | 0 | 0 | 0 | 0 | 0 | 0 | 0 | 0 | 0 | 0 | 0 | 0 | 0 | 0 | 0 | 0 | 0 | 0 | 0 | 0 | 0 | 0 | 0
Commercial_Healthcare_Existing_Food Preparation_Natural Gas_Double Rack Oven_Vintage_Baseline Forecast | Commercial | Healthcare | Existing | Food Preparation | Natural Gas | Double Rack Oven | Vintage | Vintage | Baseline Forecast | 141569.7281 | 135655.2595 | 128745.7479 | 121034.8046 | 112689.1747 | 103852.2509 | 94647.1319 | 85179.2859 | 75538.87 | 65802.749 | 57321.5058 | 49933.4006 | 43497.5401 | 37891.1905 | 33007.437 | 28753.1452 | 25047.1842 | 21818.8805 | 19006.6692 | 16556.9207 | 14422.9176 | 12563.9638 | 10944.6085 | 9533.97 | 8305.1472 | 7234.706 | 6302.2328 | 5489.945 | 4782.3521 | 4165.9601 | 3629.0141
Commercial_Healthcare_Existing_Food Preparation_Natural Gas_Fryer_E1_Baseline Forecast | Commercial | Healthcare | Existing | Food Preparation | Natural Gas | Fryer | E1 | Standard | Baseline Forecast | 0 | 3576.5153 | 7389.5402 | 7241.7494 | 7096.9144 | 6954.9761 | 6815.8766 | 6679.5591 | 6545.9679 | 5806.4951 | 4552.2922 | 3568.9971 | 2798.0937 | 2193.7055 | 998.8589 | 0 | 0 | 0 | 0 | 0 | 0 | 0 | 0 | 0 | 0 | 0 | 0 | 0 | 0 | 0 | 0
Commercial_Healthcare_Existing_Food Preparation_Natural Gas_Fryer_E2_Baseline Forecast | Commercial | Healthcare | Existing | Food Preparation | Natural Gas | Fryer | E2 | ENERGY STAR | Baseline Forecast | 0 | 1261.0227 | 2609.2111 | 8170.5892 | 13918.9615 | 19799.8426 | 25765.7371 | 31775.3484 | 37792.8754 | 44395.9395 | 51466.7154 | 58196.7083 | 63850.2398 | 68572.1917 | 73207.6473 | 77048.5656 | 79361.8359 | 81208.3781 | 82643.3953 | 83715.9829 | 84469.7964 | 84943.6464 | 85172.0289 | 85185.5977 | 85011.585 | 84674.1762 | 84194.8441 | 83592.6457 | 82884.4878 | 82085.3627 | 81208.5586
Commercial_Healthcare_Existing_Food Preparation_Natural Gas_Fryer_E3_Baseline Forecast | Commercial | Healthcare | Existing | Food Preparation | Natural Gas | Fryer | E3 |  | Baseline Forecast | 0 | 0 | 0 | 0 | 0 | 0 | 0 | 0 | 0 | 0 | 0 | 0 | 0 | 0 | 0 | 0 | 0 | 0 | 0 | 0 | 0 | 0 | 0 | 0 | 0 | 0 | 0 | 0 | 0 | 0 | 0
Commercial_Healthcare_Existing_Food Preparation_Natural Gas_Fryer_E4_Baseline Forecast | Commercial | Healthcare | Existing | Food Preparation | Natural Gas | Fryer | E4 |  | Baseline Forecast | 0 | 0 | 0 | 0 | 0 | 0 | 0 | 0 | 0 | 0 | 0 | 0 | 0 | 0 | 0 | 0 | 0 | 0 | 0 | 0 | 0 | 0 | 0 | 0 | 0 | 0 | 0 | 0 | 0 | 0 | 0
Commercial_Healthcare_Existing_Food Preparation_Natural Gas_Fryer_E5_Baseline Forecast | Commercial | Healthcare | Existing | Food Preparation | Natural Gas | Fryer | E5 |  | Baseline Forecast | 0 | 0 | 0 | 0 | 0 | 0 | 0 | 0 | 0 | 0 | 0 | 0 | 0 | 0 | 0 | 0 | 0 | 0 | 0 | 0 | 0 | 0 | 0 | 0 | 0 | 0 | 0 | 0 | 0 | 0 | 0
Commercial_Healthcare_Existing_Food Preparation_Natural Gas_Fryer_E6_Baseline Forecast | Commercial | Healthcare | Existing | Food Preparation | Natural Gas | Fryer | E6 |  | Baseline Forecast | 0 | 0 | 0 | 0 | 0 | 0 | 0 | 0 | 0 | 0 | 0 | 0 | 0 | 0 | 0 | 0 | 0 | 0 | 0 | 0 | 0 | 0 | 0 | 0 | 0 | 0 | 0 | 0 | 0 | 0 | 0
Commercial_Healthcare_Existing_Food Preparation_Natural Gas_Fryer_E7_Baseline Forecast | Commercial | Healthcare | Existing | Food Preparation | Natural Gas | Fryer | E7 |  | Baseline Forecast | 0 | 0 | 0 | 0 | 0 | 0 | 0 | 0 | 0 | 0 | 0 | 0 | 0 | 0 | 0 | 0 | 0 | 0 | 0 | 0 | 0 | 0 | 0 | 0 | 0 | 0 | 0 | 0 | 0 | 0 | 0
Commercial_Healthcare_Existing_Food Preparation_Natural Gas_Fryer_E8_Baseline Forecast | Commercial | Healthcare | Existing | Food Preparation | Natural Gas | Fryer | E8 |  | Baseline Forecast | 0 | 0 | 0 | 0 | 0 | 0 | 0 | 0 | 0 | 0 | 0 | 0 | 0 | 0 | 0 | 0 | 0 | 0 | 0 | 0 | 0 | 0 | 0 | 0 | 0 | 0 | 0 | 0 | 0 | 0 | 0
Commercial_Healthcare_Existing_Food Preparation_Natural Gas_Fryer_E9_Baseline Forecast | Commercial | Healthcare | Existing | Food Preparation | Natural Gas | Fryer | E9 |  | Baseline Forecast | 0 | 0 | 0 | 0 | 0 | 0 | 0 | 0 | 0 | 0 | 0 | 0 | 0 | 0 | 0 | 0 | 0 | 0 | 0 | 0 | 0 | 0 | 0 | 0 | 0 | 0 | 0 | 0 | 0 | 0 | 0
Commercial_Healthcare_Existing_Food Preparation_Natural Gas_Fryer_E10_Baseline Forecast | Commercial | Healthcare | Existing | Food Preparation | Natural Gas | Fryer | E10 |  | Baseline Forecast | 0 | 0 | 0 | 0 | 0 | 0 | 0 | 0 | 0 | 0 | 0 | 0 | 0 | 0 | 0 | 0 | 0 | 0 | 0 | 0 | 0 | 0 | 0 | 0 | 0 | 0 | 0 | 0 | 0 | 0 | 0
Commercial_Healthcare_Existing_Food Preparation_Natural Gas_Fryer_Vintage_Baseline Forecast | Commercial | Healthcare | Existing | Food Preparation | Natural Gas | Fryer | Vintage | Vintage | Baseline Forecast | 162896.6884 | 154801.2166 | 146447.2282 | 137904.7214 | 129234.8429 | 120490.8856 | 111719.1766 | 102959.867 | 94247.6357 | 85612.3148 | 77079.4469 | 68670.7799 | 61179.4221 | 54505.3033 | 48559.2702 | 43261.8953 | 38542.4158 | 34337.7886 | 30591.8481 | 27254.5555 | 24281.3313 | 21632.4588 | 19272.5542 | 17170.0937 | 15296.9926 | 13628.2298 | 12141.5138 | 10816.985 | 9636.9503 | 8585.6466 | 7649.0306
Commercial_Healthcare_Existing_Food Preparation_Natural Gas_Broiler_E1_Baseline Forecast | Commercial | Healthcare | Existing | Food Preparation | Natural Gas | Broiler | E1 | Standard | Baseline Forecast | 0 | 2406.9804 | 5043.692 | 7860.0806 | 10810.1582 | 13866.0821 | 16994.1437 | 20162.4764 | 23343.9286 | 26508.6533 | 29134.1835 | 31293.6453 | 33069.7102 | 34494.3833 | 35622.3051 | 36495.264 | 37145.8118 | 37604.1037 | 37899.5805 | 38049.3413 | 38076.2851 | 37997.2158 | 37828.646 | 37689.8136 | 37485.9323 | 37229.1428 | 36924.7973 | 36580.9726 | 36206.9284 | 35811.6285 | 35397.7887
Commercial_Healthcare_Existing_Food Preparation_Natural Gas_Broiler_E2_Baseline Forecast | Commercial | Healthcare | Existing | Food Preparation | Natural Gas | Broiler | E2 | Infrared Burners | Baseline Forecast | 0 | 848.4075 | 1779.9629 | 2773.7928 | 3815.0309 | 4879.415 | 5956.146 | 7039.1775 | 8123.4692 | 9211.6376 | 10124.676 | 10884.8503 | 11492.5195 | 11987.9422 | 12379.3638 | 12679.7138 | 12904.0445 | 13063.6094 | 13164.9798 | 13222.3701 | 13240.1018 | 13225.0278 | 13181.1889 | 13007.1985 | 12813.3407 | 12600.9244 | 12376.2634 | 12141.3938 | 11895.8177 | 11638.1565 | 11372.2557
Commercial_Healthcare_Existing_Food Preparation_Natural Gas_Broiler_E3_Baseline Forecast | Commercial | Healthcare | Existing | Food Preparation | Natural Gas | Broiler | E3 |  | Baseline Forecast | 0 | 0 | 0 | 0 | 0 | 0 | 0 | 0 | 0 | 0 | 0 | 0 | 0 | 0 | 0 | 0 | 0 | 0 | 0 | 0 | 0 | 0 | 0 | 0 | 0 | 0 | 0 | 0 | 0 | 0 | 0
Commercial_Healthcare_Existing_Food Preparation_Natural Gas_Broiler_E4_Baseline Forecast | Commercial | Healthcare | Existing | Food Preparation | Natural Gas | Broiler | E4 |  | Baseline Forecast | 0 | 0 | 0 | 0 | 0 | 0 | 0 | 0 | 0 | 0 | 0 | 0 | 0 | 0 | 0 | 0 | 0 | 0 | 0 | 0 | 0 | 0 | 0 | 0 | 0 | 0 | 0 | 0 | 0 | 0 | 0
Commercial_Healthcare_Existing_Food Preparation_Natural Gas_Broiler_E5_Baseline Forecast | Commercial | Healthcare | Existing | Food Preparation | Natural Gas | Broiler | E5 |  | Baseline Forecast | 0 | 0 | 0 | 0 | 0 | 0 | 0 | 0 | 0 | 0 | 0 | 0 | 0 | 0 | 0 | 0 | 0 | 0 | 0 | 0 | 0 | 0 | 0 | 0 | 0 | 0 | 0 | 0 | 0 | 0 | 0
Commercial_Healthcare_Existing_Food Preparation_Natural Gas_Broiler_E6_Baseline Forecast | Commercial | Healthcare | Existing | Food Preparation | Natural Gas | Broiler | E6 |  | Baseline Forecast | 0 | 0 | 0 | 0 | 0 | 0 | 0 | 0 | 0 | 0 | 0 | 0 | 0 | 0 | 0 | 0 | 0 | 0 | 0 | 0 | 0 | 0 | 0 | 0 | 0 | 0 | 0 | 0 | 0 | 0 | 0
Commercial_Healthcare_Existing_Food Preparation_Natural Gas_Broiler_E7_Baseline Forecast | Commercial | Healthcare | Existing | Food Preparation | Natural Gas | Broiler | E7 |  | Baseline Forecast | 0 | 0 | 0 | 0 | 0 | 0 | 0 | 0 | 0 | 0 | 0 | 0 | 0 | 0 | 0 | 0 | 0 | 0 | 0 | 0 | 0 | 0 | 0 | 0 | 0 | 0 | 0 | 0 | 0 | 0 | 0
Commercial_Healthcare_Existing_Food Preparation_Natural Gas_Broiler_E8_Baseline Forecast | Commercial | Healthcare | Existing | Food Preparation | Natural Gas | Broiler | E8 |  | Baseline Forecast | 0 | 0 | 0 | 0 | 0 | 0 | 0 | 0 | 0 | 0 | 0 | 0 | 0 | 0 | 0 | 0 | 0 | 0 | 0 | 0 | 0 | 0 | 0 | 0 | 0 | 0 | 0 | 0 | 0 | 0 | 0
Commercial_Healthcare_Existing_Food Preparation_Natural Gas_Broiler_E9_Baseline Forecast | Commercial | Healthcare | Existing | Food Preparation | Natural Gas | Broiler | E9 |  | Baseline Forecast | 0 | 0 | 0 | 0 | 0 | 0 | 0 | 0 | 0 | 0 | 0 | 0 | 0 | 0 | 0 | 0 | 0 | 0 | 0 | 0 | 0 | 0 | 0 | 0 | 0 | 0 | 0 | 0 | 0 | 0 | 0
Commercial_Healthcare_Existing_Food Preparation_Natural Gas_Broiler_E10_Baseline Forecast | Commercial | Healthcare | Existing | Food Preparation | Natural Gas | Broiler | E10 |  | Baseline Forecast | 0 | 0 | 0 | 0 | 0 | 0 | 0 | 0 | 0 | 0 | 0 | 0 | 0 | 0 | 0 | 0 | 0 | 0 | 0 | 0 | 0 | 0 | 0 | 0 | 0 | 0 | 0 | 0 | 0 | 0 | 0
Commercial_Healthcare_Existing_Food Preparation_Natural Gas_Broiler_Vintage_Baseline Forecast | Commercial | Healthcare | Existing | Food Preparation | Natural Gas | Broiler | Vintage | Vintage | Baseline Forecast | 89689.2594 | 84640.0863 | 79313.9099 | 73780.9401 | 68101.328 | 62326.4897 | 56500.2574 | 50659.8823 | 44836.9077 | 39057.9285 | 34023.7955 | 29638.5063 | 25818.4321 | 22490.7231 | 19591.9188 | 17066.7381 | 14867.0252 | 12950.8309 | 11281.6127 | 9827.5381 | 8560.8777 | 7457.4757 | 6496.2899 | 5658.9903 | 4929.6093 | 4294.2375 | 3740.758 | 3258.6158 | 2838.6165 | 2472.7503 | 2154.0403
Commercial_Healthcare_Existing_Food Preparation_Natural Gas_Griddle_E1_Baseline Forecast | Commercial | Healthcare | Existing | Food Preparation | Natural Gas | Griddle | E1 | Standard | Baseline Forecast | 0 | 5642.5225 | 11826.3441 | 18430.0287 | 25347.4739 | 32495.1419 | 39795.4863 | 47180.3663 | 54591.8071 | 61976.2366 | 68115.4148 | 73176.4233 | 77316.8037 | 80648.0261 | 83284.347 | 85321.4583 | 86840.1891 | 87912.0008 | 88601.1067 | 88957.9048 | 89031.3738 | 88862.1032 | 88486.5381 | 88010.4792 | 87385.7828 | 86637.2136 | 85782.6329 | 84840.0285 | 83826.8914 | 82758.4826 | 81644.7529
Commercial_Healthcare_Existing_Food Preparation_Natural Gas_Griddle_E2_Baseline Forecast | Commercial | Healthcare | Existing | Food Preparation | Natural Gas | Griddle | E2 | ENERGY STAR | Baseline Forecast | 0 | 2306.4763 | 4835.6406 | 7535.7391 | 10364.2795 | 13277.57 | 16244.4787 | 19240.57 | 22245.2127 | 25245.4878 | 27746.7784 | 29814.9306 | 31495.1468 | 32852.4099 | 33926.0181 | 34753.8897 | 35371.4354 | 35808.3049 | 36088.2199 | 36237.2428 | 36272.8622 | 36212.254 | 36069.1602 | 35781.3688 | 35434.8669 | 35037.7305 | 34600.5841 | 34130.1343 | 33630.2839 | 33104.2938 | 32558.2343
Commercial_Healthcare_Existing_Food Preparation_Natural Gas_Griddle_E3_Baseline Forecast | Commercial | Healthcare | Existing | Food Preparation | Natural Gas | Griddle | E3 |  | Baseline Forecast | 0 | 0 | 0 | 0 | 0 | 0 | 0 | 0 | 0 | 0 | 0 | 0 | 0 | 0 | 0 | 0 | 0 | 0 | 0 | 0 | 0 | 0 | 0 | 0 | 0 | 0 | 0 | 0 | 0 | 0 | 0
Commercial_Healthcare_Existing_Food Preparation_Natural Gas_Griddle_E4_Baseline Forecast | Commercial | Healthcare | Existing | Food Preparation | Natural Gas | Griddle | E4 |  | Baseline Forecast | 0 | 0 | 0 | 0 | 0 | 0 | 0 | 0 | 0 | 0 | 0 | 0 | 0 | 0 | 0 | 0 | 0 | 0 | 0 | 0 | 0 | 0 | 0 | 0 | 0 | 0 | 0 | 0 | 0 | 0 | 0
Commercial_Healthcare_Existing_Food Preparation_Natural Gas_Griddle_E5_Baseline Forecast | Commercial | Healthcare | Existing | Food Preparation | Natural Gas | Griddle | E5 |  | Baseline Forecast | 0 | 0 | 0 | 0 | 0 | 0 | 0 | 0 | 0 | 0 | 0 | 0 | 0 | 0 | 0 | 0 | 0 | 0 | 0 | 0 | 0 | 0 | 0 | 0 | 0 | 0 | 0 | 0 | 0 | 0 | 0
Commercial_Healthcare_Existing_Food Preparation_Natural Gas_Griddle_E6_Baseline Forecast | Commercial | Healthcare | Existing | Food Preparation | Natural Gas | Griddle | E6 |  | Baseline Forecast | 0 | 0 | 0 | 0 | 0 | 0 | 0 | 0 | 0 | 0 | 0 | 0 | 0 | 0 | 0 | 0 | 0 | 0 | 0 | 0 | 0 | 0 | 0 | 0 | 0 | 0 | 0 | 0 | 0 | 0 | 0
Commercial_Healthcare_Existing_Food Preparation_Natural Gas_Griddle_E7_Baseline Forecast | Commercial | Healthcare | Existing | Food Preparation | Natural Gas | Griddle | E7 |  | Baseline Forecast | 0 | 0 | 0 | 0 | 0 | 0 | 0 | 0 | 0 | 0 | 0 | 0 | 0 | 0 | 0 | 0 | 0 | 0 | 0 | 0 | 0 | 0 | 0 | 0 | 0 | 0 | 0 | 0 | 0 | 0 | 0
Commercial_Healthcare_Existing_Food Preparation_Natural Gas_Griddle_E8_Baseline Forecast | Commercial | Healthcare | Existing | Food Preparation | Natural Gas | Griddle | E8 |  | Baseline Forecast | 0 | 0 | 0 | 0 | 0 | 0 | 0 | 0 | 0 | 0 | 0 | 0 | 0 | 0 | 0 | 0 | 0 | 0 | 0 | 0 | 0 | 0 | 0 | 0 | 0 | 0 | 0 | 0 | 0 | 0 | 0
Commercial_Healthcare_Existing_Food Preparation_Natural Gas_Griddle_E9_Baseline Forecast | Commercial | Healthcare | Existing | Food Preparation | Natural Gas | Griddle | E9 |  | Baseline Forecast | 0 | 0 | 0 | 0 | 0 | 0 | 0 | 0 | 0 | 0 | 0 | 0 | 0 | 0 | 0 | 0 | 0 | 0 | 0 | 0 | 0 | 0 | 0 | 0 | 0 | 0 | 0 | 0 | 0 | 0 | 0
Commercial_Healthcare_Existing_Food Preparation_Natural Gas_Griddle_E10_Baseline Forecast | Commercial | Healthcare | Existing | Food Preparation | Natural Gas | Griddle | E10 |  | Baseline Forecast | 0 | 0 | 0 | 0 | 0 | 0 | 0 | 0 | 0 | 0 | 0 | 0 | 0 | 0 | 0 | 0 | 0 | 0 | 0 | 0 | 0 | 0 | 0 | 0 | 0 | 0 | 0 | 0 | 0 | 0 | 0
Commercial_Healthcare_Existing_Food Preparation_Natural Gas_Griddle_Vintage_Baseline Forecast | Commercial | Healthcare | Existing | Food Preparation | Natural Gas | Griddle | Vintage | Vintage | Baseline Forecast | 219003.0283 | 206673.969 | 193668.5237 | 180158.1305 | 166289.6669 | 152188.6799 | 137962.199 | 123701.1845 | 109482.6585 | 95371.5603 | 83079.2258 | 72371.2367 | 63043.3884 | 54917.7962 | 47839.5024 | 41673.5221 | 36302.2682 | 31623.3091 | 27547.416 | 23996.8601 | 20903.9315 | 18209.647 | 15862.6258 | 13818.1096 | 12037.1088 | 10485.6592 | 9134.1743 | 7956.8807 | 6931.3272 | 6037.9561 | 5259.7307
Commercial_Healthcare_Existing_Food Preparation_Natural Gas_Range_E1_Baseline Forecast | Commercial | Healthcare | Existing | Food Preparation | Natural Gas | Range | E1 | Standard | Baseline Forecast | 0 | 20561.7627 | 46328.4561 | 75770.438 | 107692.51 | 141327.8081 | 175959.6191 | 211002.4152 | 246004.6922 | 280661.8273 | 306118.1882 | 324307.7448 | 337072.649 | 345397.7781 | 350224.4283 | 352309.9793 | 352351.1028 | 350814.325 | 348106.9039 | 344438.2728 | 340068.7652 | 335155.5232 | 329863.3576 | 325326.9442 | 320620.016 | 315839.3723 | 310988.0869 | 306158.3745 | 301374.0711 | 296674.2045 | 292010.9691
Commercial_Healthcare_Existing_Food Preparation_Natural Gas_Range_E2_Baseline Forecast | Commercial | Healthcare | Existing | Food Preparation | Natural Gas | Range | E2 | High Efficiency | Baseline Forecast | 0 | 29637.2583 | 66820.1372 | 109360.3386 | 155567.3112 | 203973.8276 | 253572.6499 | 303624.5647 | 353568.5934 | 402940.9826 | 439093.0218 | 465019.1187 | 482739.2613 | 494294.8159 | 501115.4207 | 504300.9004 | 504609.0562 | 502712.1245 | 499094.1236 | 494242.898 | 488443.3266 | 481964.2897 | 474973.582 | 466595.9225 | 457959.6035 | 449124.8995 | 440210.5953 | 431218.7516 | 422198.2078 | 413165.7021 | 404211.5726
Commercial_Healthcare_Existing_Food Preparation_Natural Gas_Range_E3_Baseline Forecast | Commercial | Healthcare | Existing | Food Preparation | Natural Gas | Range | E3 |  | Baseline Forecast | 0 | 0 | 0 | 0 | 0 | 0 | 0 | 0 | 0 | 0 | 0 | 0 | 0 | 0 | 0 | 0 | 0 | 0 | 0 | 0 | 0 | 0 | 0 | 0 | 0 | 0 | 0 | 0 | 0 | 0 | 0
Commercial_Healthcare_Existing_Food Preparation_Natural Gas_Range_E4_Baseline Forecast | Commercial | Healthcare | Existing | Food Preparation | Natural Gas | Range | E4 |  | Baseline Forecast | 0 | 0 | 0 | 0 | 0 | 0 | 0 | 0 | 0 | 0 | 0 | 0 | 0 | 0 | 0 | 0 | 0 | 0 | 0 | 0 | 0 | 0 | 0 | 0 | 0 | 0 | 0 | 0 | 0 | 0 | 0
Commercial_Healthcare_Existing_Food Preparation_Natural Gas_Range_E5_Baseline Forecast | Commercial | Healthcare | Existing | Food Preparation | Natural Gas | Range | E5 |  | Baseline Forecast | 0 | 0 | 0 | 0 | 0 | 0 | 0 | 0 | 0 | 0 | 0 | 0 | 0 | 0 | 0 | 0 | 0 | 0 | 0 | 0 | 0 | 0 | 0 | 0 | 0 | 0 | 0 | 0 | 0 | 0 | 0
Commercial_Healthcare_Existing_Food Preparation_Natural Gas_Range_E6_Baseline Forecast | Commercial | Healthcare | Existing | Food Preparation | Natural Gas | Range | E6 |  | Baseline Forecast | 0 | 0 | 0 | 0 | 0 | 0 | 0 | 0 | 0 | 0 | 0 | 0 | 0 | 0 | 0 | 0 | 0 | 0 | 0 | 0 | 0 | 0 | 0 | 0 | 0 | 0 | 0 | 0 | 0 | 0 | 0
Commercial_Healthcare_Existing_Food Preparation_Natural Gas_Range_E7_Baseline Forecast | Commercial | Healthcare | Existing | Food Preparation | Natural Gas | Range | E7 |  | Baseline Forecast | 0 | 0 | 0 | 0 | 0 | 0 | 0 | 0 | 0 | 0 | 0 | 0 | 0 | 0 | 0 | 0 | 0 | 0 | 0 | 0 | 0 | 0 | 0 | 0 | 0 | 0 | 0 | 0 | 0 | 0 | 0
Commercial_Healthcare_Existing_Food Preparation_Natural Gas_Range_E8_Baseline Forecast | Commercial | Healthcare | Existing | Food Preparation | Natural Gas | Range | E8 |  | Baseline Forecast | 0 | 0 | 0 | 0 | 0 | 0 | 0 | 0 | 0 | 0 | 0 | 0 | 0 | 0 | 0 | 0 | 0 | 0 | 0 | 0 | 0 | 0 | 0 | 0 | 0 | 0 | 0 | 0 | 0 | 0 | 0
Commercial_Healthcare_Existing_Food Preparation_Natural Gas_Range_E9_Baseline Forecast | Commercial | Healthcare | Existing | Food Preparation | Natural Gas | Range | E9 |  | Baseline Forecast | 0 | 0 | 0 | 0 | 0 | 0 | 0 | 0 | 0 | 0 | 0 | 0 | 0 | 0 | 0 | 0 | 0 | 0 | 0 | 0 | 0 | 0 | 0 | 0 | 0 | 0 | 0 | 0 | 0 | 0 | 0
Commercial_Healthcare_Existing_Food Preparation_Natural Gas_Range_E10_Baseline Forecast | Commercial | Healthcare | Existing | Food Preparation | Natural Gas | Range | E10 |  | Baseline Forecast | 0 | 0 | 0 | 0 | 0 | 0 | 0 | 0 | 0 | 0 | 0 | 0 | 0 | 0 | 0 | 0 | 0 | 0 | 0 | 0 | 0 | 0 | 0 | 0 | 0 | 0 | 0 | 0 | 0 | 0 | 0
Commercial_Healthcare_Existing_Food Preparation_Natural Gas_Range_Vintage_Baseline Forecast | Commercial | Healthcare | Existing | Food Preparation | Natural Gas | Range | Vintage | Vintage | Baseline Forecast | 1280587.2697 | 1204776.5033 | 1116727.4205 | 1020147.7169 | 917913.1024 | 812247.8295 | 704866.2069 | 597083.5265 | 489903.0107 | 384083.9604 | 301121.8249 | 236079.5107 | 185086.3364 | 145107.6878 | 113764.4272 | 89191.3109 | 69925.9878 | 54821.9744 | 42980.4279 | 33696.6555 | 26418.1779 | 20711.8515 | 16238.0916 | 12730.6638 | 9980.8404 | 7824.9789 | 6134.7834 | 4809.6702 | 3770.7815 | 2956.2927 | 2317.7334
Commercial_Healthcare_Existing_Food Preparation_Natural Gas_Steamer_E1_Baseline Forecast | Commercial | Healthcare | Existing | Food Preparation | Natural Gas | Steamer | E1 | Standard | Baseline Forecast | 0 | 3366.3554 | 7051.1532 | 6910.1301 | 6771.9275 | 6636.489 | 6503.7592 | 6373.684 | 6246.2103 | 6121.2861 | 5687.0058 | 4954.0139 | 4315.4966 | 3759.277 | 3274.748 | 2852.6694 | 2484.992 | 2164.7041 | 1885.6978 | 922.036 | 0 | 0 | 0 | 0 | 0 | 0 | 0 | 0 | 0 | 0 | 0
Commercial_Healthcare_Existing_Food Preparation_Natural Gas_Steamer_E2_Baseline Forecast | Commercial | Healthcare | Existing | Food Preparation | Natural Gas | Steamer | E2 | ENERGY STAR | Baseline Forecast | 0 | 3382.2987 | 7094.7756 | 15134.6566 | 23547.1447 | 32224.279 | 41073.8472 | 50017.307 | 58987.9755 | 67929.4539 | 75699.4422 | 82485.0503 | 88065.2205 | 92601.9371 | 96236.1745 | 99090.6071 | 101271.971 | 102873.1204 | 103974.8198 | 105367.9208 | 106382.5722 | 106187.4064 | 105747.068 | 105098.5635 | 104274.0217 | 103301.3243 | 102204.6555 | 101004.9806 | 99720.4631 | 98366.8275 | 96957.6761
Commercial_Healthcare_Existing_Food Preparation_Natural Gas_Steamer_E3_Baseline Forecast | Commercial | Healthcare | Existing | Food Preparation | Natural Gas | Steamer | E3 |  | Baseline Forecast | 0 | 0 | 0 | 0 | 0 | 0 | 0 | 0 | 0 | 0 | 0 | 0 | 0 | 0 | 0 | 0 | 0 | 0 | 0 | 0 | 0 | 0 | 0 | 0 | 0 | 0 | 0 | 0 | 0 | 0 | 0
Commercial_Healthcare_Existing_Food Preparation_Natural Gas_Steamer_E4_Baseline Forecast | Commercial | Healthcare | Existing | Food Preparation | Natural Gas | Steamer | E4 |  | Baseline Forecast | 0 | 0 | 0 | 0 | 0 | 0 | 0 | 0 | 0 | 0 | 0 | 0 | 0 | 0 | 0 | 0 | 0 | 0 | 0 | 0 | 0 | 0 | 0 | 0 | 0 | 0 | 0 | 0 | 0 | 0 | 0
Commercial_Healthcare_Existing_Food Preparation_Natural Gas_Steamer_E5_Baseline Forecast | Commercial | Healthcare | Existing | Food Preparation | Natural Gas | Steamer | E5 |  | Baseline Forecast | 0 | 0 | 0 | 0 | 0 | 0 | 0 | 0 | 0 | 0 | 0 | 0 | 0 | 0 | 0 | 0 | 0 | 0 | 0 | 0 | 0 | 0 | 0 | 0 | 0 | 0 | 0 | 0 | 0 | 0 | 0
Commercial_Healthcare_Existing_Food Preparation_Natural Gas_Steamer_E6_Baseline Forecast | Commercial | Healthcare | Existing | Food Preparation | Natural Gas | Steamer | E6 |  | Baseline Forecast | 0 | 0 | 0 | 0 | 0 | 0 | 0 | 0 | 0 | 0 | 0 | 0 | 0 | 0 | 0 | 0 | 0 | 0 | 0 | 0 | 0 | 0 | 0 | 0 | 0 | 0 | 0 | 0 | 0 | 0 | 0
Commercial_Healthcare_Existing_Food Preparation_Natural Gas_Steamer_E7_Baseline Forecast | Commercial | Healthcare | Existing | Food Preparation | Natural Gas | Steamer | E7 |  | Baseline Forecast | 0 | 0 | 0 | 0 | 0 | 0 | 0 | 0 | 0 | 0 | 0 | 0 | 0 | 0 | 0 | 0 | 0 | 0 | 0 | 0 | 0 | 0 | 0 | 0 | 0 | 0 | 0 | 0 | 0 | 0 | 0
Commercial_Healthcare_Existing_Food Preparation_Natural Gas_Steamer_E8_Baseline Forecast | Commercial | Healthcare | Existing | Food Preparation | Natural Gas | Steamer | E8 |  | Baseline Forecast | 0 | 0 | 0 | 0 | 0 | 0 | 0 | 0 | 0 | 0 | 0 | 0 | 0 | 0 | 0 | 0 | 0 | 0 | 0 | 0 | 0 | 0 | 0 | 0 | 0 | 0 | 0 | 0 | 0 | 0 | 0
Commercial_Healthcare_Existing_Food Preparation_Natural Gas_Steamer_E9_Baseline Forecast | Commercial | Healthcare | Existing | Food Preparation | Natural Gas | Steamer | E9 |  | Baseline Forecast | 0 | 0 | 0 | 0 | 0 | 0 | 0 | 0 | 0 | 0 | 0 | 0 | 0 | 0 | 0 | 0 | 0 | 0 | 0 | 0 | 0 | 0 | 0 | 0 | 0 | 0 | 0 | 0 | 0 | 0 | 0
Commercial_Healthcare_Existing_Food Preparation_Natural Gas_Steamer_E10_Baseline Forecast | Commercial | Healthcare | Existing | Food Preparation | Natural Gas | Steamer | E10 |  | Baseline Forecast | 0 | 0 | 0 | 0 | 0 | 0 | 0 | 0 | 0 | 0 | 0 | 0 | 0 | 0 | 0 | 0 | 0 | 0 | 0 | 0 | 0 | 0 | 0 | 0 | 0 | 0 | 0 | 0 | 0 | 0 | 0
Commercial_Healthcare_Existing_Food Preparation_Natural Gas_Steamer_Vintage_Baseline Forecast | Commercial | Healthcare | Existing | Food Preparation | Natural Gas | Steamer | Vintage | Vintage | Baseline Forecast | 185932.3054 | 175465.0052 | 164423.4573 | 152953.2116 | 141178.9661 | 129207.3097 | 117129.1096 | 105021.5907 | 92950.1443 | 80969.9035 | 70533.7826 | 61442.7617 | 53523.4724 | 46624.8915 | 40615.4611 | 35380.5794 | 30820.4159 | 26848.0067 | 23387.597 | 20373.1956 | 17747.317 | 15459.8851 | 13467.2776 | 11731.4952 | 10219.4358 | 8902.2641 | 7754.8612 | 6755.3457 | 5884.6567 | 5126.1899 | 4465.4809
Commercial_Healthcare_Existing_Food Preparation_Natural Gas_Food Prep Other_E1_Baseline Forecast | Commercial | Healthcare | Existing | Food Preparation | Natural Gas | Food Prep Other | E1 | Standard | Baseline Forecast | 0 | 5393.5223 | 12156.9974 | 19890.9588 | 28285.3524 | 37100.156 | 46150.143 | 55292.9751 | 64419.8644 | 73448.2557 | 80067.6573 | 84807.5783 | 88083.0074 | 90219.0628 | 91470.4819 | 92036.8083 | 92074.325 | 91705.3839 | 91025.7504 | 90110.3343 | 89017.7186 | 87793.6742 | 86473.9405 | 85086.5268 | 83653.0019 | 82190.2467 | 80711.3491 | 79226.4447 | 77743.341 | 76268.0323 | 74805.0798
Commercial_Healthcare_Existing_Food Preparation_Natural Gas_Food Prep Other_E2_Baseline Forecast | Commercial | Healthcare | Existing | Food Preparation | Natural Gas | Food Prep Other | E2 | ENERGY STAR | Baseline Forecast | 0 | 1895.0241 | 4271.3861 | 6988.7337 | 9938.1304 | 13035.2239 | 16214.9351 | 19427.2592 | 22633.9786 | 25806.086 | 28131.7927 | 29797.1557 | 30947.942 | 31698.4227 | 32138.1034 | 32337.0938 | 32350.2899 | 32220.6804 | 31981.907 | 31660.2995 | 31276.4362 | 30846.4015 | 30382.748 | 29895.1287 | 29391.3075 | 28877.2095 | 28357.44 | 27835.5512 | 27314.2877 | 26795.7521 | 26281.5586
Commercial_Healthcare_Existing_Food Preparation_Natural Gas_Food Prep Other_E3_Baseline Forecast | Commercial | Healthcare | Existing | Food Preparation | Natural Gas | Food Prep Other | E3 |  | Baseline Forecast | 0 | 0 | 0 | 0 | 0 | 0 | 0 | 0 | 0 | 0 | 0 | 0 | 0 | 0 | 0 | 0 | 0 | 0 | 0 | 0 | 0 | 0 | 0 | 0 | 0 | 0 | 0 | 0 | 0 | 0 | 0
Commercial_Healthcare_Existing_Food Preparation_Natural Gas_Food Prep Other_E4_Baseline Forecast | Commercial | Healthcare | Existing | Food Preparation | Natural Gas | Food Prep Other | E4 |  | Baseline Forecast | 0 | 0 | 0 | 0 | 0 | 0 | 0 | 0 | 0 | 0 | 0 | 0 | 0 | 0 | 0 | 0 | 0 | 0 | 0 | 0 | 0 | 0 | 0 | 0 | 0 | 0 | 0 | 0 | 0 | 0 | 0
Commercial_Healthcare_Existing_Food Preparation_Natural Gas_Food Prep Other_E5_Baseline Forecast | Commercial | Healthcare | Existing | Food Preparation | Natural Gas | Food Prep Other | E5 |  | Baseline Forecast | 0 | 0 | 0 | 0 | 0 | 0 | 0 | 0 | 0 | 0 | 0 | 0 | 0 | 0 | 0 | 0 | 0 | 0 | 0 | 0 | 0 | 0 | 0 | 0 | 0 | 0 | 0 | 0 | 0 | 0 | 0
Commercial_Healthcare_Existing_Food Preparation_Natural Gas_Food Prep Other_E6_Baseline Forecast | Commercial | Healthcare | Existing | Food Preparation | Natural Gas | Food Prep Other | E6 |  | Baseline Forecast | 0 | 0 | 0 | 0 | 0 | 0 | 0 | 0 | 0 | 0 | 0 | 0 | 0 | 0 | 0 | 0 | 0 | 0 | 0 | 0 | 0 | 0 | 0 | 0 | 0 | 0 | 0 | 0 | 0 | 0 | 0
Commercial_Healthcare_Existing_Food Preparation_Natural Gas_Food Prep Other_E7_Baseline Forecast | Commercial | Healthcare | Existing | Food Preparation | Natural Gas | Food Prep Other | E7 |  | Baseline Forecast | 0 | 0 | 0 | 0 | 0 | 0 | 0 | 0 | 0 | 0 | 0 | 0 | 0 | 0 | 0 | 0 | 0 | 0 | 0 | 0 | 0 | 0 | 0 | 0 | 0 | 0 | 0 | 0 | 0 | 0 | 0
Commercial_Healthcare_Existing_Food Preparation_Natural Gas_Food Prep Other_E8_Baseline Forecast | Commercial | Healthcare | Existing | Food Preparation | Natural Gas | Food Prep Other | E8 |  | Baseline Forecast | 0 | 0 | 0 | 0 | 0 | 0 | 0 | 0 | 0 | 0 | 0 | 0 | 0 | 0 | 0 | 0 | 0 | 0 | 0 | 0 | 0 | 0 | 0 | 0 | 0 | 0 | 0 | 0 | 0 | 0 | 0
Commercial_Healthcare_Existing_Food Preparation_Natural Gas_Food Prep Other_E9_Baseline Forecast | Commercial | Healthcare | Existing | Food Preparation | Natural Gas | Food Prep Other | E9 |  | Baseline Forecast | 0 | 0 | 0 | 0 | 0 | 0 | 0 | 0 | 0 | 0 | 0 | 0 | 0 | 0 | 0 | 0 | 0 | 0 | 0 | 0 | 0 | 0 | 0 | 0 | 0 | 0 | 0 | 0 | 0 | 0 | 0
Commercial_Healthcare_Existing_Food Preparation_Natural Gas_Food Prep Other_E10_Baseline Forecast | Commercial | Healthcare | Existing | Food Preparation | Natural Gas | Food Prep Other | E10 |  | Baseline Forecast | 0 | 0 | 0 | 0 | 0 | 0 | 0 | 0 | 0 | 0 | 0 | 0 | 0 | 0 | 0 | 0 | 0 | 0 | 0 | 0 | 0 | 0 | 0 | 0 | 0 | 0 | 0 | 0 | 0 | 0 | 0
Commercial_Healthcare_Existing_Food Preparation_Natural Gas_Food Prep Other_Vintage_Baseline Forecast | Commercial | Healthcare | Existing | Food Preparation | Natural Gas | Food Prep Other | Vintage | Vintage | Baseline Forecast | 185932.3054 | 174925.1129 | 162141.0025 | 148118.3058 | 133274.5556 | 117932.6978 | 102341.638 | 86692.3475 | 71130.487 | 55766.3018 | 43720.7806 | 34277.092 | 26873.2401 | 21068.6203 | 16517.7983 | 12949.9539 | 10152.7638 | 7959.7668 | 6240.4572 | 4892.5184 | 3835.7345 | 3007.2158 | 2357.6572 | 1848.4032 | 1449.1481 | 1136.1321 | 890.7276 | 698.3304 | 547.4911 | 429.233 | 336.5187
Commercial_Healthcare_Existing_Miscellaneous_Natural Gas_Pool Heater_E1_Baseline Forecast | Commercial | Healthcare | Existing | Miscellaneous | Natural Gas | Pool Heater | E1 | Standard (EF .82) | Baseline Forecast | 0 | 5335.6007 | 10282.6541 | 14892.8804 | 19205.5081 | 23258.75 | 26274.7443 | 28479.2055 | 30049.101 | 31127.0245 | 31821.2739 | 32218.3641 | 32401.4235 | 32406.4782 | 32274.1475 | 32029.0286 | 31697.3867 | 31296.8394 | 30846.1081 | 30356.0134 | 29843.439 | 29315.7345 | 28777.1542 | 28280.9929 | 27786.3923 | 27296.5651 | 26813.562 | 26337.6312 | 25860.6024 | 25384.9565 | 24911.164
Commercial_Healthcare_Existing_Miscellaneous_Natural Gas_Pool Heater_E2_Baseline Forecast | Commercial | Healthcare | Existing | Miscellaneous | Natural Gas | Pool Heater | E2 | Condensing (EF .90) | Baseline Forecast | 0 | 595.3596 | 1148.2833 | 1663.7668 | 2148.1618 | 2600.0754 | 2933.772 | 3176.7645 | 3350.5429 | 3468.0324 | 3542.7921 | 3583.7742 | 3582.6293 | 3561.892 | 3526.7901 | 3488.6071 | 3449.1464 | 3412.7351 | 3377.797 | 3346.8948 | 3313.5804 | 3278.6293 | 3244.1023 | 3161.6021 | 3075.7734 | 2986.3207 | 2893.4293 | 2798.5547 | 2711.154 | 2629.7073 | 2554.4512
Commercial_Healthcare_Existing_Miscellaneous_Natural Gas_Pool Heater_E3_Baseline Forecast | Commercial | Healthcare | Existing | Miscellaneous | Natural Gas | Pool Heater | E3 |  | Baseline Forecast | 0 | 0 | 0 | 0 | 0 | 0 | 0 | 0 | 0 | 0 | 0 | 0 | 0 | 0 | 0 | 0 | 0 | 0 | 0 | 0 | 0 | 0 | 0 | 0 | 0 | 0 | 0 | 0 | 0 | 0 | 0
Commercial_Healthcare_Existing_Miscellaneous_Natural Gas_Pool Heater_E4_Baseline Forecast | Commercial | Healthcare | Existing | Miscellaneous | Natural Gas | Pool Heater | E4 |  | Baseline Forecast | 0 | 0 | 0 | 0 | 0 | 0 | 0 | 0 | 0 | 0 | 0 | 0 | 0 | 0 | 0 | 0 | 0 | 0 | 0 | 0 | 0 | 0 | 0 | 0 | 0 | 0 | 0 | 0 | 0 | 0 | 0
Commercial_Healthcare_Existing_Miscellaneous_Natural Gas_Pool Heater_E5_Baseline Forecast | Commercial | Healthcare | Existing | Miscellaneous | Natural Gas | Pool Heater | E5 |  | Baseline Forecast | 0 | 0 | 0 | 0 | 0 | 0 | 0 | 0 | 0 | 0 | 0 | 0 | 0 | 0 | 0 | 0 | 0 | 0 | 0 | 0 | 0 | 0 | 0 | 0 | 0 | 0 | 0 | 0 | 0 | 0 | 0
Commercial_Healthcare_Existing_Miscellaneous_Natural Gas_Pool Heater_E6_Baseline Forecast | Commercial | Healthcare | Existing | Miscellaneous | Natural Gas | Pool Heater | E6 |  | Baseline Forecast | 0 | 0 | 0 | 0 | 0 | 0 | 0 | 0 | 0 | 0 | 0 | 0 | 0 | 0 | 0 | 0 | 0 | 0 | 0 | 0 | 0 | 0 | 0 | 0 | 0 | 0 | 0 | 0 | 0 | 0 | 0
Commercial_Healthcare_Existing_Miscellaneous_Natural Gas_Pool Heater_E7_Baseline Forecast | Commercial | Healthcare | Existing | Miscellaneous | Natural Gas | Pool Heater | E7 |  | Baseline Forecast | 0 | 0 | 0 | 0 | 0 | 0 | 0 | 0 | 0 | 0 | 0 | 0 | 0 | 0 | 0 | 0 | 0 | 0 | 0 | 0 | 0 | 0 | 0 | 0 | 0 | 0 | 0 | 0 | 0 | 0 | 0
Commercial_Healthcare_Existing_Miscellaneous_Natural Gas_Pool Heater_E8_Baseline Forecast | Commercial | Healthcare | Existing | Miscellaneous | Natural Gas | Pool Heater | E8 |  | Baseline Forecast | 0 | 0 | 0 | 0 | 0 | 0 | 0 | 0 | 0 | 0 | 0 | 0 | 0 | 0 | 0 | 0 | 0 | 0 | 0 | 0 | 0 | 0 | 0 | 0 | 0 | 0 | 0 | 0 | 0 | 0 | 0
Commercial_Healthcare_Existing_Miscellaneous_Natural Gas_Pool Heater_E9_Baseline Forecast | Commercial | Healthcare | Existing | Miscellaneous | Natural Gas | Pool Heater | E9 |  | Baseline Forecast | 0 | 0 | 0 | 0 | 0 | 0 | 0 | 0 | 0 | 0 | 0 | 0 | 0 | 0 | 0 | 0 | 0 | 0 | 0 | 0 | 0 | 0 | 0 | 0 | 0 | 0 | 0 | 0 | 0 | 0 | 0
Commercial_Healthcare_Existing_Miscellaneous_Natural Gas_Pool Heater_E10_Baseline Forecast | Commercial | Healthcare | Existing | Miscellaneous | Natural Gas | Pool Heater | E10 |  | Baseline Forecast | 0 | 0 | 0 | 0 | 0 | 0 | 0 | 0 | 0 | 0 | 0 | 0 | 0 | 0 | 0 | 0 | 0 | 0 | 0 | 0 | 0 | 0 | 0 | 0 | 0 | 0 | 0 | 0 | 0 | 0 | 0
Commercial_Healthcare_Existing_Miscellaneous_Natural Gas_Pool Heater_Vintage_Baseline Forecast | Commercial | Healthcare | Existing | Miscellaneous | Natural Gas | Pool Heater | Vintage | Vintage | Baseline Forecast | 50433.3355 | 43493.7085 | 37005.238 | 30910.8047 | 25164.4329 | 19728.9154 | 15467.4697 | 12126.4962 | 9507.173 | 7453.6237 | 5843.641 | 4581.4145 | 3591.829 | 2815.9939 | 2207.7392 | 1730.8676 | 1357.0002 | 1063.8881 | 834.0883 | 653.9252 | 512.6774 | 401.9391 | 315.1202 | 247.0543 | 193.6905 | 151.8534 | 119.0531 | 93.3376 | 73.1767 | 57.3705 | 44.9785
Commercial_Healthcare_Existing_Miscellaneous_Natural Gas_Miscellaneous_E1_Baseline Forecast | Commercial | Healthcare | Existing | Miscellaneous | Natural Gas | Miscellaneous | E1 | Standard | Baseline Forecast | 0 | 300522.9505 | 645122.6005 | 1022940.0539 | 1330685.9733 | 1579764.2191 | 1779750.1856 | 1938683.4325 | 2063313.4945 | 2159306.3582 | 2231417.9034 | 2283639.59 | 2319320.8358 | 2341271.8107 | 2351849.7833 | 2353031.6512 | 2346474.8635 | 2333568.5963 | 2315476.7376 | 2293173.994 | 2267476.2187 | 2239065.8861 | 2208513.4895 | 2176295.5135 | 2142809.53 | 2108386.8779 | 2073303.3126 | 2037787.9511 | 2002030.7841 | 1966188.9857 | 1930392.2125
Commercial_Healthcare_Existing_Miscellaneous_Natural Gas_Miscellaneous_E2_Baseline Forecast | Commercial | Healthcare | Existing | Miscellaneous | Natural Gas | Miscellaneous | E2 |  | Baseline Forecast | 0 | 0 | 0 | 0 | 0 | 0 | 0 | 0 | 0 | 0 | 0 | 0 | 0 | 0 | 0 | 0 | 0 | 0 | 0 | 0 | 0 | 0 | 0 | 0 | 0 | 0 | 0 | 0 | 0 | 0 | 0
Commercial_Healthcare_Existing_Miscellaneous_Natural Gas_Miscellaneous_E3_Baseline Forecast | Commercial | Healthcare | Existing | Miscellaneous | Natural Gas | Miscellaneous | E3 |  | Baseline Forecast | 0 | 0 | 0 | 0 | 0 | 0 | 0 | 0 | 0 | 0 | 0 | 0 | 0 | 0 | 0 | 0 | 0 | 0 | 0 | 0 | 0 | 0 | 0 | 0 | 0 | 0 | 0 | 0 | 0 | 0 | 0
Commercial_Healthcare_Existing_Miscellaneous_Natural Gas_Miscellaneous_E4_Baseline Forecast | Commercial | Healthcare | Existing | Miscellaneous | Natural Gas | Miscellaneous | E4 |  | Baseline Forecast | 0 | 0 | 0 | 0 | 0 | 0 | 0 | 0 | 0 | 0 | 0 | 0 | 0 | 0 | 0 | 0 | 0 | 0 | 0 | 0 | 0 | 0 | 0 | 0 | 0 | 0 | 0 | 0 | 0 | 0 | 0
Commercial_Healthcare_Existing_Miscellaneous_Natural Gas_Miscellaneous_E5_Baseline Forecast | Commercial | Healthcare | Existing | Miscellaneous | Natural Gas | Miscellaneous | E5 |  | Baseline Forecast | 0 | 0 | 0 | 0 | 0 | 0 | 0 | 0 | 0 | 0 | 0 | 0 | 0 | 0 | 0 | 0 | 0 | 0 | 0 | 0 | 0 | 0 | 0 | 0 | 0 | 0 | 0 | 0 | 0 | 0 | 0
Commercial_Healthcare_Existing_Miscellaneous_Natural Gas_Miscellaneous_E6_Baseline Forecast | Commercial | Healthcare | Existing | Miscellaneous | Natural Gas | Miscellaneous | E6 |  | Baseline Forecast | 0 | 0 | 0 | 0 | 0 | 0 | 0 | 0 | 0 | 0 | 0 | 0 | 0 | 0 | 0 | 0 | 0 | 0 | 0 | 0 | 0 | 0 | 0 | 0 | 0 | 0 | 0 | 0 | 0 | 0 | 0
Commercial_Healthcare_Existing_Miscellaneous_Natural Gas_Miscellaneous_E7_Baseline Forecast | Commercial | Healthcare | Existing | Miscellaneous | Natural Gas | Miscellaneous | E7 |  | Baseline Forecast | 0 | 0 | 0 | 0 | 0 | 0 | 0 | 0 | 0 | 0 | 0 | 0 | 0 | 0 | 0 | 0 | 0 | 0 | 0 | 0 | 0 | 0 | 0 | 0 | 0 | 0 | 0 | 0 | 0 | 0 | 0
Commercial_Healthcare_Existing_Miscellaneous_Natural Gas_Miscellaneous_E8_Baseline Forecast | Commercial | Healthcare | Existing | Miscellaneous | Natural Gas | Miscellaneous | E8 |  | Baseline Forecast | 0 | 0 | 0 | 0 | 0 | 0 | 0 | 0 | 0 | 0 | 0 | 0 | 0 | 0 | 0 | 0 | 0 | 0 | 0 | 0 | 0 | 0 | 0 | 0 | 0 | 0 | 0 | 0 | 0 | 0 | 0
Commercial_Healthcare_Existing_Miscellaneous_Natural Gas_Miscellaneous_E9_Baseline Forecast | Commercial | Healthcare | Existing | Miscellaneous | Natural Gas | Miscellaneous | E9 |  | Baseline Forecast | 0 | 0 | 0 | 0 | 0 | 0 | 0 | 0 | 0 | 0 | 0 | 0 | 0 | 0 | 0 | 0 | 0 | 0 | 0 | 0 | 0 | 0 | 0 | 0 | 0 | 0 | 0 | 0 | 0 | 0 | 0
Commercial_Healthcare_Existing_Miscellaneous_Natural Gas_Miscellaneous_E10_Baseline Forecast | Commercial | Healthcare | Existing | Miscellaneous | Natural Gas | Miscellaneous | E10 |  | Baseline Forecast | 0 | 0 | 0 | 0 | 0 | 0 | 0 | 0 | 0 | 0 | 0 | 0 | 0 | 0 | 0 | 0 | 0 | 0 | 0 | 0 | 0 | 0 | 0 | 0 | 0 | 0 | 0 | 0 | 0 | 0 | 0
Commercial_Healthcare_Existing_Miscellaneous_Natural Gas_Miscellaneous_Vintage_Baseline Forecast | Commercial | Healthcare | Existing | Miscellaneous | Natural Gas | Miscellaneous | Vintage | Vintage | Baseline Forecast | 3577654.1729 | 3205578.1389 | 2790856.4672 | 2344319.4325 | 1969228.3233 | 1654151.7915 | 1389487.5049 | 1167169.5041 | 980422.3835 | 823554.8021 | 691786.0338 | 581100.2684 | 488124.2254 | 410024.3494 | 344420.4535 | 289313.1809 | 243023.072 | 204139.3804 | 171477.0796 | 144040.7468 | 120994.2273 | 101635.151 | 85373.5268 | 71713.7625 | 60239.5605 | 50601.2308 | 42505.0339 | 35704.2285 | 29991.5519 | 25192.9036 | 21162.039
Commercial_Healthcare_New_Space Heating_Natural Gas_Furnace_E1_Baseline Forecast | Commercial | Healthcare | New | Space Heating | Natural Gas | Furnace | E1 | AFUE 80% (Standard) | Baseline Forecast | 0 | 0 | 0 | 0 | 0 | 0 | 0 | 0 | 0 | 0 | 0 | 0 | 0 | 0 | 0 | 0 | 0 | 0 | 0 | 0 | 0 | 0 | 0 | 0 | 0 | 0 | 0 | 0 | 0 | 0 | 0
Commercial_Healthcare_New_Space Heating_Natural Gas_Furnace_E2_Baseline Forecast | Commercial | Healthcare | New | Space Heating | Natural Gas | Furnace | E2 | AFUE 90% | Baseline Forecast | 0 | 0 | 0 | 0 | 0 | 0 | 0 | 0 | 0 | 0 | 0 | 0 | 0 | 0 | 0 | 0 | 0 | 0 | 0 | 0 | 0 | 0 | 0 | 0 | 0 | 0 | 0 | 0 | 0 | 0 | 0
Commercial_Healthcare_New_Space Heating_Natural Gas_Furnace_E3_Baseline Forecast | Commercial | Healthcare | New | Space Heating | Natural Gas | Furnace | E3 | AFUE 95% | Baseline Forecast | 0 | 0 | 0 | 0 | 0 | 0 | 0 | 0 | 0 | 0 | 0 | 0 | 0 | 0 | 0 | 0 | 0 | 0 | 0 | 0 | 0 | 0 | 0 | 0 | 0 | 0 | 0 | 0 | 0 | 0 | 0
Commercial_Healthcare_New_Space Heating_Natural Gas_Furnace_E4_Baseline Forecast | Commercial | Healthcare | New | Space Heating | Natural Gas | Furnace | E4 |  | Baseline Forecast | 0 | 0 | 0 | 0 | 0 | 0 | 0 | 0 | 0 | 0 | 0 | 0 | 0 | 0 | 0 | 0 | 0 | 0 | 0 | 0 | 0 | 0 | 0 | 0 | 0 | 0 | 0 | 0 | 0 | 0 | 0
Commercial_Healthcare_New_Space Heating_Natural Gas_Furnace_E5_Baseline Forecast | Commercial | Healthcare | New | Space Heating | Natural Gas | Furnace | E5 |  | Baseline Forecast | 0 | 0 | 0 | 0 | 0 | 0 | 0 | 0 | 0 | 0 | 0 | 0 | 0 | 0 | 0 | 0 | 0 | 0 | 0 | 0 | 0 | 0 | 0 | 0 | 0 | 0 | 0 | 0 | 0 | 0 | 0
Commercial_Healthcare_New_Space Heating_Natural Gas_Furnace_E6_Baseline Forecast | Commercial | Healthcare | New | Space Heating | Natural Gas | Furnace | E6 |  | Baseline Forecast | 0 | 0 | 0 | 0 | 0 | 0 | 0 | 0 | 0 | 0 | 0 | 0 | 0 | 0 | 0 | 0 | 0 | 0 | 0 | 0 | 0 | 0 | 0 | 0 | 0 | 0 | 0 | 0 | 0 | 0 | 0
Commercial_Healthcare_New_Space Heating_Natural Gas_Furnace_E7_Baseline Forecast | Commercial | Healthcare | New | Space Heating | Natural Gas | Furnace | E7 |  | Baseline Forecast | 0 | 0 | 0 | 0 | 0 | 0 | 0 | 0 | 0 | 0 | 0 | 0 | 0 | 0 | 0 | 0 | 0 | 0 | 0 | 0 | 0 | 0 | 0 | 0 | 0 | 0 | 0 | 0 | 0 | 0 | 0
Commercial_Healthcare_New_Space Heating_Natural Gas_Furnace_E8_Baseline Forecast | Commercial | Healthcare | New | Space Heating | Natural Gas | Furnace | E8 |  | Baseline Forecast | 0 | 0 | 0 | 0 | 0 | 0 | 0 | 0 | 0 | 0 | 0 | 0 | 0 | 0 | 0 | 0 | 0 | 0 | 0 | 0 | 0 | 0 | 0 | 0 | 0 | 0 | 0 | 0 | 0 | 0 | 0
Commercial_Healthcare_New_Space Heating_Natural Gas_Furnace_E9_Baseline Forecast | Commercial | Healthcare | New | Space Heating | Natural Gas | Furnace | E9 |  | Baseline Forecast | 0 | 0 | 0 | 0 | 0 | 0 | 0 | 0 | 0 | 0 | 0 | 0 | 0 | 0 | 0 | 0 | 0 | 0 | 0 | 0 | 0 | 0 | 0 | 0 | 0 | 0 | 0 | 0 | 0 | 0 | 0
Commercial_Healthcare_New_Space Heating_Natural Gas_Furnace_E10_Baseline Forecast | Commercial | Healthcare | New | Space Heating | Natural Gas | Furnace | E10 |  | Baseline Forecast | 0 | 0 | 0 | 0 | 0 | 0 | 0 | 0 | 0 | 0 | 0 | 0 | 0 | 0 | 0 | 0 | 0 | 0 | 0 | 0 | 0 | 0 | 0 | 0 | 0 | 0 | 0 | 0 | 0 | 0 | 0
Commercial_Healthcare_New_Space Heating_Natural Gas_Furnace_Vintage_Baseline Forecast | Commercial | Healthcare | New | Space Heating | Natural Gas | Furnace | Vintage | Vintage | Baseline Forecast | 0 | 0 | 0 | 0 | 0 | 0 | 0 | 0 | 0 | 0 | 0 | 0 | 0 | 0 | 0 | 0 | 0 | 0 | 0 | 0 | 0 | 0 | 0 | 0 | 0 | 0 | 0 | 0 | 0 | 0 | 0
Commercial_Healthcare_New_Space Heating_Natural Gas_Boiler_E1_Baseline Forecast | Commercial | Healthcare | New | Space Heating | Natural Gas | Boiler | E1 | AFUE 80% (Standard) | Baseline Forecast | 0 | 0 | 0 | 0 | 0 | 0 | 0 | 0 | 0 | 0 | 0 | 0 | 0 | 0 | 0 | 0 | 0 | 0 | 0 | 0 | 0 | 0 | 0 | 0 | 0 | 0 | 0 | 0 | 0 | 0 | 0
Commercial_Healthcare_New_Space Heating_Natural Gas_Boiler_E2_Baseline Forecast | Commercial | Healthcare | New | Space Heating | Natural Gas | Boiler | E2 | AFUE 85% | Baseline Forecast | 0 | 0 | 0 | 0 | 0 | 0 | 0 | 0 | 0 | 0 | 0 | 0 | 0 | 0 | 0 | 0 | 0 | 0 | 0 | 0 | 0 | 0 | 0 | 0 | 0 | 0 | 0 | 0 | 0 | 0 | 0
Commercial_Healthcare_New_Space Heating_Natural Gas_Boiler_E3_Baseline Forecast | Commercial | Healthcare | New | Space Heating | Natural Gas | Boiler | E3 | AFUE 98% | Baseline Forecast | 0 | 0 | 0 | 0 | 0 | 0 | 0 | 0 | 0 | 0 | 0 | 0 | 0 | 0 | 0 | 0 | 0 | 0 | 0 | 0 | 0 | 0 | 0 | 0 | 0 | 0 | 0 | 0 | 0 | 0 | 0
Commercial_Healthcare_New_Space Heating_Natural Gas_Boiler_E4_Baseline Forecast | Commercial | Healthcare | New | Space Heating | Natural Gas | Boiler | E4 | Convert to NG Air Source Heat Pump | Baseline Forecast | 0 | 0 | 0 | 0 | 0 | 0 | 0 | 0 | 0 | 0 | 0 | 0 | 0 | 0 | 0 | 0 | 0 | 0 | 0 | 0 | 0 | 0 | 0 | 0 | 0 | 0 | 0 | 0 | 0 | 0 | 0
Commercial_Healthcare_New_Space Heating_Natural Gas_Boiler_E5_Baseline Forecast | Commercial | Healthcare | New | Space Heating | Natural Gas | Boiler | E5 |  | Baseline Forecast | 0 | 0 | 0 | 0 | 0 | 0 | 0 | 0 | 0 | 0 | 0 | 0 | 0 | 0 | 0 | 0 | 0 | 0 | 0 | 0 | 0 | 0 | 0 | 0 | 0 | 0 | 0 | 0 | 0 | 0 | 0
Commercial_Healthcare_New_Space Heating_Natural Gas_Boiler_E6_Baseline Forecast | Commercial | Healthcare | New | Space Heating | Natural Gas | Boiler | E6 |  | Baseline Forecast | 0 | 0 | 0 | 0 | 0 | 0 | 0 | 0 | 0 | 0 | 0 | 0 | 0 | 0 | 0 | 0 | 0 | 0 | 0 | 0 | 0 | 0 | 0 | 0 | 0 | 0 | 0 | 0 | 0 | 0 | 0
Commercial_Healthcare_New_Space Heating_Natural Gas_Boiler_E7_Baseline Forecast | Commercial | Healthcare | New | Space Heating | Natural Gas | Boiler | E7 |  | Baseline Forecast | 0 | 0 | 0 | 0 | 0 | 0 | 0 | 0 | 0 | 0 | 0 | 0 | 0 | 0 | 0 | 0 | 0 | 0 | 0 | 0 | 0 | 0 | 0 | 0 | 0 | 0 | 0 | 0 | 0 | 0 | 0
Commercial_Healthcare_New_Space Heating_Natural Gas_Boiler_E8_Baseline Forecast | Commercial | Healthcare | New | Space Heating | Natural Gas | Boiler | E8 |  | Baseline Forecast | 0 | 0 | 0 | 0 | 0 | 0 | 0 | 0 | 0 | 0 | 0 | 0 | 0 | 0 | 0 | 0 | 0 | 0 | 0 | 0 | 0 | 0 | 0 | 0 | 0 | 0 | 0 | 0 | 0 | 0 | 0
Commercial_Healthcare_New_Space Heating_Natural Gas_Boiler_E9_Baseline Forecast | Commercial | Healthcare | New | Space Heating | Natural Gas | Boiler | E9 |  | Baseline Forecast | 0 | 0 | 0 | 0 | 0 | 0 | 0 | 0 | 0 | 0 | 0 | 0 | 0 | 0 | 0 | 0 | 0 | 0 | 0 | 0 | 0 | 0 | 0 | 0 | 0 | 0 | 0 | 0 | 0 | 0 | 0
Commercial_Healthcare_New_Space Heating_Natural Gas_Boiler_E10_Baseline Forecast | Commercial | Healthcare | New | Space Heating | Natural Gas | Boiler | E10 |  | Baseline Forecast | 0 | 0 | 0 | 0 | 0 | 0 | 0 | 0 | 0 | 0 | 0 | 0 | 0 | 0 | 0 | 0 | 0 | 0 | 0 | 0 | 0 | 0 | 0 | 0 | 0 | 0 | 0 | 0 | 0 | 0 | 0
Commercial_Healthcare_New_Space Heating_Natural Gas_Boiler_Vintage_Baseline Forecast | Commercial | Healthcare | New | Space Heating | Natural Gas | Boiler | Vintage | Vintage | Baseline Forecast | 0 | 0 | 0 | 0 | 0 | 0 | 0 | 0 | 0 | 0 | 0 | 0 | 0 | 0 | 0 | 0 | 0 | 0 | 0 | 0 | 0 | 0 | 0 | 0 | 0 | 0 | 0 | 0 | 0 | 0 | 0
Commercial_Healthcare_New_Space Heating_Natural Gas_Unit Heater_E1_Baseline Forecast | Commercial | Healthcare | New | Space Heating | Natural Gas | Unit Heater | E1 | Standard | Baseline Forecast | 0 | 3739.0695 | 7512.4273 | 11512.8105 | 13708.4422 | 13708.4422 | 13708.4422 | 13708.4422 | 13708.4422 | 13708.4422 | 13708.4422 | 13174.2894 | 12177.3931 | 10751.4272 | 9215.509 | 7899.0077 | 6770.578 | 5803.3526 | 3884.8976 | 2230.5174 | 746.3318 | 0 | 0 | 0 | 0 | 0 | 0 | 0 | 0 | 0 | 0
Commercial_Healthcare_New_Space Heating_Natural Gas_Unit Heater_E2_Baseline Forecast | Commercial | Healthcare | New | Space Heating | Natural Gas | Unit Heater | E2 | Condensing | Baseline Forecast | 0 | 0 | 0 | 0 | 0 | 1788.7889 | 3551.4221 | 5288.4703 | 7000.4933 | 8688.0399 | 10351.6481 | 12525.9982 | 15140.1982 | 18161.0811 | 21270.0271 | 24138.1544 | 26797.2864 | 29274.7593 | 32683.4664 | 35808.5541 | 38744.3446 | 40923.6121 | 42338.3035 | 43735.1674 | 45114.6125 | 46477.0395 | 47822.8415 | 49152.4039 | 50466.1047 | 51764.3147 | 53047.3975
Commercial_Healthcare_New_Space Heating_Natural Gas_Unit Heater_E3_Baseline Forecast | Commercial | Healthcare | New | Space Heating | Natural Gas | Unit Heater | E3 | Infrared Radiant | Baseline Forecast | 0 | 0 | 0 | 0 | 0 | 0 | 0 | 0 | 0 | 0 | 0 | 0 | 0 | 0 | 0 | 0 | 0 | 0 | 0 | 0 | 0 | 0 | 0 | 0 | 0 | 0 | 0 | 0 | 0 | 0 | 0
Commercial_Healthcare_New_Space Heating_Natural Gas_Unit Heater_E4_Baseline Forecast | Commercial | Healthcare | New | Space Heating | Natural Gas | Unit Heater | E4 |  | Baseline Forecast | 0 | 0 | 0 | 0 | 0 | 0 | 0 | 0 | 0 | 0 | 0 | 0 | 0 | 0 | 0 | 0 | 0 | 0 | 0 | 0 | 0 | 0 | 0 | 0 | 0 | 0 | 0 | 0 | 0 | 0 | 0
Commercial_Healthcare_New_Space Heating_Natural Gas_Unit Heater_E5_Baseline Forecast | Commercial | Healthcare | New | Space Heating | Natural Gas | Unit Heater | E5 |  | Baseline Forecast | 0 | 0 | 0 | 0 | 0 | 0 | 0 | 0 | 0 | 0 | 0 | 0 | 0 | 0 | 0 | 0 | 0 | 0 | 0 | 0 | 0 | 0 | 0 | 0 | 0 | 0 | 0 | 0 | 0 | 0 | 0
Commercial_Healthcare_New_Space Heating_Natural Gas_Unit Heater_E6_Baseline Forecast | Commercial | Healthcare | New | Space Heating | Natural Gas | Unit Heater | E6 |  | Baseline Forecast | 0 | 0 | 0 | 0 | 0 | 0 | 0 | 0 | 0 | 0 | 0 | 0 | 0 | 0 | 0 | 0 | 0 | 0 | 0 | 0 | 0 | 0 | 0 | 0 | 0 | 0 | 0 | 0 | 0 | 0 | 0
Commercial_Healthcare_New_Space Heating_Natural Gas_Unit Heater_E7_Baseline Forecast | Commercial | Healthcare | New | Space Heating | Natural Gas | Unit Heater | E7 |  | Baseline Forecast | 0 | 0 | 0 | 0 | 0 | 0 | 0 | 0 | 0 | 0 | 0 | 0 | 0 | 0 | 0 | 0 | 0 | 0 | 0 | 0 | 0 | 0 | 0 | 0 | 0 | 0 | 0 | 0 | 0 | 0 | 0
Commercial_Healthcare_New_Space Heating_Natural Gas_Unit Heater_E8_Baseline Forecast | Commercial | Healthcare | New | Space Heating | Natural Gas | Unit Heater | E8 |  | Baseline Forecast | 0 | 0 | 0 | 0 | 0 | 0 | 0 | 0 | 0 | 0 | 0 | 0 | 0 | 0 | 0 | 0 | 0 | 0 | 0 | 0 | 0 | 0 | 0 | 0 | 0 | 0 | 0 | 0 | 0 | 0 | 0
Commercial_Healthcare_New_Space Heating_Natural Gas_Unit Heater_E9_Baseline Forecast | Commercial | Healthcare | New | Space Heating | Natural Gas | Unit Heater | E9 |  | Baseline Forecast | 0 | 0 | 0 | 0 | 0 | 0 | 0 | 0 | 0 | 0 | 0 | 0 | 0 | 0 | 0 | 0 | 0 | 0 | 0 | 0 | 0 | 0 | 0 | 0 | 0 | 0 | 0 | 0 | 0 | 0 | 0
Commercial_Healthcare_New_Space Heating_Natural Gas_Unit Heater_E10_Baseline Forecast | Commercial | Healthcare | New | Space Heating | Natural Gas | Unit Heater | E10 |  | Baseline Forecast | 0 | 0 | 0 | 0 | 0 | 0 | 0 | 0 | 0 | 0 | 0 | 0 | 0 | 0 | 0 | 0 | 0 | 0 | 0 | 0 | 0 | 0 | 0 | 0 | 0 | 0 | 0 | 0 | 0 | 0 | 0
Commercial_Healthcare_New_Space Heating_Natural Gas_Unit Heater_Vintage_Baseline Forecast | Commercial | Healthcare | New | Space Heating | Natural Gas | Unit Heater | Vintage | Vintage | Baseline Forecast | 0 | 0 | 0 | 0 | 0 | 0 | 0 | 0 | 0 | 0 | 0 | 0 | 0 | 0 | 0 | 0 | 0 | 0 | 0 | 0 | 0 | 0 | 0 | 0 | 0 | 0 | 0 | 0 | 0 | 0 | 0
Commercial_Healthcare_New_Water Heating_Natural Gas_Water Heater_E1_Baseline Forecast | Commercial | Healthcare | New | Water Heating | Natural Gas | Water Heater | E1 | TE 0.80 | Baseline Forecast | 0 | 5011.1061 | 10067.6017 | 15427.6928 | 18369.1273 | 20766.7748 | 23130.4441 | 23143.5346 | 23156.9656 | 23170.842 | 22189.4069 | 20400.8344 | 17907.9922 | 15328.4018 | 12786.8195 | 8973.9816 | 5910.7745 | 3379.7772 | 1985.2169 | 1009.9039 | 236.2294 | 227.6527 | 218.4634 | 214.9534 | 210.9603 | 208.3269 | 207.0401 | 210.8449 | 222.9051 | 236.0622 | 251.2253
Commercial_Healthcare_New_Water Heating_Natural Gas_Water Heater_E2_Baseline Forecast | Commercial | Healthcare | New | Water Heating | Natural Gas | Water Heater | E2 | TE 0.90 | Baseline Forecast | 0 | 18278.2999 | 36724.7807 | 56281.7308 | 67016.1475 | 75760.2643 | 84375.4438 | 84423.1407 | 84472.0718 | 84522.6161 | 80942.6585 | 74418.1288 | 65323.5385 | 55911.8709 | 46639.6868 | 32732.1911 | 21558.3336 | 12325.076 | 7237.391 | 3680.9384 | 861.0964 | 829.9357 | 796.5574 | 783.2104 | 767.9852 | 757.5885 | 752.0341 | 764.8833 | 807.5365 | 854.1079 | 907.9772
Commercial_Healthcare_New_Water Heating_Natural Gas_Water Heater_E3_Baseline Forecast | Commercial | Healthcare | New | Water Heating | Natural Gas | Water Heater | E3 | TE 0.94 | Baseline Forecast | 0 | 0 | 0 | 0 | 0 | 0 | 0 | 0 | 0 | 0 | 0 | 0 | 0 | 0 | 0 | 0 | 0 | 0 | 0 | 0 | 0 | 0 | 0 | 0 | 0 | 0 | 0 | 0 | 0 | 0 | 0
Commercial_Healthcare_New_Water Heating_Natural Gas_Water Heater_E4_Baseline Forecast | Commercial | Healthcare | New | Water Heating | Natural Gas | Water Heater | E4 | Instantaneous TE 0.94 | Baseline Forecast | 0 | 0 | 0 | 0 | 0 | 0 | 0 | 10758.7018 | 21359.9553 | 31806.6946 | 46730.143 | 65259.4822 | 86920.5549 | 108846.0148 | 130457.642 | 157842.5321 | 181613.8266 | 202784.9046 | 218549.4289 | 232241.737 | 244876.8122 | 253841.8239 | 262696.0284 | 271413.4807 | 280024.7981 | 288523.9278 | 296913.3168 | 305178.0597 | 313305.947 | 321332.3318 | 329255.1901
Commercial_Healthcare_New_Water Heating_Natural Gas_Water Heater_E5_Baseline Forecast | Commercial | Healthcare | New | Water Heating | Natural Gas | Water Heater | E5 | Gas-Fired Absorption HPWH | Baseline Forecast | 0 | 0 | 0 | 0 | 0 | 0 | 0 | 0 | 0 | 0 | 0 | 0 | 0 | 0 | 0 | 0 | 0 | 0 | 0 | 0 | 0 | 0 | 0 | 0 | 0 | 0 | 0 | 0 | 0 | 0 | 0
Commercial_Healthcare_New_Water Heating_Natural Gas_Water Heater_E6_Baseline Forecast | Commercial | Healthcare | New | Water Heating | Natural Gas | Water Heater | E6 |  | Baseline Forecast | 0 | 0 | 0 | 0 | 0 | 0 | 0 | 0 | 0 | 0 | 0 | 0 | 0 | 0 | 0 | 0 | 0 | 0 | 0 | 0 | 0 | 0 | 0 | 0 | 0 | 0 | 0 | 0 | 0 | 0 | 0
Commercial_Healthcare_New_Water Heating_Natural Gas_Water Heater_E7_Baseline Forecast | Commercial | Healthcare | New | Water Heating | Natural Gas | Water Heater | E7 |  | Baseline Forecast | 0 | 0 | 0 | 0 | 0 | 0 | 0 | 0 | 0 | 0 | 0 | 0 | 0 | 0 | 0 | 0 | 0 | 0 | 0 | 0 | 0 | 0 | 0 | 0 | 0 | 0 | 0 | 0 | 0 | 0 | 0
Commercial_Healthcare_New_Water Heating_Natural Gas_Water Heater_E8_Baseline Forecast | Commercial | Healthcare | New | Water Heating | Natural Gas | Water Heater | E8 |  | Baseline Forecast | 0 | 0 | 0 | 0 | 0 | 0 | 0 | 0 | 0 | 0 | 0 | 0 | 0 | 0 | 0 | 0 | 0 | 0 | 0 | 0 | 0 | 0 | 0 | 0 | 0 | 0 | 0 | 0 | 0 | 0 | 0
Commercial_Healthcare_New_Water Heating_Natural Gas_Water Heater_E9_Baseline Forecast | Commercial | Healthcare | New | Water Heating | Natural Gas | Water Heater | E9 |  | Baseline Forecast | 0 | 0 | 0 | 0 | 0 | 0 | 0 | 0 | 0 | 0 | 0 | 0 | 0 | 0 | 0 | 0 | 0 | 0 | 0 | 0 | 0 | 0 | 0 | 0 | 0 | 0 | 0 | 0 | 0 | 0 | 0
Commercial_Healthcare_New_Water Heating_Natural Gas_Water Heater_E10_Baseline Forecast | Commercial | Healthcare | New | Water Heating | Natural Gas | Water Heater | E10 |  | Baseline Forecast | 0 | 0 | 0 | 0 | 0 | 0 | 0 | 0 | 0 | 0 | 0 | 0 | 0 | 0 | 0 | 0 | 0 | 0 | 0 | 0 | 0 | 0 | 0 | 0 | 0 | 0 | 0 | 0 | 0 | 0 | 0
Commercial_Healthcare_New_Water Heating_Natural Gas_Water Heater_Vintage_Baseline Forecast | Commercial | Healthcare | New | Water Heating | Natural Gas | Water Heater | Vintage | Vintage | Baseline Forecast | 0 | 0 | 0 | 0 | 0 | 0 | 0 | 0 | 0 | 0 | 0 | 0 | 0 | 0 | 0 | 0 | 0 | 0 | 0 | 0 | 0 | 0 | 0 | 0 | 0 | 0 | 0 | 0 | 0 | 0 | 0
Commercial_Healthcare_New_Food Preparation_Natural Gas_Oven_E1_Baseline Forecast | Commercial | Healthcare | New | Food Preparation | Natural Gas | Oven | E1 | Standard | Baseline Forecast | 0 | 2851.0143 | 5726.0596 | 8771.7756 | 10441.4654 | 11807.7294 | 13158.9768 | 14493.2478 | 15809.306 | 17108.0362 | 18387.8935 | 19647.1779 | 20909.5205 | 22147.7013 | 23357.7391 | 24540.1535 | 25704.4658 | 26851.4036 | 27986.4328 | 29102.4774 | 30199.822 | 31275.5922 | 32332.0153 | 33500.236 | 34662.8329 | 35830.4957 | 37000.1524 | 38162.0608 | 39317.7921 | 40467.2874 | 41611.2637
Commercial_Healthcare_New_Food Preparation_Natural Gas_Oven_E2_Baseline Forecast | Commercial | Healthcare | New | Food Preparation | Natural Gas | Oven | E2 | ENERGY STAR (EF ≥ 44%) Convection Oven utilizing ASTM Std F1496 | Baseline Forecast | 0 | 4110.0089 | 8259.8213 | 12661.6161 | 15079.5324 | 17043.4555 | 18973.701 | 20873.2917 | 22744.5056 | 24587.4798 | 26404.7607 | 28199.0305 | 29947.621 | 31678.6962 | 33397.1633 | 35103.41 | 36788.8052 | 38453.494 | 40092.8662 | 41714.8369 | 43319.9442 | 44911.8694 | 46489.1764 | 47921.4962 | 49327.0113 | 50695.7779 | 52031.6 | 53344.937 | 54634.9217 | 55902.3031 | 57147.041
Commercial_Healthcare_New_Food Preparation_Natural Gas_Oven_E3_Baseline Forecast | Commercial | Healthcare | New | Food Preparation | Natural Gas | Oven | E3 |  | Baseline Forecast | 0 | 0 | 0 | 0 | 0 | 0 | 0 | 0 | 0 | 0 | 0 | 0 | 0 | 0 | 0 | 0 | 0 | 0 | 0 | 0 | 0 | 0 | 0 | 0 | 0 | 0 | 0 | 0 | 0 | 0 | 0
Commercial_Healthcare_New_Food Preparation_Natural Gas_Oven_E4_Baseline Forecast | Commercial | Healthcare | New | Food Preparation | Natural Gas | Oven | E4 |  | Baseline Forecast | 0 | 0 | 0 | 0 | 0 | 0 | 0 | 0 | 0 | 0 | 0 | 0 | 0 | 0 | 0 | 0 | 0 | 0 | 0 | 0 | 0 | 0 | 0 | 0 | 0 | 0 | 0 | 0 | 0 | 0 | 0
Commercial_Healthcare_New_Food Preparation_Natural Gas_Oven_E5_Baseline Forecast | Commercial | Healthcare | New | Food Preparation | Natural Gas | Oven | E5 |  | Baseline Forecast | 0 | 0 | 0 | 0 | 0 | 0 | 0 | 0 | 0 | 0 | 0 | 0 | 0 | 0 | 0 | 0 | 0 | 0 | 0 | 0 | 0 | 0 | 0 | 0 | 0 | 0 | 0 | 0 | 0 | 0 | 0
Commercial_Healthcare_New_Food Preparation_Natural Gas_Oven_E6_Baseline Forecast | Commercial | Healthcare | New | Food Preparation | Natural Gas | Oven | E6 |  | Baseline Forecast | 0 | 0 | 0 | 0 | 0 | 0 | 0 | 0 | 0 | 0 | 0 | 0 | 0 | 0 | 0 | 0 | 0 | 0 | 0 | 0 | 0 | 0 | 0 | 0 | 0 | 0 | 0 | 0 | 0 | 0 | 0
Commercial_Healthcare_New_Food Preparation_Natural Gas_Oven_E7_Baseline Forecast | Commercial | Healthcare | New | Food Preparation | Natural Gas | Oven | E7 |  | Baseline Forecast | 0 | 0 | 0 | 0 | 0 | 0 | 0 | 0 | 0 | 0 | 0 | 0 | 0 | 0 | 0 | 0 | 0 | 0 | 0 | 0 | 0 | 0 | 0 | 0 | 0 | 0 | 0 | 0 | 0 | 0 | 0
Commercial_Healthcare_New_Food Preparation_Natural Gas_Oven_E8_Baseline Forecast | Commercial | Healthcare | New | Food Preparation | Natural Gas | Oven | E8 |  | Baseline Forecast | 0 | 0 | 0 | 0 | 0 | 0 | 0 | 0 | 0 | 0 | 0 | 0 | 0 | 0 | 0 | 0 | 0 | 0 | 0 | 0 | 0 | 0 | 0 | 0 | 0 | 0 | 0 | 0 | 0 | 0 | 0
Commercial_Healthcare_New_Food Preparation_Natural Gas_Oven_E9_Baseline Forecast | Commercial | Healthcare | New | Food Preparation | Natural Gas | Oven | E9 |  | Baseline Forecast | 0 | 0 | 0 | 0 | 0 | 0 | 0 | 0 | 0 | 0 | 0 | 0 | 0 | 0 | 0 | 0 | 0 | 0 | 0 | 0 | 0 | 0 | 0 | 0 | 0 | 0 | 0 | 0 | 0 | 0 | 0
Commercial_Healthcare_New_Food Preparation_Natural Gas_Oven_E10_Baseline Forecast | Commercial | Healthcare | New | Food Preparation | Natural Gas | Oven | E10 |  | Baseline Forecast | 0 | 0 | 0 | 0 | 0 | 0 | 0 | 0 | 0 | 0 | 0 | 0 | 0 | 0 | 0 | 0 | 0 | 0 | 0 | 0 | 0 | 0 | 0 | 0 | 0 | 0 | 0 | 0 | 0 | 0 | 0
Commercial_Healthcare_New_Food Preparation_Natural Gas_Oven_Vintage_Baseline Forecast | Commercial | Healthcare | New | Food Preparation | Natural Gas | Oven | Vintage | Vintage | Baseline Forecast | 0 | 0 | 0 | 0 | 0 | 0 | 0 | 0 | 0 | 0 | 0 | 0 | 0 | 0 | 0 | 0 | 0 | 0 | 0 | 0 | 0 | 0 | 0 | 0 | 0 | 0 | 0 | 0 | 0 | 0 | 0
Commercial_Healthcare_New_Food Preparation_Natural Gas_Conveyor Oven_E1_Baseline Forecast | Commercial | Healthcare | New | Food Preparation | Natural Gas | Conveyor Oven | E1 | Standard | Baseline Forecast | 0 | 1427.2499 | 2868.2153 | 4396.6229 | 5234.0716 | 5917.1189 | 6590.4325 | 7253.3214 | 7905.3455 | 8548.3541 | 9182.3785 | 9807.6978 | 10428.891 | 11041.7733 | 11646.224 | 12242.7115 | 12831.2084 | 13413.8615 | 13991.7171 | 14562.7848 | 15126.4673 | 15682.2062 | 16232.2826 | 16839.4485 | 17439.5511 | 18023.228 | 18598.7041 | 19168.6389 | 19732.4416 | 20290.4736 | 20842.9917
Commercial_Healthcare_New_Food Preparation_Natural Gas_Conveyor Oven_E2_Baseline Forecast | Commercial | Healthcare | New | Food Preparation | Natural Gas | Conveyor Oven | E2 | ENERGY STAR (EF ≥ 44%) Convection Oven utilizing ASTM Std F1496 | Baseline Forecast | 0 | 2053.2617 | 4124.7252 | 6320.073 | 7526.4273 | 8508.4735 | 9475.9064 | 10429.9483 | 11371.5603 | 12299.4039 | 13213.9487 | 14115.4064 | 14999.6797 | 15871.4255 | 16731.2271 | 17579.0702 | 18415.4271 | 19238.5873 | 20047.9324 | 20845.8723 | 21633.4158 | 22411.5246 | 23178.3132 | 23871.4176 | 24555.371 | 25239.9089 | 25917.172 | 26584.86 | 27243.9153 | 27894.3216 | 28536.1606
Commercial_Healthcare_New_Food Preparation_Natural Gas_Conveyor Oven_E3_Baseline Forecast | Commercial | Healthcare | New | Food Preparation | Natural Gas | Conveyor Oven | E3 |  | Baseline Forecast | 0 | 0 | 0 | 0 | 0 | 0 | 0 | 0 | 0 | 0 | 0 | 0 | 0 | 0 | 0 | 0 | 0 | 0 | 0 | 0 | 0 | 0 | 0 | 0 | 0 | 0 | 0 | 0 | 0 | 0 | 0
Commercial_Healthcare_New_Food Preparation_Natural Gas_Conveyor Oven_E4_Baseline Forecast | Commercial | Healthcare | New | Food Preparation | Natural Gas | Conveyor Oven | E4 |  | Baseline Forecast | 0 | 0 | 0 | 0 | 0 | 0 | 0 | 0 | 0 | 0 | 0 | 0 | 0 | 0 | 0 | 0 | 0 | 0 | 0 | 0 | 0 | 0 | 0 | 0 | 0 | 0 | 0 | 0 | 0 | 0 | 0
Commercial_Healthcare_New_Food Preparation_Natural Gas_Conveyor Oven_E5_Baseline Forecast | Commercial | Healthcare | New | Food Preparation | Natural Gas | Conveyor Oven | E5 |  | Baseline Forecast | 0 | 0 | 0 | 0 | 0 | 0 | 0 | 0 | 0 | 0 | 0 | 0 | 0 | 0 | 0 | 0 | 0 | 0 | 0 | 0 | 0 | 0 | 0 | 0 | 0 | 0 | 0 | 0 | 0 | 0 | 0
Commercial_Healthcare_New_Food Preparation_Natural Gas_Conveyor Oven_E6_Baseline Forecast | Commercial | Healthcare | New | Food Preparation | Natural Gas | Conveyor Oven | E6 |  | Baseline Forecast | 0 | 0 | 0 | 0 | 0 | 0 | 0 | 0 | 0 | 0 | 0 | 0 | 0 | 0 | 0 | 0 | 0 | 0 | 0 | 0 | 0 | 0 | 0 | 0 | 0 | 0 | 0 | 0 | 0 | 0 | 0
Commercial_Healthcare_New_Food Preparation_Natural Gas_Conveyor Oven_E7_Baseline Forecast | Commercial | Healthcare | New | Food Preparation | Natural Gas | Conveyor Oven | E7 |  | Baseline Forecast | 0 | 0 | 0 | 0 | 0 | 0 | 0 | 0 | 0 | 0 | 0 | 0 | 0 | 0 | 0 | 0 | 0 | 0 | 0 | 0 | 0 | 0 | 0 | 0 | 0 | 0 | 0 | 0 | 0 | 0 | 0
Commercial_Healthcare_New_Food Preparation_Natural Gas_Conveyor Oven_E8_Baseline Forecast | Commercial | Healthcare | New | Food Preparation | Natural Gas | Conveyor Oven | E8 |  | Baseline Forecast | 0 | 0 | 0 | 0 | 0 | 0 | 0 | 0 | 0 | 0 | 0 | 0 | 0 | 0 | 0 | 0 | 0 | 0 | 0 | 0 | 0 | 0 | 0 | 0 | 0 | 0 | 0 | 0 | 0 | 0 | 0
Commercial_Healthcare_New_Food Preparation_Natural Gas_Conveyor Oven_E9_Baseline Forecast | Commercial | Healthcare | New | Food Preparation | Natural Gas | Conveyor Oven | E9 |  | Baseline Forecast | 0 | 0 | 0 | 0 | 0 | 0 | 0 | 0 | 0 | 0 | 0 | 0 | 0 | 0 | 0 | 0 | 0 | 0 | 0 | 0 | 0 | 0 | 0 | 0 | 0 | 0 | 0 | 0 | 0 | 0 | 0
Commercial_Healthcare_New_Food Preparation_Natural Gas_Conveyor Oven_E10_Baseline Forecast | Commercial | Healthcare | New | Food Preparation | Natural Gas | Conveyor Oven | E10 |  | Baseline Forecast | 0 | 0 | 0 | 0 | 0 | 0 | 0 | 0 | 0 | 0 | 0 | 0 | 0 | 0 | 0 | 0 | 0 | 0 | 0 | 0 | 0 | 0 | 0 | 0 | 0 | 0 | 0 | 0 | 0 | 0 | 0
Commercial_Healthcare_New_Food Preparation_Natural Gas_Conveyor Oven_Vintage_Baseline Forecast | Commercial | Healthcare | New | Food Preparation | Natural Gas | Conveyor Oven | Vintage | Vintage | Baseline Forecast | 0 | 0 | 0 | 0 | 0 | 0 | 0 | 0 | 0 | 0 | 0 | 0 | 0 | 0 | 0 | 0 | 0 | 0 | 0 | 0 | 0 | 0 | 0 | 0 | 0 | 0 | 0 | 0 | 0 | 0 | 0
Commercial_Healthcare_New_Food Preparation_Natural Gas_Double Rack Oven_E1_Baseline Forecast | Commercial | Healthcare | New | Food Preparation | Natural Gas | Double Rack Oven | E1 | Standard | Baseline Forecast | 0 | 1423.6326 | 2857.8838 | 4379.7414 | 5214.8899 | 5901.5518 | 6583.6288 | 7258.9552 | 7925.8727 | 8579.5468 | 9219.3726 | 9845.7307 | 10476.207 | 11092.1072 | 11700.5341 | 12301.9954 | 12893.8989 | 13477.7459 | 14056.4931 | 14621.9969 | 15175.6563 | 15718.3054 | 16251.4193 | 16912.1167 | 17579.1871 | 18256.8701 | 18943.2621 | 19635.9586 | 20347.1962 | 21073.7413 | 21809.0074
Commercial_Healthcare_New_Food Preparation_Natural Gas_Double Rack Oven_E2_Baseline Forecast | Commercial | Healthcare | New | Food Preparation | Natural Gas | Double Rack Oven | E2 | FTSC Qualified (>50% Cooking Efficiency) | Baseline Forecast | 0 | 2056.879 | 4135.0567 | 6336.9545 | 7545.609 | 8524.0407 | 9482.7102 | 10424.3145 | 11351.0331 | 12268.2111 | 13176.9546 | 14077.3735 | 14952.3638 | 15821.0916 | 16676.9171 | 17519.7864 | 18352.7366 | 19174.7029 | 19983.1564 | 20786.6602 | 21584.2268 | 22375.4254 | 23159.1765 | 23798.7494 | 24415.735 | 25006.2667 | 25572.6141 | 26117.5403 | 26629.1607 | 27111.0539 | 27570.145
Commercial_Healthcare_New_Food Preparation_Natural Gas_Double Rack Oven_E3_Baseline Forecast | Commercial | Healthcare | New | Food Preparation | Natural Gas | Double Rack Oven | E3 |  | Baseline Forecast | 0 | 0 | 0 | 0 | 0 | 0 | 0 | 0 | 0 | 0 | 0 | 0 | 0 | 0 | 0 | 0 | 0 | 0 | 0 | 0 | 0 | 0 | 0 | 0 | 0 | 0 | 0 | 0 | 0 | 0 | 0
Commercial_Healthcare_New_Food Preparation_Natural Gas_Double Rack Oven_E4_Baseline Forecast | Commercial | Healthcare | New | Food Preparation | Natural Gas | Double Rack Oven | E4 |  | Baseline Forecast | 0 | 0 | 0 | 0 | 0 | 0 | 0 | 0 | 0 | 0 | 0 | 0 | 0 | 0 | 0 | 0 | 0 | 0 | 0 | 0 | 0 | 0 | 0 | 0 | 0 | 0 | 0 | 0 | 0 | 0 | 0
Commercial_Healthcare_New_Food Preparation_Natural Gas_Double Rack Oven_E5_Baseline Forecast | Commercial | Healthcare | New | Food Preparation | Natural Gas | Double Rack Oven | E5 |  | Baseline Forecast | 0 | 0 | 0 | 0 | 0 | 0 | 0 | 0 | 0 | 0 | 0 | 0 | 0 | 0 | 0 | 0 | 0 | 0 | 0 | 0 | 0 | 0 | 0 | 0 | 0 | 0 | 0 | 0 | 0 | 0 | 0
Commercial_Healthcare_New_Food Preparation_Natural Gas_Double Rack Oven_E6_Baseline Forecast | Commercial | Healthcare | New | Food Preparation | Natural Gas | Double Rack Oven | E6 |  | Baseline Forecast | 0 | 0 | 0 | 0 | 0 | 0 | 0 | 0 | 0 | 0 | 0 | 0 | 0 | 0 | 0 | 0 | 0 | 0 | 0 | 0 | 0 | 0 | 0 | 0 | 0 | 0 | 0 | 0 | 0 | 0 | 0
Commercial_Healthcare_New_Food Preparation_Natural Gas_Double Rack Oven_E7_Baseline Forecast | Commercial | Healthcare | New | Food Preparation | Natural Gas | Double Rack Oven | E7 |  | Baseline Forecast | 0 | 0 | 0 | 0 | 0 | 0 | 0 | 0 | 0 | 0 | 0 | 0 | 0 | 0 | 0 | 0 | 0 | 0 | 0 | 0 | 0 | 0 | 0 | 0 | 0 | 0 | 0 | 0 | 0 | 0 | 0
Commercial_Healthcare_New_Food Preparation_Natural Gas_Double Rack Oven_E8_Baseline Forecast | Commercial | Healthcare | New | Food Preparation | Natural Gas | Double Rack Oven | E8 |  | Baseline Forecast | 0 | 0 | 0 | 0 | 0 | 0 | 0 | 0 | 0 | 0 | 0 | 0 | 0 | 0 | 0 | 0 | 0 | 0 | 0 | 0 | 0 | 0 | 0 | 0 | 0 | 0 | 0 | 0 | 0 | 0 | 0
Commercial_Healthcare_New_Food Preparation_Natural Gas_Double Rack Oven_E9_Baseline Forecast | Commercial | Healthcare | New | Food Preparation | Natural Gas | Double Rack Oven | E9 |  | Baseline Forecast | 0 | 0 | 0 | 0 | 0 | 0 | 0 | 0 | 0 | 0 | 0 | 0 | 0 | 0 | 0 | 0 | 0 | 0 | 0 | 0 | 0 | 0 | 0 | 0 | 0 | 0 | 0 | 0 | 0 | 0 | 0
Commercial_Healthcare_New_Food Preparation_Natural Gas_Double Rack Oven_E10_Baseline Forecast | Commercial | Healthcare | New | Food Preparation | Natural Gas | Double Rack Oven | E10 |  | Baseline Forecast | 0 | 0 | 0 | 0 | 0 | 0 | 0 | 0 | 0 | 0 | 0 | 0 | 0 | 0 | 0 | 0 | 0 | 0 | 0 | 0 | 0 | 0 | 0 | 0 | 0 | 0 | 0 | 0 | 0 | 0 | 0
Commercial_Healthcare_New_Food Preparation_Natural Gas_Double Rack Oven_Vintage_Baseline Forecast | Commercial | Healthcare | New | Food Preparation | Natural Gas | Double Rack Oven | Vintage | Vintage | Baseline Forecast | 0 | 0 | 0 | 0 | 0 | 0 | 0 | 0 | 0 | 0 | 0 | 0 | 0 | 0 | 0 | 0 | 0 | 0 | 0 | 0 | 0 | 0 | 0 | 0 | 0 | 0 | 0 | 0 | 0 | 0 | 0
Commercial_Healthcare_New_Food Preparation_Natural Gas_Fryer_E1_Baseline Forecast | Commercial | Healthcare | New | Food Preparation | Natural Gas | Fryer | E1 | Standard | Baseline Forecast | 0 | 2960.8789 | 5946.7639 | 5946.7639 | 5946.7639 | 5946.7639 | 5946.7639 | 5946.7639 | 5946.7639 | 5354.5881 | 4283.6705 | 3426.9364 | 2741.5491 | 2193.2393 | 978.4148 | 0 | 0 | 0 | 0 | 0 | 0 | 0 | 0 | 0 | 0 | 0 | 0 | 0 | 0 | 0 | 0
Commercial_Healthcare_New_Food Preparation_Natural Gas_Fryer_E2_Baseline Forecast | Commercial | Healthcare | New | Food Preparation | Natural Gas | Fryer | E2 | ENERGY STAR | Baseline Forecast | 0 | 1043.959 | 2099.6374 | 6384.3629 | 8736.0574 | 10651.9912 | 12539.9101 | 14400.4255 | 16234.1371 | 18633.8081 | 21486.5811 | 24100.0957 | 26517.7425 | 28774.3342 | 31673.9953 | 34314.3238 | 35953.8265 | 37571.4204 | 39167.5978 | 40742.8414 | 42297.6246 | 43832.4116 | 45347.6575 | 46843.8087 | 48321.3031 | 49780.5697 | 51222.0296 | 52646.0957 | 54053.1727 | 55443.6579 | 56817.9405
Commercial_Healthcare_New_Food Preparation_Natural Gas_Fryer_E3_Baseline Forecast | Commercial | Healthcare | New | Food Preparation | Natural Gas | Fryer | E3 |  | Baseline Forecast | 0 | 0 | 0 | 0 | 0 | 0 | 0 | 0 | 0 | 0 | 0 | 0 | 0 | 0 | 0 | 0 | 0 | 0 | 0 | 0 | 0 | 0 | 0 | 0 | 0 | 0 | 0 | 0 | 0 | 0 | 0
Commercial_Healthcare_New_Food Preparation_Natural Gas_Fryer_E4_Baseline Forecast | Commercial | Healthcare | New | Food Preparation | Natural Gas | Fryer | E4 |  | Baseline Forecast | 0 | 0 | 0 | 0 | 0 | 0 | 0 | 0 | 0 | 0 | 0 | 0 | 0 | 0 | 0 | 0 | 0 | 0 | 0 | 0 | 0 | 0 | 0 | 0 | 0 | 0 | 0 | 0 | 0 | 0 | 0
Commercial_Healthcare_New_Food Preparation_Natural Gas_Fryer_E5_Baseline Forecast | Commercial | Healthcare | New | Food Preparation | Natural Gas | Fryer | E5 |  | Baseline Forecast | 0 | 0 | 0 | 0 | 0 | 0 | 0 | 0 | 0 | 0 | 0 | 0 | 0 | 0 | 0 | 0 | 0 | 0 | 0 | 0 | 0 | 0 | 0 | 0 | 0 | 0 | 0 | 0 | 0 | 0 | 0
Commercial_Healthcare_New_Food Preparation_Natural Gas_Fryer_E6_Baseline Forecast | Commercial | Healthcare | New | Food Preparation | Natural Gas | Fryer | E6 |  | Baseline Forecast | 0 | 0 | 0 | 0 | 0 | 0 | 0 | 0 | 0 | 0 | 0 | 0 | 0 | 0 | 0 | 0 | 0 | 0 | 0 | 0 | 0 | 0 | 0 | 0 | 0 | 0 | 0 | 0 | 0 | 0 | 0
Commercial_Healthcare_New_Food Preparation_Natural Gas_Fryer_E7_Baseline Forecast | Commercial | Healthcare | New | Food Preparation | Natural Gas | Fryer | E7 |  | Baseline Forecast | 0 | 0 | 0 | 0 | 0 | 0 | 0 | 0 | 0 | 0 | 0 | 0 | 0 | 0 | 0 | 0 | 0 | 0 | 0 | 0 | 0 | 0 | 0 | 0 | 0 | 0 | 0 | 0 | 0 | 0 | 0
Commercial_Healthcare_New_Food Preparation_Natural Gas_Fryer_E8_Baseline Forecast | Commercial | Healthcare | New | Food Preparation | Natural Gas | Fryer | E8 |  | Baseline Forecast | 0 | 0 | 0 | 0 | 0 | 0 | 0 | 0 | 0 | 0 | 0 | 0 | 0 | 0 | 0 | 0 | 0 | 0 | 0 | 0 | 0 | 0 | 0 | 0 | 0 | 0 | 0 | 0 | 0 | 0 | 0
Commercial_Healthcare_New_Food Preparation_Natural Gas_Fryer_E9_Baseline Forecast | Commercial | Healthcare | New | Food Preparation | Natural Gas | Fryer | E9 |  | Baseline Forecast | 0 | 0 | 0 | 0 | 0 | 0 | 0 | 0 | 0 | 0 | 0 | 0 | 0 | 0 | 0 | 0 | 0 | 0 | 0 | 0 | 0 | 0 | 0 | 0 | 0 | 0 | 0 | 0 | 0 | 0 | 0
Commercial_Healthcare_New_Food Preparation_Natural Gas_Fryer_E10_Baseline Forecast | Commercial | Healthcare | New | Food Preparation | Natural Gas | Fryer | E10 |  | Baseline Forecast | 0 | 0 | 0 | 0 | 0 | 0 | 0 | 0 | 0 | 0 | 0 | 0 | 0 | 0 | 0 | 0 | 0 | 0 | 0 | 0 | 0 | 0 | 0 | 0 | 0 | 0 | 0 | 0 | 0 | 0 | 0
Commercial_Healthcare_New_Food Preparation_Natural Gas_Fryer_Vintage_Baseline Forecast | Commercial | Healthcare | New | Food Preparation | Natural Gas | Fryer | Vintage | Vintage | Baseline Forecast | 0 | 0 | 0 | 0 | 0 | 0 | 0 | 0 | 0 | 0 | 0 | 0 | 0 | 0 | 0 | 0 | 0 | 0 | 0 | 0 | 0 | 0 | 0 | 0 | 0 | 0 | 0 | 0 | 0 | 0 | 0
Commercial_Healthcare_New_Food Preparation_Natural Gas_Broiler_E1_Baseline Forecast | Commercial | Healthcare | New | Food Preparation | Natural Gas | Broiler | E1 | Standard | Baseline Forecast | 0 | 1630.3578 | 3274.6826 | 5018.4698 | 5975.5038 | 6757.714 | 7530.6441 | 8293.5882 | 9046.0549 | 9786.3153 | 10514.2695 | 11230.1983 | 11941.2459 | 12640.149 | 13329.8547 | 14010.7006 | 14681.7856 | 15343.8515 | 15998.2044 | 16641.729 | 17275.0967 | 17898.7575 | 18513.4282 | 19169.8876 | 19823.4436 | 20475.7853 | 21126.3077 | 21774.2286 | 22423.9678 | 23074.5758 | 23723.6936
Commercial_Healthcare_New_Food Preparation_Natural Gas_Broiler_E2_Baseline Forecast | Commercial | Healthcare | New | Food Preparation | Natural Gas | Broiler | E2 | Infrared Burners | Baseline Forecast | 0 | 574.6652 | 1155.5841 | 1770.9231 | 2108.7082 | 2381.3917 | 2647.9305 | 2909.3673 | 3166.5235 | 3421.4516 | 3674.5689 | 3925.9055 | 4168.6224 | 4410.2819 | 4648.2301 | 4882.417 | 5114.0255 | 5342.5904 | 5567.0765 | 5790.865 | 6013.5451 | 6234.9224 | 6454.5307 | 6621.8369 | 6781.7743 | 6932.89 | 7076.0207 | 7212.1761 | 7337.1593 | 7452.1382 | 7559.6864
Commercial_Healthcare_New_Food Preparation_Natural Gas_Broiler_E3_Baseline Forecast | Commercial | Healthcare | New | Food Preparation | Natural Gas | Broiler | E3 |  | Baseline Forecast | 0 | 0 | 0 | 0 | 0 | 0 | 0 | 0 | 0 | 0 | 0 | 0 | 0 | 0 | 0 | 0 | 0 | 0 | 0 | 0 | 0 | 0 | 0 | 0 | 0 | 0 | 0 | 0 | 0 | 0 | 0
Commercial_Healthcare_New_Food Preparation_Natural Gas_Broiler_E4_Baseline Forecast | Commercial | Healthcare | New | Food Preparation | Natural Gas | Broiler | E4 |  | Baseline Forecast | 0 | 0 | 0 | 0 | 0 | 0 | 0 | 0 | 0 | 0 | 0 | 0 | 0 | 0 | 0 | 0 | 0 | 0 | 0 | 0 | 0 | 0 | 0 | 0 | 0 | 0 | 0 | 0 | 0 | 0 | 0
Commercial_Healthcare_New_Food Preparation_Natural Gas_Broiler_E5_Baseline Forecast | Commercial | Healthcare | New | Food Preparation | Natural Gas | Broiler | E5 |  | Baseline Forecast | 0 | 0 | 0 | 0 | 0 | 0 | 0 | 0 | 0 | 0 | 0 | 0 | 0 | 0 | 0 | 0 | 0 | 0 | 0 | 0 | 0 | 0 | 0 | 0 | 0 | 0 | 0 | 0 | 0 | 0 | 0
Commercial_Healthcare_New_Food Preparation_Natural Gas_Broiler_E6_Baseline Forecast | Commercial | Healthcare | New | Food Preparation | Natural Gas | Broiler | E6 |  | Baseline Forecast | 0 | 0 | 0 | 0 | 0 | 0 | 0 | 0 | 0 | 0 | 0 | 0 | 0 | 0 | 0 | 0 | 0 | 0 | 0 | 0 | 0 | 0 | 0 | 0 | 0 | 0 | 0 | 0 | 0 | 0 | 0
Commercial_Healthcare_New_Food Preparation_Natural Gas_Broiler_E7_Baseline Forecast | Commercial | Healthcare | New | Food Preparation | Natural Gas | Broiler | E7 |  | Baseline Forecast | 0 | 0 | 0 | 0 | 0 | 0 | 0 | 0 | 0 | 0 | 0 | 0 | 0 | 0 | 0 | 0 | 0 | 0 | 0 | 0 | 0 | 0 | 0 | 0 | 0 | 0 | 0 | 0 | 0 | 0 | 0
Commercial_Healthcare_New_Food Preparation_Natural Gas_Broiler_E8_Baseline Forecast | Commercial | Healthcare | New | Food Preparation | Natural Gas | Broiler | E8 |  | Baseline Forecast | 0 | 0 | 0 | 0 | 0 | 0 | 0 | 0 | 0 | 0 | 0 | 0 | 0 | 0 | 0 | 0 | 0 | 0 | 0 | 0 | 0 | 0 | 0 | 0 | 0 | 0 | 0 | 0 | 0 | 0 | 0
Commercial_Healthcare_New_Food Preparation_Natural Gas_Broiler_E9_Baseline Forecast | Commercial | Healthcare | New | Food Preparation | Natural Gas | Broiler | E9 |  | Baseline Forecast | 0 | 0 | 0 | 0 | 0 | 0 | 0 | 0 | 0 | 0 | 0 | 0 | 0 | 0 | 0 | 0 | 0 | 0 | 0 | 0 | 0 | 0 | 0 | 0 | 0 | 0 | 0 | 0 | 0 | 0 | 0
Commercial_Healthcare_New_Food Preparation_Natural Gas_Broiler_E10_Baseline Forecast | Commercial | Healthcare | New | Food Preparation | Natural Gas | Broiler | E10 |  | Baseline Forecast | 0 | 0 | 0 | 0 | 0 | 0 | 0 | 0 | 0 | 0 | 0 | 0 | 0 | 0 | 0 | 0 | 0 | 0 | 0 | 0 | 0 | 0 | 0 | 0 | 0 | 0 | 0 | 0 | 0 | 0 | 0
Commercial_Healthcare_New_Food Preparation_Natural Gas_Broiler_Vintage_Baseline Forecast | Commercial | Healthcare | New | Food Preparation | Natural Gas | Broiler | Vintage | Vintage | Baseline Forecast | 0 | 0 | 0 | 0 | 0 | 0 | 0 | 0 | 0 | 0 | 0 | 0 | 0 | 0 | 0 | 0 | 0 | 0 | 0 | 0 | 0 | 0 | 0 | 0 | 0 | 0 | 0 | 0 | 0 | 0 | 0
Commercial_Healthcare_New_Food Preparation_Natural Gas_Griddle_E1_Baseline Forecast | Commercial | Healthcare | New | Food Preparation | Natural Gas | Griddle | E1 | Standard | Baseline Forecast | 0 | 3821.9383 | 7678.3064 | 11767.0277 | 14011.1109 | 15840.9664 | 17645.458 | 19424.5634 | 21178.3761 | 22906.1651 | 24608.2762 | 26285.2979 | 27942.1903 | 29574.6533 | 31184.9605 | 32773.6929 | 34340.6331 | 35886.5956 | 37412.759 | 38917.4658 | 40401.4832 | 41865.4256 | 43310.0606 | 44771.5466 | 46218.6505 | 47652.8484 | 49074.0114 | 50481.8708 | 51880.0176 | 53267.9217 | 54644.2078
Commercial_Healthcare_New_Food Preparation_Natural Gas_Griddle_E2_Baseline Forecast | Commercial | Healthcare | New | Food Preparation | Natural Gas | Griddle | E2 | ENERGY STAR | Baseline Forecast | 0 | 1562.2818 | 3139.5087 | 4811.2965 | 5728.8994 | 6474.8809 | 7208.5622 | 7930.7877 | 8642.2698 | 9344.5299 | 10037.9969 | 10722.8417 | 11394.8493 | 12059.0499 | 12713.8858 | 13359.4784 | 13996.7331 | 14625.5109 | 15245.2946 | 15858.3909 | 16464.6691 | 17064.1387 | 17656.6442 | 18206.6274 | 18745.9096 | 19273.592 | 19790.3695 | 20297.0658 | 20790.6342 | 21272.1387 | 21743.478
Commercial_Healthcare_New_Food Preparation_Natural Gas_Griddle_E3_Baseline Forecast | Commercial | Healthcare | New | Food Preparation | Natural Gas | Griddle | E3 |  | Baseline Forecast | 0 | 0 | 0 | 0 | 0 | 0 | 0 | 0 | 0 | 0 | 0 | 0 | 0 | 0 | 0 | 0 | 0 | 0 | 0 | 0 | 0 | 0 | 0 | 0 | 0 | 0 | 0 | 0 | 0 | 0 | 0
Commercial_Healthcare_New_Food Preparation_Natural Gas_Griddle_E4_Baseline Forecast | Commercial | Healthcare | New | Food Preparation | Natural Gas | Griddle | E4 |  | Baseline Forecast | 0 | 0 | 0 | 0 | 0 | 0 | 0 | 0 | 0 | 0 | 0 | 0 | 0 | 0 | 0 | 0 | 0 | 0 | 0 | 0 | 0 | 0 | 0 | 0 | 0 | 0 | 0 | 0 | 0 | 0 | 0
Commercial_Healthcare_New_Food Preparation_Natural Gas_Griddle_E5_Baseline Forecast | Commercial | Healthcare | New | Food Preparation | Natural Gas | Griddle | E5 |  | Baseline Forecast | 0 | 0 | 0 | 0 | 0 | 0 | 0 | 0 | 0 | 0 | 0 | 0 | 0 | 0 | 0 | 0 | 0 | 0 | 0 | 0 | 0 | 0 | 0 | 0 | 0 | 0 | 0 | 0 | 0 | 0 | 0
Commercial_Healthcare_New_Food Preparation_Natural Gas_Griddle_E6_Baseline Forecast | Commercial | Healthcare | New | Food Preparation | Natural Gas | Griddle | E6 |  | Baseline Forecast | 0 | 0 | 0 | 0 | 0 | 0 | 0 | 0 | 0 | 0 | 0 | 0 | 0 | 0 | 0 | 0 | 0 | 0 | 0 | 0 | 0 | 0 | 0 | 0 | 0 | 0 | 0 | 0 | 0 | 0 | 0
Commercial_Healthcare_New_Food Preparation_Natural Gas_Griddle_E7_Baseline Forecast | Commercial | Healthcare | New | Food Preparation | Natural Gas | Griddle | E7 |  | Baseline Forecast | 0 | 0 | 0 | 0 | 0 | 0 | 0 | 0 | 0 | 0 | 0 | 0 | 0 | 0 | 0 | 0 | 0 | 0 | 0 | 0 | 0 | 0 | 0 | 0 | 0 | 0 | 0 | 0 | 0 | 0 | 0
Commercial_Healthcare_New_Food Preparation_Natural Gas_Griddle_E8_Baseline Forecast | Commercial | Healthcare | New | Food Preparation | Natural Gas | Griddle | E8 |  | Baseline Forecast | 0 | 0 | 0 | 0 | 0 | 0 | 0 | 0 | 0 | 0 | 0 | 0 | 0 | 0 | 0 | 0 | 0 | 0 | 0 | 0 | 0 | 0 | 0 | 0 | 0 | 0 | 0 | 0 | 0 | 0 | 0
Commercial_Healthcare_New_Food Preparation_Natural Gas_Griddle_E9_Baseline Forecast | Commercial | Healthcare | New | Food Preparation | Natural Gas | Griddle | E9 |  | Baseline Forecast | 0 | 0 | 0 | 0 | 0 | 0 | 0 | 0 | 0 | 0 | 0 | 0 | 0 | 0 | 0 | 0 | 0 | 0 | 0 | 0 | 0 | 0 | 0 | 0 | 0 | 0 | 0 | 0 | 0 | 0 | 0
Commercial_Healthcare_New_Food Preparation_Natural Gas_Griddle_E10_Baseline Forecast | Commercial | Healthcare | New | Food Preparation | Natural Gas | Griddle | E10 |  | Baseline Forecast | 0 | 0 | 0 | 0 | 0 | 0 | 0 | 0 | 0 | 0 | 0 | 0 | 0 | 0 | 0 | 0 | 0 | 0 | 0 | 0 | 0 | 0 | 0 | 0 | 0 | 0 | 0 | 0 | 0 | 0 | 0
Commercial_Healthcare_New_Food Preparation_Natural Gas_Griddle_Vintage_Baseline Forecast | Commercial | Healthcare | New | Food Preparation | Natural Gas | Griddle | Vintage | Vintage | Baseline Forecast | 0 | 0 | 0 | 0 | 0 | 0 | 0 | 0 | 0 | 0 | 0 | 0 | 0 | 0 | 0 | 0 | 0 | 0 | 0 | 0 | 0 | 0 | 0 | 0 | 0 | 0 | 0 | 0 | 0 | 0 | 0
Commercial_Healthcare_New_Food Preparation_Natural Gas_Range_E1_Baseline Forecast | Commercial | Healthcare | New | Food Preparation | Natural Gas | Range | E1 | Standard | Baseline Forecast | 0 | 12895.7607 | 25900.9574 | 39678.6305 | 47232.8571 | 53407.0426 | 59507.1287 | 65527.4257 | 71464.1537 | 77320.8581 | 83115.3987 | 88818.4117 | 94519.4905 | 100107.275 | 105568.7607 | 110905.7972 | 116166.0496 | 121350.0914 | 126472.8904 | 131505.5819 | 136458.387 | 141318.5339 | 146097.7612 | 151340.4122 | 156604.0555 | 161876.697 | 167121.3893 | 172330.8111 | 177504.0167 | 182679.7729 | 187806.9637
Commercial_Healthcare_New_Food Preparation_Natural Gas_Range_E2_Baseline Forecast | Commercial | Healthcare | New | Food Preparation | Natural Gas | Range | E2 | High Efficiency | Baseline Forecast | 0 | 18587.6568 | 37354.5894 | 57260.6267 | 68193.8846 | 77081.5182 | 85823.0163 | 94428.8756 | 102907.5887 | 111260.2307 | 119473.4722 | 127581.1189 | 135497.9321 | 143339.5423 | 151123.1408 | 158850.9831 | 166479.4296 | 174011.8537 | 181437.1578 | 188788.0017 | 196057.8856 | 203263.2303 | 210395.8759 | 216914.9879 | 223266.4389 | 229465.5977 | 235552.7209 | 241538.3754 | 247426.6898 | 253182.0188 | 258858.5399
Commercial_Healthcare_New_Food Preparation_Natural Gas_Range_E3_Baseline Forecast | Commercial | Healthcare | New | Food Preparation | Natural Gas | Range | E3 |  | Baseline Forecast | 0 | 0 | 0 | 0 | 0 | 0 | 0 | 0 | 0 | 0 | 0 | 0 | 0 | 0 | 0 | 0 | 0 | 0 | 0 | 0 | 0 | 0 | 0 | 0 | 0 | 0 | 0 | 0 | 0 | 0 | 0
Commercial_Healthcare_New_Food Preparation_Natural Gas_Range_E4_Baseline Forecast | Commercial | Healthcare | New | Food Preparation | Natural Gas | Range | E4 |  | Baseline Forecast | 0 | 0 | 0 | 0 | 0 | 0 | 0 | 0 | 0 | 0 | 0 | 0 | 0 | 0 | 0 | 0 | 0 | 0 | 0 | 0 | 0 | 0 | 0 | 0 | 0 | 0 | 0 | 0 | 0 | 0 | 0
Commercial_Healthcare_New_Food Preparation_Natural Gas_Range_E5_Baseline Forecast | Commercial | Healthcare | New | Food Preparation | Natural Gas | Range | E5 |  | Baseline Forecast | 0 | 0 | 0 | 0 | 0 | 0 | 0 | 0 | 0 | 0 | 0 | 0 | 0 | 0 | 0 | 0 | 0 | 0 | 0 | 0 | 0 | 0 | 0 | 0 | 0 | 0 | 0 | 0 | 0 | 0 | 0
Commercial_Healthcare_New_Food Preparation_Natural Gas_Range_E6_Baseline Forecast | Commercial | Healthcare | New | Food Preparation | Natural Gas | Range | E6 |  | Baseline Forecast | 0 | 0 | 0 | 0 | 0 | 0 | 0 | 0 | 0 | 0 | 0 | 0 | 0 | 0 | 0 | 0 | 0 | 0 | 0 | 0 | 0 | 0 | 0 | 0 | 0 | 0 | 0 | 0 | 0 | 0 | 0
Commercial_Healthcare_New_Food Preparation_Natural Gas_Range_E7_Baseline Forecast | Commercial | Healthcare | New | Food Preparation | Natural Gas | Range | E7 |  | Baseline Forecast | 0 | 0 | 0 | 0 | 0 | 0 | 0 | 0 | 0 | 0 | 0 | 0 | 0 | 0 | 0 | 0 | 0 | 0 | 0 | 0 | 0 | 0 | 0 | 0 | 0 | 0 | 0 | 0 | 0 | 0 | 0
Commercial_Healthcare_New_Food Preparation_Natural Gas_Range_E8_Baseline Forecast | Commercial | Healthcare | New | Food Preparation | Natural Gas | Range | E8 |  | Baseline Forecast | 0 | 0 | 0 | 0 | 0 | 0 | 0 | 0 | 0 | 0 | 0 | 0 | 0 | 0 | 0 | 0 | 0 | 0 | 0 | 0 | 0 | 0 | 0 | 0 | 0 | 0 | 0 | 0 | 0 | 0 | 0
Commercial_Healthcare_New_Food Preparation_Natural Gas_Range_E9_Baseline Forecast | Commercial | Healthcare | New | Food Preparation | Natural Gas | Range | E9 |  | Baseline Forecast | 0 | 0 | 0 | 0 | 0 | 0 | 0 | 0 | 0 | 0 | 0 | 0 | 0 | 0 | 0 | 0 | 0 | 0 | 0 | 0 | 0 | 0 | 0 | 0 | 0 | 0 | 0 | 0 | 0 | 0 | 0
Commercial_Healthcare_New_Food Preparation_Natural Gas_Range_E10_Baseline Forecast | Commercial | Healthcare | New | Food Preparation | Natural Gas | Range | E10 |  | Baseline Forecast | 0 | 0 | 0 | 0 | 0 | 0 | 0 | 0 | 0 | 0 | 0 | 0 | 0 | 0 | 0 | 0 | 0 | 0 | 0 | 0 | 0 | 0 | 0 | 0 | 0 | 0 | 0 | 0 | 0 | 0 | 0
Commercial_Healthcare_New_Food Preparation_Natural Gas_Range_Vintage_Baseline Forecast | Commercial | Healthcare | New | Food Preparation | Natural Gas | Range | Vintage | Vintage | Baseline Forecast | 0 | 0 | 0 | 0 | 0 | 0 | 0 | 0 | 0 | 0 | 0 | 0 | 0 | 0 | 0 | 0 | 0 | 0 | 0 | 0 | 0 | 0 | 0 | 0 | 0 | 0 | 0 | 0 | 0 | 0 | 0
Commercial_Healthcare_New_Food Preparation_Natural Gas_Steamer_E1_Baseline Forecast | Commercial | Healthcare | New | Food Preparation | Natural Gas | Steamer | E1 | Standard | Baseline Forecast | 0 | 2280.1863 | 4578.1581 | 4578.1581 | 4578.1581 | 4578.1581 | 4578.1581 | 4578.1581 | 4578.1581 | 4578.1581 | 4324.804 | 3844.2703 | 3417.1291 | 3037.4481 | 2699.9539 | 2399.959 | 2133.2969 | 1896.2639 | 1685.5679 | 796.108 | 0 | 0 | 0 | 0 | 0 | 0 | 0 | 0 | 0 | 0 | 0
Commercial_Healthcare_New_Food Preparation_Natural Gas_Steamer_E2_Baseline Forecast | Commercial | Healthcare | New | Food Preparation | Natural Gas | Steamer | E2 | ENERGY STAR | Baseline Forecast | 0 | 2290.9854 | 4606.1044 | 9496.7433 | 12180.9966 | 14367.8673 | 16522.7614 | 18646.3769 | 20739.398 | 22802.4956 | 25089.6816 | 27575.4264 | 29979.7901 | 32309.3252 | 34569.913 | 36766.8368 | 38904.8477 | 40988.2225 | 43020.8152 | 45708.2778 | 48279.0346 | 50030.8595 | 51760.3801 | 53468.1057 | 55154.5361 | 56820.1611 | 58465.4614 | 60090.9081 | 61696.9634 | 63284.0804 | 64852.7037
Commercial_Healthcare_New_Food Preparation_Natural Gas_Steamer_E3_Baseline Forecast | Commercial | Healthcare | New | Food Preparation | Natural Gas | Steamer | E3 |  | Baseline Forecast | 0 | 0 | 0 | 0 | 0 | 0 | 0 | 0 | 0 | 0 | 0 | 0 | 0 | 0 | 0 | 0 | 0 | 0 | 0 | 0 | 0 | 0 | 0 | 0 | 0 | 0 | 0 | 0 | 0 | 0 | 0
Commercial_Healthcare_New_Food Preparation_Natural Gas_Steamer_E4_Baseline Forecast | Commercial | Healthcare | New | Food Preparation | Natural Gas | Steamer | E4 |  | Baseline Forecast | 0 | 0 | 0 | 0 | 0 | 0 | 0 | 0 | 0 | 0 | 0 | 0 | 0 | 0 | 0 | 0 | 0 | 0 | 0 | 0 | 0 | 0 | 0 | 0 | 0 | 0 | 0 | 0 | 0 | 0 | 0
Commercial_Healthcare_New_Food Preparation_Natural Gas_Steamer_E5_Baseline Forecast | Commercial | Healthcare | New | Food Preparation | Natural Gas | Steamer | E5 |  | Baseline Forecast | 0 | 0 | 0 | 0 | 0 | 0 | 0 | 0 | 0 | 0 | 0 | 0 | 0 | 0 | 0 | 0 | 0 | 0 | 0 | 0 | 0 | 0 | 0 | 0 | 0 | 0 | 0 | 0 | 0 | 0 | 0
Commercial_Healthcare_New_Food Preparation_Natural Gas_Steamer_E6_Baseline Forecast | Commercial | Healthcare | New | Food Preparation | Natural Gas | Steamer | E6 |  | Baseline Forecast | 0 | 0 | 0 | 0 | 0 | 0 | 0 | 0 | 0 | 0 | 0 | 0 | 0 | 0 | 0 | 0 | 0 | 0 | 0 | 0 | 0 | 0 | 0 | 0 | 0 | 0 | 0 | 0 | 0 | 0 | 0
Commercial_Healthcare_New_Food Preparation_Natural Gas_Steamer_E7_Baseline Forecast | Commercial | Healthcare | New | Food Preparation | Natural Gas | Steamer | E7 |  | Baseline Forecast | 0 | 0 | 0 | 0 | 0 | 0 | 0 | 0 | 0 | 0 | 0 | 0 | 0 | 0 | 0 | 0 | 0 | 0 | 0 | 0 | 0 | 0 | 0 | 0 | 0 | 0 | 0 | 0 | 0 | 0 | 0
Commercial_Healthcare_New_Food Preparation_Natural Gas_Steamer_E8_Baseline Forecast | Commercial | Healthcare | New | Food Preparation | Natural Gas | Steamer | E8 |  | Baseline Forecast | 0 | 0 | 0 | 0 | 0 | 0 | 0 | 0 | 0 | 0 | 0 | 0 | 0 | 0 | 0 | 0 | 0 | 0 | 0 | 0 | 0 | 0 | 0 | 0 | 0 | 0 | 0 | 0 | 0 | 0 | 0
Commercial_Healthcare_New_Food Preparation_Natural Gas_Steamer_E9_Baseline Forecast | Commercial | Healthcare | New | Food Preparation | Natural Gas | Steamer | E9 |  | Baseline Forecast | 0 | 0 | 0 | 0 | 0 | 0 | 0 | 0 | 0 | 0 | 0 | 0 | 0 | 0 | 0 | 0 | 0 | 0 | 0 | 0 | 0 | 0 | 0 | 0 | 0 | 0 | 0 | 0 | 0 | 0 | 0
Commercial_Healthcare_New_Food Preparation_Natural Gas_Steamer_E10_Baseline Forecast | Commercial | Healthcare | New | Food Preparation | Natural Gas | Steamer | E10 |  | Baseline Forecast | 0 | 0 | 0 | 0 | 0 | 0 | 0 | 0 | 0 | 0 | 0 | 0 | 0 | 0 | 0 | 0 | 0 | 0 | 0 | 0 | 0 | 0 | 0 | 0 | 0 | 0 | 0 | 0 | 0 | 0 | 0
Commercial_Healthcare_New_Food Preparation_Natural Gas_Steamer_Vintage_Baseline Forecast | Commercial | Healthcare | New | Food Preparation | Natural Gas | Steamer | Vintage | Vintage | Baseline Forecast | 0 | 0 | 0 | 0 | 0 | 0 | 0 | 0 | 0 | 0 | 0 | 0 | 0 | 0 | 0 | 0 | 0 | 0 | 0 | 0 | 0 | 0 | 0 | 0 | 0 | 0 | 0 | 0 | 0 | 0 | 0
Commercial_Healthcare_New_Food Preparation_Natural Gas_Food Prep Other_E1_Baseline Forecast | Commercial | Healthcare | New | Food Preparation | Natural Gas | Food Prep Other | E1 | Standard | Baseline Forecast | 0 | 3382.6658 | 6796.3508 | 10415.4202 | 12401.7651 | 14020.0492 | 15614.6725 | 17186.1505 | 18734.989 | 20261.6846 | 21766.7258 | 23250.5863 | 24713.7441 | 26156.6449 | 27579.7373 | 28983.4627 | 30368.2583 | 31734.5482 | 33082.7494 | 34413.2666 | 35726.5007 | 37022.8419 | 38302.6761 | 39566.4537 | 40814.4846 | 42047.1295 | 43264.7392 | 44467.6606 | 45656.2351 | 46830.8037 | 47991.6882
Commercial_Healthcare_New_Food Preparation_Natural Gas_Food Prep Other_E2_Baseline Forecast | Commercial | Healthcare | New | Food Preparation | Natural Gas | Food Prep Other | E2 | ENERGY STAR | Baseline Forecast | 0 | 1188.506 | 2387.9117 | 3659.4812 | 4357.3897 | 4925.9761 | 5486.247 | 6038.3845 | 6582.5671 | 7118.9692 | 7647.7599 | 8169.1104 | 8683.1752 | 9190.1285 | 9690.1295 | 10183.3331 | 10669.8863 | 11149.9382 | 11623.6337 | 12091.1191 | 12552.534 | 13008.0176 | 13457.704 | 13901.652 | 14340.0515 | 14773.0317 | 15200.7222 | 15623.2475 | 16040.7283 | 16453.2767 | 16861.0156
Commercial_Healthcare_New_Food Preparation_Natural Gas_Food Prep Other_E3_Baseline Forecast | Commercial | Healthcare | New | Food Preparation | Natural Gas | Food Prep Other | E3 |  | Baseline Forecast | 0 | 0 | 0 | 0 | 0 | 0 | 0 | 0 | 0 | 0 | 0 | 0 | 0 | 0 | 0 | 0 | 0 | 0 | 0 | 0 | 0 | 0 | 0 | 0 | 0 | 0 | 0 | 0 | 0 | 0 | 0
Commercial_Healthcare_New_Food Preparation_Natural Gas_Food Prep Other_E4_Baseline Forecast | Commercial | Healthcare | New | Food Preparation | Natural Gas | Food Prep Other | E4 |  | Baseline Forecast | 0 | 0 | 0 | 0 | 0 | 0 | 0 | 0 | 0 | 0 | 0 | 0 | 0 | 0 | 0 | 0 | 0 | 0 | 0 | 0 | 0 | 0 | 0 | 0 | 0 | 0 | 0 | 0 | 0 | 0 | 0
Commercial_Healthcare_New_Food Preparation_Natural Gas_Food Prep Other_E5_Baseline Forecast | Commercial | Healthcare | New | Food Preparation | Natural Gas | Food Prep Other | E5 |  | Baseline Forecast | 0 | 0 | 0 | 0 | 0 | 0 | 0 | 0 | 0 | 0 | 0 | 0 | 0 | 0 | 0 | 0 | 0 | 0 | 0 | 0 | 0 | 0 | 0 | 0 | 0 | 0 | 0 | 0 | 0 | 0 | 0
Commercial_Healthcare_New_Food Preparation_Natural Gas_Food Prep Other_E6_Baseline Forecast | Commercial | Healthcare | New | Food Preparation | Natural Gas | Food Prep Other | E6 |  | Baseline Forecast | 0 | 0 | 0 | 0 | 0 | 0 | 0 | 0 | 0 | 0 | 0 | 0 | 0 | 0 | 0 | 0 | 0 | 0 | 0 | 0 | 0 | 0 | 0 | 0 | 0 | 0 | 0 | 0 | 0 | 0 | 0
Commercial_Healthcare_New_Food Preparation_Natural Gas_Food Prep Other_E7_Baseline Forecast | Commercial | Healthcare | New | Food Preparation | Natural Gas | Food Prep Other | E7 |  | Baseline Forecast | 0 | 0 | 0 | 0 | 0 | 0 | 0 | 0 | 0 | 0 | 0 | 0 | 0 | 0 | 0 | 0 | 0 | 0 | 0 | 0 | 0 | 0 | 0 | 0 | 0 | 0 | 0 | 0 | 0 | 0 | 0
Commercial_Healthcare_New_Food Preparation_Natural Gas_Food Prep Other_E8_Baseline Forecast | Commercial | Healthcare | New | Food Preparation | Natural Gas | Food Prep Other | E8 |  | Baseline Forecast | 0 | 0 | 0 | 0 | 0 | 0 | 0 | 0 | 0 | 0 | 0 | 0 | 0 | 0 | 0 | 0 | 0 | 0 | 0 | 0 | 0 | 0 | 0 | 0 | 0 | 0 | 0 | 0 | 0 | 0 | 0
Commercial_Healthcare_New_Food Preparation_Natural Gas_Food Prep Other_E9_Baseline Forecast | Commercial | Healthcare | New | Food Preparation | Natural Gas | Food Prep Other | E9 |  | Baseline Forecast | 0 | 0 | 0 | 0 | 0 | 0 | 0 | 0 | 0 | 0 | 0 | 0 | 0 | 0 | 0 | 0 | 0 | 0 | 0 | 0 | 0 | 0 | 0 | 0 | 0 | 0 | 0 | 0 | 0 | 0 | 0
Commercial_Healthcare_New_Food Preparation_Natural Gas_Food Prep Other_E10_Baseline Forecast | Commercial | Healthcare | New | Food Preparation | Natural Gas | Food Prep Other | E10 |  | Baseline Forecast | 0 | 0 | 0 | 0 | 0 | 0 | 0 | 0 | 0 | 0 | 0 | 0 | 0 | 0 | 0 | 0 | 0 | 0 | 0 | 0 | 0 | 0 | 0 | 0 | 0 | 0 | 0 | 0 | 0 | 0 | 0
Commercial_Healthcare_New_Food Preparation_Natural Gas_Food Prep Other_Vintage_Baseline Forecast | Commercial | Healthcare | New | Food Preparation | Natural Gas | Food Prep Other | Vintage | Vintage | Baseline Forecast | 0 | 0 | 0 | 0 | 0 | 0 | 0 | 0 | 0 | 0 | 0 | 0 | 0 | 0 | 0 | 0 | 0 | 0 | 0 | 0 | 0 | 0 | 0 | 0 | 0 | 0 | 0 | 0 | 0 | 0 | 0
Commercial_Healthcare_New_Miscellaneous_Natural Gas_Pool Heater_E1_Baseline Forecast | Commercial | Healthcare | New | Miscellaneous | Natural Gas | Pool Heater | E1 | Standard (EF .82) | Baseline Forecast | 0 | 1115.4464 | 2240.9375 | 3434.0984 | 4088.692 | 4622.3544 | 5148.6019 | 5667.3628 | 6178.4177 | 6682.4559 | 7179.3705 | 7669.5281 | 8157.6964 | 8639.7947 | 9114.9078 | 9581.4395 | 10039.5919 | 10488.2678 | 10928.2941 | 11359.2064 | 11783.9752 | 12202.6496 | 12614.7604 | 13044.8011 | 13471.7957 | 13896.2855 | 14318.6667 | 14738.7532 | 15151.7262 | 15558.1467 | 15957.8915
Commercial_Healthcare_New_Miscellaneous_Natural Gas_Pool Heater_E2_Baseline Forecast | Commercial | Healthcare | New | Miscellaneous | Natural Gas | Pool Heater | E2 | Condensing (EF .90) | Baseline Forecast | 0 | 124.4643 | 250.2541 | 383.6579 | 457.1564 | 516.6732 | 574.9315 | 632.1921 | 688.8602 | 744.4282 | 799.1818 | 852.9291 | 901.0738 | 947.8651 | 994.3827 | 1042.3848 | 1091.8278 | 1143.9641 | 1198.1194 | 1254.9075 | 1311.5046 | 1368.0051 | 1425.0193 | 1458.1918 | 1488.6342 | 1515.9381 | 1539.8374 | 1560.6463 | 1583.3089 | 1607.387 | 1633.1246
Commercial_Healthcare_New_Miscellaneous_Natural Gas_Pool Heater_E3_Baseline Forecast | Commercial | Healthcare | New | Miscellaneous | Natural Gas | Pool Heater | E3 |  | Baseline Forecast | 0 | 0 | 0 | 0 | 0 | 0 | 0 | 0 | 0 | 0 | 0 | 0 | 0 | 0 | 0 | 0 | 0 | 0 | 0 | 0 | 0 | 0 | 0 | 0 | 0 | 0 | 0 | 0 | 0 | 0 | 0
Commercial_Healthcare_New_Miscellaneous_Natural Gas_Pool Heater_E4_Baseline Forecast | Commercial | Healthcare | New | Miscellaneous | Natural Gas | Pool Heater | E4 |  | Baseline Forecast | 0 | 0 | 0 | 0 | 0 | 0 | 0 | 0 | 0 | 0 | 0 | 0 | 0 | 0 | 0 | 0 | 0 | 0 | 0 | 0 | 0 | 0 | 0 | 0 | 0 | 0 | 0 | 0 | 0 | 0 | 0
Commercial_Healthcare_New_Miscellaneous_Natural Gas_Pool Heater_E5_Baseline Forecast | Commercial | Healthcare | New | Miscellaneous | Natural Gas | Pool Heater | E5 |  | Baseline Forecast | 0 | 0 | 0 | 0 | 0 | 0 | 0 | 0 | 0 | 0 | 0 | 0 | 0 | 0 | 0 | 0 | 0 | 0 | 0 | 0 | 0 | 0 | 0 | 0 | 0 | 0 | 0 | 0 | 0 | 0 | 0
Commercial_Healthcare_New_Miscellaneous_Natural Gas_Pool Heater_E6_Baseline Forecast | Commercial | Healthcare | New | Miscellaneous | Natural Gas | Pool Heater | E6 |  | Baseline Forecast | 0 | 0 | 0 | 0 | 0 | 0 | 0 | 0 | 0 | 0 | 0 | 0 | 0 | 0 | 0 | 0 | 0 | 0 | 0 | 0 | 0 | 0 | 0 | 0 | 0 | 0 | 0 | 0 | 0 | 0 | 0
Commercial_Healthcare_New_Miscellaneous_Natural Gas_Pool Heater_E7_Baseline Forecast | Commercial | Healthcare | New | Miscellaneous | Natural Gas | Pool Heater | E7 |  | Baseline Forecast | 0 | 0 | 0 | 0 | 0 | 0 | 0 | 0 | 0 | 0 | 0 | 0 | 0 | 0 | 0 | 0 | 0 | 0 | 0 | 0 | 0 | 0 | 0 | 0 | 0 | 0 | 0 | 0 | 0 | 0 | 0
Commercial_Healthcare_New_Miscellaneous_Natural Gas_Pool Heater_E8_Baseline Forecast | Commercial | Healthcare | New | Miscellaneous | Natural Gas | Pool Heater | E8 |  | Baseline Forecast | 0 | 0 | 0 | 0 | 0 | 0 | 0 | 0 | 0 | 0 | 0 | 0 | 0 | 0 | 0 | 0 | 0 | 0 | 0 | 0 | 0 | 0 | 0 | 0 | 0 | 0 | 0 | 0 | 0 | 0 | 0
Commercial_Healthcare_New_Miscellaneous_Natural Gas_Pool Heater_E9_Baseline Forecast | Commercial | Healthcare | New | Miscellaneous | Natural Gas | Pool Heater | E9 |  | Baseline Forecast | 0 | 0 | 0 | 0 | 0 | 0 | 0 | 0 | 0 | 0 | 0 | 0 | 0 | 0 | 0 | 0 | 0 | 0 | 0 | 0 | 0 | 0 | 0 | 0 | 0 | 0 | 0 | 0 | 0 | 0 | 0
Commercial_Healthcare_New_Miscellaneous_Natural Gas_Pool Heater_E10_Baseline Forecast | Commercial | Healthcare | New | Miscellaneous | Natural Gas | Pool Heater | E10 |  | Baseline Forecast | 0 | 0 | 0 | 0 | 0 | 0 | 0 | 0 | 0 | 0 | 0 | 0 | 0 | 0 | 0 | 0 | 0 | 0 | 0 | 0 | 0 | 0 | 0 | 0 | 0 | 0 | 0 | 0 | 0 | 0 | 0
Commercial_Healthcare_New_Miscellaneous_Natural Gas_Pool Heater_Vintage_Baseline Forecast | Commercial | Healthcare | New | Miscellaneous | Natural Gas | Pool Heater | Vintage | Vintage | Baseline Forecast | 0 | 0 | 0 | 0 | 0 | 0 | 0 | 0 | 0 | 0 | 0 | 0 | 0 | 0 | 0 | 0 | 0 | 0 | 0 | 0 | 0 | 0 | 0 | 0 | 0 | 0 | 0 | 0 | 0 | 0 | 0
Commercial_Healthcare_New_Miscellaneous_Natural Gas_Miscellaneous_E1_Baseline Forecast | Commercial | Healthcare | New | Miscellaneous | Natural Gas | Miscellaneous | E1 | Standard | Baseline Forecast | 0 | 175914.2585 | 353441.7001 | 541650.1418 | 644949.351 | 729107.5822 | 812035.2468 | 893759.2031 | 974305.7838 | 1053700.8064 | 1131969.5842 | 1209136.9355 | 1285227.1944 | 1360264.2203 | 1434271.407 | 1507271.6929 | 1579287.5693 | 1650341.0903 | 1720453.8807 | 1789647.1455 | 1857941.6775 | 1925357.8666 | 1991915.7069 | 2057634.8054 | 2122534.3897 | 2186633.3152 | 2249950.0733 | 2312502.7982 | 2374309.2742 | 2435386.9432 | 2495752.9111
Commercial_Healthcare_New_Miscellaneous_Natural Gas_Miscellaneous_E2_Baseline Forecast | Commercial | Healthcare | New | Miscellaneous | Natural Gas | Miscellaneous | E2 |  | Baseline Forecast | 0 | 0 | 0 | 0 | 0 | 0 | 0 | 0 | 0 | 0 | 0 | 0 | 0 | 0 | 0 | 0 | 0 | 0 | 0 | 0 | 0 | 0 | 0 | 0 | 0 | 0 | 0 | 0 | 0 | 0 | 0
Commercial_Healthcare_New_Miscellaneous_Natural Gas_Miscellaneous_E3_Baseline Forecast | Commercial | Healthcare | New | Miscellaneous | Natural Gas | Miscellaneous | E3 |  | Baseline Forecast | 0 | 0 | 0 | 0 | 0 | 0 | 0 | 0 | 0 | 0 | 0 | 0 | 0 | 0 | 0 | 0 | 0 | 0 | 0 | 0 | 0 | 0 | 0 | 0 | 0 | 0 | 0 | 0 | 0 | 0 | 0
Commercial_Healthcare_New_Miscellaneous_Natural Gas_Miscellaneous_E4_Baseline Forecast | Commercial | Healthcare | New | Miscellaneous | Natural Gas | Miscellaneous | E4 |  | Baseline Forecast | 0 | 0 | 0 | 0 | 0 | 0 | 0 | 0 | 0 | 0 | 0 | 0 | 0 | 0 | 0 | 0 | 0 | 0 | 0 | 0 | 0 | 0 | 0 | 0 | 0 | 0 | 0 | 0 | 0 | 0 | 0
Commercial_Healthcare_New_Miscellaneous_Natural Gas_Miscellaneous_E5_Baseline Forecast | Commercial | Healthcare | New | Miscellaneous | Natural Gas | Miscellaneous | E5 |  | Baseline Forecast | 0 | 0 | 0 | 0 | 0 | 0 | 0 | 0 | 0 | 0 | 0 | 0 | 0 | 0 | 0 | 0 | 0 | 0 | 0 | 0 | 0 | 0 | 0 | 0 | 0 | 0 | 0 | 0 | 0 | 0 | 0
Commercial_Healthcare_New_Miscellaneous_Natural Gas_Miscellaneous_E6_Baseline Forecast | Commercial | Healthcare | New | Miscellaneous | Natural Gas | Miscellaneous | E6 |  | Baseline Forecast | 0 | 0 | 0 | 0 | 0 | 0 | 0 | 0 | 0 | 0 | 0 | 0 | 0 | 0 | 0 | 0 | 0 | 0 | 0 | 0 | 0 | 0 | 0 | 0 | 0 | 0 | 0 | 0 | 0 | 0 | 0
Commercial_Healthcare_New_Miscellaneous_Natural Gas_Miscellaneous_E7_Baseline Forecast | Commercial | Healthcare | New | Miscellaneous | Natural Gas | Miscellaneous | E7 |  | Baseline Forecast | 0 | 0 | 0 | 0 | 0 | 0 | 0 | 0 | 0 | 0 | 0 | 0 | 0 | 0 | 0 | 0 | 0 | 0 | 0 | 0 | 0 | 0 | 0 | 0 | 0 | 0 | 0 | 0 | 0 | 0 | 0
Commercial_Healthcare_New_Miscellaneous_Natural Gas_Miscellaneous_E8_Baseline Forecast | Commercial | Healthcare | New | Miscellaneous | Natural Gas | Miscellaneous | E8 |  | Baseline Forecast | 0 | 0 | 0 | 0 | 0 | 0 | 0 | 0 | 0 | 0 | 0 | 0 | 0 | 0 | 0 | 0 | 0 | 0 | 0 | 0 | 0 | 0 | 0 | 0 | 0 | 0 | 0 | 0 | 0 | 0 | 0
Commercial_Healthcare_New_Miscellaneous_Natural Gas_Miscellaneous_E9_Baseline Forecast | Commercial | Healthcare | New | Miscellaneous | Natural Gas | Miscellaneous | E9 |  | Baseline Forecast | 0 | 0 | 0 | 0 | 0 | 0 | 0 | 0 | 0 | 0 | 0 | 0 | 0 | 0 | 0 | 0 | 0 | 0 | 0 | 0 | 0 | 0 | 0 | 0 | 0 | 0 | 0 | 0 | 0 | 0 | 0
Commercial_Healthcare_New_Miscellaneous_Natural Gas_Miscellaneous_E10_Baseline Forecast | Commercial | Healthcare | New | Miscellaneous | Natural Gas | Miscellaneous | E10 |  | Baseline Forecast | 0 | 0 | 0 | 0 | 0 | 0 | 0 | 0 | 0 | 0 | 0 | 0 | 0 | 0 | 0 | 0 | 0 | 0 | 0 | 0 | 0 | 0 | 0 | 0 | 0 | 0 | 0 | 0 | 0 | 0 | 0
Commercial_Healthcare_New_Miscellaneous_Natural Gas_Miscellaneous_Vintage_Baseline Forecast | Commercial | Healthcare | New | Miscellaneous | Natural Gas | Miscellaneous | Vintage | Vintage | Baseline Forecast | 0 | 0 | 0 | 0 | 0 | 0 | 0 | 0 | 0 | 0 | 0 | 0 | 0 | 0 | 0 | 0 | 0 | 0 | 0 | 0 | 0 | 0 | 0 | 0 | 0 | 0 | 0 | 0 | 0 | 0 | 0
Commercial_Lodging_Existing_Space Heating_Natural Gas_Furnace_E1_Baseline Forecast | Commercial | Lodging | Existing | Space Heating | Natural Gas | Furnace | E1 | AFUE 80% (Standard) | Baseline Forecast | 0 | 52068.0952 | 105430.2357 | 159751.6363 | 214730.7443 | 210436.1294 | 206227.4068 | 202102.8587 | 198060.8015 | 194099.5855 | 190217.5938 | 186413.2419 | 182684.9771 | 179031.2775 | 175450.652 | 171941.6389 | 168502.8061 | 165132.75 | 161830.095 | 155809.3106 | 147265.4488 | 136392.7586 | 123382.9878 | 111614.149 | 100967.8763 | 91337.0942 | 82624.9406 | 74743.7925 | 67614.3846 | 61165.0125 | 55330.8113
Commercial_Lodging_Existing_Space Heating_Natural Gas_Furnace_E2_Baseline Forecast | Commercial | Lodging | Existing | Space Heating | Natural Gas | Furnace | E2 | AFUE 90% | Baseline Forecast | 0 | 0 | 0 | 0 | 0 | 0 | 0 | 0 | 0 | 0 | 0 | 0 | 0 | 0 | 0 | 0 | 0 | 0 | 0 | 0 | 0 | 0 | 0 | 0 | 0 | 0 | 0 | 0 | 0 | 0 | 0
Commercial_Lodging_Existing_Space Heating_Natural Gas_Furnace_E3_Baseline Forecast | Commercial | Lodging | Existing | Space Heating | Natural Gas | Furnace | E3 | AFUE 95% | Baseline Forecast | 0 | 0 | 0 | 0 | 0 | 59660.3339 | 119378.191 | 158787.1947 | 197984.2852 | 236857.6392 | 275298.3276 | 313218.4777 | 347156.8178 | 377304.5316 | 403970.4179 | 427454.2282 | 448020.0716 | 465914.5998 | 481380.8281 | 496497.9578 | 511329.7495 | 525920.571 | 540302.3194 | 551658.1412 | 559965.2719 | 566592.573 | 571698.6459 | 575428.4909 | 577915.2047 | 579280.5003 | 579624.2651
Commercial_Lodging_Existing_Space Heating_Natural Gas_Furnace_E4_Baseline Forecast | Commercial | Lodging | Existing | Space Heating | Natural Gas | Furnace | E4 |  | Baseline Forecast | 0 | 0 | 0 | 0 | 0 | 0 | 0 | 0 | 0 | 0 | 0 | 0 | 0 | 0 | 0 | 0 | 0 | 0 | 0 | 0 | 0 | 0 | 0 | 0 | 0 | 0 | 0 | 0 | 0 | 0 | 0
Commercial_Lodging_Existing_Space Heating_Natural Gas_Furnace_E5_Baseline Forecast | Commercial | Lodging | Existing | Space Heating | Natural Gas | Furnace | E5 |  | Baseline Forecast | 0 | 0 | 0 | 0 | 0 | 0 | 0 | 20150.4469 | 40161.82 | 59974.7188 | 79546.3735 | 98830.7968 | 115960.1188 | 131253.5718 | 144872.4627 | 156949.9787 | 167620.682 | 177004.9983 | 185197.8616 | 193215.349 | 201083.6663 | 208826.4194 | 216461.1738 | 223648.6131 | 230733.8593 | 236642.6654 | 241485.6683 | 245363.8937 | 248369.0361 | 250584.748 | 252098.7353
Commercial_Lodging_Existing_Space Heating_Natural Gas_Furnace_E6_Baseline Forecast | Commercial | Lodging | Existing | Space Heating | Natural Gas | Furnace | E6 |  | Baseline Forecast | 0 | 0 | 0 | 0 | 0 | 0 | 0 | 0 | 0 | 0 | 0 | 0 | 0 | 0 | 0 | 0 | 0 | 0 | 0 | 0 | 0 | 0 | 0 | 0 | 0 | 0 | 0 | 0 | 0 | 0 | 0
Commercial_Lodging_Existing_Space Heating_Natural Gas_Furnace_E7_Baseline Forecast | Commercial | Lodging | Existing | Space Heating | Natural Gas | Furnace | E7 |  | Baseline Forecast | 0 | 0 | 0 | 0 | 0 | 0 | 0 | 0 | 0 | 0 | 0 | 0 | 0 | 0 | 0 | 0 | 0 | 0 | 0 | 0 | 0 | 0 | 0 | 0 | 0 | 0 | 0 | 0 | 0 | 0 | 0
Commercial_Lodging_Existing_Space Heating_Natural Gas_Furnace_E8_Baseline Forecast | Commercial | Lodging | Existing | Space Heating | Natural Gas | Furnace | E8 |  | Baseline Forecast | 0 | 0 | 0 | 0 | 0 | 0 | 0 | 0 | 0 | 0 | 0 | 0 | 0 | 0 | 0 | 0 | 0 | 0 | 0 | 0 | 0 | 0 | 0 | 0 | 0 | 0 | 0 | 0 | 0 | 0 | 0
Commercial_Lodging_Existing_Space Heating_Natural Gas_Furnace_E9_Baseline Forecast | Commercial | Lodging | Existing | Space Heating | Natural Gas | Furnace | E9 |  | Baseline Forecast | 0 | 0 | 0 | 0 | 0 | 0 | 0 | 0 | 0 | 0 | 0 | 0 | 0 | 0 | 0 | 0 | 0 | 0 | 0 | 0 | 0 | 0 | 0 | 0 | 0 | 0 | 0 | 0 | 0 | 0 | 0
Commercial_Lodging_Existing_Space Heating_Natural Gas_Furnace_E10_Baseline Forecast | Commercial | Lodging | Existing | Space Heating | Natural Gas | Furnace | E10 |  | Baseline Forecast | 0 | 0 | 0 | 0 | 0 | 0 | 0 | 0 | 0 | 0 | 0 | 0 | 0 | 0 | 0 | 0 | 0 | 0 | 0 | 0 | 0 | 0 | 0 | 0 | 0 | 0 | 0 | 0 | 0 | 0 | 0
Commercial_Lodging_Existing_Space Heating_Natural Gas_Furnace_Vintage_Baseline Forecast | Commercial | Lodging | Existing | Space Heating | Natural Gas | Furnace | Vintage | Vintage | Baseline Forecast | 2032249.6346 | 1939536.5467 | 1846342.3134 | 1752985.4618 | 1659751.6119 | 1566896.2457 | 1474647.2571 | 1383207.2975 | 1292755.9352 | 1203451.6415 | 1115433.6184 | 1028823.4786 | 948938.3614 | 875256.0887 | 807295.0277 | 744610.9432 | 686794.0935 | 633466.5521 | 584279.7374 | 538912.1343 | 497067.1921 | 458471.3866 | 422872.4319 | 390037.6313 | 359752.3564 | 331818.644 | 306053.9022 | 282289.7169 | 260370.7506 | 240153.7276 | 221506.497
Commercial_Lodging_Existing_Space Heating_Natural Gas_Boiler_E1_Baseline Forecast | Commercial | Lodging | Existing | Space Heating | Natural Gas | Boiler | E1 | AFUE 80% (Standard) | Baseline Forecast | 0 | 13085.3448 | 25760.6074 | 38023.657 | 49870.8702 | 48873.4528 | 47895.9838 | 46938.0641 | 45999.3028 | 45079.3168 | 44177.7304 | 43294.1758 | 42428.2923 | 41579.7265 | 40748.1319 | 39933.1693 | 39134.5059 | 38351.8158 | 37584.7795 | 36833.0839 | 36096.4222 | 34702.5029 | 32736.1886 | 30274.3342 | 27386.6285 | 24774.3655 | 22411.2722 | 20273.5816 | 18339.7938 | 16590.4596 | 15007.985
Commercial_Lodging_Existing_Space Heating_Natural Gas_Boiler_E2_Baseline Forecast | Commercial | Lodging | Existing | Space Heating | Natural Gas | Boiler | E2 | AFUE 85% | Baseline Forecast | 0 | 0 | 0 | 0 | 0 | 0 | 0 | 0 | 0 | 0 | 0 | 0 | 0 | 0 | 0 | 0 | 0 | 0 | 0 | 0 | 0 | 0 | 0 | 0 | 0 | 0 | 0 | 0 | 0 | 0 | 0
Commercial_Lodging_Existing_Space Heating_Natural Gas_Boiler_E3_Baseline Forecast | Commercial | Lodging | Existing | Space Heating | Natural Gas | Boiler | E3 | AFUE 98% | Baseline Forecast | 0 | 11905.665 | 23444.4189 | 34615.1873 | 45421.4765 | 68294.6416 | 90374.9769 | 111669.7448 | 132187.9033 | 151939.8537 | 170937.2167 | 189192.6352 | 206719.5997 | 223532.2948 | 239645.4639 | 255074.2898 | 269834.2905 | 283941.2271 | 297411.0238 | 310259.6975 | 322503.2965 | 334829.8385 | 345535.074 | 354801.4819 | 362790.016 | 369004.4714 | 373653.4524 | 376922.7894 | 378977.9972 | 379966.4668 | 380019.4225
Commercial_Lodging_Existing_Space Heating_Natural Gas_Boiler_E4_Baseline Forecast | Commercial | Lodging | Existing | Space Heating | Natural Gas | Boiler | E4 | Convert to NG Air Source Heat Pump | Baseline Forecast | 0 | 0 | 0 | 0 | 0 | 0 | 0 | 0 | 0 | 0 | 0 | 0 | 0 | 0 | 0 | 0 | 0 | 0 | 0 | 0 | 0 | 0 | 0 | 0 | 0 | 0 | 0 | 0 | 0 | 0 | 0
Commercial_Lodging_Existing_Space Heating_Natural Gas_Boiler_E5_Baseline Forecast | Commercial | Lodging | Existing | Space Heating | Natural Gas | Boiler | E5 |  | Baseline Forecast | 0 | 0 | 0 | 0 | 0 | 0 | 0 | 0 | 0 | 0 | 0 | 0 | 0 | 0 | 0 | 0 | 0 | 0 | 0 | 0 | 0 | 0 | 0 | 0 | 0 | 0 | 0 | 0 | 0 | 0 | 0
Commercial_Lodging_Existing_Space Heating_Natural Gas_Boiler_E6_Baseline Forecast | Commercial | Lodging | Existing | Space Heating | Natural Gas | Boiler | E6 |  | Baseline Forecast | 0 | 0 | 0 | 0 | 0 | 0 | 0 | 0 | 0 | 0 | 0 | 0 | 0 | 0 | 0 | 0 | 0 | 0 | 0 | 0 | 0 | 0 | 0 | 0 | 0 | 0 | 0 | 0 | 0 | 0 | 0
Commercial_Lodging_Existing_Space Heating_Natural Gas_Boiler_E7_Baseline Forecast | Commercial | Lodging | Existing | Space Heating | Natural Gas | Boiler | E7 |  | Baseline Forecast | 0 | 0 | 0 | 0 | 0 | 0 | 0 | 0 | 0 | 0 | 0 | 0 | 0 | 0 | 0 | 0 | 0 | 0 | 0 | 0 | 0 | 0 | 0 | 0 | 0 | 0 | 0 | 0 | 0 | 0 | 0
Commercial_Lodging_Existing_Space Heating_Natural Gas_Boiler_E8_Baseline Forecast | Commercial | Lodging | Existing | Space Heating | Natural Gas | Boiler | E8 |  | Baseline Forecast | 0 | 0 | 0 | 0 | 0 | 0 | 0 | 0 | 0 | 0 | 0 | 0 | 0 | 0 | 0 | 0 | 0 | 0 | 0 | 0 | 0 | 0 | 0 | 0 | 0 | 0 | 0 | 0 | 0 | 0 | 0
Commercial_Lodging_Existing_Space Heating_Natural Gas_Boiler_E9_Baseline Forecast | Commercial | Lodging | Existing | Space Heating | Natural Gas | Boiler | E9 |  | Baseline Forecast | 0 | 0 | 0 | 0 | 0 | 0 | 0 | 0 | 0 | 0 | 0 | 0 | 0 | 0 | 0 | 0 | 0 | 0 | 0 | 0 | 0 | 0 | 0 | 0 | 0 | 0 | 0 | 0 | 0 | 0 | 0
Commercial_Lodging_Existing_Space Heating_Natural Gas_Boiler_E10_Baseline Forecast | Commercial | Lodging | Existing | Space Heating | Natural Gas | Boiler | E10 |  | Baseline Forecast | 0 | 0 | 0 | 0 | 0 | 0 | 0 | 0 | 0 | 0 | 0 | 0 | 0 | 0 | 0 | 0 | 0 | 0 | 0 | 0 | 0 | 0 | 0 | 0 | 0 | 0 | 0 | 0 | 0 | 0 | 0
Commercial_Lodging_Existing_Space Heating_Natural Gas_Boiler_Vintage_Baseline Forecast | Commercial | Lodging | Existing | Space Heating | Natural Gas | Boiler | Vintage | Vintage | Baseline Forecast | 841534.0031 | 799712.3132 | 759004.2302 | 719406.2271 | 680911.8232 | 643511.9922 | 607195.5242 | 571949.3463 | 537758.806 | 504607.9214 | 472479.6028 | 441355.8479 | 411217.9138 | 382046.4684 | 353821.7241 | 326523.5544 | 300131.5969 | 274625.3425 | 249984.2144 | 226187.6359 | 203215.0902 | 181046.1713 | 161295.6799 | 143699.7875 | 128023.4471 | 114057.2528 | 101614.6434 | 90529.4096 | 80653.474 | 71854.9132 | 64016.1954
Commercial_Lodging_Existing_Space Heating_Natural Gas_Unit Heater_E1_Baseline Forecast | Commercial | Lodging | Existing | Space Heating | Natural Gas | Unit Heater | E1 | Standard | Baseline Forecast | 0 | 227.9523 | 873.2645 | 2091.5516 | 4008.8512 | 3928.6742 | 3850.1007 | 3773.0987 | 3697.6367 | 3623.684 | 3551.2103 | 3453.5784 | 3286.3004 | 2993.8381 | 2514.824 | 2112.4522 | 1774.4598 | 1490.5463 | 1204.9489 | 877.8508 | 482.0067 | 0 | 0 | 0 | 0 | 0 | 0 | 0 | 0 | 0 | 0
Commercial_Lodging_Existing_Space Heating_Natural Gas_Unit Heater_E2_Baseline Forecast | Commercial | Lodging | Existing | Space Heating | Natural Gas | Unit Heater | E2 | Condensing | Baseline Forecast | 0 | 0 | 0 | 0 | 0 | 2796.6869 | 6468.652 | 11074.0065 | 16653.8679 | 23234.6589 | 30640.0864 | 38741.737 | 47447.9455 | 56694.8793 | 66439.4349 | 76327.1709 | 86290.8342 | 94786.6911 | 102032.0021 | 108210.3187 | 113476.7979 | 117962.6744 | 121201.0436 | 123763.9957 | 125731.6554 | 127175.2775 | 128158.2175 | 128736.7956 | 128961.0666 | 128875.5059 | 128519.6208
Commercial_Lodging_Existing_Space Heating_Natural Gas_Unit Heater_E3_Baseline Forecast | Commercial | Lodging | Existing | Space Heating | Natural Gas | Unit Heater | E3 | Infrared Radiant | Baseline Forecast | 0 | 0 | 0 | 0 | 0 | 0 | 0 | 0 | 0 | 0 | 0 | 0 | 0 | 0 | 0 | 0 | 0 | 0 | 0 | 0 | 0 | 0 | 0 | 0 | 0 | 0 | 0 | 0 | 0 | 0 | 0
Commercial_Lodging_Existing_Space Heating_Natural Gas_Unit Heater_E4_Baseline Forecast | Commercial | Lodging | Existing | Space Heating | Natural Gas | Unit Heater | E4 |  | Baseline Forecast | 0 | 0 | 0 | 0 | 0 | 0 | 0 | 0 | 0 | 0 | 0 | 0 | 0 | 0 | 0 | 0 | 0 | 0 | 0 | 0 | 0 | 0 | 0 | 0 | 0 | 0 | 0 | 0 | 0 | 0 | 0
Commercial_Lodging_Existing_Space Heating_Natural Gas_Unit Heater_E5_Baseline Forecast | Commercial | Lodging | Existing | Space Heating | Natural Gas | Unit Heater | E5 |  | Baseline Forecast | 0 | 0 | 0 | 0 | 0 | 0 | 0 | 0 | 0 | 0 | 0 | 0 | 0 | 0 | 0 | 0 | 0 | 0 | 0 | 0 | 0 | 0 | 0 | 0 | 0 | 0 | 0 | 0 | 0 | 0 | 0
Commercial_Lodging_Existing_Space Heating_Natural Gas_Unit Heater_E6_Baseline Forecast | Commercial | Lodging | Existing | Space Heating | Natural Gas | Unit Heater | E6 |  | Baseline Forecast | 0 | 0 | 0 | 0 | 0 | 0 | 0 | 0 | 0 | 0 | 0 | 0 | 0 | 0 | 0 | 0 | 0 | 0 | 0 | 0 | 0 | 0 | 0 | 0 | 0 | 0 | 0 | 0 | 0 | 0 | 0
Commercial_Lodging_Existing_Space Heating_Natural Gas_Unit Heater_E7_Baseline Forecast | Commercial | Lodging | Existing | Space Heating | Natural Gas | Unit Heater | E7 |  | Baseline Forecast | 0 | 0 | 0 | 0 | 0 | 0 | 0 | 0 | 0 | 0 | 0 | 0 | 0 | 0 | 0 | 0 | 0 | 0 | 0 | 0 | 0 | 0 | 0 | 0 | 0 | 0 | 0 | 0 | 0 | 0 | 0
Commercial_Lodging_Existing_Space Heating_Natural Gas_Unit Heater_E8_Baseline Forecast | Commercial | Lodging | Existing | Space Heating | Natural Gas | Unit Heater | E8 |  | Baseline Forecast | 0 | 0 | 0 | 0 | 0 | 0 | 0 | 0 | 0 | 0 | 0 | 0 | 0 | 0 | 0 | 0 | 0 | 0 | 0 | 0 | 0 | 0 | 0 | 0 | 0 | 0 | 0 | 0 | 0 | 0 | 0
Commercial_Lodging_Existing_Space Heating_Natural Gas_Unit Heater_E9_Baseline Forecast | Commercial | Lodging | Existing | Space Heating | Natural Gas | Unit Heater | E9 |  | Baseline Forecast | 0 | 0 | 0 | 0 | 0 | 0 | 0 | 0 | 0 | 0 | 0 | 0 | 0 | 0 | 0 | 0 | 0 | 0 | 0 | 0 | 0 | 0 | 0 | 0 | 0 | 0 | 0 | 0 | 0 | 0 | 0
Commercial_Lodging_Existing_Space Heating_Natural Gas_Unit Heater_E10_Baseline Forecast | Commercial | Lodging | Existing | Space Heating | Natural Gas | Unit Heater | E10 |  | Baseline Forecast | 0 | 0 | 0 | 0 | 0 | 0 | 0 | 0 | 0 | 0 | 0 | 0 | 0 | 0 | 0 | 0 | 0 | 0 | 0 | 0 | 0 | 0 | 0 | 0 | 0 | 0 | 0 | 0 | 0 | 0 | 0
Commercial_Lodging_Existing_Space Heating_Natural Gas_Unit Heater_Vintage_Baseline Forecast | Commercial | Lodging | Existing | Space Heating | Natural Gas | Unit Heater | Vintage | Vintage | Baseline Forecast | 276334.0121 | 270579.3795 | 264517.9207 | 257991.8098 | 250872.8431 | 243058.6993 | 234469.6265 | 225045.5064 | 214743.2548 | 203534.5213 | 191593.7102 | 179073.9913 | 166109.6747 | 152818.3248 | 139302.6424 | 125652.1402 | 111944.634 | 99732.4921 | 88852.5839 | 79159.5747 | 70523.9848 | 62830.4592 | 55976.2272 | 49869.7297 | 44429.3956 | 39582.5524 | 35264.4558 | 31417.4243 | 27990.0689 | 24936.6068 | 22216.2497
Commercial_Lodging_Existing_Water Heating_Natural Gas_Water Heater_E1_Baseline Forecast | Commercial | Lodging | Existing | Water Heating | Natural Gas | Water Heater | E1 | TE 0.80 | Baseline Forecast | 0 | 18939.3951 | 39138.4269 | 60316.6046 | 82225.3461 | 104705.1721 | 127566.3116 | 125512.0892 | 123523.3161 | 121600.2737 | 116649.6494 | 109082.1746 | 99296.3223 | 87574.6314 | 74231.2726 | 55868.367 | 41071.2643 | 29113.7387 | 19425.7886 | 11558.8449 | 5151.9598 | 4808.5272 | 4473.9333 | 4277.6058 | 4096.7949 | 3954.1986 | 3856.6286 | 3826.7035 | 3958.3353 | 4095.9175 | 4256.3227
Commercial_Lodging_Existing_Water Heating_Natural Gas_Water Heater_E2_Baseline Forecast | Commercial | Lodging | Existing | Water Heating | Natural Gas | Water Heater | E2 | TE 0.90 | Baseline Forecast | 0 | 66629.0228 | 137723.714 | 212303.3566 | 289512.3523 | 368545.3744 | 448751.0476 | 441518.6466 | 434515.5694 | 427742.2911 | 410315.6408 | 383681.3217 | 349221.2925 | 307939.9677 | 260976.8048 | 196400.5381 | 144358.2116 | 102296.1362 | 68206.4207 | 40563.2784 | 18084.9269 | 16886.4594 | 15719.6706 | 14998.3744 | 14327.4778 | 13786.2964 | 13402.4846 | 13251.5676 | 13652.0164 | 14073.2977 | 14577.0579
Commercial_Lodging_Existing_Water Heating_Natural Gas_Water Heater_E3_Baseline Forecast | Commercial | Lodging | Existing | Water Heating | Natural Gas | Water Heater | E3 | TE 0.94 | Baseline Forecast | 0 | 0 | 0 | 0 | 0 | 0 | 0 | 0 | 0 | 0 | 0 | 0 | 0 | 0 | 0 | 0 | 0 | 0 | 0 | 0 | 0 | 0 | 0 | 0 | 0 | 0 | 0 | 0 | 0 | 0 | 0
Commercial_Lodging_Existing_Water Heating_Natural Gas_Water Heater_E4_Baseline Forecast | Commercial | Lodging | Existing | Water Heating | Natural Gas | Water Heater | E4 | Instantaneous TE 0.94 | Baseline Forecast | 0 | 0 | 0 | 0 | 0 | 0 | 0 | 113175.9271 | 226245.3225 | 338659.3253 | 463922.6018 | 599774.417 | 730386.289 | 856222.5117 | 977387.9817 | 1110598.7025 | 1218356.2344 | 1305038.2536 | 1374199.111 | 1428681.581 | 1470900.589 | 1480824.1474 | 1486365.2562 | 1487522.8904 | 1485296.5879 | 1480012.1374 | 1472014.8896 | 1461543.7921 | 1448485.5154 | 1433791.3894 | 1417617.9407
Commercial_Lodging_Existing_Water Heating_Natural Gas_Water Heater_E5_Baseline Forecast | Commercial | Lodging | Existing | Water Heating | Natural Gas | Water Heater | E5 | Gas-Fired Absorption HPWH | Baseline Forecast | 0 | 0 | 0 | 0 | 0 | 0 | 0 | 0 | 0 | 0 | 0 | 0 | 0 | 0 | 0 | 0 | 0 | 0 | 0 | 0 | 0 | 0 | 0 | 0 | 0 | 0 | 0 | 0 | 0 | 0 | 0
Commercial_Lodging_Existing_Water Heating_Natural Gas_Water Heater_E6_Baseline Forecast | Commercial | Lodging | Existing | Water Heating | Natural Gas | Water Heater | E6 |  | Baseline Forecast | 0 | 0 | 0 | 0 | 0 | 0 | 0 | 0 | 0 | 0 | 0 | 0 | 0 | 0 | 0 | 0 | 0 | 0 | 0 | 0 | 0 | 0 | 0 | 0 | 0 | 0 | 0 | 0 | 0 | 0 | 0
Commercial_Lodging_Existing_Water Heating_Natural Gas_Water Heater_E7_Baseline Forecast | Commercial | Lodging | Existing | Water Heating | Natural Gas | Water Heater | E7 |  | Baseline Forecast | 0 | 0 | 0 | 0 | 0 | 0 | 0 | 0 | 0 | 0 | 0 | 0 | 0 | 0 | 0 | 0 | 0 | 0 | 0 | 0 | 0 | 0 | 0 | 0 | 0 | 0 | 0 | 0 | 0 | 0 | 0
Commercial_Lodging_Existing_Water Heating_Natural Gas_Water Heater_E8_Baseline Forecast | Commercial | Lodging | Existing | Water Heating | Natural Gas | Water Heater | E8 |  | Baseline Forecast | 0 | 0 | 0 | 0 | 0 | 0 | 0 | 0 | 0 | 0 | 0 | 0 | 0 | 0 | 0 | 0 | 0 | 0 | 0 | 0 | 0 | 0 | 0 | 0 | 0 | 0 | 0 | 0 | 0 | 0 | 0
Commercial_Lodging_Existing_Water Heating_Natural Gas_Water Heater_E9_Baseline Forecast | Commercial | Lodging | Existing | Water Heating | Natural Gas | Water Heater | E9 |  | Baseline Forecast | 0 | 0 | 0 | 0 | 0 | 0 | 0 | 0 | 0 | 0 | 0 | 0 | 0 | 0 | 0 | 0 | 0 | 0 | 0 | 0 | 0 | 0 | 0 | 0 | 0 | 0 | 0 | 0 | 0 | 0 | 0
Commercial_Lodging_Existing_Water Heating_Natural Gas_Water Heater_E10_Baseline Forecast | Commercial | Lodging | Existing | Water Heating | Natural Gas | Water Heater | E10 |  | Baseline Forecast | 0 | 0 | 0 | 0 | 0 | 0 | 0 | 0 | 0 | 0 | 0 | 0 | 0 | 0 | 0 | 0 | 0 | 0 | 0 | 0 | 0 | 0 | 0 | 0 | 0 | 0 | 0 | 0 | 0 | 0 | 0
Commercial_Lodging_Existing_Water Heating_Natural Gas_Water Heater_Vintage_Baseline Forecast | Commercial | Lodging | Existing | Water Heating | Natural Gas | Water Heater | Vintage | Vintage | Baseline Forecast | 2881385.5018 | 2738189.3738 | 2590420.495 | 2439317.022 | 2285960.5451 | 2131293.7321 | 1976136.0339 | 1821197.6623 | 1667092.0308 | 1514346.8239 | 1363413.8476 | 1214677.7915 | 1082167.487 | 964112.852 | 858936.9045 | 765234.6968 | 681754.548 | 607381.3246 | 541121.5438 | 482090.1026 | 429498.4551 | 382644.0781 | 340901.0878 | 303711.8782 | 270579.6733 | 241061.8908 | 214764.23 | 191335.4049 | 170462.4516 | 151866.5478 | 135299.288
Commercial_Lodging_Existing_Food Preparation_Natural Gas_Oven_E1_Baseline Forecast | Commercial | Lodging | Existing | Food Preparation | Natural Gas | Oven | E1 | Standard | Baseline Forecast | 0 | 4768.2454 | 10743.1623 | 17570.0947 | 24970.8957 | 32778.6298 | 40826.5498 | 48974.6277 | 57115.3927 | 65178.7847 | 71076.7985 | 75289.2633 | 78254.6447 | 80190.4462 | 81313.4108 | 81799.3469 | 81808.6793 | 81449.9693 | 80820.4072 | 79976.1156 | 78965.4467 | 77822.8307 | 76587.192 | 75555.6657 | 74480.7383 | 73381.194 | 72271.1652 | 71146.1704 | 70031.2657 | 68931.1362 | 67847.3801
Commercial_Lodging_Existing_Food Preparation_Natural Gas_Oven_E2_Baseline Forecast | Commercial | Lodging | Existing | Food Preparation | Natural Gas | Oven | E2 | ENERGY STAR (EF ≥ 44%) Convection Oven utilizing ASTM Std F1496 | Baseline Forecast | 0 | 6873.8801 | 15498.1885 | 25365.319 | 36084.157 | 47303.5091 | 58790.3047 | 70377.3389 | 81937.2678 | 93361.9504 | 101752.1182 | 107770.928 | 111875.6196 | 114550.5338 | 116128.7933 | 116865.3113 | 116936.9835 | 116499.3498 | 115661.924 | 114530.2958 | 113182.5582 | 111683.084 | 110070.0864 | 108106.589 | 106086.9589 | 104028.8404 | 101946.3623 | 99865.8704 | 97779.1636 | 95694.4899 | 93620.1153
Commercial_Lodging_Existing_Food Preparation_Natural Gas_Oven_E3_Baseline Forecast | Commercial | Lodging | Existing | Food Preparation | Natural Gas | Oven | E3 |  | Baseline Forecast | 0 | 0 | 0 | 0 | 0 | 0 | 0 | 0 | 0 | 0 | 0 | 0 | 0 | 0 | 0 | 0 | 0 | 0 | 0 | 0 | 0 | 0 | 0 | 0 | 0 | 0 | 0 | 0 | 0 | 0 | 0
Commercial_Lodging_Existing_Food Preparation_Natural Gas_Oven_E4_Baseline Forecast | Commercial | Lodging | Existing | Food Preparation | Natural Gas | Oven | E4 |  | Baseline Forecast | 0 | 0 | 0 | 0 | 0 | 0 | 0 | 0 | 0 | 0 | 0 | 0 | 0 | 0 | 0 | 0 | 0 | 0 | 0 | 0 | 0 | 0 | 0 | 0 | 0 | 0 | 0 | 0 | 0 | 0 | 0
Commercial_Lodging_Existing_Food Preparation_Natural Gas_Oven_E5_Baseline Forecast | Commercial | Lodging | Existing | Food Preparation | Natural Gas | Oven | E5 |  | Baseline Forecast | 0 | 0 | 0 | 0 | 0 | 0 | 0 | 0 | 0 | 0 | 0 | 0 | 0 | 0 | 0 | 0 | 0 | 0 | 0 | 0 | 0 | 0 | 0 | 0 | 0 | 0 | 0 | 0 | 0 | 0 | 0
Commercial_Lodging_Existing_Food Preparation_Natural Gas_Oven_E6_Baseline Forecast | Commercial | Lodging | Existing | Food Preparation | Natural Gas | Oven | E6 |  | Baseline Forecast | 0 | 0 | 0 | 0 | 0 | 0 | 0 | 0 | 0 | 0 | 0 | 0 | 0 | 0 | 0 | 0 | 0 | 0 | 0 | 0 | 0 | 0 | 0 | 0 | 0 | 0 | 0 | 0 | 0 | 0 | 0
Commercial_Lodging_Existing_Food Preparation_Natural Gas_Oven_E7_Baseline Forecast | Commercial | Lodging | Existing | Food Preparation | Natural Gas | Oven | E7 |  | Baseline Forecast | 0 | 0 | 0 | 0 | 0 | 0 | 0 | 0 | 0 | 0 | 0 | 0 | 0 | 0 | 0 | 0 | 0 | 0 | 0 | 0 | 0 | 0 | 0 | 0 | 0 | 0 | 0 | 0 | 0 | 0 | 0
Commercial_Lodging_Existing_Food Preparation_Natural Gas_Oven_E8_Baseline Forecast | Commercial | Lodging | Existing | Food Preparation | Natural Gas | Oven | E8 |  | Baseline Forecast | 0 | 0 | 0 | 0 | 0 | 0 | 0 | 0 | 0 | 0 | 0 | 0 | 0 | 0 | 0 | 0 | 0 | 0 | 0 | 0 | 0 | 0 | 0 | 0 | 0 | 0 | 0 | 0 | 0 | 0 | 0
Commercial_Lodging_Existing_Food Preparation_Natural Gas_Oven_E9_Baseline Forecast | Commercial | Lodging | Existing | Food Preparation | Natural Gas | Oven | E9 |  | Baseline Forecast | 0 | 0 | 0 | 0 | 0 | 0 | 0 | 0 | 0 | 0 | 0 | 0 | 0 | 0 | 0 | 0 | 0 | 0 | 0 | 0 | 0 | 0 | 0 | 0 | 0 | 0 | 0 | 0 | 0 | 0 | 0
Commercial_Lodging_Existing_Food Preparation_Natural Gas_Oven_E10_Baseline Forecast | Commercial | Lodging | Existing | Food Preparation | Natural Gas | Oven | E10 |  | Baseline Forecast | 0 | 0 | 0 | 0 | 0 | 0 | 0 | 0 | 0 | 0 | 0 | 0 | 0 | 0 | 0 | 0 | 0 | 0 | 0 | 0 | 0 | 0 | 0 | 0 | 0 | 0 | 0 | 0 | 0 | 0 | 0
Commercial_Lodging_Existing_Food Preparation_Natural Gas_Oven_Vintage_Baseline Forecast | Commercial | Lodging | Existing | Food Preparation | Natural Gas | Oven | Vintage | Vintage | Baseline Forecast | 296992.9968 | 279411.0114 | 258990.7233 | 236592.019 | 212881.8313 | 188376.0074 | 163472.1288 | 138475.2371 | 113617.9991 | 89076.5113 | 69835.9849 | 54751.4121 | 42925.1071 | 33653.284 | 26384.1746 | 20685.1929 | 16217.1912 | 12714.2779 | 9967.9939 | 7814.9072 | 6126.8873 | 4803.4796 | 3765.928 | 2952.4876 | 2314.7503 | 1814.7642 | 1422.7751 | 1115.4557 | 874.5173 | 685.6215 | 537.5273
Commercial_Lodging_Existing_Food Preparation_Natural Gas_Conveyor Oven_E1_Baseline Forecast | Commercial | Lodging | Existing | Food Preparation | Natural Gas | Conveyor Oven | E1 | Standard | Baseline Forecast | 0 | 0 | 0 | 0 | 0 | 220.2514 | 820.4442 | 1911.7792 | 3567.2933 | 5838.0703 | 8551.4633 | 11574.0467 | 14826.6905 | 18205.8467 | 21647.3417 | 25105.1813 | 28541.5748 | 31058.3978 | 32860.965 | 34102.911 | 34909.3074 | 35377.6833 | 35584.5562 | 35630.9841 | 35526.5164 | 35311.7305 | 35019.3392 | 34673.5608 | 34288.9234 | 33879.5531 | 33456.033
Commercial_Lodging_Existing_Food Preparation_Natural Gas_Conveyor Oven_E2_Baseline Forecast | Commercial | Lodging | Existing | Food Preparation | Natural Gas | Conveyor Oven | E2 | ENERGY STAR (EF ≥ 44%) Convection Oven utilizing ASTM Std F1496 | Baseline Forecast | 0 | 0 | 0 | 0 | 0 | 316.6649 | 1179.0321 | 2749.7367 | 5140.7483 | 8417.5517 | 12331.5405 | 16688.8084 | 21314.7102 | 26116.6099 | 31007.5746 | 35917.7597 | 40796.6964 | 44369.1664 | 46919.2779 | 48676.9312 | 49817.5781 | 50479.1345 | 50769.5095 | 50732.0776 | 50470.3688 | 50032.3074 | 49454.4167 | 48766.6135 | 47996.6679 | 47163.4752 | 46282.2035
Commercial_Lodging_Existing_Food Preparation_Natural Gas_Conveyor Oven_E3_Baseline Forecast | Commercial | Lodging | Existing | Food Preparation | Natural Gas | Conveyor Oven | E3 |  | Baseline Forecast | 0 | 0 | 0 | 0 | 0 | 0 | 0 | 0 | 0 | 0 | 0 | 0 | 0 | 0 | 0 | 0 | 0 | 0 | 0 | 0 | 0 | 0 | 0 | 0 | 0 | 0 | 0 | 0 | 0 | 0 | 0
Commercial_Lodging_Existing_Food Preparation_Natural Gas_Conveyor Oven_E4_Baseline Forecast | Commercial | Lodging | Existing | Food Preparation | Natural Gas | Conveyor Oven | E4 |  | Baseline Forecast | 0 | 0 | 0 | 0 | 0 | 0 | 0 | 0 | 0 | 0 | 0 | 0 | 0 | 0 | 0 | 0 | 0 | 0 | 0 | 0 | 0 | 0 | 0 | 0 | 0 | 0 | 0 | 0 | 0 | 0 | 0
Commercial_Lodging_Existing_Food Preparation_Natural Gas_Conveyor Oven_E5_Baseline Forecast | Commercial | Lodging | Existing | Food Preparation | Natural Gas | Conveyor Oven | E5 |  | Baseline Forecast | 0 | 0 | 0 | 0 | 0 | 0 | 0 | 0 | 0 | 0 | 0 | 0 | 0 | 0 | 0 | 0 | 0 | 0 | 0 | 0 | 0 | 0 | 0 | 0 | 0 | 0 | 0 | 0 | 0 | 0 | 0
Commercial_Lodging_Existing_Food Preparation_Natural Gas_Conveyor Oven_E6_Baseline Forecast | Commercial | Lodging | Existing | Food Preparation | Natural Gas | Conveyor Oven | E6 |  | Baseline Forecast | 0 | 0 | 0 | 0 | 0 | 0 | 0 | 0 | 0 | 0 | 0 | 0 | 0 | 0 | 0 | 0 | 0 | 0 | 0 | 0 | 0 | 0 | 0 | 0 | 0 | 0 | 0 | 0 | 0 | 0 | 0
Commercial_Lodging_Existing_Food Preparation_Natural Gas_Conveyor Oven_E7_Baseline Forecast | Commercial | Lodging | Existing | Food Preparation | Natural Gas | Conveyor Oven | E7 |  | Baseline Forecast | 0 | 0 | 0 | 0 | 0 | 0 | 0 | 0 | 0 | 0 | 0 | 0 | 0 | 0 | 0 | 0 | 0 | 0 | 0 | 0 | 0 | 0 | 0 | 0 | 0 | 0 | 0 | 0 | 0 | 0 | 0
Commercial_Lodging_Existing_Food Preparation_Natural Gas_Conveyor Oven_E8_Baseline Forecast | Commercial | Lodging | Existing | Food Preparation | Natural Gas | Conveyor Oven | E8 |  | Baseline Forecast | 0 | 0 | 0 | 0 | 0 | 0 | 0 | 0 | 0 | 0 | 0 | 0 | 0 | 0 | 0 | 0 | 0 | 0 | 0 | 0 | 0 | 0 | 0 | 0 | 0 | 0 | 0 | 0 | 0 | 0 | 0
Commercial_Lodging_Existing_Food Preparation_Natural Gas_Conveyor Oven_E9_Baseline Forecast | Commercial | Lodging | Existing | Food Preparation | Natural Gas | Conveyor Oven | E9 |  | Baseline Forecast | 0 | 0 | 0 | 0 | 0 | 0 | 0 | 0 | 0 | 0 | 0 | 0 | 0 | 0 | 0 | 0 | 0 | 0 | 0 | 0 | 0 | 0 | 0 | 0 | 0 | 0 | 0 | 0 | 0 | 0 | 0
Commercial_Lodging_Existing_Food Preparation_Natural Gas_Conveyor Oven_E10_Baseline Forecast | Commercial | Lodging | Existing | Food Preparation | Natural Gas | Conveyor Oven | E10 |  | Baseline Forecast | 0 | 0 | 0 | 0 | 0 | 0 | 0 | 0 | 0 | 0 | 0 | 0 | 0 | 0 | 0 | 0 | 0 | 0 | 0 | 0 | 0 | 0 | 0 | 0 | 0 | 0 | 0 | 0 | 0 | 0 | 0
Commercial_Lodging_Existing_Food Preparation_Natural Gas_Conveyor Oven_Vintage_Baseline Forecast | Commercial | Lodging | Existing | Food Preparation | Natural Gas | Conveyor Oven | Vintage | Vintage | Baseline Forecast | 148496.4984 | 145526.5684 | 142616.0371 | 139763.7163 | 136968.442 | 133692.1569 | 129545.0154 | 124252.086 | 117627.2882 | 109553.0012 | 100449.447 | 90642.9466 | 80386.285 | 69874.6754 | 59258.2731 | 48651.9846 | 38143.1559 | 29904.2342 | 23444.9196 | 18380.817 | 14410.5605 | 11297.8795 | 8857.5375 | 6944.3094 | 5444.3386 | 4268.3614 | 3346.3954 | 2623.574 | 2056.882 | 1612.5955 | 1264.2749
Commercial_Lodging_Existing_Food Preparation_Natural Gas_Double Rack Oven_E1_Baseline Forecast | Commercial | Lodging | Existing | Food Preparation | Natural Gas | Double Rack Oven | E1 | Standard | Baseline Forecast | 0 | 1322.7709 | 3093.7001 | 5233.5664 | 7668.429 | 10362.688 | 13263.6413 | 16316.8946 | 19474.538 | 22675.3071 | 25327.1078 | 27506.4917 | 29330.6773 | 30794.7395 | 31966.4206 | 32888.8967 | 33590.2346 | 34097.9435 | 34446.1341 | 34642.3677 | 34713.1664 | 34674.2292 | 34543.2648 | 34646.6832 | 34679.4774 | 34656.9413 | 34576.4321 | 34448.1024 | 34281.5612 | 34096.7927 | 33896.3698
Commercial_Lodging_Existing_Food Preparation_Natural Gas_Double Rack Oven_E2_Baseline Forecast | Commercial | Lodging | Existing | Food Preparation | Natural Gas | Double Rack Oven | E2 | FTSC Qualified (>50% Cooking Efficiency) | Baseline Forecast | 0 | 1911.1529 | 4477.2747 | 7573.3146 | 11097.1452 | 14932.8171 | 19002.7925 | 23249.7412 | 27625.931 | 32110.9485 | 35879.1917 | 39022.7515 | 41571.2064 | 43657.2493 | 45324.333 | 46626.0403 | 47618.4913 | 48347.4131 | 48842.3946 | 49151.2684 | 49295.6728 | 49301.7704 | 49188.2286 | 48660.2367 | 48050.2422 | 47366.7699 | 46633.1286 | 45857.087 | 45044.5675 | 44189.0376 | 43299.5659
Commercial_Lodging_Existing_Food Preparation_Natural Gas_Double Rack Oven_E3_Baseline Forecast | Commercial | Lodging | Existing | Food Preparation | Natural Gas | Double Rack Oven | E3 |  | Baseline Forecast | 0 | 0 | 0 | 0 | 0 | 0 | 0 | 0 | 0 | 0 | 0 | 0 | 0 | 0 | 0 | 0 | 0 | 0 | 0 | 0 | 0 | 0 | 0 | 0 | 0 | 0 | 0 | 0 | 0 | 0 | 0
Commercial_Lodging_Existing_Food Preparation_Natural Gas_Double Rack Oven_E4_Baseline Forecast | Commercial | Lodging | Existing | Food Preparation | Natural Gas | Double Rack Oven | E4 |  | Baseline Forecast | 0 | 0 | 0 | 0 | 0 | 0 | 0 | 0 | 0 | 0 | 0 | 0 | 0 | 0 | 0 | 0 | 0 | 0 | 0 | 0 | 0 | 0 | 0 | 0 | 0 | 0 | 0 | 0 | 0 | 0 | 0
Commercial_Lodging_Existing_Food Preparation_Natural Gas_Double Rack Oven_E5_Baseline Forecast | Commercial | Lodging | Existing | Food Preparation | Natural Gas | Double Rack Oven | E5 |  | Baseline Forecast | 0 | 0 | 0 | 0 | 0 | 0 | 0 | 0 | 0 | 0 | 0 | 0 | 0 | 0 | 0 | 0 | 0 | 0 | 0 | 0 | 0 | 0 | 0 | 0 | 0 | 0 | 0 | 0 | 0 | 0 | 0
Commercial_Lodging_Existing_Food Preparation_Natural Gas_Double Rack Oven_E6_Baseline Forecast | Commercial | Lodging | Existing | Food Preparation | Natural Gas | Double Rack Oven | E6 |  | Baseline Forecast | 0 | 0 | 0 | 0 | 0 | 0 | 0 | 0 | 0 | 0 | 0 | 0 | 0 | 0 | 0 | 0 | 0 | 0 | 0 | 0 | 0 | 0 | 0 | 0 | 0 | 0 | 0 | 0 | 0 | 0 | 0
Commercial_Lodging_Existing_Food Preparation_Natural Gas_Double Rack Oven_E7_Baseline Forecast | Commercial | Lodging | Existing | Food Preparation | Natural Gas | Double Rack Oven | E7 |  | Baseline Forecast | 0 | 0 | 0 | 0 | 0 | 0 | 0 | 0 | 0 | 0 | 0 | 0 | 0 | 0 | 0 | 0 | 0 | 0 | 0 | 0 | 0 | 0 | 0 | 0 | 0 | 0 | 0 | 0 | 0 | 0 | 0
Commercial_Lodging_Existing_Food Preparation_Natural Gas_Double Rack Oven_E8_Baseline Forecast | Commercial | Lodging | Existing | Food Preparation | Natural Gas | Double Rack Oven | E8 |  | Baseline Forecast | 0 | 0 | 0 | 0 | 0 | 0 | 0 | 0 | 0 | 0 | 0 | 0 | 0 | 0 | 0 | 0 | 0 | 0 | 0 | 0 | 0 | 0 | 0 | 0 | 0 | 0 | 0 | 0 | 0 | 0 | 0
Commercial_Lodging_Existing_Food Preparation_Natural Gas_Double Rack Oven_E9_Baseline Forecast | Commercial | Lodging | Existing | Food Preparation | Natural Gas | Double Rack Oven | E9 |  | Baseline Forecast | 0 | 0 | 0 | 0 | 0 | 0 | 0 | 0 | 0 | 0 | 0 | 0 | 0 | 0 | 0 | 0 | 0 | 0 | 0 | 0 | 0 | 0 | 0 | 0 | 0 | 0 | 0 | 0 | 0 | 0 | 0
Commercial_Lodging_Existing_Food Preparation_Natural Gas_Double Rack Oven_E10_Baseline Forecast | Commercial | Lodging | Existing | Food Preparation | Natural Gas | Double Rack Oven | E10 |  | Baseline Forecast | 0 | 0 | 0 | 0 | 0 | 0 | 0 | 0 | 0 | 0 | 0 | 0 | 0 | 0 | 0 | 0 | 0 | 0 | 0 | 0 | 0 | 0 | 0 | 0 | 0 | 0 | 0 | 0 | 0 | 0 | 0
Commercial_Lodging_Existing_Food Preparation_Natural Gas_Double Rack Oven_Vintage_Baseline Forecast | Commercial | Lodging | Existing | Food Preparation | Natural Gas | Double Rack Oven | Vintage | Vintage | Baseline Forecast | 148496.4984 | 142292.6447 | 135045.0622 | 126956.8353 | 118202.8678 | 108933.5681 | 99278.0579 | 89346.966 | 79234.8607 | 69022.3676 | 60126.1513 | 52376.5585 | 45625.8021 | 39745.1431 | 34622.4358 | 30159.9885 | 26272.7011 | 22886.4418 | 19936.6338 | 17367.0232 | 15128.6069 | 13178.6976 | 11480.1099 | 10000.4513 | 8711.5042 | 7588.6881 | 6610.5905 | 5758.5589 | 5016.3446 | 4369.7935 | 3806.5757
Commercial_Lodging_Existing_Food Preparation_Natural Gas_Fryer_E1_Baseline Forecast | Commercial | Lodging | Existing | Food Preparation | Natural Gas | Fryer | E1 | Standard | Baseline Forecast | 0 | 8648.9819 | 17869.908 | 17512.5098 | 17162.2596 | 16819.0144 | 16482.6341 | 16152.9814 | 15829.9218 | 14041.6766 | 11008.6744 | 8630.8008 | 6766.5478 | 5304.9735 | 2415.5111 | 0 | 0 | 0 | 0 | 0 | 0 | 0 | 0 | 0 | 0 | 0 | 0 | 0 | 0 | 0 | 0
Commercial_Lodging_Existing_Food Preparation_Natural Gas_Fryer_E2_Baseline Forecast | Commercial | Lodging | Existing | Food Preparation | Natural Gas | Fryer | E2 | ENERGY STAR | Baseline Forecast | 0 | 3049.4942 | 6309.7786 | 19758.6958 | 33659.8156 | 47881.3778 | 62308.5251 | 76841.3915 | 91393.4004 | 107361.3962 | 124460.4458 | 140735.3901 | 154407.1591 | 165826.1167 | 177035.9029 | 186324.2828 | 191918.3964 | 196383.835 | 199854.095 | 202447.9022 | 204270.8272 | 205416.7246 | 205969.0153 | 206001.8283 | 205581.0185 | 204765.0729 | 203605.9181 | 202149.6394 | 200437.122 | 198504.6213 | 196384.2715
Commercial_Lodging_Existing_Food Preparation_Natural Gas_Fryer_E3_Baseline Forecast | Commercial | Lodging | Existing | Food Preparation | Natural Gas | Fryer | E3 |  | Baseline Forecast | 0 | 0 | 0 | 0 | 0 | 0 | 0 | 0 | 0 | 0 | 0 | 0 | 0 | 0 | 0 | 0 | 0 | 0 | 0 | 0 | 0 | 0 | 0 | 0 | 0 | 0 | 0 | 0 | 0 | 0 | 0
Commercial_Lodging_Existing_Food Preparation_Natural Gas_Fryer_E4_Baseline Forecast | Commercial | Lodging | Existing | Food Preparation | Natural Gas | Fryer | E4 |  | Baseline Forecast | 0 | 0 | 0 | 0 | 0 | 0 | 0 | 0 | 0 | 0 | 0 | 0 | 0 | 0 | 0 | 0 | 0 | 0 | 0 | 0 | 0 | 0 | 0 | 0 | 0 | 0 | 0 | 0 | 0 | 0 | 0
Commercial_Lodging_Existing_Food Preparation_Natural Gas_Fryer_E5_Baseline Forecast | Commercial | Lodging | Existing | Food Preparation | Natural Gas | Fryer | E5 |  | Baseline Forecast | 0 | 0 | 0 | 0 | 0 | 0 | 0 | 0 | 0 | 0 | 0 | 0 | 0 | 0 | 0 | 0 | 0 | 0 | 0 | 0 | 0 | 0 | 0 | 0 | 0 | 0 | 0 | 0 | 0 | 0 | 0
Commercial_Lodging_Existing_Food Preparation_Natural Gas_Fryer_E6_Baseline Forecast | Commercial | Lodging | Existing | Food Preparation | Natural Gas | Fryer | E6 |  | Baseline Forecast | 0 | 0 | 0 | 0 | 0 | 0 | 0 | 0 | 0 | 0 | 0 | 0 | 0 | 0 | 0 | 0 | 0 | 0 | 0 | 0 | 0 | 0 | 0 | 0 | 0 | 0 | 0 | 0 | 0 | 0 | 0
Commercial_Lodging_Existing_Food Preparation_Natural Gas_Fryer_E7_Baseline Forecast | Commercial | Lodging | Existing | Food Preparation | Natural Gas | Fryer | E7 |  | Baseline Forecast | 0 | 0 | 0 | 0 | 0 | 0 | 0 | 0 | 0 | 0 | 0 | 0 | 0 | 0 | 0 | 0 | 0 | 0 | 0 | 0 | 0 | 0 | 0 | 0 | 0 | 0 | 0 | 0 | 0 | 0 | 0
Commercial_Lodging_Existing_Food Preparation_Natural Gas_Fryer_E8_Baseline Forecast | Commercial | Lodging | Existing | Food Preparation | Natural Gas | Fryer | E8 |  | Baseline Forecast | 0 | 0 | 0 | 0 | 0 | 0 | 0 | 0 | 0 | 0 | 0 | 0 | 0 | 0 | 0 | 0 | 0 | 0 | 0 | 0 | 0 | 0 | 0 | 0 | 0 | 0 | 0 | 0 | 0 | 0 | 0
Commercial_Lodging_Existing_Food Preparation_Natural Gas_Fryer_E9_Baseline Forecast | Commercial | Lodging | Existing | Food Preparation | Natural Gas | Fryer | E9 |  | Baseline Forecast | 0 | 0 | 0 | 0 | 0 | 0 | 0 | 0 | 0 | 0 | 0 | 0 | 0 | 0 | 0 | 0 | 0 | 0 | 0 | 0 | 0 | 0 | 0 | 0 | 0 | 0 | 0 | 0 | 0 | 0 | 0
Commercial_Lodging_Existing_Food Preparation_Natural Gas_Fryer_E10_Baseline Forecast | Commercial | Lodging | Existing | Food Preparation | Natural Gas | Fryer | E10 |  | Baseline Forecast | 0 | 0 | 0 | 0 | 0 | 0 | 0 | 0 | 0 | 0 | 0 | 0 | 0 | 0 | 0 | 0 | 0 | 0 | 0 | 0 | 0 | 0 | 0 | 0 | 0 | 0 | 0 | 0 | 0 | 0 | 0
Commercial_Lodging_Existing_Food Preparation_Natural Gas_Fryer_Vintage_Baseline Forecast | Commercial | Lodging | Existing | Food Preparation | Natural Gas | Fryer | Vintage | Vintage | Baseline Forecast | 393928.276 | 374351.2344 | 354149.0297 | 333490.9364 | 312524.8239 | 291379.569 | 270167.2027 | 248984.8217 | 227916.2886 | 207033.7458 | 186398.9619 | 166064.5297 | 147948.3992 | 131808.5738 | 117429.4567 | 104618.9705 | 93205.9919 | 83038.0655 | 73979.3675 | 65908.891 | 58718.8302 | 52313.1396 | 46606.2517 | 41521.9333 | 36992.2678 | 32956.7477 | 29361.4661 | 26158.3971 | 23304.7538 | 20762.417 | 18497.4261
Commercial_Lodging_Existing_Food Preparation_Natural Gas_Broiler_E1_Baseline Forecast | Commercial | Lodging | Existing | Food Preparation | Natural Gas | Broiler | E1 | Standard | Baseline Forecast | 0 | 6874.9988 | 14406.173 | 22450.5543 | 30876.7883 | 39605.3484 | 48539.9537 | 57589.5841 | 66676.6876 | 75716.0127 | 83215.2498 | 89383.2674 | 94456.1978 | 98525.4564 | 101747.1116 | 104240.5225 | 106098.6663 | 107407.674 | 108251.6373 | 108679.3953 | 108756.3543 | 108530.5106 | 108049.0289 | 107652.4853 | 107070.144 | 106336.6827 | 105467.3879 | 104485.3299 | 103416.9568 | 102287.8715 | 101105.831
Commercial_Lodging_Existing_Food Preparation_Natural Gas_Broiler_E2_Baseline Forecast | Commercial | Lodging | Existing | Food Preparation | Natural Gas | Broiler | E2 | Infrared Burners | Baseline Forecast | 0 | 2423.2855 | 5084.064 | 7922.7161 | 10896.7788 | 13936.9529 | 17012.3931 | 20105.8292 | 23202.8647 | 26310.9733 | 28918.8625 | 31090.1295 | 32825.8001 | 34240.8637 | 35358.8714 | 36216.7538 | 36857.5041 | 37313.2654 | 37602.8073 | 37766.7298 | 37817.3762 | 37774.3208 | 37649.105 | 37152.1402 | 36598.4292 | 35991.7096 | 35350.0159 | 34679.1639 | 33977.7308 | 33241.7794 | 32482.2934
Commercial_Lodging_Existing_Food Preparation_Natural Gas_Broiler_E3_Baseline Forecast | Commercial | Lodging | Existing | Food Preparation | Natural Gas | Broiler | E3 |  | Baseline Forecast | 0 | 0 | 0 | 0 | 0 | 0 | 0 | 0 | 0 | 0 | 0 | 0 | 0 | 0 | 0 | 0 | 0 | 0 | 0 | 0 | 0 | 0 | 0 | 0 | 0 | 0 | 0 | 0 | 0 | 0 | 0
Commercial_Lodging_Existing_Food Preparation_Natural Gas_Broiler_E4_Baseline Forecast | Commercial | Lodging | Existing | Food Preparation | Natural Gas | Broiler | E4 |  | Baseline Forecast | 0 | 0 | 0 | 0 | 0 | 0 | 0 | 0 | 0 | 0 | 0 | 0 | 0 | 0 | 0 | 0 | 0 | 0 | 0 | 0 | 0 | 0 | 0 | 0 | 0 | 0 | 0 | 0 | 0 | 0 | 0
Commercial_Lodging_Existing_Food Preparation_Natural Gas_Broiler_E5_Baseline Forecast | Commercial | Lodging | Existing | Food Preparation | Natural Gas | Broiler | E5 |  | Baseline Forecast | 0 | 0 | 0 | 0 | 0 | 0 | 0 | 0 | 0 | 0 | 0 | 0 | 0 | 0 | 0 | 0 | 0 | 0 | 0 | 0 | 0 | 0 | 0 | 0 | 0 | 0 | 0 | 0 | 0 | 0 | 0
Commercial_Lodging_Existing_Food Preparation_Natural Gas_Broiler_E6_Baseline Forecast | Commercial | Lodging | Existing | Food Preparation | Natural Gas | Broiler | E6 |  | Baseline Forecast | 0 | 0 | 0 | 0 | 0 | 0 | 0 | 0 | 0 | 0 | 0 | 0 | 0 | 0 | 0 | 0 | 0 | 0 | 0 | 0 | 0 | 0 | 0 | 0 | 0 | 0 | 0 | 0 | 0 | 0 | 0
Commercial_Lodging_Existing_Food Preparation_Natural Gas_Broiler_E7_Baseline Forecast | Commercial | Lodging | Existing | Food Preparation | Natural Gas | Broiler | E7 |  | Baseline Forecast | 0 | 0 | 0 | 0 | 0 | 0 | 0 | 0 | 0 | 0 | 0 | 0 | 0 | 0 | 0 | 0 | 0 | 0 | 0 | 0 | 0 | 0 | 0 | 0 | 0 | 0 | 0 | 0 | 0 | 0 | 0
Commercial_Lodging_Existing_Food Preparation_Natural Gas_Broiler_E8_Baseline Forecast | Commercial | Lodging | Existing | Food Preparation | Natural Gas | Broiler | E8 |  | Baseline Forecast | 0 | 0 | 0 | 0 | 0 | 0 | 0 | 0 | 0 | 0 | 0 | 0 | 0 | 0 | 0 | 0 | 0 | 0 | 0 | 0 | 0 | 0 | 0 | 0 | 0 | 0 | 0 | 0 | 0 | 0 | 0
Commercial_Lodging_Existing_Food Preparation_Natural Gas_Broiler_E9_Baseline Forecast | Commercial | Lodging | Existing | Food Preparation | Natural Gas | Broiler | E9 |  | Baseline Forecast | 0 | 0 | 0 | 0 | 0 | 0 | 0 | 0 | 0 | 0 | 0 | 0 | 0 | 0 | 0 | 0 | 0 | 0 | 0 | 0 | 0 | 0 | 0 | 0 | 0 | 0 | 0 | 0 | 0 | 0 | 0
Commercial_Lodging_Existing_Food Preparation_Natural Gas_Broiler_E10_Baseline Forecast | Commercial | Lodging | Existing | Food Preparation | Natural Gas | Broiler | E10 |  | Baseline Forecast | 0 | 0 | 0 | 0 | 0 | 0 | 0 | 0 | 0 | 0 | 0 | 0 | 0 | 0 | 0 | 0 | 0 | 0 | 0 | 0 | 0 | 0 | 0 | 0 | 0 | 0 | 0 | 0 | 0 | 0 | 0
Commercial_Lodging_Existing_Food Preparation_Natural Gas_Broiler_Vintage_Baseline Forecast | Commercial | Lodging | Existing | Food Preparation | Natural Gas | Broiler | Vintage | Vintage | Baseline Forecast | 256177.2201 | 241755.3914 | 226542.3652 | 210738.6798 | 194516.144 | 178021.6157 | 161380.2919 | 144698.5725 | 128066.5538 | 111560.1979 | 97181.328 | 84655.7346 | 73744.551 | 64239.6978 | 55959.9145 | 48747.3033 | 42464.3176 | 36991.1388 | 32223.3921 | 28070.1549 | 24452.2238 | 21300.6038 | 18555.1927 | 16163.6345 | 14080.3216 | 12265.5246 | 10684.6348 | 9307.5041 | 8107.8702 | 7062.8558 | 6152.5322
Commercial_Lodging_Existing_Food Preparation_Natural Gas_Griddle_E1_Baseline Forecast | Commercial | Lodging | Existing | Food Preparation | Natural Gas | Griddle | E1 | Standard | Baseline Forecast | 0 | 9584.8287 | 20089.1505 | 31306.6841 | 43057.196 | 55198.7825 | 67599.7169 | 80144.2499 | 92733.9013 | 105277.6693 | 115706.1561 | 124303.1799 | 131336.3529 | 136995.0271 | 141473.2873 | 144933.6835 | 147513.5181 | 149334.181 | 150504.7501 | 151110.8352 | 151235.6354 | 150948.0991 | 150310.1349 | 149501.4641 | 148440.306 | 147168.728 | 145717.0706 | 144115.8893 | 142394.8957 | 140580.0131 | 138688.1449
Commercial_Lodging_Existing_Food Preparation_Natural Gas_Griddle_E2_Baseline Forecast | Commercial | Lodging | Existing | Food Preparation | Natural Gas | Griddle | E2 | ENERGY STAR | Baseline Forecast | 0 | 3917.9606 | 8214.1963 | 12800.7941 | 17605.5736 | 22554.316 | 27594.1384 | 32683.5327 | 37787.4533 | 42883.9546 | 47132.8418 | 50645.9665 | 53500.1127 | 55805.6656 | 57629.3803 | 59035.6676 | 60084.679 | 60826.7795 | 61302.2649 | 61555.4068 | 61615.9128 | 61512.9589 | 61269.8887 | 60781.0238 | 60192.4286 | 59517.8218 | 58775.2507 | 57976.1079 | 57127.0232 | 56233.5353 | 55305.9561
Commercial_Lodging_Existing_Food Preparation_Natural Gas_Griddle_E3_Baseline Forecast | Commercial | Lodging | Existing | Food Preparation | Natural Gas | Griddle | E3 |  | Baseline Forecast | 0 | 0 | 0 | 0 | 0 | 0 | 0 | 0 | 0 | 0 | 0 | 0 | 0 | 0 | 0 | 0 | 0 | 0 | 0 | 0 | 0 | 0 | 0 | 0 | 0 | 0 | 0 | 0 | 0 | 0 | 0
Commercial_Lodging_Existing_Food Preparation_Natural Gas_Griddle_E4_Baseline Forecast | Commercial | Lodging | Existing | Food Preparation | Natural Gas | Griddle | E4 |  | Baseline Forecast | 0 | 0 | 0 | 0 | 0 | 0 | 0 | 0 | 0 | 0 | 0 | 0 | 0 | 0 | 0 | 0 | 0 | 0 | 0 | 0 | 0 | 0 | 0 | 0 | 0 | 0 | 0 | 0 | 0 | 0 | 0
Commercial_Lodging_Existing_Food Preparation_Natural Gas_Griddle_E5_Baseline Forecast | Commercial | Lodging | Existing | Food Preparation | Natural Gas | Griddle | E5 |  | Baseline Forecast | 0 | 0 | 0 | 0 | 0 | 0 | 0 | 0 | 0 | 0 | 0 | 0 | 0 | 0 | 0 | 0 | 0 | 0 | 0 | 0 | 0 | 0 | 0 | 0 | 0 | 0 | 0 | 0 | 0 | 0 | 0
Commercial_Lodging_Existing_Food Preparation_Natural Gas_Griddle_E6_Baseline Forecast | Commercial | Lodging | Existing | Food Preparation | Natural Gas | Griddle | E6 |  | Baseline Forecast | 0 | 0 | 0 | 0 | 0 | 0 | 0 | 0 | 0 | 0 | 0 | 0 | 0 | 0 | 0 | 0 | 0 | 0 | 0 | 0 | 0 | 0 | 0 | 0 | 0 | 0 | 0 | 0 | 0 | 0 | 0
Commercial_Lodging_Existing_Food Preparation_Natural Gas_Griddle_E7_Baseline Forecast | Commercial | Lodging | Existing | Food Preparation | Natural Gas | Griddle | E7 |  | Baseline Forecast | 0 | 0 | 0 | 0 | 0 | 0 | 0 | 0 | 0 | 0 | 0 | 0 | 0 | 0 | 0 | 0 | 0 | 0 | 0 | 0 | 0 | 0 | 0 | 0 | 0 | 0 | 0 | 0 | 0 | 0 | 0
Commercial_Lodging_Existing_Food Preparation_Natural Gas_Griddle_E8_Baseline Forecast | Commercial | Lodging | Existing | Food Preparation | Natural Gas | Griddle | E8 |  | Baseline Forecast | 0 | 0 | 0 | 0 | 0 | 0 | 0 | 0 | 0 | 0 | 0 | 0 | 0 | 0 | 0 | 0 | 0 | 0 | 0 | 0 | 0 | 0 | 0 | 0 | 0 | 0 | 0 | 0 | 0 | 0 | 0
Commercial_Lodging_Existing_Food Preparation_Natural Gas_Griddle_E9_Baseline Forecast | Commercial | Lodging | Existing | Food Preparation | Natural Gas | Griddle | E9 |  | Baseline Forecast | 0 | 0 | 0 | 0 | 0 | 0 | 0 | 0 | 0 | 0 | 0 | 0 | 0 | 0 | 0 | 0 | 0 | 0 | 0 | 0 | 0 | 0 | 0 | 0 | 0 | 0 | 0 | 0 | 0 | 0 | 0
Commercial_Lodging_Existing_Food Preparation_Natural Gas_Griddle_E10_Baseline Forecast | Commercial | Lodging | Existing | Food Preparation | Natural Gas | Griddle | E10 |  | Baseline Forecast | 0 | 0 | 0 | 0 | 0 | 0 | 0 | 0 | 0 | 0 | 0 | 0 | 0 | 0 | 0 | 0 | 0 | 0 | 0 | 0 | 0 | 0 | 0 | 0 | 0 | 0 | 0 | 0 | 0 | 0 | 0
Commercial_Lodging_Existing_Food Preparation_Natural Gas_Griddle_Vintage_Baseline Forecast | Commercial | Lodging | Existing | Food Preparation | Natural Gas | Griddle | Vintage | Vintage | Baseline Forecast | 372015.6246 | 351072.5227 | 328980.4591 | 306030.6516 | 282472.5975 | 258519.5612 | 234353.3513 | 210128.4798 | 185975.7825 | 162005.5706 | 141124.8526 | 122935.4271 | 107090.4165 | 93287.6517 | 81263.91 | 70789.8949 | 61665.864 | 53717.8193 | 46794.1893 | 40762.9382 | 35509.0484 | 30932.3266 | 26945.4934 | 23472.5187 | 20447.1718 | 17811.7586 | 15516.0208 | 13516.1781 | 11774.0929 | 10256.5432 | 8934.5887
Commercial_Lodging_Existing_Food Preparation_Natural Gas_Range_E1_Baseline Forecast | Commercial | Lodging | Existing | Food Preparation | Natural Gas | Range | E1 | Standard | Baseline Forecast | 0 | 16969.0492 | 38233.5824 | 62531.2287 | 88875.6242 | 116633.8974 | 145214.5649 | 174134.4069 | 203020.8097 | 231622.3764 | 252630.8009 | 267642.1346 | 278176.6539 | 285047.1507 | 289030.4504 | 290751.5975 | 290785.5356 | 289517.2757 | 287282.9166 | 284255.2977 | 280649.265 | 276594.5034 | 272227.0268 | 268483.2514 | 264598.7548 | 260653.423 | 256649.7925 | 252663.9655 | 248715.6134 | 244836.9446 | 240988.5066
Commercial_Lodging_Existing_Food Preparation_Natural Gas_Range_E2_Baseline Forecast | Commercial | Lodging | Existing | Food Preparation | Natural Gas | Range | E2 | High Efficiency | Baseline Forecast | 0 | 24458.8024 | 55144.7951 | 90252.0366 | 128385.3621 | 168333.9097 | 209266.434 | 250572.883 | 291790.2966 | 332535.9521 | 362371.2215 | 383767.3059 | 398391.2453 | 407927.7222 | 413556.577 | 416185.4646 | 416439.777 | 414874.2921 | 411888.4569 | 407884.8758 | 403098.6513 | 397751.6829 | 391982.4468 | 385068.5981 | 377941.285 | 370650.2503 | 363293.5237 | 355872.806 | 348428.4028 | 340974.1278 | 333584.5346
Commercial_Lodging_Existing_Food Preparation_Natural Gas_Range_E3_Baseline Forecast | Commercial | Lodging | Existing | Food Preparation | Natural Gas | Range | E3 |  | Baseline Forecast | 0 | 0 | 0 | 0 | 0 | 0 | 0 | 0 | 0 | 0 | 0 | 0 | 0 | 0 | 0 | 0 | 0 | 0 | 0 | 0 | 0 | 0 | 0 | 0 | 0 | 0 | 0 | 0 | 0 | 0 | 0
Commercial_Lodging_Existing_Food Preparation_Natural Gas_Range_E4_Baseline Forecast | Commercial | Lodging | Existing | Food Preparation | Natural Gas | Range | E4 |  | Baseline Forecast | 0 | 0 | 0 | 0 | 0 | 0 | 0 | 0 | 0 | 0 | 0 | 0 | 0 | 0 | 0 | 0 | 0 | 0 | 0 | 0 | 0 | 0 | 0 | 0 | 0 | 0 | 0 | 0 | 0 | 0 | 0
Commercial_Lodging_Existing_Food Preparation_Natural Gas_Range_E5_Baseline Forecast | Commercial | Lodging | Existing | Food Preparation | Natural Gas | Range | E5 |  | Baseline Forecast | 0 | 0 | 0 | 0 | 0 | 0 | 0 | 0 | 0 | 0 | 0 | 0 | 0 | 0 | 0 | 0 | 0 | 0 | 0 | 0 | 0 | 0 | 0 | 0 | 0 | 0 | 0 | 0 | 0 | 0 | 0
Commercial_Lodging_Existing_Food Preparation_Natural Gas_Range_E6_Baseline Forecast | Commercial | Lodging | Existing | Food Preparation | Natural Gas | Range | E6 |  | Baseline Forecast | 0 | 0 | 0 | 0 | 0 | 0 | 0 | 0 | 0 | 0 | 0 | 0 | 0 | 0 | 0 | 0 | 0 | 0 | 0 | 0 | 0 | 0 | 0 | 0 | 0 | 0 | 0 | 0 | 0 | 0 | 0
Commercial_Lodging_Existing_Food Preparation_Natural Gas_Range_E7_Baseline Forecast | Commercial | Lodging | Existing | Food Preparation | Natural Gas | Range | E7 |  | Baseline Forecast | 0 | 0 | 0 | 0 | 0 | 0 | 0 | 0 | 0 | 0 | 0 | 0 | 0 | 0 | 0 | 0 | 0 | 0 | 0 | 0 | 0 | 0 | 0 | 0 | 0 | 0 | 0 | 0 | 0 | 0 | 0
Commercial_Lodging_Existing_Food Preparation_Natural Gas_Range_E8_Baseline Forecast | Commercial | Lodging | Existing | Food Preparation | Natural Gas | Range | E8 |  | Baseline Forecast | 0 | 0 | 0 | 0 | 0 | 0 | 0 | 0 | 0 | 0 | 0 | 0 | 0 | 0 | 0 | 0 | 0 | 0 | 0 | 0 | 0 | 0 | 0 | 0 | 0 | 0 | 0 | 0 | 0 | 0 | 0
Commercial_Lodging_Existing_Food Preparation_Natural Gas_Range_E9_Baseline Forecast | Commercial | Lodging | Existing | Food Preparation | Natural Gas | Range | E9 |  | Baseline Forecast | 0 | 0 | 0 | 0 | 0 | 0 | 0 | 0 | 0 | 0 | 0 | 0 | 0 | 0 | 0 | 0 | 0 | 0 | 0 | 0 | 0 | 0 | 0 | 0 | 0 | 0 | 0 | 0 | 0 | 0 | 0
Commercial_Lodging_Existing_Food Preparation_Natural Gas_Range_E10_Baseline Forecast | Commercial | Lodging | Existing | Food Preparation | Natural Gas | Range | E10 |  | Baseline Forecast | 0 | 0 | 0 | 0 | 0 | 0 | 0 | 0 | 0 | 0 | 0 | 0 | 0 | 0 | 0 | 0 | 0 | 0 | 0 | 0 | 0 | 0 | 0 | 0 | 0 | 0 | 0 | 0 | 0 | 0 | 0
Commercial_Lodging_Existing_Food Preparation_Natural Gas_Range_Vintage_Baseline Forecast | Commercial | Lodging | Existing | Food Preparation | Natural Gas | Range | Vintage | Vintage | Baseline Forecast | 1056832.949 | 994268.4384 | 921603.9867 | 841899.4516 | 757528.0763 | 670325.4744 | 581706.4168 | 492756.3775 | 404303.2878 | 316973.7777 | 248507.4417 | 194829.8343 | 152746.5901 | 119753.3266 | 93886.6081 | 73607.1007 | 57707.967 | 45243.0461 | 35470.5481 | 27808.9097 | 21802.1852 | 17092.9132 | 13400.844 | 10506.2617 | 8236.9092 | 6457.7368 | 5062.8656 | 3969.2867 | 3111.9207 | 2439.7459 | 1912.7608
Commercial_Lodging_Existing_Food Preparation_Natural Gas_Steamer_E1_Baseline Forecast | Commercial | Lodging | Existing | Food Preparation | Natural Gas | Steamer | E1 | Standard | Baseline Forecast | 0 | 3324.7499 | 6964.0066 | 6824.7265 | 6688.2319 | 6554.4673 | 6423.378 | 6294.9104 | 6169.0122 | 6045.6319 | 5616.719 | 4892.7863 | 4262.1605 | 3712.8154 | 3234.2747 | 2817.4127 | 2454.2795 | 2137.9501 | 1862.3921 | 910.6404 | 0 | 0 | 0 | 0 | 0 | 0 | 0 | 0 | 0 | 0 | 0
Commercial_Lodging_Existing_Food Preparation_Natural Gas_Steamer_E2_Baseline Forecast | Commercial | Lodging | Existing | Food Preparation | Natural Gas | Steamer | E2 | ENERGY STAR | Baseline Forecast | 0 | 3340.4962 | 7007.0898 | 14947.6044 | 23256.121 | 31826.0128 | 40566.2075 | 49399.1333 | 58258.9315 | 67089.9005 | 74763.858 | 81465.6015 | 86976.8052 | 91457.4517 | 95046.7728 | 97865.9269 | 100020.3309 | 101601.6914 | 102689.7747 | 104065.658 | 105067.7692 | 104875.0155 | 104440.1193 | 103799.6298 | 102985.2787 | 102024.603 | 100941.4881 | 99756.6403 | 98487.9983 | 97151.0927 | 95759.3572
Commercial_Lodging_Existing_Food Preparation_Natural Gas_Steamer_E3_Baseline Forecast | Commercial | Lodging | Existing | Food Preparation | Natural Gas | Steamer | E3 |  | Baseline Forecast | 0 | 0 | 0 | 0 | 0 | 0 | 0 | 0 | 0 | 0 | 0 | 0 | 0 | 0 | 0 | 0 | 0 | 0 | 0 | 0 | 0 | 0 | 0 | 0 | 0 | 0 | 0 | 0 | 0 | 0 | 0
Commercial_Lodging_Existing_Food Preparation_Natural Gas_Steamer_E4_Baseline Forecast | Commercial | Lodging | Existing | Food Preparation | Natural Gas | Steamer | E4 |  | Baseline Forecast | 0 | 0 | 0 | 0 | 0 | 0 | 0 | 0 | 0 | 0 | 0 | 0 | 0 | 0 | 0 | 0 | 0 | 0 | 0 | 0 | 0 | 0 | 0 | 0 | 0 | 0 | 0 | 0 | 0 | 0 | 0
Commercial_Lodging_Existing_Food Preparation_Natural Gas_Steamer_E5_Baseline Forecast | Commercial | Lodging | Existing | Food Preparation | Natural Gas | Steamer | E5 |  | Baseline Forecast | 0 | 0 | 0 | 0 | 0 | 0 | 0 | 0 | 0 | 0 | 0 | 0 | 0 | 0 | 0 | 0 | 0 | 0 | 0 | 0 | 0 | 0 | 0 | 0 | 0 | 0 | 0 | 0 | 0 | 0 | 0
Commercial_Lodging_Existing_Food Preparation_Natural Gas_Steamer_E6_Baseline Forecast | Commercial | Lodging | Existing | Food Preparation | Natural Gas | Steamer | E6 |  | Baseline Forecast | 0 | 0 | 0 | 0 | 0 | 0 | 0 | 0 | 0 | 0 | 0 | 0 | 0 | 0 | 0 | 0 | 0 | 0 | 0 | 0 | 0 | 0 | 0 | 0 | 0 | 0 | 0 | 0 | 0 | 0 | 0
Commercial_Lodging_Existing_Food Preparation_Natural Gas_Steamer_E7_Baseline Forecast | Commercial | Lodging | Existing | Food Preparation | Natural Gas | Steamer | E7 |  | Baseline Forecast | 0 | 0 | 0 | 0 | 0 | 0 | 0 | 0 | 0 | 0 | 0 | 0 | 0 | 0 | 0 | 0 | 0 | 0 | 0 | 0 | 0 | 0 | 0 | 0 | 0 | 0 | 0 | 0 | 0 | 0 | 0
Commercial_Lodging_Existing_Food Preparation_Natural Gas_Steamer_E8_Baseline Forecast | Commercial | Lodging | Existing | Food Preparation | Natural Gas | Steamer | E8 |  | Baseline Forecast | 0 | 0 | 0 | 0 | 0 | 0 | 0 | 0 | 0 | 0 | 0 | 0 | 0 | 0 | 0 | 0 | 0 | 0 | 0 | 0 | 0 | 0 | 0 | 0 | 0 | 0 | 0 | 0 | 0 | 0 | 0
Commercial_Lodging_Existing_Food Preparation_Natural Gas_Steamer_E9_Baseline Forecast | Commercial | Lodging | Existing | Food Preparation | Natural Gas | Steamer | E9 |  | Baseline Forecast | 0 | 0 | 0 | 0 | 0 | 0 | 0 | 0 | 0 | 0 | 0 | 0 | 0 | 0 | 0 | 0 | 0 | 0 | 0 | 0 | 0 | 0 | 0 | 0 | 0 | 0 | 0 | 0 | 0 | 0 | 0
Commercial_Lodging_Existing_Food Preparation_Natural Gas_Steamer_E10_Baseline Forecast | Commercial | Lodging | Existing | Food Preparation | Natural Gas | Steamer | E10 |  | Baseline Forecast | 0 | 0 | 0 | 0 | 0 | 0 | 0 | 0 | 0 | 0 | 0 | 0 | 0 | 0 | 0 | 0 | 0 | 0 | 0 | 0 | 0 | 0 | 0 | 0 | 0 | 0 | 0 | 0 | 0 | 0 | 0
Commercial_Lodging_Existing_Food Preparation_Natural Gas_Steamer_Vintage_Baseline Forecast | Commercial | Lodging | Existing | Food Preparation | Natural Gas | Steamer | Vintage | Vintage | Baseline Forecast | 183634.3316 | 173296.3989 | 162391.3156 | 151062.833 | 139434.1077 | 127610.4112 | 115681.4881 | 103723.6083 | 91801.3553 | 79969.1806 | 69662.0418 | 60683.3786 | 52861.9654 | 46048.6454 | 40113.4866 | 34943.3039 | 30439.5003 | 26516.1869 | 23098.5451 | 20121.3993 | 17527.9745 | 15268.8133 | 13300.8329 | 11586.5034 | 10093.1318 | 8792.2393 | 7659.0173 | 6671.8551 | 5811.9271 | 5062.8343 | 4410.2912
Commercial_Lodging_Existing_Food Preparation_Natural Gas_Food Prep Other_E1_Baseline Forecast | Commercial | Lodging | Existing | Food Preparation | Natural Gas | Food Prep Other | E1 | Standard | Baseline Forecast | 0 | 5326.8627 | 12006.7467 | 19645.1226 | 27935.7682 | 36641.6279 | 45579.7643 | 54609.5984 | 63623.6867 | 72540.4943 | 79078.0855 | 83759.4249 | 86994.3722 | 89104.0277 | 90339.9803 | 90899.3074 | 90936.3604 | 90571.9792 | 89900.7454 | 88996.6431 | 87917.5312 | 86708.615 | 85405.1921 | 84034.9257 | 82619.1181 | 81174.4414 | 79713.8217 | 78247.2696 | 76782.4959 | 75325.4208 | 73880.5492
Commercial_Lodging_Existing_Food Preparation_Natural Gas_Food Prep Other_E2_Baseline Forecast | Commercial | Lodging | Existing | Food Preparation | Natural Gas | Food Prep Other | E2 | ENERGY STAR | Baseline Forecast | 0 | 1871.6031 | 4218.5953 | 6902.3586 | 9815.3031 | 12874.119 | 16014.5315 | 19187.1539 | 22354.2409 | 25487.1435 | 27784.1063 | 29428.8868 | 30565.4503 | 31306.6557 | 31740.9023 | 31937.4333 | 31950.4664 | 31822.4587 | 31586.6363 | 31269.0037 | 30889.8846 | 30465.1648 | 30007.2416 | 29525.649 | 29028.0546 | 28520.3104 | 28006.9648 | 27491.5262 | 26976.705 | 26464.5781 | 25956.7396
Commercial_Lodging_Existing_Food Preparation_Natural Gas_Food Prep Other_E3_Baseline Forecast | Commercial | Lodging | Existing | Food Preparation | Natural Gas | Food Prep Other | E3 |  | Baseline Forecast | 0 | 0 | 0 | 0 | 0 | 0 | 0 | 0 | 0 | 0 | 0 | 0 | 0 | 0 | 0 | 0 | 0 | 0 | 0 | 0 | 0 | 0 | 0 | 0 | 0 | 0 | 0 | 0 | 0 | 0 | 0
Commercial_Lodging_Existing_Food Preparation_Natural Gas_Food Prep Other_E4_Baseline Forecast | Commercial | Lodging | Existing | Food Preparation | Natural Gas | Food Prep Other | E4 |  | Baseline Forecast | 0 | 0 | 0 | 0 | 0 | 0 | 0 | 0 | 0 | 0 | 0 | 0 | 0 | 0 | 0 | 0 | 0 | 0 | 0 | 0 | 0 | 0 | 0 | 0 | 0 | 0 | 0 | 0 | 0 | 0 | 0
Commercial_Lodging_Existing_Food Preparation_Natural Gas_Food Prep Other_E5_Baseline Forecast | Commercial | Lodging | Existing | Food Preparation | Natural Gas | Food Prep Other | E5 |  | Baseline Forecast | 0 | 0 | 0 | 0 | 0 | 0 | 0 | 0 | 0 | 0 | 0 | 0 | 0 | 0 | 0 | 0 | 0 | 0 | 0 | 0 | 0 | 0 | 0 | 0 | 0 | 0 | 0 | 0 | 0 | 0 | 0
Commercial_Lodging_Existing_Food Preparation_Natural Gas_Food Prep Other_E6_Baseline Forecast | Commercial | Lodging | Existing | Food Preparation | Natural Gas | Food Prep Other | E6 |  | Baseline Forecast | 0 | 0 | 0 | 0 | 0 | 0 | 0 | 0 | 0 | 0 | 0 | 0 | 0 | 0 | 0 | 0 | 0 | 0 | 0 | 0 | 0 | 0 | 0 | 0 | 0 | 0 | 0 | 0 | 0 | 0 | 0
Commercial_Lodging_Existing_Food Preparation_Natural Gas_Food Prep Other_E7_Baseline Forecast | Commercial | Lodging | Existing | Food Preparation | Natural Gas | Food Prep Other | E7 |  | Baseline Forecast | 0 | 0 | 0 | 0 | 0 | 0 | 0 | 0 | 0 | 0 | 0 | 0 | 0 | 0 | 0 | 0 | 0 | 0 | 0 | 0 | 0 | 0 | 0 | 0 | 0 | 0 | 0 | 0 | 0 | 0 | 0
Commercial_Lodging_Existing_Food Preparation_Natural Gas_Food Prep Other_E8_Baseline Forecast | Commercial | Lodging | Existing | Food Preparation | Natural Gas | Food Prep Other | E8 |  | Baseline Forecast | 0 | 0 | 0 | 0 | 0 | 0 | 0 | 0 | 0 | 0 | 0 | 0 | 0 | 0 | 0 | 0 | 0 | 0 | 0 | 0 | 0 | 0 | 0 | 0 | 0 | 0 | 0 | 0 | 0 | 0 | 0
Commercial_Lodging_Existing_Food Preparation_Natural Gas_Food Prep Other_E9_Baseline Forecast | Commercial | Lodging | Existing | Food Preparation | Natural Gas | Food Prep Other | E9 |  | Baseline Forecast | 0 | 0 | 0 | 0 | 0 | 0 | 0 | 0 | 0 | 0 | 0 | 0 | 0 | 0 | 0 | 0 | 0 | 0 | 0 | 0 | 0 | 0 | 0 | 0 | 0 | 0 | 0 | 0 | 0 | 0 | 0
Commercial_Lodging_Existing_Food Preparation_Natural Gas_Food Prep Other_E10_Baseline Forecast | Commercial | Lodging | Existing | Food Preparation | Natural Gas | Food Prep Other | E10 |  | Baseline Forecast | 0 | 0 | 0 | 0 | 0 | 0 | 0 | 0 | 0 | 0 | 0 | 0 | 0 | 0 | 0 | 0 | 0 | 0 | 0 | 0 | 0 | 0 | 0 | 0 | 0 | 0 | 0 | 0 | 0 | 0 | 0
Commercial_Lodging_Existing_Food Preparation_Natural Gas_Food Prep Other_Vintage_Baseline Forecast | Commercial | Lodging | Existing | Food Preparation | Natural Gas | Food Prep Other | Vintage | Vintage | Baseline Forecast | 183634.3316 | 172763.1792 | 160137.0702 | 146287.6827 | 131627.3893 | 116475.1445 | 101076.7777 | 85620.8998 | 70251.3714 | 55077.0752 | 43180.427 | 33853.4547 | 26541.1085 | 20808.2291 | 16313.6516 | 12789.9028 | 10027.2838 | 7861.3905 | 6163.3302 | 4832.0509 | 3788.3279 | 2970.049 | 2328.5185 | 1825.5585 | 1431.2378 | 1122.0905 | 879.7189 | 689.6996 | 540.7245 | 423.928 | 332.3596
Commercial_Lodging_Existing_Miscellaneous_Natural Gas_Pool Heater_E1_Baseline Forecast | Commercial | Lodging | Existing | Miscellaneous | Natural Gas | Pool Heater | E1 | Standard (EF .82) | Baseline Forecast | 0 | 167925.229 | 323621.8636 | 468717.6746 | 604447.2845 | 732013.3456 | 826934.5299 | 896314.6582 | 945723.352 | 979648.4081 | 1001498.2414 | 1013995.7025 | 1019757.0585 | 1019916.1423 | 1015751.3521 | 1008036.8229 | 997599.1879 | 984992.9235 | 970807.2361 | 955382.6831 | 939250.6334 | 922642.3998 | 905691.879 | 890076.3907 | 874510.0248 | 859093.887 | 843892.5247 | 828913.7452 | 813900.4064 | 798930.5949 | 784019.1135
Commercial_Lodging_Existing_Miscellaneous_Natural Gas_Pool Heater_E2_Baseline Forecast | Commercial | Lodging | Existing | Miscellaneous | Natural Gas | Pool Heater | E2 | Condensing (EF .90) | Baseline Forecast | 0 | 18737.5136 | 36139.4622 | 52363.0687 | 67608.2383 | 81831.1349 | 92333.4344 | 99981.0396 | 105450.2966 | 109147.9976 | 111500.8804 | 112790.6939 | 112754.6597 | 112102.0043 | 110997.2553 | 109795.5381 | 108553.6069 | 107407.647 | 106308.0548 | 105335.4838 | 104286.9928 | 103186.9907 | 102100.3369 | 99503.8409 | 96802.5883 | 93987.2791 | 91063.7453 | 88077.7936 | 85327.0667 | 82763.7285 | 80395.2209
Commercial_Lodging_Existing_Miscellaneous_Natural Gas_Pool Heater_E3_Baseline Forecast | Commercial | Lodging | Existing | Miscellaneous | Natural Gas | Pool Heater | E3 |  | Baseline Forecast | 0 | 0 | 0 | 0 | 0 | 0 | 0 | 0 | 0 | 0 | 0 | 0 | 0 | 0 | 0 | 0 | 0 | 0 | 0 | 0 | 0 | 0 | 0 | 0 | 0 | 0 | 0 | 0 | 0 | 0 | 0
Commercial_Lodging_Existing_Miscellaneous_Natural Gas_Pool Heater_E4_Baseline Forecast | Commercial | Lodging | Existing | Miscellaneous | Natural Gas | Pool Heater | E4 |  | Baseline Forecast | 0 | 0 | 0 | 0 | 0 | 0 | 0 | 0 | 0 | 0 | 0 | 0 | 0 | 0 | 0 | 0 | 0 | 0 | 0 | 0 | 0 | 0 | 0 | 0 | 0 | 0 | 0 | 0 | 0 | 0 | 0
Commercial_Lodging_Existing_Miscellaneous_Natural Gas_Pool Heater_E5_Baseline Forecast | Commercial | Lodging | Existing | Miscellaneous | Natural Gas | Pool Heater | E5 |  | Baseline Forecast | 0 | 0 | 0 | 0 | 0 | 0 | 0 | 0 | 0 | 0 | 0 | 0 | 0 | 0 | 0 | 0 | 0 | 0 | 0 | 0 | 0 | 0 | 0 | 0 | 0 | 0 | 0 | 0 | 0 | 0 | 0
Commercial_Lodging_Existing_Miscellaneous_Natural Gas_Pool Heater_E6_Baseline Forecast | Commercial | Lodging | Existing | Miscellaneous | Natural Gas | Pool Heater | E6 |  | Baseline Forecast | 0 | 0 | 0 | 0 | 0 | 0 | 0 | 0 | 0 | 0 | 0 | 0 | 0 | 0 | 0 | 0 | 0 | 0 | 0 | 0 | 0 | 0 | 0 | 0 | 0 | 0 | 0 | 0 | 0 | 0 | 0
Commercial_Lodging_Existing_Miscellaneous_Natural Gas_Pool Heater_E7_Baseline Forecast | Commercial | Lodging | Existing | Miscellaneous | Natural Gas | Pool Heater | E7 |  | Baseline Forecast | 0 | 0 | 0 | 0 | 0 | 0 | 0 | 0 | 0 | 0 | 0 | 0 | 0 | 0 | 0 | 0 | 0 | 0 | 0 | 0 | 0 | 0 | 0 | 0 | 0 | 0 | 0 | 0 | 0 | 0 | 0
Commercial_Lodging_Existing_Miscellaneous_Natural Gas_Pool Heater_E8_Baseline Forecast | Commercial | Lodging | Existing | Miscellaneous | Natural Gas | Pool Heater | E8 |  | Baseline Forecast | 0 | 0 | 0 | 0 | 0 | 0 | 0 | 0 | 0 | 0 | 0 | 0 | 0 | 0 | 0 | 0 | 0 | 0 | 0 | 0 | 0 | 0 | 0 | 0 | 0 | 0 | 0 | 0 | 0 | 0 | 0
Commercial_Lodging_Existing_Miscellaneous_Natural Gas_Pool Heater_E9_Baseline Forecast | Commercial | Lodging | Existing | Miscellaneous | Natural Gas | Pool Heater | E9 |  | Baseline Forecast | 0 | 0 | 0 | 0 | 0 | 0 | 0 | 0 | 0 | 0 | 0 | 0 | 0 | 0 | 0 | 0 | 0 | 0 | 0 | 0 | 0 | 0 | 0 | 0 | 0 | 0 | 0 | 0 | 0 | 0 | 0
Commercial_Lodging_Existing_Miscellaneous_Natural Gas_Pool Heater_E10_Baseline Forecast | Commercial | Lodging | Existing | Miscellaneous | Natural Gas | Pool Heater | E10 |  | Baseline Forecast | 0 | 0 | 0 | 0 | 0 | 0 | 0 | 0 | 0 | 0 | 0 | 0 | 0 | 0 | 0 | 0 | 0 | 0 | 0 | 0 | 0 | 0 | 0 | 0 | 0 | 0 | 0 | 0 | 0 | 0 | 0
Commercial_Lodging_Existing_Miscellaneous_Natural Gas_Pool Heater_Vintage_Baseline Forecast | Commercial | Lodging | Existing | Miscellaneous | Natural Gas | Pool Heater | Vintage | Vintage | Baseline Forecast | 1587268.219 | 1368860.112 | 1164651.0717 | 972843.4062 | 791990.1438 | 620920.2727 | 486801.4938 | 381652.3711 | 299215.459 | 234584.9198 | 183914.5772 | 144189.0285 | 113044.1983 | 88626.6515 | 69483.2948 | 54474.9031 | 42708.324 | 33483.326 | 26250.9276 | 20580.7273 | 16135.2902 | 12650.0675 | 9917.6529 | 7775.4399 | 6095.9449 | 4779.2208 | 3746.9091 | 2937.5767 | 2303.0602 | 1805.5992 | 1415.5897
Commercial_Lodging_Existing_Miscellaneous_Natural Gas_Miscellaneous_E1_Baseline Forecast | Commercial | Lodging | Existing | Miscellaneous | Natural Gas | Miscellaneous | E1 | Standard | Baseline Forecast | 0 | 310942.8977 | 667490.7538 | 1058408.1649 | 1376824.4715 | 1634538.9368 | 1841458.9601 | 2005902.8545 | 2134854.1793 | 2234175.3765 | 2308787.2248 | 2362819.5793 | 2399737.9908 | 2422450.0656 | 2433394.8053 | 2434617.6517 | 2427833.5224 | 2414479.7598 | 2395760.6073 | 2372684.5669 | 2346095.7799 | 2316700.3839 | 2285088.6528 | 2251753.592 | 2217106.5584 | 2181490.3794 | 2145190.3716 | 2108443.5961 | 2071446.6309 | 2034362.0999 | 1997324.1553
Commercial_Lodging_Existing_Miscellaneous_Natural Gas_Miscellaneous_E2_Baseline Forecast | Commercial | Lodging | Existing | Miscellaneous | Natural Gas | Miscellaneous | E2 |  | Baseline Forecast | 0 | 0 | 0 | 0 | 0 | 0 | 0 | 0 | 0 | 0 | 0 | 0 | 0 | 0 | 0 | 0 | 0 | 0 | 0 | 0 | 0 | 0 | 0 | 0 | 0 | 0 | 0 | 0 | 0 | 0 | 0
Commercial_Lodging_Existing_Miscellaneous_Natural Gas_Miscellaneous_E3_Baseline Forecast | Commercial | Lodging | Existing | Miscellaneous | Natural Gas | Miscellaneous | E3 |  | Baseline Forecast | 0 | 0 | 0 | 0 | 0 | 0 | 0 | 0 | 0 | 0 | 0 | 0 | 0 | 0 | 0 | 0 | 0 | 0 | 0 | 0 | 0 | 0 | 0 | 0 | 0 | 0 | 0 | 0 | 0 | 0 | 0
Commercial_Lodging_Existing_Miscellaneous_Natural Gas_Miscellaneous_E4_Baseline Forecast | Commercial | Lodging | Existing | Miscellaneous | Natural Gas | Miscellaneous | E4 |  | Baseline Forecast | 0 | 0 | 0 | 0 | 0 | 0 | 0 | 0 | 0 | 0 | 0 | 0 | 0 | 0 | 0 | 0 | 0 | 0 | 0 | 0 | 0 | 0 | 0 | 0 | 0 | 0 | 0 | 0 | 0 | 0 | 0
Commercial_Lodging_Existing_Miscellaneous_Natural Gas_Miscellaneous_E5_Baseline Forecast | Commercial | Lodging | Existing | Miscellaneous | Natural Gas | Miscellaneous | E5 |  | Baseline Forecast | 0 | 0 | 0 | 0 | 0 | 0 | 0 | 0 | 0 | 0 | 0 | 0 | 0 | 0 | 0 | 0 | 0 | 0 | 0 | 0 | 0 | 0 | 0 | 0 | 0 | 0 | 0 | 0 | 0 | 0 | 0
Commercial_Lodging_Existing_Miscellaneous_Natural Gas_Miscellaneous_E6_Baseline Forecast | Commercial | Lodging | Existing | Miscellaneous | Natural Gas | Miscellaneous | E6 |  | Baseline Forecast | 0 | 0 | 0 | 0 | 0 | 0 | 0 | 0 | 0 | 0 | 0 | 0 | 0 | 0 | 0 | 0 | 0 | 0 | 0 | 0 | 0 | 0 | 0 | 0 | 0 | 0 | 0 | 0 | 0 | 0 | 0
Commercial_Lodging_Existing_Miscellaneous_Natural Gas_Miscellaneous_E7_Baseline Forecast | Commercial | Lodging | Existing | Miscellaneous | Natural Gas | Miscellaneous | E7 |  | Baseline Forecast | 0 | 0 | 0 | 0 | 0 | 0 | 0 | 0 | 0 | 0 | 0 | 0 | 0 | 0 | 0 | 0 | 0 | 0 | 0 | 0 | 0 | 0 | 0 | 0 | 0 | 0 | 0 | 0 | 0 | 0 | 0
Commercial_Lodging_Existing_Miscellaneous_Natural Gas_Miscellaneous_E8_Baseline Forecast | Commercial | Lodging | Existing | Miscellaneous | Natural Gas | Miscellaneous | E8 |  | Baseline Forecast | 0 | 0 | 0 | 0 | 0 | 0 | 0 | 0 | 0 | 0 | 0 | 0 | 0 | 0 | 0 | 0 | 0 | 0 | 0 | 0 | 0 | 0 | 0 | 0 | 0 | 0 | 0 | 0 | 0 | 0 | 0
Commercial_Lodging_Existing_Miscellaneous_Natural Gas_Miscellaneous_E9_Baseline Forecast | Commercial | Lodging | Existing | Miscellaneous | Natural Gas | Miscellaneous | E9 |  | Baseline Forecast | 0 | 0 | 0 | 0 | 0 | 0 | 0 | 0 | 0 | 0 | 0 | 0 | 0 | 0 | 0 | 0 | 0 | 0 | 0 | 0 | 0 | 0 | 0 | 0 | 0 | 0 | 0 | 0 | 0 | 0 | 0
Commercial_Lodging_Existing_Miscellaneous_Natural Gas_Miscellaneous_E10_Baseline Forecast | Commercial | Lodging | Existing | Miscellaneous | Natural Gas | Miscellaneous | E10 |  | Baseline Forecast | 0 | 0 | 0 | 0 | 0 | 0 | 0 | 0 | 0 | 0 | 0 | 0 | 0 | 0 | 0 | 0 | 0 | 0 | 0 | 0 | 0 | 0 | 0 | 0 | 0 | 0 | 0 | 0 | 0 | 0 | 0
Commercial_Lodging_Existing_Miscellaneous_Natural Gas_Miscellaneous_Vintage_Baseline Forecast | Commercial | Lodging | Existing | Miscellaneous | Natural Gas | Miscellaneous | Vintage | Vintage | Baseline Forecast | 3701701.1636 | 3316724.2426 | 2887623.0437 | 2425603.3567 | 2037506.8196 | 1711505.7285 | 1437664.8119 | 1207638.442 | 1014416.2913 | 852109.6847 | 715772.1351 | 601248.5935 | 505048.8186 | 424241.0076 | 356362.4464 | 299344.455 | 251449.3422 | 211217.4474 | 177422.6558 | 149035.0309 | 125189.426 | 105159.1178 | 88333.659 | 74200.2735 | 62328.2298 | 52355.713 | 43978.7989 | 36942.1911 | 31031.4405 | 26066.41 | 21895.7844
Commercial_Lodging_New_Space Heating_Natural Gas_Furnace_E1_Baseline Forecast | Commercial | Lodging | New | Space Heating | Natural Gas | Furnace | E1 | AFUE 80% (Standard) | Baseline Forecast | 0 | 0 | 0 | 0 | 0 | 0 | 0 | 0 | 0 | 0 | 0 | 0 | 0 | 0 | 0 | 0 | 0 | 0 | 0 | 0 | 0 | 0 | 0 | 0 | 0 | 0 | 0 | 0 | 0 | 0 | 0
Commercial_Lodging_New_Space Heating_Natural Gas_Furnace_E2_Baseline Forecast | Commercial | Lodging | New | Space Heating | Natural Gas | Furnace | E2 | AFUE 90% | Baseline Forecast | 0 | 0 | 0 | 0 | 0 | 0 | 0 | 0 | 0 | 0 | 0 | 0 | 0 | 0 | 0 | 0 | 0 | 0 | 0 | 0 | 0 | 0 | 0 | 0 | 0 | 0 | 0 | 0 | 0 | 0 | 0
Commercial_Lodging_New_Space Heating_Natural Gas_Furnace_E3_Baseline Forecast | Commercial | Lodging | New | Space Heating | Natural Gas | Furnace | E3 | AFUE 95% | Baseline Forecast | 0 | 0 | 0 | 0 | 0 | 0 | 0 | 0 | 0 | 0 | 0 | 0 | 0 | 0 | 0 | 0 | 0 | 0 | 0 | 0 | 0 | 0 | 0 | 0 | 0 | 0 | 0 | 0 | 0 | 0 | 0
Commercial_Lodging_New_Space Heating_Natural Gas_Furnace_E4_Baseline Forecast | Commercial | Lodging | New | Space Heating | Natural Gas | Furnace | E4 |  | Baseline Forecast | 0 | 0 | 0 | 0 | 0 | 0 | 0 | 0 | 0 | 0 | 0 | 0 | 0 | 0 | 0 | 0 | 0 | 0 | 0 | 0 | 0 | 0 | 0 | 0 | 0 | 0 | 0 | 0 | 0 | 0 | 0
Commercial_Lodging_New_Space Heating_Natural Gas_Furnace_E5_Baseline Forecast | Commercial | Lodging | New | Space Heating | Natural Gas | Furnace | E5 |  | Baseline Forecast | 0 | 0 | 0 | 0 | 0 | 0 | 0 | 0 | 0 | 0 | 0 | 0 | 0 | 0 | 0 | 0 | 0 | 0 | 0 | 0 | 0 | 0 | 0 | 0 | 0 | 0 | 0 | 0 | 0 | 0 | 0
Commercial_Lodging_New_Space Heating_Natural Gas_Furnace_E6_Baseline Forecast | Commercial | Lodging | New | Space Heating | Natural Gas | Furnace | E6 |  | Baseline Forecast | 0 | 0 | 0 | 0 | 0 | 0 | 0 | 0 | 0 | 0 | 0 | 0 | 0 | 0 | 0 | 0 | 0 | 0 | 0 | 0 | 0 | 0 | 0 | 0 | 0 | 0 | 0 | 0 | 0 | 0 | 0
Commercial_Lodging_New_Space Heating_Natural Gas_Furnace_E7_Baseline Forecast | Commercial | Lodging | New | Space Heating | Natural Gas | Furnace | E7 |  | Baseline Forecast | 0 | 0 | 0 | 0 | 0 | 0 | 0 | 0 | 0 | 0 | 0 | 0 | 0 | 0 | 0 | 0 | 0 | 0 | 0 | 0 | 0 | 0 | 0 | 0 | 0 | 0 | 0 | 0 | 0 | 0 | 0
Commercial_Lodging_New_Space Heating_Natural Gas_Furnace_E8_Baseline Forecast | Commercial | Lodging | New | Space Heating | Natural Gas | Furnace | E8 |  | Baseline Forecast | 0 | 0 | 0 | 0 | 0 | 0 | 0 | 0 | 0 | 0 | 0 | 0 | 0 | 0 | 0 | 0 | 0 | 0 | 0 | 0 | 0 | 0 | 0 | 0 | 0 | 0 | 0 | 0 | 0 | 0 | 0
Commercial_Lodging_New_Space Heating_Natural Gas_Furnace_E9_Baseline Forecast | Commercial | Lodging | New | Space Heating | Natural Gas | Furnace | E9 |  | Baseline Forecast | 0 | 0 | 0 | 0 | 0 | 0 | 0 | 0 | 0 | 0 | 0 | 0 | 0 | 0 | 0 | 0 | 0 | 0 | 0 | 0 | 0 | 0 | 0 | 0 | 0 | 0 | 0 | 0 | 0 | 0 | 0
Commercial_Lodging_New_Space Heating_Natural Gas_Furnace_E10_Baseline Forecast | Commercial | Lodging | New | Space Heating | Natural Gas | Furnace | E10 |  | Baseline Forecast | 0 | 0 | 0 | 0 | 0 | 0 | 0 | 0 | 0 | 0 | 0 | 0 | 0 | 0 | 0 | 0 | 0 | 0 | 0 | 0 | 0 | 0 | 0 | 0 | 0 | 0 | 0 | 0 | 0 | 0 | 0
Commercial_Lodging_New_Space Heating_Natural Gas_Furnace_Vintage_Baseline Forecast | Commercial | Lodging | New | Space Heating | Natural Gas | Furnace | Vintage | Vintage | Baseline Forecast | 0 | 0 | 0 | 0 | 0 | 0 | 0 | 0 | 0 | 0 | 0 | 0 | 0 | 0 | 0 | 0 | 0 | 0 | 0 | 0 | 0 | 0 | 0 | 0 | 0 | 0 | 0 | 0 | 0 | 0 | 0
Commercial_Lodging_New_Space Heating_Natural Gas_Boiler_E1_Baseline Forecast | Commercial | Lodging | New | Space Heating | Natural Gas | Boiler | E1 | AFUE 80% (Standard) | Baseline Forecast | 0 | 0 | 0 | 0 | 0 | 0 | 0 | 0 | 0 | 0 | 0 | 0 | 0 | 0 | 0 | 0 | 0 | 0 | 0 | 0 | 0 | 0 | 0 | 0 | 0 | 0 | 0 | 0 | 0 | 0 | 0
Commercial_Lodging_New_Space Heating_Natural Gas_Boiler_E2_Baseline Forecast | Commercial | Lodging | New | Space Heating | Natural Gas | Boiler | E2 | AFUE 85% | Baseline Forecast | 0 | 0 | 0 | 0 | 0 | 0 | 0 | 0 | 0 | 0 | 0 | 0 | 0 | 0 | 0 | 0 | 0 | 0 | 0 | 0 | 0 | 0 | 0 | 0 | 0 | 0 | 0 | 0 | 0 | 0 | 0
Commercial_Lodging_New_Space Heating_Natural Gas_Boiler_E3_Baseline Forecast | Commercial | Lodging | New | Space Heating | Natural Gas | Boiler | E3 | AFUE 98% | Baseline Forecast | 0 | 0 | 0 | 0 | 0 | 0 | 0 | 0 | 0 | 0 | 0 | 0 | 0 | 0 | 0 | 0 | 0 | 0 | 0 | 0 | 0 | 0 | 0 | 0 | 0 | 0 | 0 | 0 | 0 | 0 | 0
Commercial_Lodging_New_Space Heating_Natural Gas_Boiler_E4_Baseline Forecast | Commercial | Lodging | New | Space Heating | Natural Gas | Boiler | E4 | Convert to NG Air Source Heat Pump | Baseline Forecast | 0 | 0 | 0 | 0 | 0 | 0 | 0 | 0 | 0 | 0 | 0 | 0 | 0 | 0 | 0 | 0 | 0 | 0 | 0 | 0 | 0 | 0 | 0 | 0 | 0 | 0 | 0 | 0 | 0 | 0 | 0
Commercial_Lodging_New_Space Heating_Natural Gas_Boiler_E5_Baseline Forecast | Commercial | Lodging | New | Space Heating | Natural Gas | Boiler | E5 |  | Baseline Forecast | 0 | 0 | 0 | 0 | 0 | 0 | 0 | 0 | 0 | 0 | 0 | 0 | 0 | 0 | 0 | 0 | 0 | 0 | 0 | 0 | 0 | 0 | 0 | 0 | 0 | 0 | 0 | 0 | 0 | 0 | 0
Commercial_Lodging_New_Space Heating_Natural Gas_Boiler_E6_Baseline Forecast | Commercial | Lodging | New | Space Heating | Natural Gas | Boiler | E6 |  | Baseline Forecast | 0 | 0 | 0 | 0 | 0 | 0 | 0 | 0 | 0 | 0 | 0 | 0 | 0 | 0 | 0 | 0 | 0 | 0 | 0 | 0 | 0 | 0 | 0 | 0 | 0 | 0 | 0 | 0 | 0 | 0 | 0
Commercial_Lodging_New_Space Heating_Natural Gas_Boiler_E7_Baseline Forecast | Commercial | Lodging | New | Space Heating | Natural Gas | Boiler | E7 |  | Baseline Forecast | 0 | 0 | 0 | 0 | 0 | 0 | 0 | 0 | 0 | 0 | 0 | 0 | 0 | 0 | 0 | 0 | 0 | 0 | 0 | 0 | 0 | 0 | 0 | 0 | 0 | 0 | 0 | 0 | 0 | 0 | 0
Commercial_Lodging_New_Space Heating_Natural Gas_Boiler_E8_Baseline Forecast | Commercial | Lodging | New | Space Heating | Natural Gas | Boiler | E8 |  | Baseline Forecast | 0 | 0 | 0 | 0 | 0 | 0 | 0 | 0 | 0 | 0 | 0 | 0 | 0 | 0 | 0 | 0 | 0 | 0 | 0 | 0 | 0 | 0 | 0 | 0 | 0 | 0 | 0 | 0 | 0 | 0 | 0
Commercial_Lodging_New_Space Heating_Natural Gas_Boiler_E9_Baseline Forecast | Commercial | Lodging | New | Space Heating | Natural Gas | Boiler | E9 |  | Baseline Forecast | 0 | 0 | 0 | 0 | 0 | 0 | 0 | 0 | 0 | 0 | 0 | 0 | 0 | 0 | 0 | 0 | 0 | 0 | 0 | 0 | 0 | 0 | 0 | 0 | 0 | 0 | 0 | 0 | 0 | 0 | 0
Commercial_Lodging_New_Space Heating_Natural Gas_Boiler_E10_Baseline Forecast | Commercial | Lodging | New | Space Heating | Natural Gas | Boiler | E10 |  | Baseline Forecast | 0 | 0 | 0 | 0 | 0 | 0 | 0 | 0 | 0 | 0 | 0 | 0 | 0 | 0 | 0 | 0 | 0 | 0 | 0 | 0 | 0 | 0 | 0 | 0 | 0 | 0 | 0 | 0 | 0 | 0 | 0
Commercial_Lodging_New_Space Heating_Natural Gas_Boiler_Vintage_Baseline Forecast | Commercial | Lodging | New | Space Heating | Natural Gas | Boiler | Vintage | Vintage | Baseline Forecast | 0 | 0 | 0 | 0 | 0 | 0 | 0 | 0 | 0 | 0 | 0 | 0 | 0 | 0 | 0 | 0 | 0 | 0 | 0 | 0 | 0 | 0 | 0 | 0 | 0 | 0 | 0 | 0 | 0 | 0 | 0
Commercial_Lodging_New_Space Heating_Natural Gas_Unit Heater_E1_Baseline Forecast | Commercial | Lodging | New | Space Heating | Natural Gas | Unit Heater | E1 | Standard | Baseline Forecast | 0 | 2717.4842 | 5459.8884 | 8367.2904 | 9963.0335 | 9963.0335 | 9963.0335 | 9963.0335 | 9963.0335 | 9963.0335 | 9963.0335 | 9574.8215 | 8850.2963 | 7813.9315 | 6697.6556 | 5740.8477 | 4920.7266 | 4217.7656 | 2823.4692 | 1621.0974 | 542.4197 | 0 | 0 | 0 | 0 | 0 | 0 | 0 | 0 | 0 | 0
Commercial_Lodging_New_Space Heating_Natural Gas_Unit Heater_E2_Baseline Forecast | Commercial | Lodging | New | Space Heating | Natural Gas | Unit Heater | E2 | Condensing | Baseline Forecast | 0 | 0 | 0 | 0 | 0 | 1300.0576 | 2581.1056 | 3843.559 | 5087.8246 | 6314.3012 | 7523.3798 | 9103.6558 | 11003.6063 | 13199.1263 | 15458.6487 | 17543.1487 | 19475.755 | 21276.3349 | 23753.718 | 26024.9719 | 28158.6483 | 29742.4982 | 30770.6688 | 31785.8828 | 32788.4371 | 33778.623 | 34756.7261 | 35723.0266 | 36677.7992 | 37621.3134 | 38553.8334
Commercial_Lodging_New_Space Heating_Natural Gas_Unit Heater_E3_Baseline Forecast | Commercial | Lodging | New | Space Heating | Natural Gas | Unit Heater | E3 | Infrared Radiant | Baseline Forecast | 0 | 0 | 0 | 0 | 0 | 0 | 0 | 0 | 0 | 0 | 0 | 0 | 0 | 0 | 0 | 0 | 0 | 0 | 0 | 0 | 0 | 0 | 0 | 0 | 0 | 0 | 0 | 0 | 0 | 0 | 0
Commercial_Lodging_New_Space Heating_Natural Gas_Unit Heater_E4_Baseline Forecast | Commercial | Lodging | New | Space Heating | Natural Gas | Unit Heater | E4 |  | Baseline Forecast | 0 | 0 | 0 | 0 | 0 | 0 | 0 | 0 | 0 | 0 | 0 | 0 | 0 | 0 | 0 | 0 | 0 | 0 | 0 | 0 | 0 | 0 | 0 | 0 | 0 | 0 | 0 | 0 | 0 | 0 | 0
Commercial_Lodging_New_Space Heating_Natural Gas_Unit Heater_E5_Baseline Forecast | Commercial | Lodging | New | Space Heating | Natural Gas | Unit Heater | E5 |  | Baseline Forecast | 0 | 0 | 0 | 0 | 0 | 0 | 0 | 0 | 0 | 0 | 0 | 0 | 0 | 0 | 0 | 0 | 0 | 0 | 0 | 0 | 0 | 0 | 0 | 0 | 0 | 0 | 0 | 0 | 0 | 0 | 0
Commercial_Lodging_New_Space Heating_Natural Gas_Unit Heater_E6_Baseline Forecast | Commercial | Lodging | New | Space Heating | Natural Gas | Unit Heater | E6 |  | Baseline Forecast | 0 | 0 | 0 | 0 | 0 | 0 | 0 | 0 | 0 | 0 | 0 | 0 | 0 | 0 | 0 | 0 | 0 | 0 | 0 | 0 | 0 | 0 | 0 | 0 | 0 | 0 | 0 | 0 | 0 | 0 | 0
Commercial_Lodging_New_Space Heating_Natural Gas_Unit Heater_E7_Baseline Forecast | Commercial | Lodging | New | Space Heating | Natural Gas | Unit Heater | E7 |  | Baseline Forecast | 0 | 0 | 0 | 0 | 0 | 0 | 0 | 0 | 0 | 0 | 0 | 0 | 0 | 0 | 0 | 0 | 0 | 0 | 0 | 0 | 0 | 0 | 0 | 0 | 0 | 0 | 0 | 0 | 0 | 0 | 0
Commercial_Lodging_New_Space Heating_Natural Gas_Unit Heater_E8_Baseline Forecast | Commercial | Lodging | New | Space Heating | Natural Gas | Unit Heater | E8 |  | Baseline Forecast | 0 | 0 | 0 | 0 | 0 | 0 | 0 | 0 | 0 | 0 | 0 | 0 | 0 | 0 | 0 | 0 | 0 | 0 | 0 | 0 | 0 | 0 | 0 | 0 | 0 | 0 | 0 | 0 | 0 | 0 | 0
Commercial_Lodging_New_Space Heating_Natural Gas_Unit Heater_E9_Baseline Forecast | Commercial | Lodging | New | Space Heating | Natural Gas | Unit Heater | E9 |  | Baseline Forecast | 0 | 0 | 0 | 0 | 0 | 0 | 0 | 0 | 0 | 0 | 0 | 0 | 0 | 0 | 0 | 0 | 0 | 0 | 0 | 0 | 0 | 0 | 0 | 0 | 0 | 0 | 0 | 0 | 0 | 0 | 0
Commercial_Lodging_New_Space Heating_Natural Gas_Unit Heater_E10_Baseline Forecast | Commercial | Lodging | New | Space Heating | Natural Gas | Unit Heater | E10 |  | Baseline Forecast | 0 | 0 | 0 | 0 | 0 | 0 | 0 | 0 | 0 | 0 | 0 | 0 | 0 | 0 | 0 | 0 | 0 | 0 | 0 | 0 | 0 | 0 | 0 | 0 | 0 | 0 | 0 | 0 | 0 | 0 | 0
Commercial_Lodging_New_Space Heating_Natural Gas_Unit Heater_Vintage_Baseline Forecast | Commercial | Lodging | New | Space Heating | Natural Gas | Unit Heater | Vintage | Vintage | Baseline Forecast | 0 | 0 | 0 | 0 | 0 | 0 | 0 | 0 | 0 | 0 | 0 | 0 | 0 | 0 | 0 | 0 | 0 | 0 | 0 | 0 | 0 | 0 | 0 | 0 | 0 | 0 | 0 | 0 | 0 | 0 | 0
Commercial_Lodging_New_Water Heating_Natural Gas_Water Heater_E1_Baseline Forecast | Commercial | Lodging | New | Water Heating | Natural Gas | Water Heater | E1 | TE 0.80 | Baseline Forecast | 0 | 0 | 0 | 0 | 0 | 0 | 0 | 0 | 0 | 0 | 0 | 0 | 0 | 0 | 0 | 0 | 0 | 0 | 0 | 0 | 0 | 0 | 0 | 0 | 0 | 0 | 0 | 0 | 0 | 0 | 0
Commercial_Lodging_New_Water Heating_Natural Gas_Water Heater_E2_Baseline Forecast | Commercial | Lodging | New | Water Heating | Natural Gas | Water Heater | E2 | TE 0.90 | Baseline Forecast | 0 | 0 | 0 | 0 | 0 | 0 | 0 | 0 | 0 | 0 | 0 | 0 | 0 | 0 | 0 | 0 | 0 | 0 | 0 | 0 | 0 | 0 | 0 | 0 | 0 | 0 | 0 | 0 | 0 | 0 | 0
Commercial_Lodging_New_Water Heating_Natural Gas_Water Heater_E3_Baseline Forecast | Commercial | Lodging | New | Water Heating | Natural Gas | Water Heater | E3 | TE 0.94 | Baseline Forecast | 0 | 0 | 0 | 0 | 0 | 0 | 0 | 0 | 0 | 0 | 0 | 0 | 0 | 0 | 0 | 0 | 0 | 0 | 0 | 0 | 0 | 0 | 0 | 0 | 0 | 0 | 0 | 0 | 0 | 0 | 0
Commercial_Lodging_New_Water Heating_Natural Gas_Water Heater_E4_Baseline Forecast | Commercial | Lodging | New | Water Heating | Natural Gas | Water Heater | E4 | Instantaneous TE 0.94 | Baseline Forecast | 0 | 0 | 0 | 0 | 0 | 0 | 0 | 0 | 0 | 0 | 0 | 0 | 0 | 0 | 0 | 0 | 0 | 0 | 0 | 0 | 0 | 0 | 0 | 0 | 0 | 0 | 0 | 0 | 0 | 0 | 0
Commercial_Lodging_New_Water Heating_Natural Gas_Water Heater_E5_Baseline Forecast | Commercial | Lodging | New | Water Heating | Natural Gas | Water Heater | E5 | Gas-Fired Absorption HPWH | Baseline Forecast | 0 | 0 | 0 | 0 | 0 | 0 | 0 | 0 | 0 | 0 | 0 | 0 | 0 | 0 | 0 | 0 | 0 | 0 | 0 | 0 | 0 | 0 | 0 | 0 | 0 | 0 | 0 | 0 | 0 | 0 | 0
Commercial_Lodging_New_Water Heating_Natural Gas_Water Heater_E6_Baseline Forecast | Commercial | Lodging | New | Water Heating | Natural Gas | Water Heater | E6 |  | Baseline Forecast | 0 | 0 | 0 | 0 | 0 | 0 | 0 | 0 | 0 | 0 | 0 | 0 | 0 | 0 | 0 | 0 | 0 | 0 | 0 | 0 | 0 | 0 | 0 | 0 | 0 | 0 | 0 | 0 | 0 | 0 | 0
Commercial_Lodging_New_Water Heating_Natural Gas_Water Heater_E7_Baseline Forecast | Commercial | Lodging | New | Water Heating | Natural Gas | Water Heater | E7 |  | Baseline Forecast | 0 | 0 | 0 | 0 | 0 | 0 | 0 | 0 | 0 | 0 | 0 | 0 | 0 | 0 | 0 | 0 | 0 | 0 | 0 | 0 | 0 | 0 | 0 | 0 | 0 | 0 | 0 | 0 | 0 | 0 | 0
Commercial_Lodging_New_Water Heating_Natural Gas_Water Heater_E8_Baseline Forecast | Commercial | Lodging | New | Water Heating | Natural Gas | Water Heater | E8 |  | Baseline Forecast | 0 | 0 | 0 | 0 | 0 | 0 | 0 | 0 | 0 | 0 | 0 | 0 | 0 | 0 | 0 | 0 | 0 | 0 | 0 | 0 | 0 | 0 | 0 | 0 | 0 | 0 | 0 | 0 | 0 | 0 | 0
Commercial_Lodging_New_Water Heating_Natural Gas_Water Heater_E9_Baseline Forecast | Commercial | Lodging | New | Water Heating | Natural Gas | Water Heater | E9 |  | Baseline Forecast | 0 | 0 | 0 | 0 | 0 | 0 | 0 | 0 | 0 | 0 | 0 | 0 | 0 | 0 | 0 | 0 | 0 | 0 | 0 | 0 | 0 | 0 | 0 | 0 | 0 | 0 | 0 | 0 | 0 | 0 | 0
Commercial_Lodging_New_Water Heating_Natural Gas_Water Heater_E10_Baseline Forecast | Commercial | Lodging | New | Water Heating | Natural Gas | Water Heater | E10 |  | Baseline Forecast | 0 | 0 | 0 | 0 | 0 | 0 | 0 | 0 | 0 | 0 | 0 | 0 | 0 | 0 | 0 | 0 | 0 | 0 | 0 | 0 | 0 | 0 | 0 | 0 | 0 | 0 | 0 | 0 | 0 | 0 | 0
Commercial_Lodging_New_Water Heating_Natural Gas_Water Heater_Vintage_Baseline Forecast | Commercial | Lodging | New | Water Heating | Natural Gas | Water Heater | Vintage | Vintage | Baseline Forecast | 0 | 0 | 0 | 0 | 0 | 0 | 0 | 0 | 0 | 0 | 0 | 0 | 0 | 0 | 0 | 0 | 0 | 0 | 0 | 0 | 0 | 0 | 0 | 0 | 0 | 0 | 0 | 0 | 0 | 0 | 0
Commercial_Lodging_New_Food Preparation_Natural Gas_Oven_E1_Baseline Forecast | Commercial | Lodging | New | Food Preparation | Natural Gas | Oven | E1 | Standard | Baseline Forecast | 0 | 2990.5097 | 6006.2261 | 9200.9639 | 10952.3488 | 12385.4619 | 13802.8236 | 15202.3782 | 16582.8289 | 17945.1038 | 19287.5824 | 20608.4815 | 21932.5884 | 23231.3514 | 24500.5942 | 25740.8622 | 26962.1424 | 28165.1979 | 29355.7622 | 30526.4129 | 31677.4488 | 32805.8546 | 33913.9667 | 35139.3466 | 36358.8274 | 37583.622 | 38810.508 | 40029.2666 | 41241.546 | 42447.2841 | 43647.2333
Commercial_Lodging_New_Food Preparation_Natural Gas_Oven_E2_Baseline Forecast | Commercial | Lodging | New | Food Preparation | Natural Gas | Oven | E2 | ENERGY STAR (EF ≥ 44%) Convection Oven utilizing ASTM Std F1496 | Baseline Forecast | 0 | 4311.1047 | 8663.9606 | 13281.1278 | 15817.3488 | 17877.3633 | 19902.0525 | 21894.5869 | 23857.3562 | 25790.5041 | 27696.7015 | 29578.762 | 31412.9081 | 33228.6819 | 35031.2307 | 36820.9612 | 38588.82 | 40334.9593 | 42054.5432 | 43755.8742 | 45439.5166 | 47109.3321 | 48763.8141 | 50266.215 | 51740.4996 | 53176.2376 | 54577.4192 | 55955.0157 | 57308.1171 | 58637.5094 | 59943.1503
Commercial_Lodging_New_Food Preparation_Natural Gas_Oven_E3_Baseline Forecast | Commercial | Lodging | New | Food Preparation | Natural Gas | Oven | E3 |  | Baseline Forecast | 0 | 0 | 0 | 0 | 0 | 0 | 0 | 0 | 0 | 0 | 0 | 0 | 0 | 0 | 0 | 0 | 0 | 0 | 0 | 0 | 0 | 0 | 0 | 0 | 0 | 0 | 0 | 0 | 0 | 0 | 0
Commercial_Lodging_New_Food Preparation_Natural Gas_Oven_E4_Baseline Forecast | Commercial | Lodging | New | Food Preparation | Natural Gas | Oven | E4 |  | Baseline Forecast | 0 | 0 | 0 | 0 | 0 | 0 | 0 | 0 | 0 | 0 | 0 | 0 | 0 | 0 | 0 | 0 | 0 | 0 | 0 | 0 | 0 | 0 | 0 | 0 | 0 | 0 | 0 | 0 | 0 | 0 | 0
Commercial_Lodging_New_Food Preparation_Natural Gas_Oven_E5_Baseline Forecast | Commercial | Lodging | New | Food Preparation | Natural Gas | Oven | E5 |  | Baseline Forecast | 0 | 0 | 0 | 0 | 0 | 0 | 0 | 0 | 0 | 0 | 0 | 0 | 0 | 0 | 0 | 0 | 0 | 0 | 0 | 0 | 0 | 0 | 0 | 0 | 0 | 0 | 0 | 0 | 0 | 0 | 0
Commercial_Lodging_New_Food Preparation_Natural Gas_Oven_E6_Baseline Forecast | Commercial | Lodging | New | Food Preparation | Natural Gas | Oven | E6 |  | Baseline Forecast | 0 | 0 | 0 | 0 | 0 | 0 | 0 | 0 | 0 | 0 | 0 | 0 | 0 | 0 | 0 | 0 | 0 | 0 | 0 | 0 | 0 | 0 | 0 | 0 | 0 | 0 | 0 | 0 | 0 | 0 | 0
Commercial_Lodging_New_Food Preparation_Natural Gas_Oven_E7_Baseline Forecast | Commercial | Lodging | New | Food Preparation | Natural Gas | Oven | E7 |  | Baseline Forecast | 0 | 0 | 0 | 0 | 0 | 0 | 0 | 0 | 0 | 0 | 0 | 0 | 0 | 0 | 0 | 0 | 0 | 0 | 0 | 0 | 0 | 0 | 0 | 0 | 0 | 0 | 0 | 0 | 0 | 0 | 0
Commercial_Lodging_New_Food Preparation_Natural Gas_Oven_E8_Baseline Forecast | Commercial | Lodging | New | Food Preparation | Natural Gas | Oven | E8 |  | Baseline Forecast | 0 | 0 | 0 | 0 | 0 | 0 | 0 | 0 | 0 | 0 | 0 | 0 | 0 | 0 | 0 | 0 | 0 | 0 | 0 | 0 | 0 | 0 | 0 | 0 | 0 | 0 | 0 | 0 | 0 | 0 | 0
Commercial_Lodging_New_Food Preparation_Natural Gas_Oven_E9_Baseline Forecast | Commercial | Lodging | New | Food Preparation | Natural Gas | Oven | E9 |  | Baseline Forecast | 0 | 0 | 0 | 0 | 0 | 0 | 0 | 0 | 0 | 0 | 0 | 0 | 0 | 0 | 0 | 0 | 0 | 0 | 0 | 0 | 0 | 0 | 0 | 0 | 0 | 0 | 0 | 0 | 0 | 0 | 0
Commercial_Lodging_New_Food Preparation_Natural Gas_Oven_E10_Baseline Forecast | Commercial | Lodging | New | Food Preparation | Natural Gas | Oven | E10 |  | Baseline Forecast | 0 | 0 | 0 | 0 | 0 | 0 | 0 | 0 | 0 | 0 | 0 | 0 | 0 | 0 | 0 | 0 | 0 | 0 | 0 | 0 | 0 | 0 | 0 | 0 | 0 | 0 | 0 | 0 | 0 | 0 | 0
Commercial_Lodging_New_Food Preparation_Natural Gas_Oven_Vintage_Baseline Forecast | Commercial | Lodging | New | Food Preparation | Natural Gas | Oven | Vintage | Vintage | Baseline Forecast | 0 | 0 | 0 | 0 | 0 | 0 | 0 | 0 | 0 | 0 | 0 | 0 | 0 | 0 | 0 | 0 | 0 | 0 | 0 | 0 | 0 | 0 | 0 | 0 | 0 | 0 | 0 | 0 | 0 | 0 | 0
Commercial_Lodging_New_Food Preparation_Natural Gas_Conveyor Oven_E1_Baseline Forecast | Commercial | Lodging | New | Food Preparation | Natural Gas | Conveyor Oven | E1 | Standard | Baseline Forecast | 0 | 1497.0829 | 3008.5523 | 4611.7423 | 5490.166 | 6206.6337 | 6912.8914 | 7608.2143 | 8292.1409 | 8966.6108 | 9631.6569 | 10287.5721 | 10939.1593 | 11582.0288 | 12216.0543 | 12841.7269 | 13459.018 | 14070.1793 | 14676.3084 | 15275.3175 | 15866.5801 | 16449.5103 | 17026.501 | 17663.3746 | 18292.8391 | 18905.0744 | 19508.7076 | 20106.5284 | 20697.917 | 21283.2526 | 21862.8045
Commercial_Lodging_New_Food Preparation_Natural Gas_Conveyor Oven_E2_Baseline Forecast | Commercial | Lodging | New | Food Preparation | Natural Gas | Conveyor Oven | E2 | ENERGY STAR (EF ≥ 44%) Convection Oven utilizing ASTM Std F1496 | Baseline Forecast | 0 | 2153.7244 | 4326.5411 | 6629.3036 | 7894.6828 | 8924.7789 | 9939.5467 | 10940.2682 | 11927.9517 | 12901.1932 | 13860.4851 | 14806.0497 | 15733.589 | 16647.9878 | 17549.8581 | 18439.1848 | 19316.4632 | 20179.8992 | 21028.8443 | 21865.8261 | 22691.9026 | 23508.083 | 24312.3894 | 25039.4062 | 25756.8243 | 26474.8554 | 27185.256 | 27885.6128 | 28576.9146 | 29259.1442 | 29932.3873
Commercial_Lodging_New_Food Preparation_Natural Gas_Conveyor Oven_E3_Baseline Forecast | Commercial | Lodging | New | Food Preparation | Natural Gas | Conveyor Oven | E3 |  | Baseline Forecast | 0 | 0 | 0 | 0 | 0 | 0 | 0 | 0 | 0 | 0 | 0 | 0 | 0 | 0 | 0 | 0 | 0 | 0 | 0 | 0 | 0 | 0 | 0 | 0 | 0 | 0 | 0 | 0 | 0 | 0 | 0
Commercial_Lodging_New_Food Preparation_Natural Gas_Conveyor Oven_E4_Baseline Forecast | Commercial | Lodging | New | Food Preparation | Natural Gas | Conveyor Oven | E4 |  | Baseline Forecast | 0 | 0 | 0 | 0 | 0 | 0 | 0 | 0 | 0 | 0 | 0 | 0 | 0 | 0 | 0 | 0 | 0 | 0 | 0 | 0 | 0 | 0 | 0 | 0 | 0 | 0 | 0 | 0 | 0 | 0 | 0
Commercial_Lodging_New_Food Preparation_Natural Gas_Conveyor Oven_E5_Baseline Forecast | Commercial | Lodging | New | Food Preparation | Natural Gas | Conveyor Oven | E5 |  | Baseline Forecast | 0 | 0 | 0 | 0 | 0 | 0 | 0 | 0 | 0 | 0 | 0 | 0 | 0 | 0 | 0 | 0 | 0 | 0 | 0 | 0 | 0 | 0 | 0 | 0 | 0 | 0 | 0 | 0 | 0 | 0 | 0
Commercial_Lodging_New_Food Preparation_Natural Gas_Conveyor Oven_E6_Baseline Forecast | Commercial | Lodging | New | Food Preparation | Natural Gas | Conveyor Oven | E6 |  | Baseline Forecast | 0 | 0 | 0 | 0 | 0 | 0 | 0 | 0 | 0 | 0 | 0 | 0 | 0 | 0 | 0 | 0 | 0 | 0 | 0 | 0 | 0 | 0 | 0 | 0 | 0 | 0 | 0 | 0 | 0 | 0 | 0
Commercial_Lodging_New_Food Preparation_Natural Gas_Conveyor Oven_E7_Baseline Forecast | Commercial | Lodging | New | Food Preparation | Natural Gas | Conveyor Oven | E7 |  | Baseline Forecast | 0 | 0 | 0 | 0 | 0 | 0 | 0 | 0 | 0 | 0 | 0 | 0 | 0 | 0 | 0 | 0 | 0 | 0 | 0 | 0 | 0 | 0 | 0 | 0 | 0 | 0 | 0 | 0 | 0 | 0 | 0
Commercial_Lodging_New_Food Preparation_Natural Gas_Conveyor Oven_E8_Baseline Forecast | Commercial | Lodging | New | Food Preparation | Natural Gas | Conveyor Oven | E8 |  | Baseline Forecast | 0 | 0 | 0 | 0 | 0 | 0 | 0 | 0 | 0 | 0 | 0 | 0 | 0 | 0 | 0 | 0 | 0 | 0 | 0 | 0 | 0 | 0 | 0 | 0 | 0 | 0 | 0 | 0 | 0 | 0 | 0
Commercial_Lodging_New_Food Preparation_Natural Gas_Conveyor Oven_E9_Baseline Forecast | Commercial | Lodging | New | Food Preparation | Natural Gas | Conveyor Oven | E9 |  | Baseline Forecast | 0 | 0 | 0 | 0 | 0 | 0 | 0 | 0 | 0 | 0 | 0 | 0 | 0 | 0 | 0 | 0 | 0 | 0 | 0 | 0 | 0 | 0 | 0 | 0 | 0 | 0 | 0 | 0 | 0 | 0 | 0
Commercial_Lodging_New_Food Preparation_Natural Gas_Conveyor Oven_E10_Baseline Forecast | Commercial | Lodging | New | Food Preparation | Natural Gas | Conveyor Oven | E10 |  | Baseline Forecast | 0 | 0 | 0 | 0 | 0 | 0 | 0 | 0 | 0 | 0 | 0 | 0 | 0 | 0 | 0 | 0 | 0 | 0 | 0 | 0 | 0 | 0 | 0 | 0 | 0 | 0 | 0 | 0 | 0 | 0 | 0
Commercial_Lodging_New_Food Preparation_Natural Gas_Conveyor Oven_Vintage_Baseline Forecast | Commercial | Lodging | New | Food Preparation | Natural Gas | Conveyor Oven | Vintage | Vintage | Baseline Forecast | 0 | 0 | 0 | 0 | 0 | 0 | 0 | 0 | 0 | 0 | 0 | 0 | 0 | 0 | 0 | 0 | 0 | 0 | 0 | 0 | 0 | 0 | 0 | 0 | 0 | 0 | 0 | 0 | 0 | 0 | 0
Commercial_Lodging_New_Food Preparation_Natural Gas_Double Rack Oven_E1_Baseline Forecast | Commercial | Lodging | New | Food Preparation | Natural Gas | Double Rack Oven | E1 | Standard | Baseline Forecast | 0 | 1493.2886 | 2997.7152 | 4594.0348 | 5470.0458 | 6190.3048 | 6905.7547 | 7614.1238 | 8313.6724 | 8999.3297 | 9670.4611 | 10327.4658 | 10988.7903 | 11634.8255 | 12273.0217 | 12903.9114 | 13524.7759 | 14137.1895 | 14744.2538 | 15337.4268 | 15918.1758 | 16487.3758 | 17046.5741 | 17739.5983 | 18439.3074 | 19150.1482 | 19870.1242 | 20596.7133 | 21342.7505 | 22104.8443 | 22876.0857
Commercial_Lodging_New_Food Preparation_Natural Gas_Double Rack Oven_E2_Baseline Forecast | Commercial | Lodging | New | Food Preparation | Natural Gas | Double Rack Oven | E2 | FTSC Qualified (>50% Cooking Efficiency) | Baseline Forecast | 0 | 2157.5186 | 4337.3781 | 6647.0111 | 7914.803 | 8941.1078 | 9946.6833 | 10934.3588 | 11906.4202 | 12868.4742 | 13821.6809 | 14766.1559 | 15683.9579 | 16595.1912 | 17492.8907 | 18377.0003 | 19250.7053 | 20112.889 | 20960.8989 | 21803.7167 | 22640.3069 | 23470.2176 | 24292.3163 | 24963.1824 | 25610.3561 | 26229.7816 | 26823.8394 | 27395.4279 | 27932.081 | 28437.5525 | 28919.1061
Commercial_Lodging_New_Food Preparation_Natural Gas_Double Rack Oven_E3_Baseline Forecast | Commercial | Lodging | New | Food Preparation | Natural Gas | Double Rack Oven | E3 |  | Baseline Forecast | 0 | 0 | 0 | 0 | 0 | 0 | 0 | 0 | 0 | 0 | 0 | 0 | 0 | 0 | 0 | 0 | 0 | 0 | 0 | 0 | 0 | 0 | 0 | 0 | 0 | 0 | 0 | 0 | 0 | 0 | 0
Commercial_Lodging_New_Food Preparation_Natural Gas_Double Rack Oven_E4_Baseline Forecast | Commercial | Lodging | New | Food Preparation | Natural Gas | Double Rack Oven | E4 |  | Baseline Forecast | 0 | 0 | 0 | 0 | 0 | 0 | 0 | 0 | 0 | 0 | 0 | 0 | 0 | 0 | 0 | 0 | 0 | 0 | 0 | 0 | 0 | 0 | 0 | 0 | 0 | 0 | 0 | 0 | 0 | 0 | 0
Commercial_Lodging_New_Food Preparation_Natural Gas_Double Rack Oven_E5_Baseline Forecast | Commercial | Lodging | New | Food Preparation | Natural Gas | Double Rack Oven | E5 |  | Baseline Forecast | 0 | 0 | 0 | 0 | 0 | 0 | 0 | 0 | 0 | 0 | 0 | 0 | 0 | 0 | 0 | 0 | 0 | 0 | 0 | 0 | 0 | 0 | 0 | 0 | 0 | 0 | 0 | 0 | 0 | 0 | 0
Commercial_Lodging_New_Food Preparation_Natural Gas_Double Rack Oven_E6_Baseline Forecast | Commercial | Lodging | New | Food Preparation | Natural Gas | Double Rack Oven | E6 |  | Baseline Forecast | 0 | 0 | 0 | 0 | 0 | 0 | 0 | 0 | 0 | 0 | 0 | 0 | 0 | 0 | 0 | 0 | 0 | 0 | 0 | 0 | 0 | 0 | 0 | 0 | 0 | 0 | 0 | 0 | 0 | 0 | 0
Commercial_Lodging_New_Food Preparation_Natural Gas_Double Rack Oven_E7_Baseline Forecast | Commercial | Lodging | New | Food Preparation | Natural Gas | Double Rack Oven | E7 |  | Baseline Forecast | 0 | 0 | 0 | 0 | 0 | 0 | 0 | 0 | 0 | 0 | 0 | 0 | 0 | 0 | 0 | 0 | 0 | 0 | 0 | 0 | 0 | 0 | 0 | 0 | 0 | 0 | 0 | 0 | 0 | 0 | 0
Commercial_Lodging_New_Food Preparation_Natural Gas_Double Rack Oven_E8_Baseline Forecast | Commercial | Lodging | New | Food Preparation | Natural Gas | Double Rack Oven | E8 |  | Baseline Forecast | 0 | 0 | 0 | 0 | 0 | 0 | 0 | 0 | 0 | 0 | 0 | 0 | 0 | 0 | 0 | 0 | 0 | 0 | 0 | 0 | 0 | 0 | 0 | 0 | 0 | 0 | 0 | 0 | 0 | 0 | 0
Commercial_Lodging_New_Food Preparation_Natural Gas_Double Rack Oven_E9_Baseline Forecast | Commercial | Lodging | New | Food Preparation | Natural Gas | Double Rack Oven | E9 |  | Baseline Forecast | 0 | 0 | 0 | 0 | 0 | 0 | 0 | 0 | 0 | 0 | 0 | 0 | 0 | 0 | 0 | 0 | 0 | 0 | 0 | 0 | 0 | 0 | 0 | 0 | 0 | 0 | 0 | 0 | 0 | 0 | 0
Commercial_Lodging_New_Food Preparation_Natural Gas_Double Rack Oven_E10_Baseline Forecast | Commercial | Lodging | New | Food Preparation | Natural Gas | Double Rack Oven | E10 |  | Baseline Forecast | 0 | 0 | 0 | 0 | 0 | 0 | 0 | 0 | 0 | 0 | 0 | 0 | 0 | 0 | 0 | 0 | 0 | 0 | 0 | 0 | 0 | 0 | 0 | 0 | 0 | 0 | 0 | 0 | 0 | 0 | 0
Commercial_Lodging_New_Food Preparation_Natural Gas_Double Rack Oven_Vintage_Baseline Forecast | Commercial | Lodging | New | Food Preparation | Natural Gas | Double Rack Oven | Vintage | Vintage | Baseline Forecast | 0 | 0 | 0 | 0 | 0 | 0 | 0 | 0 | 0 | 0 | 0 | 0 | 0 | 0 | 0 | 0 | 0 | 0 | 0 | 0 | 0 | 0 | 0 | 0 | 0 | 0 | 0 | 0 | 0 | 0 | 0
Commercial_Lodging_New_Food Preparation_Natural Gas_Fryer_E1_Baseline Forecast | Commercial | Lodging | New | Food Preparation | Natural Gas | Fryer | E1 | Standard | Baseline Forecast | 0 | 7160.2064 | 14380.8844 | 14380.8844 | 14380.8844 | 14380.8844 | 14380.8844 | 14380.8844 | 14380.8844 | 12948.8431 | 10359.0745 | 8287.2596 | 6629.8077 | 5303.8461 | 2366.0718 | 0 | 0 | 0 | 0 | 0 | 0 | 0 | 0 | 0 | 0 | 0 | 0 | 0 | 0 | 0 | 0
Commercial_Lodging_New_Food Preparation_Natural Gas_Fryer_E2_Baseline Forecast | Commercial | Lodging | New | Food Preparation | Natural Gas | Fryer | E2 | ENERGY STAR | Baseline Forecast | 0 | 2524.5755 | 5077.4915 | 15439.1172 | 21126.1509 | 25759.3973 | 30324.8962 | 34824.1261 | 39258.5367 | 45061.5908 | 51960.368 | 58280.5535 | 64127.0778 | 69584.127 | 76596.2923 | 82981.3211 | 86946.0825 | 90857.8623 | 94717.8512 | 98527.2165 | 102287.103 | 105998.6332 | 109662.9079 | 113281.0066 | 116853.9876 | 120382.8893 | 123868.7294 | 127312.5065 | 130715.1997 | 134077.7691 | 137401.1565
Commercial_Lodging_New_Food Preparation_Natural Gas_Fryer_E3_Baseline Forecast | Commercial | Lodging | New | Food Preparation | Natural Gas | Fryer | E3 |  | Baseline Forecast | 0 | 0 | 0 | 0 | 0 | 0 | 0 | 0 | 0 | 0 | 0 | 0 | 0 | 0 | 0 | 0 | 0 | 0 | 0 | 0 | 0 | 0 | 0 | 0 | 0 | 0 | 0 | 0 | 0 | 0 | 0
Commercial_Lodging_New_Food Preparation_Natural Gas_Fryer_E4_Baseline Forecast | Commercial | Lodging | New | Food Preparation | Natural Gas | Fryer | E4 |  | Baseline Forecast | 0 | 0 | 0 | 0 | 0 | 0 | 0 | 0 | 0 | 0 | 0 | 0 | 0 | 0 | 0 | 0 | 0 | 0 | 0 | 0 | 0 | 0 | 0 | 0 | 0 | 0 | 0 | 0 | 0 | 0 | 0
Commercial_Lodging_New_Food Preparation_Natural Gas_Fryer_E5_Baseline Forecast | Commercial | Lodging | New | Food Preparation | Natural Gas | Fryer | E5 |  | Baseline Forecast | 0 | 0 | 0 | 0 | 0 | 0 | 0 | 0 | 0 | 0 | 0 | 0 | 0 | 0 | 0 | 0 | 0 | 0 | 0 | 0 | 0 | 0 | 0 | 0 | 0 | 0 | 0 | 0 | 0 | 0 | 0
Commercial_Lodging_New_Food Preparation_Natural Gas_Fryer_E6_Baseline Forecast | Commercial | Lodging | New | Food Preparation | Natural Gas | Fryer | E6 |  | Baseline Forecast | 0 | 0 | 0 | 0 | 0 | 0 | 0 | 0 | 0 | 0 | 0 | 0 | 0 | 0 | 0 | 0 | 0 | 0 | 0 | 0 | 0 | 0 | 0 | 0 | 0 | 0 | 0 | 0 | 0 | 0 | 0
Commercial_Lodging_New_Food Preparation_Natural Gas_Fryer_E7_Baseline Forecast | Commercial | Lodging | New | Food Preparation | Natural Gas | Fryer | E7 |  | Baseline Forecast | 0 | 0 | 0 | 0 | 0 | 0 | 0 | 0 | 0 | 0 | 0 | 0 | 0 | 0 | 0 | 0 | 0 | 0 | 0 | 0 | 0 | 0 | 0 | 0 | 0 | 0 | 0 | 0 | 0 | 0 | 0
Commercial_Lodging_New_Food Preparation_Natural Gas_Fryer_E8_Baseline Forecast | Commercial | Lodging | New | Food Preparation | Natural Gas | Fryer | E8 |  | Baseline Forecast | 0 | 0 | 0 | 0 | 0 | 0 | 0 | 0 | 0 | 0 | 0 | 0 | 0 | 0 | 0 | 0 | 0 | 0 | 0 | 0 | 0 | 0 | 0 | 0 | 0 | 0 | 0 | 0 | 0 | 0 | 0
Commercial_Lodging_New_Food Preparation_Natural Gas_Fryer_E9_Baseline Forecast | Commercial | Lodging | New | Food Preparation | Natural Gas | Fryer | E9 |  | Baseline Forecast | 0 | 0 | 0 | 0 | 0 | 0 | 0 | 0 | 0 | 0 | 0 | 0 | 0 | 0 | 0 | 0 | 0 | 0 | 0 | 0 | 0 | 0 | 0 | 0 | 0 | 0 | 0 | 0 | 0 | 0 | 0
Commercial_Lodging_New_Food Preparation_Natural Gas_Fryer_E10_Baseline Forecast | Commercial | Lodging | New | Food Preparation | Natural Gas | Fryer | E10 |  | Baseline Forecast | 0 | 0 | 0 | 0 | 0 | 0 | 0 | 0 | 0 | 0 | 0 | 0 | 0 | 0 | 0 | 0 | 0 | 0 | 0 | 0 | 0 | 0 | 0 | 0 | 0 | 0 | 0 | 0 | 0 | 0 | 0
Commercial_Lodging_New_Food Preparation_Natural Gas_Fryer_Vintage_Baseline Forecast | Commercial | Lodging | New | Food Preparation | Natural Gas | Fryer | Vintage | Vintage | Baseline Forecast | 0 | 0 | 0 | 0 | 0 | 0 | 0 | 0 | 0 | 0 | 0 | 0 | 0 | 0 | 0 | 0 | 0 | 0 | 0 | 0 | 0 | 0 | 0 | 0 | 0 | 0 | 0 | 0 | 0 | 0 | 0
Commercial_Lodging_New_Food Preparation_Natural Gas_Broiler_E1_Baseline Forecast | Commercial | Lodging | New | Food Preparation | Natural Gas | Broiler | E1 | Standard | Baseline Forecast | 0 | 4656.7509 | 9353.3953 | 14334.1317 | 17067.6842 | 19301.8918 | 21509.5931 | 23688.7715 | 25838.0235 | 27952.4112 | 30031.6486 | 32076.5385 | 34107.4862 | 36103.746 | 38073.7353 | 40018.4186 | 41935.2221 | 43826.2647 | 45695.2767 | 47533.3603 | 49342.4328 | 51123.7797 | 52879.4484 | 54754.4774 | 56621.213 | 58484.4805 | 60342.5519 | 62193.1921 | 64049.0262 | 65907.3418 | 67761.4011
Commercial_Lodging_New_Food Preparation_Natural Gas_Broiler_E2_Baseline Forecast | Commercial | Lodging | New | Food Preparation | Natural Gas | Broiler | E2 | Infrared Burners | Baseline Forecast | 0 | 1641.402 | 3300.6663 | 5058.244 | 6023.0512 | 6801.9104 | 7563.2186 | 8309.9541 | 9044.463 | 9772.6078 | 10495.5806 | 11213.4672 | 11906.7334 | 12596.9794 | 13276.625 | 13945.5273 | 14607.0651 | 15259.9091 | 15901.1034 | 16540.3048 | 17176.3405 | 17808.6551 | 18435.9169 | 18913.7895 | 19370.6148 | 19802.2427 | 20211.0633 | 20599.9609 | 20956.9471 | 21285.3586 | 21592.5459
Commercial_Lodging_New_Food Preparation_Natural Gas_Broiler_E3_Baseline Forecast | Commercial | Lodging | New | Food Preparation | Natural Gas | Broiler | E3 |  | Baseline Forecast | 0 | 0 | 0 | 0 | 0 | 0 | 0 | 0 | 0 | 0 | 0 | 0 | 0 | 0 | 0 | 0 | 0 | 0 | 0 | 0 | 0 | 0 | 0 | 0 | 0 | 0 | 0 | 0 | 0 | 0 | 0
Commercial_Lodging_New_Food Preparation_Natural Gas_Broiler_E4_Baseline Forecast | Commercial | Lodging | New | Food Preparation | Natural Gas | Broiler | E4 |  | Baseline Forecast | 0 | 0 | 0 | 0 | 0 | 0 | 0 | 0 | 0 | 0 | 0 | 0 | 0 | 0 | 0 | 0 | 0 | 0 | 0 | 0 | 0 | 0 | 0 | 0 | 0 | 0 | 0 | 0 | 0 | 0 | 0
Commercial_Lodging_New_Food Preparation_Natural Gas_Broiler_E5_Baseline Forecast | Commercial | Lodging | New | Food Preparation | Natural Gas | Broiler | E5 |  | Baseline Forecast | 0 | 0 | 0 | 0 | 0 | 0 | 0 | 0 | 0 | 0 | 0 | 0 | 0 | 0 | 0 | 0 | 0 | 0 | 0 | 0 | 0 | 0 | 0 | 0 | 0 | 0 | 0 | 0 | 0 | 0 | 0
Commercial_Lodging_New_Food Preparation_Natural Gas_Broiler_E6_Baseline Forecast | Commercial | Lodging | New | Food Preparation | Natural Gas | Broiler | E6 |  | Baseline Forecast | 0 | 0 | 0 | 0 | 0 | 0 | 0 | 0 | 0 | 0 | 0 | 0 | 0 | 0 | 0 | 0 | 0 | 0 | 0 | 0 | 0 | 0 | 0 | 0 | 0 | 0 | 0 | 0 | 0 | 0 | 0
Commercial_Lodging_New_Food Preparation_Natural Gas_Broiler_E7_Baseline Forecast | Commercial | Lodging | New | Food Preparation | Natural Gas | Broiler | E7 |  | Baseline Forecast | 0 | 0 | 0 | 0 | 0 | 0 | 0 | 0 | 0 | 0 | 0 | 0 | 0 | 0 | 0 | 0 | 0 | 0 | 0 | 0 | 0 | 0 | 0 | 0 | 0 | 0 | 0 | 0 | 0 | 0 | 0
Commercial_Lodging_New_Food Preparation_Natural Gas_Broiler_E8_Baseline Forecast | Commercial | Lodging | New | Food Preparation | Natural Gas | Broiler | E8 |  | Baseline Forecast | 0 | 0 | 0 | 0 | 0 | 0 | 0 | 0 | 0 | 0 | 0 | 0 | 0 | 0 | 0 | 0 | 0 | 0 | 0 | 0 | 0 | 0 | 0 | 0 | 0 | 0 | 0 | 0 | 0 | 0 | 0
Commercial_Lodging_New_Food Preparation_Natural Gas_Broiler_E9_Baseline Forecast | Commercial | Lodging | New | Food Preparation | Natural Gas | Broiler | E9 |  | Baseline Forecast | 0 | 0 | 0 | 0 | 0 | 0 | 0 | 0 | 0 | 0 | 0 | 0 | 0 | 0 | 0 | 0 | 0 | 0 | 0 | 0 | 0 | 0 | 0 | 0 | 0 | 0 | 0 | 0 | 0 | 0 | 0
Commercial_Lodging_New_Food Preparation_Natural Gas_Broiler_E10_Baseline Forecast | Commercial | Lodging | New | Food Preparation | Natural Gas | Broiler | E10 |  | Baseline Forecast | 0 | 0 | 0 | 0 | 0 | 0 | 0 | 0 | 0 | 0 | 0 | 0 | 0 | 0 | 0 | 0 | 0 | 0 | 0 | 0 | 0 | 0 | 0 | 0 | 0 | 0 | 0 | 0 | 0 | 0 | 0
Commercial_Lodging_New_Food Preparation_Natural Gas_Broiler_Vintage_Baseline Forecast | Commercial | Lodging | New | Food Preparation | Natural Gas | Broiler | Vintage | Vintage | Baseline Forecast | 0 | 0 | 0 | 0 | 0 | 0 | 0 | 0 | 0 | 0 | 0 | 0 | 0 | 0 | 0 | 0 | 0 | 0 | 0 | 0 | 0 | 0 | 0 | 0 | 0 | 0 | 0 | 0 | 0 | 0 | 0
Commercial_Lodging_New_Food Preparation_Natural Gas_Griddle_E1_Baseline Forecast | Commercial | Lodging | New | Food Preparation | Natural Gas | Griddle | E1 | Standard | Baseline Forecast | 0 | 6492.2425 | 13042.97 | 19988.3909 | 23800.3658 | 26908.701 | 29973.9512 | 32996.0784 | 35975.2415 | 38910.1986 | 41801.5372 | 44650.2571 | 47464.7837 | 50237.8127 | 52973.2061 | 55671.9509 | 58333.6778 | 60959.7701 | 63552.2303 | 66108.2427 | 68629.1104 | 71115.8772 | 73569.8469 | 76052.4408 | 78510.6045 | 80946.8449 | 83360.9433 | 85752.443 | 88127.4442 | 90485.0462 | 92822.9132
Commercial_Lodging_New_Food Preparation_Natural Gas_Griddle_E2_Baseline Forecast | Commercial | Lodging | New | Food Preparation | Natural Gas | Griddle | E2 | ENERGY STAR | Baseline Forecast | 0 | 2653.8138 | 5333.0144 | 8172.8435 | 9731.5554 | 10998.7377 | 12245.0259 | 13471.8545 | 14680.4336 | 15873.3473 | 17051.3244 | 18214.6553 | 19356.1798 | 20484.4426 | 21596.798 | 22693.4519 | 23775.9425 | 24844.0334 | 25896.8464 | 26938.2996 | 27968.171 | 28986.4769 | 29992.9529 | 30927.1972 | 31843.264 | 32739.6266 | 33617.4651 | 34478.1789 | 35316.5927 | 36134.5138 | 36935.1675
Commercial_Lodging_New_Food Preparation_Natural Gas_Griddle_E3_Baseline Forecast | Commercial | Lodging | New | Food Preparation | Natural Gas | Griddle | E3 |  | Baseline Forecast | 0 | 0 | 0 | 0 | 0 | 0 | 0 | 0 | 0 | 0 | 0 | 0 | 0 | 0 | 0 | 0 | 0 | 0 | 0 | 0 | 0 | 0 | 0 | 0 | 0 | 0 | 0 | 0 | 0 | 0 | 0
Commercial_Lodging_New_Food Preparation_Natural Gas_Griddle_E4_Baseline Forecast | Commercial | Lodging | New | Food Preparation | Natural Gas | Griddle | E4 |  | Baseline Forecast | 0 | 0 | 0 | 0 | 0 | 0 | 0 | 0 | 0 | 0 | 0 | 0 | 0 | 0 | 0 | 0 | 0 | 0 | 0 | 0 | 0 | 0 | 0 | 0 | 0 | 0 | 0 | 0 | 0 | 0 | 0
Commercial_Lodging_New_Food Preparation_Natural Gas_Griddle_E5_Baseline Forecast | Commercial | Lodging | New | Food Preparation | Natural Gas | Griddle | E5 |  | Baseline Forecast | 0 | 0 | 0 | 0 | 0 | 0 | 0 | 0 | 0 | 0 | 0 | 0 | 0 | 0 | 0 | 0 | 0 | 0 | 0 | 0 | 0 | 0 | 0 | 0 | 0 | 0 | 0 | 0 | 0 | 0 | 0
Commercial_Lodging_New_Food Preparation_Natural Gas_Griddle_E6_Baseline Forecast | Commercial | Lodging | New | Food Preparation | Natural Gas | Griddle | E6 |  | Baseline Forecast | 0 | 0 | 0 | 0 | 0 | 0 | 0 | 0 | 0 | 0 | 0 | 0 | 0 | 0 | 0 | 0 | 0 | 0 | 0 | 0 | 0 | 0 | 0 | 0 | 0 | 0 | 0 | 0 | 0 | 0 | 0
Commercial_Lodging_New_Food Preparation_Natural Gas_Griddle_E7_Baseline Forecast | Commercial | Lodging | New | Food Preparation | Natural Gas | Griddle | E7 |  | Baseline Forecast | 0 | 0 | 0 | 0 | 0 | 0 | 0 | 0 | 0 | 0 | 0 | 0 | 0 | 0 | 0 | 0 | 0 | 0 | 0 | 0 | 0 | 0 | 0 | 0 | 0 | 0 | 0 | 0 | 0 | 0 | 0
Commercial_Lodging_New_Food Preparation_Natural Gas_Griddle_E8_Baseline Forecast | Commercial | Lodging | New | Food Preparation | Natural Gas | Griddle | E8 |  | Baseline Forecast | 0 | 0 | 0 | 0 | 0 | 0 | 0 | 0 | 0 | 0 | 0 | 0 | 0 | 0 | 0 | 0 | 0 | 0 | 0 | 0 | 0 | 0 | 0 | 0 | 0 | 0 | 0 | 0 | 0 | 0 | 0
Commercial_Lodging_New_Food Preparation_Natural Gas_Griddle_E9_Baseline Forecast | Commercial | Lodging | New | Food Preparation | Natural Gas | Griddle | E9 |  | Baseline Forecast | 0 | 0 | 0 | 0 | 0 | 0 | 0 | 0 | 0 | 0 | 0 | 0 | 0 | 0 | 0 | 0 | 0 | 0 | 0 | 0 | 0 | 0 | 0 | 0 | 0 | 0 | 0 | 0 | 0 | 0 | 0
Commercial_Lodging_New_Food Preparation_Natural Gas_Griddle_E10_Baseline Forecast | Commercial | Lodging | New | Food Preparation | Natural Gas | Griddle | E10 |  | Baseline Forecast | 0 | 0 | 0 | 0 | 0 | 0 | 0 | 0 | 0 | 0 | 0 | 0 | 0 | 0 | 0 | 0 | 0 | 0 | 0 | 0 | 0 | 0 | 0 | 0 | 0 | 0 | 0 | 0 | 0 | 0 | 0
Commercial_Lodging_New_Food Preparation_Natural Gas_Griddle_Vintage_Baseline Forecast | Commercial | Lodging | New | Food Preparation | Natural Gas | Griddle | Vintage | Vintage | Baseline Forecast | 0 | 0 | 0 | 0 | 0 | 0 | 0 | 0 | 0 | 0 | 0 | 0 | 0 | 0 | 0 | 0 | 0 | 0 | 0 | 0 | 0 | 0 | 0 | 0 | 0 | 0 | 0 | 0 | 0 | 0 | 0
Commercial_Lodging_New_Food Preparation_Natural Gas_Range_E1_Baseline Forecast | Commercial | Lodging | New | Food Preparation | Natural Gas | Range | E1 | Standard | Baseline Forecast | 0 | 10642.5115 | 21375.3375 | 32745.6668 | 38979.9593 | 44075.3423 | 49109.5732 | 54077.9564 | 58977.3724 | 63810.7472 | 68592.8199 | 73299.3574 | 78004.2987 | 82615.7414 | 87122.9531 | 91527.4605 | 95868.6001 | 100146.8451 | 104374.5482 | 108527.8881 | 112615.3 | 116626.2437 | 120570.4066 | 124897.0202 | 129240.9582 | 133592.3221 | 137920.6204 | 142219.8109 | 146489.1132 | 150760.5204 | 154991.8479
Commercial_Lodging_New_Food Preparation_Natural Gas_Range_E2_Baseline Forecast | Commercial | Lodging | New | Food Preparation | Natural Gas | Range | E2 | High Efficiency | Baseline Forecast | 0 | 15339.8746 | 30827.7006 | 47255.5978 | 56278.5106 | 63613.2266 | 70827.3412 | 77929.5167 | 84926.7621 | 91819.9646 | 98598.1237 | 105289.1383 | 111822.6634 | 118294.1255 | 124717.7122 | 131095.2849 | 137390.829 | 143607.1285 | 149735.0248 | 155801.4712 | 161801.1035 | 167747.4735 | 173633.8469 | 179013.8882 | 184255.5636 | 189371.5563 | 194395.0894 | 199334.883 | 204194.3446 | 208944.0571 | 213628.7316
Commercial_Lodging_New_Food Preparation_Natural Gas_Range_E3_Baseline Forecast | Commercial | Lodging | New | Food Preparation | Natural Gas | Range | E3 |  | Baseline Forecast | 0 | 0 | 0 | 0 | 0 | 0 | 0 | 0 | 0 | 0 | 0 | 0 | 0 | 0 | 0 | 0 | 0 | 0 | 0 | 0 | 0 | 0 | 0 | 0 | 0 | 0 | 0 | 0 | 0 | 0 | 0
Commercial_Lodging_New_Food Preparation_Natural Gas_Range_E4_Baseline Forecast | Commercial | Lodging | New | Food Preparation | Natural Gas | Range | E4 |  | Baseline Forecast | 0 | 0 | 0 | 0 | 0 | 0 | 0 | 0 | 0 | 0 | 0 | 0 | 0 | 0 | 0 | 0 | 0 | 0 | 0 | 0 | 0 | 0 | 0 | 0 | 0 | 0 | 0 | 0 | 0 | 0 | 0
Commercial_Lodging_New_Food Preparation_Natural Gas_Range_E5_Baseline Forecast | Commercial | Lodging | New | Food Preparation | Natural Gas | Range | E5 |  | Baseline Forecast | 0 | 0 | 0 | 0 | 0 | 0 | 0 | 0 | 0 | 0 | 0 | 0 | 0 | 0 | 0 | 0 | 0 | 0 | 0 | 0 | 0 | 0 | 0 | 0 | 0 | 0 | 0 | 0 | 0 | 0 | 0
Commercial_Lodging_New_Food Preparation_Natural Gas_Range_E6_Baseline Forecast | Commercial | Lodging | New | Food Preparation | Natural Gas | Range | E6 |  | Baseline Forecast | 0 | 0 | 0 | 0 | 0 | 0 | 0 | 0 | 0 | 0 | 0 | 0 | 0 | 0 | 0 | 0 | 0 | 0 | 0 | 0 | 0 | 0 | 0 | 0 | 0 | 0 | 0 | 0 | 0 | 0 | 0
Commercial_Lodging_New_Food Preparation_Natural Gas_Range_E7_Baseline Forecast | Commercial | Lodging | New | Food Preparation | Natural Gas | Range | E7 |  | Baseline Forecast | 0 | 0 | 0 | 0 | 0 | 0 | 0 | 0 | 0 | 0 | 0 | 0 | 0 | 0 | 0 | 0 | 0 | 0 | 0 | 0 | 0 | 0 | 0 | 0 | 0 | 0 | 0 | 0 | 0 | 0 | 0
Commercial_Lodging_New_Food Preparation_Natural Gas_Range_E8_Baseline Forecast | Commercial | Lodging | New | Food Preparation | Natural Gas | Range | E8 |  | Baseline Forecast | 0 | 0 | 0 | 0 | 0 | 0 | 0 | 0 | 0 | 0 | 0 | 0 | 0 | 0 | 0 | 0 | 0 | 0 | 0 | 0 | 0 | 0 | 0 | 0 | 0 | 0 | 0 | 0 | 0 | 0 | 0
Commercial_Lodging_New_Food Preparation_Natural Gas_Range_E9_Baseline Forecast | Commercial | Lodging | New | Food Preparation | Natural Gas | Range | E9 |  | Baseline Forecast | 0 | 0 | 0 | 0 | 0 | 0 | 0 | 0 | 0 | 0 | 0 | 0 | 0 | 0 | 0 | 0 | 0 | 0 | 0 | 0 | 0 | 0 | 0 | 0 | 0 | 0 | 0 | 0 | 0 | 0 | 0
Commercial_Lodging_New_Food Preparation_Natural Gas_Range_E10_Baseline Forecast | Commercial | Lodging | New | Food Preparation | Natural Gas | Range | E10 |  | Baseline Forecast | 0 | 0 | 0 | 0 | 0 | 0 | 0 | 0 | 0 | 0 | 0 | 0 | 0 | 0 | 0 | 0 | 0 | 0 | 0 | 0 | 0 | 0 | 0 | 0 | 0 | 0 | 0 | 0 | 0 | 0 | 0
Commercial_Lodging_New_Food Preparation_Natural Gas_Range_Vintage_Baseline Forecast | Commercial | Lodging | New | Food Preparation | Natural Gas | Range | Vintage | Vintage | Baseline Forecast | 0 | 0 | 0 | 0 | 0 | 0 | 0 | 0 | 0 | 0 | 0 | 0 | 0 | 0 | 0 | 0 | 0 | 0 | 0 | 0 | 0 | 0 | 0 | 0 | 0 | 0 | 0 | 0 | 0 | 0 | 0
Commercial_Lodging_New_Food Preparation_Natural Gas_Steamer_E1_Baseline Forecast | Commercial | Lodging | New | Food Preparation | Natural Gas | Steamer | E1 | Standard | Baseline Forecast | 0 | 2252.0051 | 4521.5757 | 4521.5757 | 4521.5757 | 4521.5757 | 4521.5757 | 4521.5757 | 4521.5757 | 4521.5757 | 4271.3529 | 3796.7582 | 3374.8962 | 2999.9077 | 2666.5846 | 2370.2974 | 2106.9311 | 1872.8276 | 1664.7356 | 786.2687 | 0 | 0 | 0 | 0 | 0 | 0 | 0 | 0 | 0 | 0 | 0
Commercial_Lodging_New_Food Preparation_Natural Gas_Steamer_E2_Baseline Forecast | Commercial | Lodging | New | Food Preparation | Natural Gas | Steamer | E2 | ENERGY STAR | Baseline Forecast | 0 | 2262.6707 | 4549.1767 | 9379.3712 | 12030.4493 | 14190.292 | 16318.5534 | 18415.9227 | 20483.0757 | 22520.6751 | 24779.5933 | 27234.6163 | 29609.2641 | 31910.008 | 34142.6566 | 36312.4282 | 38424.0151 | 40481.641 | 42489.1125 | 45143.3602 | 47682.3446 | 49412.5184 | 51120.6634 | 52807.2829 | 54472.8704 | 56117.9097 | 57742.8753 | 59348.2328 | 60934.4385 | 62501.9401 | 64051.1765
Commercial_Lodging_New_Food Preparation_Natural Gas_Steamer_E3_Baseline Forecast | Commercial | Lodging | New | Food Preparation | Natural Gas | Steamer | E3 |  | Baseline Forecast | 0 | 0 | 0 | 0 | 0 | 0 | 0 | 0 | 0 | 0 | 0 | 0 | 0 | 0 | 0 | 0 | 0 | 0 | 0 | 0 | 0 | 0 | 0 | 0 | 0 | 0 | 0 | 0 | 0 | 0 | 0
Commercial_Lodging_New_Food Preparation_Natural Gas_Steamer_E4_Baseline Forecast | Commercial | Lodging | New | Food Preparation | Natural Gas | Steamer | E4 |  | Baseline Forecast | 0 | 0 | 0 | 0 | 0 | 0 | 0 | 0 | 0 | 0 | 0 | 0 | 0 | 0 | 0 | 0 | 0 | 0 | 0 | 0 | 0 | 0 | 0 | 0 | 0 | 0 | 0 | 0 | 0 | 0 | 0
Commercial_Lodging_New_Food Preparation_Natural Gas_Steamer_E5_Baseline Forecast | Commercial | Lodging | New | Food Preparation | Natural Gas | Steamer | E5 |  | Baseline Forecast | 0 | 0 | 0 | 0 | 0 | 0 | 0 | 0 | 0 | 0 | 0 | 0 | 0 | 0 | 0 | 0 | 0 | 0 | 0 | 0 | 0 | 0 | 0 | 0 | 0 | 0 | 0 | 0 | 0 | 0 | 0
Commercial_Lodging_New_Food Preparation_Natural Gas_Steamer_E6_Baseline Forecast | Commercial | Lodging | New | Food Preparation | Natural Gas | Steamer | E6 |  | Baseline Forecast | 0 | 0 | 0 | 0 | 0 | 0 | 0 | 0 | 0 | 0 | 0 | 0 | 0 | 0 | 0 | 0 | 0 | 0 | 0 | 0 | 0 | 0 | 0 | 0 | 0 | 0 | 0 | 0 | 0 | 0 | 0
Commercial_Lodging_New_Food Preparation_Natural Gas_Steamer_E7_Baseline Forecast | Commercial | Lodging | New | Food Preparation | Natural Gas | Steamer | E7 |  | Baseline Forecast | 0 | 0 | 0 | 0 | 0 | 0 | 0 | 0 | 0 | 0 | 0 | 0 | 0 | 0 | 0 | 0 | 0 | 0 | 0 | 0 | 0 | 0 | 0 | 0 | 0 | 0 | 0 | 0 | 0 | 0 | 0
Commercial_Lodging_New_Food Preparation_Natural Gas_Steamer_E8_Baseline Forecast | Commercial | Lodging | New | Food Preparation | Natural Gas | Steamer | E8 |  | Baseline Forecast | 0 | 0 | 0 | 0 | 0 | 0 | 0 | 0 | 0 | 0 | 0 | 0 | 0 | 0 | 0 | 0 | 0 | 0 | 0 | 0 | 0 | 0 | 0 | 0 | 0 | 0 | 0 | 0 | 0 | 0 | 0
Commercial_Lodging_New_Food Preparation_Natural Gas_Steamer_E9_Baseline Forecast | Commercial | Lodging | New | Food Preparation | Natural Gas | Steamer | E9 |  | Baseline Forecast | 0 | 0 | 0 | 0 | 0 | 0 | 0 | 0 | 0 | 0 | 0 | 0 | 0 | 0 | 0 | 0 | 0 | 0 | 0 | 0 | 0 | 0 | 0 | 0 | 0 | 0 | 0 | 0 | 0 | 0 | 0
Commercial_Lodging_New_Food Preparation_Natural Gas_Steamer_E10_Baseline Forecast | Commercial | Lodging | New | Food Preparation | Natural Gas | Steamer | E10 |  | Baseline Forecast | 0 | 0 | 0 | 0 | 0 | 0 | 0 | 0 | 0 | 0 | 0 | 0 | 0 | 0 | 0 | 0 | 0 | 0 | 0 | 0 | 0 | 0 | 0 | 0 | 0 | 0 | 0 | 0 | 0 | 0 | 0
Commercial_Lodging_New_Food Preparation_Natural Gas_Steamer_Vintage_Baseline Forecast | Commercial | Lodging | New | Food Preparation | Natural Gas | Steamer | Vintage | Vintage | Baseline Forecast | 0 | 0 | 0 | 0 | 0 | 0 | 0 | 0 | 0 | 0 | 0 | 0 | 0 | 0 | 0 | 0 | 0 | 0 | 0 | 0 | 0 | 0 | 0 | 0 | 0 | 0 | 0 | 0 | 0 | 0 | 0
Commercial_Lodging_New_Food Preparation_Natural Gas_Food Prep Other_E1_Baseline Forecast | Commercial | Lodging | New | Food Preparation | Natural Gas | Food Prep Other | E1 | Standard | Baseline Forecast | 0 | 3340.8588 | 6712.3533 | 10286.694 | 12248.4892 | 13846.7727 | 15421.6877 | 16973.7435 | 18503.4396 | 20011.2664 | 21497.7065 | 22963.2277 | 24408.3021 | 25833.3698 | 27238.8739 | 28625.2504 | 29992.9311 | 31342.3347 | 32673.8732 | 33987.9463 | 35284.9498 | 36565.2694 | 37829.2858 | 39077.4441 | 40310.0504 | 41527.4608 | 42730.0218 | 43918.0761 | 45091.9607 | 46252.0126 | 47398.5495
Commercial_Lodging_New_Food Preparation_Natural Gas_Food Prep Other_E2_Baseline Forecast | Commercial | Lodging | New | Food Preparation | Natural Gas | Food Prep Other | E2 | ENERGY STAR | Baseline Forecast | 0 | 1173.817 | 2358.3991 | 3614.2529 | 4303.5358 | 4865.095 | 5418.4414 | 5963.7549 | 6501.2119 | 7030.9844 | 7553.2397 | 8068.1468 | 8575.8581 | 9076.5459 | 9570.3673 | 10057.4753 | 10538.0151 | 11012.134 | 11479.975 | 11941.6826 | 12397.3947 | 12847.249 | 13291.3776 | 13729.8388 | 14162.82 | 14590.4489 | 15012.8535 | 15430.1568 | 15842.4778 | 16249.9275 | 16652.627
Commercial_Lodging_New_Food Preparation_Natural Gas_Food Prep Other_E3_Baseline Forecast | Commercial | Lodging | New | Food Preparation | Natural Gas | Food Prep Other | E3 |  | Baseline Forecast | 0 | 0 | 0 | 0 | 0 | 0 | 0 | 0 | 0 | 0 | 0 | 0 | 0 | 0 | 0 | 0 | 0 | 0 | 0 | 0 | 0 | 0 | 0 | 0 | 0 | 0 | 0 | 0 | 0 | 0 | 0
Commercial_Lodging_New_Food Preparation_Natural Gas_Food Prep Other_E4_Baseline Forecast | Commercial | Lodging | New | Food Preparation | Natural Gas | Food Prep Other | E4 |  | Baseline Forecast | 0 | 0 | 0 | 0 | 0 | 0 | 0 | 0 | 0 | 0 | 0 | 0 | 0 | 0 | 0 | 0 | 0 | 0 | 0 | 0 | 0 | 0 | 0 | 0 | 0 | 0 | 0 | 0 | 0 | 0 | 0
Commercial_Lodging_New_Food Preparation_Natural Gas_Food Prep Other_E5_Baseline Forecast | Commercial | Lodging | New | Food Preparation | Natural Gas | Food Prep Other | E5 |  | Baseline Forecast | 0 | 0 | 0 | 0 | 0 | 0 | 0 | 0 | 0 | 0 | 0 | 0 | 0 | 0 | 0 | 0 | 0 | 0 | 0 | 0 | 0 | 0 | 0 | 0 | 0 | 0 | 0 | 0 | 0 | 0 | 0
Commercial_Lodging_New_Food Preparation_Natural Gas_Food Prep Other_E6_Baseline Forecast | Commercial | Lodging | New | Food Preparation | Natural Gas | Food Prep Other | E6 |  | Baseline Forecast | 0 | 0 | 0 | 0 | 0 | 0 | 0 | 0 | 0 | 0 | 0 | 0 | 0 | 0 | 0 | 0 | 0 | 0 | 0 | 0 | 0 | 0 | 0 | 0 | 0 | 0 | 0 | 0 | 0 | 0 | 0
Commercial_Lodging_New_Food Preparation_Natural Gas_Food Prep Other_E7_Baseline Forecast | Commercial | Lodging | New | Food Preparation | Natural Gas | Food Prep Other | E7 |  | Baseline Forecast | 0 | 0 | 0 | 0 | 0 | 0 | 0 | 0 | 0 | 0 | 0 | 0 | 0 | 0 | 0 | 0 | 0 | 0 | 0 | 0 | 0 | 0 | 0 | 0 | 0 | 0 | 0 | 0 | 0 | 0 | 0
Commercial_Lodging_New_Food Preparation_Natural Gas_Food Prep Other_E8_Baseline Forecast | Commercial | Lodging | New | Food Preparation | Natural Gas | Food Prep Other | E8 |  | Baseline Forecast | 0 | 0 | 0 | 0 | 0 | 0 | 0 | 0 | 0 | 0 | 0 | 0 | 0 | 0 | 0 | 0 | 0 | 0 | 0 | 0 | 0 | 0 | 0 | 0 | 0 | 0 | 0 | 0 | 0 | 0 | 0
Commercial_Lodging_New_Food Preparation_Natural Gas_Food Prep Other_E9_Baseline Forecast | Commercial | Lodging | New | Food Preparation | Natural Gas | Food Prep Other | E9 |  | Baseline Forecast | 0 | 0 | 0 | 0 | 0 | 0 | 0 | 0 | 0 | 0 | 0 | 0 | 0 | 0 | 0 | 0 | 0 | 0 | 0 | 0 | 0 | 0 | 0 | 0 | 0 | 0 | 0 | 0 | 0 | 0 | 0
Commercial_Lodging_New_Food Preparation_Natural Gas_Food Prep Other_E10_Baseline Forecast | Commercial | Lodging | New | Food Preparation | Natural Gas | Food Prep Other | E10 |  | Baseline Forecast | 0 | 0 | 0 | 0 | 0 | 0 | 0 | 0 | 0 | 0 | 0 | 0 | 0 | 0 | 0 | 0 | 0 | 0 | 0 | 0 | 0 | 0 | 0 | 0 | 0 | 0 | 0 | 0 | 0 | 0 | 0
Commercial_Lodging_New_Food Preparation_Natural Gas_Food Prep Other_Vintage_Baseline Forecast | Commercial | Lodging | New | Food Preparation | Natural Gas | Food Prep Other | Vintage | Vintage | Baseline Forecast | 0 | 0 | 0 | 0 | 0 | 0 | 0 | 0 | 0 | 0 | 0 | 0 | 0 | 0 | 0 | 0 | 0 | 0 | 0 | 0 | 0 | 0 | 0 | 0 | 0 | 0 | 0 | 0 | 0 | 0 | 0
Commercial_Lodging_New_Miscellaneous_Natural Gas_Pool Heater_E1_Baseline Forecast | Commercial | Lodging | New | Miscellaneous | Natural Gas | Pool Heater | E1 | Standard (EF .82) | Baseline Forecast | 0 | 35105.9974 | 70528.1301 | 108080.0071 | 128681.7713 | 145477.5145 | 162039.8907 | 178366.6442 | 194450.8716 | 210314.2659 | 225953.4592 | 241379.9933 | 256743.9197 | 271916.8057 | 286869.8518 | 301552.8187 | 315972.0636 | 330093.063 | 343941.8343 | 357503.7662 | 370872.3435 | 384049.1158 | 397019.3148 | 410553.8133 | 423992.4443 | 437352.2405 | 450645.6768 | 463866.8927 | 476864.2247 | 489655.3352 | 502236.3424
Commercial_Lodging_New_Miscellaneous_Natural Gas_Pool Heater_E2_Baseline Forecast | Commercial | Lodging | New | Miscellaneous | Natural Gas | Pool Heater | E2 | Condensing (EF .90) | Baseline Forecast | 0 | 3917.2143 | 7876.1469 | 12074.7108 | 14387.8993 | 16261.049 | 18094.5882 | 19896.7303 | 21680.2203 | 23429.0924 | 25152.3295 | 26843.8955 | 28359.1368 | 29831.779 | 31295.8109 | 32806.5603 | 34362.6595 | 36003.5238 | 37707.9332 | 39495.2029 | 41276.4606 | 43054.6796 | 44849.0637 | 45893.0895 | 46851.1892 | 47710.5129 | 48462.6877 | 49117.5966 | 49830.8485 | 50588.65 | 51398.6774
Commercial_Lodging_New_Miscellaneous_Natural Gas_Pool Heater_E3_Baseline Forecast | Commercial | Lodging | New | Miscellaneous | Natural Gas | Pool Heater | E3 |  | Baseline Forecast | 0 | 0 | 0 | 0 | 0 | 0 | 0 | 0 | 0 | 0 | 0 | 0 | 0 | 0 | 0 | 0 | 0 | 0 | 0 | 0 | 0 | 0 | 0 | 0 | 0 | 0 | 0 | 0 | 0 | 0 | 0
Commercial_Lodging_New_Miscellaneous_Natural Gas_Pool Heater_E4_Baseline Forecast | Commercial | Lodging | New | Miscellaneous | Natural Gas | Pool Heater | E4 |  | Baseline Forecast | 0 | 0 | 0 | 0 | 0 | 0 | 0 | 0 | 0 | 0 | 0 | 0 | 0 | 0 | 0 | 0 | 0 | 0 | 0 | 0 | 0 | 0 | 0 | 0 | 0 | 0 | 0 | 0 | 0 | 0 | 0
Commercial_Lodging_New_Miscellaneous_Natural Gas_Pool Heater_E5_Baseline Forecast | Commercial | Lodging | New | Miscellaneous | Natural Gas | Pool Heater | E5 |  | Baseline Forecast | 0 | 0 | 0 | 0 | 0 | 0 | 0 | 0 | 0 | 0 | 0 | 0 | 0 | 0 | 0 | 0 | 0 | 0 | 0 | 0 | 0 | 0 | 0 | 0 | 0 | 0 | 0 | 0 | 0 | 0 | 0
Commercial_Lodging_New_Miscellaneous_Natural Gas_Pool Heater_E6_Baseline Forecast | Commercial | Lodging | New | Miscellaneous | Natural Gas | Pool Heater | E6 |  | Baseline Forecast | 0 | 0 | 0 | 0 | 0 | 0 | 0 | 0 | 0 | 0 | 0 | 0 | 0 | 0 | 0 | 0 | 0 | 0 | 0 | 0 | 0 | 0 | 0 | 0 | 0 | 0 | 0 | 0 | 0 | 0 | 0
Commercial_Lodging_New_Miscellaneous_Natural Gas_Pool Heater_E7_Baseline Forecast | Commercial | Lodging | New | Miscellaneous | Natural Gas | Pool Heater | E7 |  | Baseline Forecast | 0 | 0 | 0 | 0 | 0 | 0 | 0 | 0 | 0 | 0 | 0 | 0 | 0 | 0 | 0 | 0 | 0 | 0 | 0 | 0 | 0 | 0 | 0 | 0 | 0 | 0 | 0 | 0 | 0 | 0 | 0
Commercial_Lodging_New_Miscellaneous_Natural Gas_Pool Heater_E8_Baseline Forecast | Commercial | Lodging | New | Miscellaneous | Natural Gas | Pool Heater | E8 |  | Baseline Forecast | 0 | 0 | 0 | 0 | 0 | 0 | 0 | 0 | 0 | 0 | 0 | 0 | 0 | 0 | 0 | 0 | 0 | 0 | 0 | 0 | 0 | 0 | 0 | 0 | 0 | 0 | 0 | 0 | 0 | 0 | 0
Commercial_Lodging_New_Miscellaneous_Natural Gas_Pool Heater_E9_Baseline Forecast | Commercial | Lodging | New | Miscellaneous | Natural Gas | Pool Heater | E9 |  | Baseline Forecast | 0 | 0 | 0 | 0 | 0 | 0 | 0 | 0 | 0 | 0 | 0 | 0 | 0 | 0 | 0 | 0 | 0 | 0 | 0 | 0 | 0 | 0 | 0 | 0 | 0 | 0 | 0 | 0 | 0 | 0 | 0
Commercial_Lodging_New_Miscellaneous_Natural Gas_Pool Heater_E10_Baseline Forecast | Commercial | Lodging | New | Miscellaneous | Natural Gas | Pool Heater | E10 |  | Baseline Forecast | 0 | 0 | 0 | 0 | 0 | 0 | 0 | 0 | 0 | 0 | 0 | 0 | 0 | 0 | 0 | 0 | 0 | 0 | 0 | 0 | 0 | 0 | 0 | 0 | 0 | 0 | 0 | 0 | 0 | 0 | 0
Commercial_Lodging_New_Miscellaneous_Natural Gas_Pool Heater_Vintage_Baseline Forecast | Commercial | Lodging | New | Miscellaneous | Natural Gas | Pool Heater | Vintage | Vintage | Baseline Forecast | 0 | 0 | 0 | 0 | 0 | 0 | 0 | 0 | 0 | 0 | 0 | 0 | 0 | 0 | 0 | 0 | 0 | 0 | 0 | 0 | 0 | 0 | 0 | 0 | 0 | 0 | 0 | 0 | 0 | 0 | 0
Commercial_Lodging_New_Miscellaneous_Natural Gas_Miscellaneous_E1_Baseline Forecast | Commercial | Lodging | New | Miscellaneous | Natural Gas | Miscellaneous | E1 | Standard | Baseline Forecast | 0 | 182013.6838 | 365696.4842 | 560430.6239 | 667311.4974 | 754387.723 | 840190.7151 | 924748.263 | 1008087.6125 | 1090235.4763 | 1171218.0452 | 1251060.9983 | 1329789.5132 | 1407428.2766 | 1484001.4936 | 1559532.8977 | 1634045.7603 | 1707562.8999 | 1780106.6913 | 1851699.0745 | 1922361.5635 | 1992115.255 | 2060980.8365 | 2128978.5947 | 2196128.4239 | 2262449.8333 | 2327961.9555 | 2392683.5533 | 2456633.0278 | 2519828.4255 | 2582287.4454
Commercial_Lodging_New_Miscellaneous_Natural Gas_Miscellaneous_E2_Baseline Forecast | Commercial | Lodging | New | Miscellaneous | Natural Gas | Miscellaneous | E2 |  | Baseline Forecast | 0 | 0 | 0 | 0 | 0 | 0 | 0 | 0 | 0 | 0 | 0 | 0 | 0 | 0 | 0 | 0 | 0 | 0 | 0 | 0 | 0 | 0 | 0 | 0 | 0 | 0 | 0 | 0 | 0 | 0 | 0
Commercial_Lodging_New_Miscellaneous_Natural Gas_Miscellaneous_E3_Baseline Forecast | Commercial | Lodging | New | Miscellaneous | Natural Gas | Miscellaneous | E3 |  | Baseline Forecast | 0 | 0 | 0 | 0 | 0 | 0 | 0 | 0 | 0 | 0 | 0 | 0 | 0 | 0 | 0 | 0 | 0 | 0 | 0 | 0 | 0 | 0 | 0 | 0 | 0 | 0 | 0 | 0 | 0 | 0 | 0
Commercial_Lodging_New_Miscellaneous_Natural Gas_Miscellaneous_E4_Baseline Forecast | Commercial | Lodging | New | Miscellaneous | Natural Gas | Miscellaneous | E4 |  | Baseline Forecast | 0 | 0 | 0 | 0 | 0 | 0 | 0 | 0 | 0 | 0 | 0 | 0 | 0 | 0 | 0 | 0 | 0 | 0 | 0 | 0 | 0 | 0 | 0 | 0 | 0 | 0 | 0 | 0 | 0 | 0 | 0
Commercial_Lodging_New_Miscellaneous_Natural Gas_Miscellaneous_E5_Baseline Forecast | Commercial | Lodging | New | Miscellaneous | Natural Gas | Miscellaneous | E5 |  | Baseline Forecast | 0 | 0 | 0 | 0 | 0 | 0 | 0 | 0 | 0 | 0 | 0 | 0 | 0 | 0 | 0 | 0 | 0 | 0 | 0 | 0 | 0 | 0 | 0 | 0 | 0 | 0 | 0 | 0 | 0 | 0 | 0
Commercial_Lodging_New_Miscellaneous_Natural Gas_Miscellaneous_E6_Baseline Forecast | Commercial | Lodging | New | Miscellaneous | Natural Gas | Miscellaneous | E6 |  | Baseline Forecast | 0 | 0 | 0 | 0 | 0 | 0 | 0 | 0 | 0 | 0 | 0 | 0 | 0 | 0 | 0 | 0 | 0 | 0 | 0 | 0 | 0 | 0 | 0 | 0 | 0 | 0 | 0 | 0 | 0 | 0 | 0
Commercial_Lodging_New_Miscellaneous_Natural Gas_Miscellaneous_E7_Baseline Forecast | Commercial | Lodging | New | Miscellaneous | Natural Gas | Miscellaneous | E7 |  | Baseline Forecast | 0 | 0 | 0 | 0 | 0 | 0 | 0 | 0 | 0 | 0 | 0 | 0 | 0 | 0 | 0 | 0 | 0 | 0 | 0 | 0 | 0 | 0 | 0 | 0 | 0 | 0 | 0 | 0 | 0 | 0 | 0
Commercial_Lodging_New_Miscellaneous_Natural Gas_Miscellaneous_E8_Baseline Forecast | Commercial | Lodging | New | Miscellaneous | Natural Gas | Miscellaneous | E8 |  | Baseline Forecast | 0 | 0 | 0 | 0 | 0 | 0 | 0 | 0 | 0 | 0 | 0 | 0 | 0 | 0 | 0 | 0 | 0 | 0 | 0 | 0 | 0 | 0 | 0 | 0 | 0 | 0 | 0 | 0 | 0 | 0 | 0
Commercial_Lodging_New_Miscellaneous_Natural Gas_Miscellaneous_E9_Baseline Forecast | Commercial | Lodging | New | Miscellaneous | Natural Gas | Miscellaneous | E9 |  | Baseline Forecast | 0 | 0 | 0 | 0 | 0 | 0 | 0 | 0 | 0 | 0 | 0 | 0 | 0 | 0 | 0 | 0 | 0 | 0 | 0 | 0 | 0 | 0 | 0 | 0 | 0 | 0 | 0 | 0 | 0 | 0 | 0
Commercial_Lodging_New_Miscellaneous_Natural Gas_Miscellaneous_E10_Baseline Forecast | Commercial | Lodging | New | Miscellaneous | Natural Gas | Miscellaneous | E10 |  | Baseline Forecast | 0 | 0 | 0 | 0 | 0 | 0 | 0 | 0 | 0 | 0 | 0 | 0 | 0 | 0 | 0 | 0 | 0 | 0 | 0 | 0 | 0 | 0 | 0 | 0 | 0 | 0 | 0 | 0 | 0 | 0 | 0
Commercial_Lodging_New_Miscellaneous_Natural Gas_Miscellaneous_Vintage_Baseline Forecast | Commercial | Lodging | New | Miscellaneous | Natural Gas | Miscellaneous | Vintage | Vintage | Baseline Forecast | 0 | 0 | 0 | 0 | 0 | 0 | 0 | 0 | 0 | 0 | 0 | 0 | 0 | 0 | 0 | 0 | 0 | 0 | 0 | 0 | 0 | 0 | 0 | 0 | 0 | 0 | 0 | 0 | 0 | 0 | 0
Commercial_Warehouse_Existing_Space Heating_Natural Gas_Furnace_E1_Baseline Forecast | Commercial | Warehouse | Existing | Space Heating | Natural Gas | Furnace | E1 | AFUE 80% (Standard) | Baseline Forecast | 0 | 248465.9887 | 503107.0879 | 762325.7216 | 1024682.8976 | 1004189.2396 | 984105.4548 | 964423.3457 | 945134.8788 | 926232.1812 | 907707.5376 | 889553.3869 | 871762.3191 | 854327.0727 | 837240.5313 | 820495.7207 | 804085.8063 | 788004.0901 | 772244.0083 | 743513.1676 | 702742.345 | 650858.4859 | 588776.5996 | 532616.3701 | 481812.9625 | 435855.4183 | 394281.5169 | 356673.1261 | 322651.9971 | 291875.9605 | 264035.4842
Commercial_Warehouse_Existing_Space Heating_Natural Gas_Furnace_E2_Baseline Forecast | Commercial | Warehouse | Existing | Space Heating | Natural Gas | Furnace | E2 | AFUE 90% | Baseline Forecast | 0 | 0 | 0 | 0 | 0 | 0 | 0 | 0 | 0 | 0 | 0 | 0 | 0 | 0 | 0 | 0 | 0 | 0 | 0 | 0 | 0 | 0 | 0 | 0 | 0 | 0 | 0 | 0 | 0 | 0 | 0
Commercial_Warehouse_Existing_Space Heating_Natural Gas_Furnace_E3_Baseline Forecast | Commercial | Warehouse | Existing | Space Heating | Natural Gas | Furnace | E3 | AFUE 95% | Baseline Forecast | 0 | 0 | 0 | 0 | 0 | 284695.7199 | 569665.9369 | 750157.9672 | 929722.8095 | 1107862.9255 | 1284053.268 | 1457901.2286 | 1614063.2515 | 1752797.6095 | 1875488.2119 | 1983543.6859 | 2078157.1848 | 2160457.6585 | 2231623.9729 | 2301162.8497 | 2369380.6301 | 2436475.6479 | 2502589.0779 | 2555758.0417 | 2594443.3655 | 2625582.4746 | 2649891.0707 | 2668023.1984 | 2680581.2024 | 2688115.9968 | 2691031.3415
Commercial_Warehouse_Existing_Space Heating_Natural Gas_Furnace_E4_Baseline Forecast | Commercial | Warehouse | Existing | Space Heating | Natural Gas | Furnace | E4 |  | Baseline Forecast | 0 | 0 | 0 | 0 | 0 | 0 | 0 | 0 | 0 | 0 | 0 | 0 | 0 | 0 | 0 | 0 | 0 | 0 | 0 | 0 | 0 | 0 | 0 | 0 | 0 | 0 | 0 | 0 | 0 | 0 | 0
Commercial_Warehouse_Existing_Space Heating_Natural Gas_Furnace_E5_Baseline Forecast | Commercial | Warehouse | Existing | Space Heating | Natural Gas | Furnace | E5 |  | Baseline Forecast | 0 | 0 | 0 | 0 | 0 | 0 | 0 | 103722.2803 | 206696.858 | 308604.2023 | 409245.4616 | 508374.4714 | 595904.4272 | 674012.7324 | 743558.7953 | 805199.9477 | 859645.473 | 907518.0932 | 949251.6183 | 990109.8184 | 1030215.6668 | 1069695.1965 | 1108643.2656 | 1143961.6893 | 1178727.9125 | 1207410.3936 | 1230578.2216 | 1248751.373 | 1262400.1947 | 1271953.7646 | 1277903.507
Commercial_Warehouse_Existing_Space Heating_Natural Gas_Furnace_E6_Baseline Forecast | Commercial | Warehouse | Existing | Space Heating | Natural Gas | Furnace | E6 |  | Baseline Forecast | 0 | 0 | 0 | 0 | 0 | 0 | 0 | 0 | 0 | 0 | 0 | 0 | 0 | 0 | 0 | 0 | 0 | 0 | 0 | 0 | 0 | 0 | 0 | 0 | 0 | 0 | 0 | 0 | 0 | 0 | 0
Commercial_Warehouse_Existing_Space Heating_Natural Gas_Furnace_E7_Baseline Forecast | Commercial | Warehouse | Existing | Space Heating | Natural Gas | Furnace | E7 |  | Baseline Forecast | 0 | 0 | 0 | 0 | 0 | 0 | 0 | 0 | 0 | 0 | 0 | 0 | 0 | 0 | 0 | 0 | 0 | 0 | 0 | 0 | 0 | 0 | 0 | 0 | 0 | 0 | 0 | 0 | 0 | 0 | 0
Commercial_Warehouse_Existing_Space Heating_Natural Gas_Furnace_E8_Baseline Forecast | Commercial | Warehouse | Existing | Space Heating | Natural Gas | Furnace | E8 |  | Baseline Forecast | 0 | 0 | 0 | 0 | 0 | 0 | 0 | 0 | 0 | 0 | 0 | 0 | 0 | 0 | 0 | 0 | 0 | 0 | 0 | 0 | 0 | 0 | 0 | 0 | 0 | 0 | 0 | 0 | 0 | 0 | 0
Commercial_Warehouse_Existing_Space Heating_Natural Gas_Furnace_E9_Baseline Forecast | Commercial | Warehouse | Existing | Space Heating | Natural Gas | Furnace | E9 |  | Baseline Forecast | 0 | 0 | 0 | 0 | 0 | 0 | 0 | 0 | 0 | 0 | 0 | 0 | 0 | 0 | 0 | 0 | 0 | 0 | 0 | 0 | 0 | 0 | 0 | 0 | 0 | 0 | 0 | 0 | 0 | 0 | 0
Commercial_Warehouse_Existing_Space Heating_Natural Gas_Furnace_E10_Baseline Forecast | Commercial | Warehouse | Existing | Space Heating | Natural Gas | Furnace | E10 |  | Baseline Forecast | 0 | 0 | 0 | 0 | 0 | 0 | 0 | 0 | 0 | 0 | 0 | 0 | 0 | 0 | 0 | 0 | 0 | 0 | 0 | 0 | 0 | 0 | 0 | 0 | 0 | 0 | 0 | 0 | 0 | 0 | 0
Commercial_Warehouse_Existing_Space Heating_Natural Gas_Furnace_Vintage_Baseline Forecast | Commercial | Warehouse | Existing | Space Heating | Natural Gas | Furnace | Vintage | Vintage | Baseline Forecast | 9697779.6592 | 9255358.0773 | 8810640.4968 | 8365146.9113 | 7920240.2827 | 7477139.7572 | 7036932.8307 | 6600586.5447 | 6168957.7888 | 5742802.7794 | 5322785.7794 | 4909487.1189 | 4528279.8838 | 4176672.2693 | 3852365.9519 | 3553241.0662 | 3277342.3481 | 3022866.3541 | 2788149.6724 | 2571658.0508 | 2371976.3669 | 2187799.3784 | 2017923.1914 | 1861237.3906 | 1716717.7815 | 1583419.6949 | 1460471.8127 | 1347070.472 | 1242474.4118 | 1145999.928 | 1057016.4042
Commercial_Warehouse_Existing_Space Heating_Natural Gas_Boiler_E1_Baseline Forecast | Commercial | Warehouse | Existing | Space Heating | Natural Gas | Boiler | E1 | AFUE 80% (Standard) | Baseline Forecast | 0 | 39967.5257 | 78692.4247 | 116169.5705 | 152398.7766 | 149350.801 | 146363.785 | 143436.5093 | 140567.7791 | 137756.4235 | 135001.2951 | 132301.2692 | 129655.2438 | 127062.1389 | 124520.8961 | 122030.4782 | 119589.8686 | 117198.0713 | 114854.1098 | 112557.0276 | 110305.8871 | 106047.2587 | 100039.8343 | 92517.826 | 83693.0488 | 75710.0195 | 68488.4484 | 61955.7041 | 56046.0831 | 50700.149 | 45864.1348
Commercial_Warehouse_Existing_Space Heating_Natural Gas_Boiler_E2_Baseline Forecast | Commercial | Warehouse | Existing | Space Heating | Natural Gas | Boiler | E2 | AFUE 85% | Baseline Forecast | 0 | 0 | 0 | 0 | 0 | 0 | 0 | 0 | 0 | 0 | 0 | 0 | 0 | 0 | 0 | 0 | 0 | 0 | 0 | 0 | 0 | 0 | 0 | 0 | 0 | 0 | 0 | 0 | 0 | 0 | 0
Commercial_Warehouse_Existing_Space Heating_Natural Gas_Boiler_E3_Baseline Forecast | Commercial | Warehouse | Existing | Space Heating | Natural Gas | Boiler | E3 | AFUE 98% | Baseline Forecast | 0 | 0 | 0 | 0 | 0 | 38033.3368 | 74769.6634 | 110221.1752 | 144402.7682 | 177331.6351 | 209026.9075 | 239509.3408 | 268801.0355 | 296925.1914 | 323905.8917 | 349767.9125 | 374536.5557 | 398237.5026 | 420896.6857 | 442540.1763 | 463194.0872 | 484936.9984 | 504920.3708 | 523324.7392 | 540307.1496 | 554051.0792 | 564928.4158 | 573270.9753 | 579374.7804 | 583503.882 | 585893.773
Commercial_Warehouse_Existing_Space Heating_Natural Gas_Boiler_E4_Baseline Forecast | Commercial | Warehouse | Existing | Space Heating | Natural Gas | Boiler | E4 | Convert to NG Air Source Heat Pump | Baseline Forecast | 0 | 0 | 0 | 0 | 0 | 0 | 0 | 0 | 0 | 0 | 0 | 0 | 0 | 0 | 0 | 0 | 0 | 0 | 0 | 0 | 0 | 0 | 0 | 0 | 0 | 0 | 0 | 0 | 0 | 0 | 0
Commercial_Warehouse_Existing_Space Heating_Natural Gas_Boiler_E5_Baseline Forecast | Commercial | Warehouse | Existing | Space Heating | Natural Gas | Boiler | E5 |  | Baseline Forecast | 0 | 0 | 0 | 0 | 0 | 0 | 0 | 0 | 0 | 0 | 0 | 0 | 0 | 0 | 0 | 0 | 0 | 0 | 0 | 0 | 0 | 0 | 0 | 0 | 0 | 0 | 0 | 0 | 0 | 0 | 0
Commercial_Warehouse_Existing_Space Heating_Natural Gas_Boiler_E6_Baseline Forecast | Commercial | Warehouse | Existing | Space Heating | Natural Gas | Boiler | E6 |  | Baseline Forecast | 0 | 0 | 0 | 0 | 0 | 0 | 0 | 0 | 0 | 0 | 0 | 0 | 0 | 0 | 0 | 0 | 0 | 0 | 0 | 0 | 0 | 0 | 0 | 0 | 0 | 0 | 0 | 0 | 0 | 0 | 0
Commercial_Warehouse_Existing_Space Heating_Natural Gas_Boiler_E7_Baseline Forecast | Commercial | Warehouse | Existing | Space Heating | Natural Gas | Boiler | E7 |  | Baseline Forecast | 0 | 0 | 0 | 0 | 0 | 0 | 0 | 0 | 0 | 0 | 0 | 0 | 0 | 0 | 0 | 0 | 0 | 0 | 0 | 0 | 0 | 0 | 0 | 0 | 0 | 0 | 0 | 0 | 0 | 0 | 0
Commercial_Warehouse_Existing_Space Heating_Natural Gas_Boiler_E8_Baseline Forecast | Commercial | Warehouse | Existing | Space Heating | Natural Gas | Boiler | E8 |  | Baseline Forecast | 0 | 0 | 0 | 0 | 0 | 0 | 0 | 0 | 0 | 0 | 0 | 0 | 0 | 0 | 0 | 0 | 0 | 0 | 0 | 0 | 0 | 0 | 0 | 0 | 0 | 0 | 0 | 0 | 0 | 0 | 0
Commercial_Warehouse_Existing_Space Heating_Natural Gas_Boiler_E9_Baseline Forecast | Commercial | Warehouse | Existing | Space Heating | Natural Gas | Boiler | E9 |  | Baseline Forecast | 0 | 0 | 0 | 0 | 0 | 0 | 0 | 0 | 0 | 0 | 0 | 0 | 0 | 0 | 0 | 0 | 0 | 0 | 0 | 0 | 0 | 0 | 0 | 0 | 0 | 0 | 0 | 0 | 0 | 0 | 0
Commercial_Warehouse_Existing_Space Heating_Natural Gas_Boiler_E10_Baseline Forecast | Commercial | Warehouse | Existing | Space Heating | Natural Gas | Boiler | E10 |  | Baseline Forecast | 0 | 0 | 0 | 0 | 0 | 0 | 0 | 0 | 0 | 0 | 0 | 0 | 0 | 0 | 0 | 0 | 0 | 0 | 0 | 0 | 0 | 0 | 0 | 0 | 0 | 0 | 0 | 0 | 0 | 0 | 0
Commercial_Warehouse_Existing_Space Heating_Natural Gas_Boiler_Vintage_Baseline Forecast | Commercial | Warehouse | Existing | Space Heating | Natural Gas | Boiler | Vintage | Vintage | Baseline Forecast | 1345845.2529 | 1278960.8222 | 1213857.3562 | 1150529.2148 | 1088966.033 | 1029153.3755 | 971073.3147 | 914704.9434 | 860024.828 | 807007.4092 | 755625.3559 | 705849.8773 | 657650.9983 | 610997.8016 | 565858.6415 | 522201.3301 | 479993.302 | 439201.758 | 399793.7897 | 361736.4896 | 324997.0453 | 289542.8222 | 257956.3325 | 229815.6417 | 204744.8444 | 182409.0432 | 162509.8748 | 144781.5249 | 128987.1767 | 114915.8483 | 102379.574
Commercial_Warehouse_Existing_Space Heating_Natural Gas_Unit Heater_E1_Baseline Forecast | Commercial | Warehouse | Existing | Space Heating | Natural Gas | Unit Heater | E1 | Standard | Baseline Forecast | 0 | 9963.2668 | 38168.3695 | 91416.8761 | 175217.5963 | 171713.2444 | 168278.9795 | 164913.3999 | 161615.1319 | 158382.8292 | 155215.1727 | 150947.91 | 143636.5751 | 130853.7281 | 109917.1316 | 92330.3906 | 77557.5281 | 65148.3236 | 52665.5236 | 38368.8236 | 21067.3955 | 0 | 0 | 0 | 0 | 0 | 0 | 0 | 0 | 0 | 0
Commercial_Warehouse_Existing_Space Heating_Natural Gas_Unit Heater_E2_Baseline Forecast | Commercial | Warehouse | Existing | Space Heating | Natural Gas | Unit Heater | E2 | Condensing | Baseline Forecast | 0 | 0 | 0 | 0 | 0 | 122236.7064 | 282729.7898 | 484019.1649 | 727901.9772 | 1015533.1048 | 1339207.1816 | 1693311.5577 | 2073839.7581 | 2478001.8063 | 2903913.7542 | 3336083.7838 | 3771572.4195 | 4142906.6392 | 4459582.3962 | 4729622.297 | 4959807.8991 | 5155875.1673 | 5297416.783 | 5409437.4808 | 5495439.3245 | 5558536.7031 | 5601498.7342 | 5626787.0412 | 5636589.406 | 5632849.7482 | 5617294.8331
Commercial_Warehouse_Existing_Space Heating_Natural Gas_Unit Heater_E3_Baseline Forecast | Commercial | Warehouse | Existing | Space Heating | Natural Gas | Unit Heater | E3 | Infrared Radiant | Baseline Forecast | 0 | 0 | 0 | 0 | 0 | 0 | 0 | 0 | 0 | 0 | 0 | 0 | 0 | 0 | 0 | 0 | 0 | 0 | 0 | 0 | 0 | 0 | 0 | 0 | 0 | 0 | 0 | 0 | 0 | 0 | 0
Commercial_Warehouse_Existing_Space Heating_Natural Gas_Unit Heater_E4_Baseline Forecast | Commercial | Warehouse | Existing | Space Heating | Natural Gas | Unit Heater | E4 |  | Baseline Forecast | 0 | 0 | 0 | 0 | 0 | 0 | 0 | 0 | 0 | 0 | 0 | 0 | 0 | 0 | 0 | 0 | 0 | 0 | 0 | 0 | 0 | 0 | 0 | 0 | 0 | 0 | 0 | 0 | 0 | 0 | 0
Commercial_Warehouse_Existing_Space Heating_Natural Gas_Unit Heater_E5_Baseline Forecast | Commercial | Warehouse | Existing | Space Heating | Natural Gas | Unit Heater | E5 |  | Baseline Forecast | 0 | 0 | 0 | 0 | 0 | 0 | 0 | 0 | 0 | 0 | 0 | 0 | 0 | 0 | 0 | 0 | 0 | 0 | 0 | 0 | 0 | 0 | 0 | 0 | 0 | 0 | 0 | 0 | 0 | 0 | 0
Commercial_Warehouse_Existing_Space Heating_Natural Gas_Unit Heater_E6_Baseline Forecast | Commercial | Warehouse | Existing | Space Heating | Natural Gas | Unit Heater | E6 |  | Baseline Forecast | 0 | 0 | 0 | 0 | 0 | 0 | 0 | 0 | 0 | 0 | 0 | 0 | 0 | 0 | 0 | 0 | 0 | 0 | 0 | 0 | 0 | 0 | 0 | 0 | 0 | 0 | 0 | 0 | 0 | 0 | 0
Commercial_Warehouse_Existing_Space Heating_Natural Gas_Unit Heater_E7_Baseline Forecast | Commercial | Warehouse | Existing | Space Heating | Natural Gas | Unit Heater | E7 |  | Baseline Forecast | 0 | 0 | 0 | 0 | 0 | 0 | 0 | 0 | 0 | 0 | 0 | 0 | 0 | 0 | 0 | 0 | 0 | 0 | 0 | 0 | 0 | 0 | 0 | 0 | 0 | 0 | 0 | 0 | 0 | 0 | 0
Commercial_Warehouse_Existing_Space Heating_Natural Gas_Unit Heater_E8_Baseline Forecast | Commercial | Warehouse | Existing | Space Heating | Natural Gas | Unit Heater | E8 |  | Baseline Forecast | 0 | 0 | 0 | 0 | 0 | 0 | 0 | 0 | 0 | 0 | 0 | 0 | 0 | 0 | 0 | 0 | 0 | 0 | 0 | 0 | 0 | 0 | 0 | 0 | 0 | 0 | 0 | 0 | 0 | 0 | 0
Commercial_Warehouse_Existing_Space Heating_Natural Gas_Unit Heater_E9_Baseline Forecast | Commercial | Warehouse | Existing | Space Heating | Natural Gas | Unit Heater | E9 |  | Baseline Forecast | 0 | 0 | 0 | 0 | 0 | 0 | 0 | 0 | 0 | 0 | 0 | 0 | 0 | 0 | 0 | 0 | 0 | 0 | 0 | 0 | 0 | 0 | 0 | 0 | 0 | 0 | 0 | 0 | 0 | 0 | 0
Commercial_Warehouse_Existing_Space Heating_Natural Gas_Unit Heater_E10_Baseline Forecast | Commercial | Warehouse | Existing | Space Heating | Natural Gas | Unit Heater | E10 |  | Baseline Forecast | 0 | 0 | 0 | 0 | 0 | 0 | 0 | 0 | 0 | 0 | 0 | 0 | 0 | 0 | 0 | 0 | 0 | 0 | 0 | 0 | 0 | 0 | 0 | 0 | 0 | 0 | 0 | 0 | 0 | 0 | 0
Commercial_Warehouse_Existing_Space Heating_Natural Gas_Unit Heater_Vintage_Baseline Forecast | Commercial | Warehouse | Existing | Space Heating | Natural Gas | Unit Heater | Vintage | Vintage | Baseline Forecast | 12077919.3772 | 11826397.7228 | 11561465.4004 | 11276224.2184 | 10965070.6763 | 10623532.5563 | 10248124.0877 | 9836217.635 | 9385930.0867 | 8896022.3179 | 8374117.1326 | 7826909.2294 | 7260268.9899 | 6679334.8823 | 6088595.7225 | 5491963.9019 | 4892840.5671 | 4359076.1416 | 3883540.5625 | 3459881.5921 | 3082439.9639 | 2746173.786 | 2446591.1911 | 2179690.3339 | 1941905.9339 | 1730061.6502 | 1541327.652 | 1373182.8172 | 1223381.0553 | 1089921.3038 | 971020.798
Commercial_Warehouse_Existing_Water Heating_Natural Gas_Water Heater_E1_Baseline Forecast | Commercial | Warehouse | Existing | Water Heating | Natural Gas | Water Heater | E1 | TE 0.80 | Baseline Forecast | 0 | 73468.6486 | 151833.6627 | 234008.7868 | 319035.3606 | 406222.8379 | 494840.4391 | 485984.14 | 477362.1331 | 468974.444 | 448707.7065 | 418244.6773 | 379163.2756 | 332691.4059 | 280061.508 | 207981.0263 | 150047.5125 | 103386.4373 | 65731.5334 | 35287.217 | 10626.7364 | 9878.3297 | 9149.9175 | 8699.1051 | 8285.0024 | 7957.1099 | 7727.4357 | 7645.3352 | 7896.8623 | 8165.844 | 8481.4884
Commercial_Warehouse_Existing_Water Heating_Natural Gas_Water Heater_E2_Baseline Forecast | Commercial | Warehouse | Existing | Water Heating | Natural Gas | Water Heater | E2 | TE 0.90 | Baseline Forecast | 0 | 263342.9184 | 544325.227 | 839068.8574 | 1144186.2316 | 1456570.2582 | 1773640.8247 | 1741888.9138 | 1710975.4203 | 1680899.6707 | 1608240.9353 | 1499025.596 | 1358874.6111 | 1192196.0656 | 1003496.4863 | 745190.6398 | 537564.8739 | 370318.7472 | 235323.512 | 126276.2482 | 38033.7858 | 35364.9515 | 32768.5479 | 31109.9661 | 29576.9756 | 28346.1385 | 27465.7928 | 27106.9274 | 27919.4637 | 28794.3657 | 29839.5798
Commercial_Warehouse_Existing_Water Heating_Natural Gas_Water Heater_E3_Baseline Forecast | Commercial | Warehouse | Existing | Water Heating | Natural Gas | Water Heater | E3 | TE 0.94 | Baseline Forecast | 0 | 0 | 0 | 0 | 0 | 0 | 0 | 0 | 0 | 0 | 0 | 0 | 0 | 0 | 0 | 0 | 0 | 0 | 0 | 0 | 0 | 0 | 0 | 0 | 0 | 0 | 0 | 0 | 0 | 0 | 0
Commercial_Warehouse_Existing_Water Heating_Natural Gas_Water Heater_E4_Baseline Forecast | Commercial | Warehouse | Existing | Water Heating | Natural Gas | Water Heater | E4 | Instantaneous TE 0.94 | Baseline Forecast | 0 | 0 | 0 | 0 | 0 | 0 | 0 | 449533.8396 | 898735.919 | 1345449.4557 | 1843351.3954 | 2383141.2045 | 2902324.5365 | 3402158.6045 | 3883039.0542 | 4411302.5833 | 4837922.3407 | 5180394.2694 | 5452956.8857 | 5667126.9336 | 5832513.8252 | 5868922.6715 | 5888148.5231 | 5891202.639 | 5881034.1711 | 5859100.9592 | 5826837.6784 | 5785350.8333 | 5734981.5725 | 5678198.9375 | 5615790.9527
Commercial_Warehouse_Existing_Water Heating_Natural Gas_Water Heater_E5_Baseline Forecast | Commercial | Warehouse | Existing | Water Heating | Natural Gas | Water Heater | E5 | Gas-Fired Absorption HPWH | Baseline Forecast | 0 | 0 | 0 | 0 | 0 | 0 | 0 | 0 | 0 | 0 | 0 | 0 | 0 | 0 | 0 | 0 | 0 | 0 | 0 | 0 | 0 | 0 | 0 | 0 | 0 | 0 | 0 | 0 | 0 | 0 | 0
Commercial_Warehouse_Existing_Water Heating_Natural Gas_Water Heater_E6_Baseline Forecast | Commercial | Warehouse | Existing | Water Heating | Natural Gas | Water Heater | E6 |  | Baseline Forecast | 0 | 0 | 0 | 0 | 0 | 0 | 0 | 0 | 0 | 0 | 0 | 0 | 0 | 0 | 0 | 0 | 0 | 0 | 0 | 0 | 0 | 0 | 0 | 0 | 0 | 0 | 0 | 0 | 0 | 0 | 0
Commercial_Warehouse_Existing_Water Heating_Natural Gas_Water Heater_E7_Baseline Forecast | Commercial | Warehouse | Existing | Water Heating | Natural Gas | Water Heater | E7 |  | Baseline Forecast | 0 | 0 | 0 | 0 | 0 | 0 | 0 | 0 | 0 | 0 | 0 | 0 | 0 | 0 | 0 | 0 | 0 | 0 | 0 | 0 | 0 | 0 | 0 | 0 | 0 | 0 | 0 | 0 | 0 | 0 | 0
Commercial_Warehouse_Existing_Water Heating_Natural Gas_Water Heater_E8_Baseline Forecast | Commercial | Warehouse | Existing | Water Heating | Natural Gas | Water Heater | E8 |  | Baseline Forecast | 0 | 0 | 0 | 0 | 0 | 0 | 0 | 0 | 0 | 0 | 0 | 0 | 0 | 0 | 0 | 0 | 0 | 0 | 0 | 0 | 0 | 0 | 0 | 0 | 0 | 0 | 0 | 0 | 0 | 0 | 0
Commercial_Warehouse_Existing_Water Heating_Natural Gas_Water Heater_E9_Baseline Forecast | Commercial | Warehouse | Existing | Water Heating | Natural Gas | Water Heater | E9 |  | Baseline Forecast | 0 | 0 | 0 | 0 | 0 | 0 | 0 | 0 | 0 | 0 | 0 | 0 | 0 | 0 | 0 | 0 | 0 | 0 | 0 | 0 | 0 | 0 | 0 | 0 | 0 | 0 | 0 | 0 | 0 | 0 | 0
Commercial_Warehouse_Existing_Water Heating_Natural Gas_Water Heater_E10_Baseline Forecast | Commercial | Warehouse | Existing | Water Heating | Natural Gas | Water Heater | E10 |  | Baseline Forecast | 0 | 0 | 0 | 0 | 0 | 0 | 0 | 0 | 0 | 0 | 0 | 0 | 0 | 0 | 0 | 0 | 0 | 0 | 0 | 0 | 0 | 0 | 0 | 0 | 0 | 0 | 0 | 0 | 0 | 0 | 0
Commercial_Warehouse_Existing_Water Heating_Natural Gas_Water Heater_Vintage_Baseline Forecast | Commercial | Warehouse | Existing | Water Heating | Natural Gas | Water Heater | Vintage | Vintage | Baseline Forecast | 11341613.9909 | 10777970.1441 | 10196327.1871 | 9601558.7112 | 8997922.036 | 8389127.6596 | 7778401.0767 | 7168537.8003 | 6561952.3276 | 5960721.7134 | 5366624.3409 | 4781174.4128 | 4259591.7496 | 3794909.0133 | 3380918.9391 | 3012091.4185 | 2683499.6274 | 2390754.2135 | 2129944.6629 | 1897587.0633 | 1690577.5655 | 1506150.922 | 1341843.5487 | 1195460.6161 | 1065046.7307 | 948859.8146 | 845347.8349 | 753128.0711 | 670968.6451 | 597772.0657 | 532560.5676
Commercial_Warehouse_Existing_Food Preparation_Natural Gas_Oven_E1_Baseline Forecast | Commercial | Warehouse | Existing | Food Preparation | Natural Gas | Oven | E1 | Standard | Baseline Forecast | 0 | 72.3423 | 162.9919 | 266.568 | 378.8507 | 497.3072 | 619.4078 | 743.0279 | 866.537 | 988.8723 | 1078.3552 | 1142.2654 | 1187.2552 | 1216.6246 | 1233.6619 | 1241.0343 | 1241.1759 | 1235.7337 | 1226.1822 | 1213.3728 | 1198.0393 | 1180.7039 | 1161.9571 | 1146.3071 | 1129.9987 | 1113.3167 | 1096.4757 | 1079.4077 | 1062.4927 | 1045.8018 | 1029.3594
Commercial_Warehouse_Existing_Food Preparation_Natural Gas_Oven_E2_Baseline Forecast | Commercial | Warehouse | Existing | Food Preparation | Natural Gas | Oven | E2 | ENERGY STAR (EF ≥ 44%) Convection Oven utilizing ASTM Std F1496 | Baseline Forecast | 0 | 104.2884 | 235.1337 | 384.8348 | 547.4576 | 717.6742 | 891.9483 | 1067.7432 | 1243.1268 | 1416.4586 | 1543.7516 | 1635.0671 | 1697.3422 | 1737.9252 | 1761.8701 | 1773.0443 | 1774.1317 | 1767.492 | 1754.7869 | 1737.6182 | 1717.1707 | 1694.4211 | 1669.9492 | 1640.1597 | 1609.5185 | 1578.2933 | 1546.6986 | 1515.134 | 1483.4752 | 1451.8472 | 1420.3754
Commercial_Warehouse_Existing_Food Preparation_Natural Gas_Oven_E3_Baseline Forecast | Commercial | Warehouse | Existing | Food Preparation | Natural Gas | Oven | E3 |  | Baseline Forecast | 0 | 0 | 0 | 0 | 0 | 0 | 0 | 0 | 0 | 0 | 0 | 0 | 0 | 0 | 0 | 0 | 0 | 0 | 0 | 0 | 0 | 0 | 0 | 0 | 0 | 0 | 0 | 0 | 0 | 0 | 0
Commercial_Warehouse_Existing_Food Preparation_Natural Gas_Oven_E4_Baseline Forecast | Commercial | Warehouse | Existing | Food Preparation | Natural Gas | Oven | E4 |  | Baseline Forecast | 0 | 0 | 0 | 0 | 0 | 0 | 0 | 0 | 0 | 0 | 0 | 0 | 0 | 0 | 0 | 0 | 0 | 0 | 0 | 0 | 0 | 0 | 0 | 0 | 0 | 0 | 0 | 0 | 0 | 0 | 0
Commercial_Warehouse_Existing_Food Preparation_Natural Gas_Oven_E5_Baseline Forecast | Commercial | Warehouse | Existing | Food Preparation | Natural Gas | Oven | E5 |  | Baseline Forecast | 0 | 0 | 0 | 0 | 0 | 0 | 0 | 0 | 0 | 0 | 0 | 0 | 0 | 0 | 0 | 0 | 0 | 0 | 0 | 0 | 0 | 0 | 0 | 0 | 0 | 0 | 0 | 0 | 0 | 0 | 0
Commercial_Warehouse_Existing_Food Preparation_Natural Gas_Oven_E6_Baseline Forecast | Commercial | Warehouse | Existing | Food Preparation | Natural Gas | Oven | E6 |  | Baseline Forecast | 0 | 0 | 0 | 0 | 0 | 0 | 0 | 0 | 0 | 0 | 0 | 0 | 0 | 0 | 0 | 0 | 0 | 0 | 0 | 0 | 0 | 0 | 0 | 0 | 0 | 0 | 0 | 0 | 0 | 0 | 0
Commercial_Warehouse_Existing_Food Preparation_Natural Gas_Oven_E7_Baseline Forecast | Commercial | Warehouse | Existing | Food Preparation | Natural Gas | Oven | E7 |  | Baseline Forecast | 0 | 0 | 0 | 0 | 0 | 0 | 0 | 0 | 0 | 0 | 0 | 0 | 0 | 0 | 0 | 0 | 0 | 0 | 0 | 0 | 0 | 0 | 0 | 0 | 0 | 0 | 0 | 0 | 0 | 0 | 0
Commercial_Warehouse_Existing_Food Preparation_Natural Gas_Oven_E8_Baseline Forecast | Commercial | Warehouse | Existing | Food Preparation | Natural Gas | Oven | E8 |  | Baseline Forecast | 0 | 0 | 0 | 0 | 0 | 0 | 0 | 0 | 0 | 0 | 0 | 0 | 0 | 0 | 0 | 0 | 0 | 0 | 0 | 0 | 0 | 0 | 0 | 0 | 0 | 0 | 0 | 0 | 0 | 0 | 0
Commercial_Warehouse_Existing_Food Preparation_Natural Gas_Oven_E9_Baseline Forecast | Commercial | Warehouse | Existing | Food Preparation | Natural Gas | Oven | E9 |  | Baseline Forecast | 0 | 0 | 0 | 0 | 0 | 0 | 0 | 0 | 0 | 0 | 0 | 0 | 0 | 0 | 0 | 0 | 0 | 0 | 0 | 0 | 0 | 0 | 0 | 0 | 0 | 0 | 0 | 0 | 0 | 0 | 0
Commercial_Warehouse_Existing_Food Preparation_Natural Gas_Oven_E10_Baseline Forecast | Commercial | Warehouse | Existing | Food Preparation | Natural Gas | Oven | E10 |  | Baseline Forecast | 0 | 0 | 0 | 0 | 0 | 0 | 0 | 0 | 0 | 0 | 0 | 0 | 0 | 0 | 0 | 0 | 0 | 0 | 0 | 0 | 0 | 0 | 0 | 0 | 0 | 0 | 0 | 0 | 0 | 0 | 0
Commercial_Warehouse_Existing_Food Preparation_Natural Gas_Oven_Vintage_Baseline Forecast | Commercial | Warehouse | Existing | Food Preparation | Natural Gas | Oven | Vintage | Vintage | Baseline Forecast | 4505.8857 | 4239.1373 | 3929.327 | 3589.5008 | 3229.7772 | 2857.9824 | 2480.1485 | 2100.9034 | 1723.7771 | 1351.4412 | 1059.5299 | 830.6715 | 651.2464 | 510.5772 | 400.2925 | 313.8293 | 246.0422 | 192.8971 | 151.2313 | 118.5654 | 92.9552 | 72.8769 | 57.1355 | 44.7942 | 35.1187 | 27.533 | 21.5859 | 16.9233 | 13.2679 | 10.402 | 8.1552
Commercial_Warehouse_Existing_Food Preparation_Natural Gas_Conveyor Oven_E1_Baseline Forecast | Commercial | Warehouse | Existing | Food Preparation | Natural Gas | Conveyor Oven | E1 | Standard | Baseline Forecast | 0 | 0 | 0 | 0 | 0 | 3.3416 | 12.4475 | 29.0049 | 54.1219 | 88.5734 | 129.7402 | 175.5978 | 224.946 | 276.2135 | 328.4268 | 380.888 | 433.0239 | 471.2084 | 498.5564 | 517.3988 | 529.6332 | 536.7392 | 539.8779 | 540.5823 | 538.9973 | 535.7386 | 531.3026 | 526.0565 | 520.2209 | 514.0101 | 507.5846
Commercial_Warehouse_Existing_Food Preparation_Natural Gas_Conveyor Oven_E2_Baseline Forecast | Commercial | Warehouse | Existing | Food Preparation | Natural Gas | Conveyor Oven | E2 | ENERGY STAR (EF ≥ 44%) Convection Oven utilizing ASTM Std F1496 | Baseline Forecast | 0 | 0 | 0 | 0 | 0 | 4.8043 | 17.8879 | 41.7182 | 77.9938 | 127.7085 | 187.0903 | 253.1974 | 323.3802 | 396.2331 | 470.4373 | 544.9331 | 618.9548 | 673.1552 | 711.8447 | 738.5113 | 755.8169 | 765.8538 | 770.2593 | 769.6914 | 765.7208 | 759.0747 | 750.3071 | 739.872 | 728.1906 | 715.5496 | 702.1793
Commercial_Warehouse_Existing_Food Preparation_Natural Gas_Conveyor Oven_E3_Baseline Forecast | Commercial | Warehouse | Existing | Food Preparation | Natural Gas | Conveyor Oven | E3 |  | Baseline Forecast | 0 | 0 | 0 | 0 | 0 | 0 | 0 | 0 | 0 | 0 | 0 | 0 | 0 | 0 | 0 | 0 | 0 | 0 | 0 | 0 | 0 | 0 | 0 | 0 | 0 | 0 | 0 | 0 | 0 | 0 | 0
Commercial_Warehouse_Existing_Food Preparation_Natural Gas_Conveyor Oven_E4_Baseline Forecast | Commercial | Warehouse | Existing | Food Preparation | Natural Gas | Conveyor Oven | E4 |  | Baseline Forecast | 0 | 0 | 0 | 0 | 0 | 0 | 0 | 0 | 0 | 0 | 0 | 0 | 0 | 0 | 0 | 0 | 0 | 0 | 0 | 0 | 0 | 0 | 0 | 0 | 0 | 0 | 0 | 0 | 0 | 0 | 0
Commercial_Warehouse_Existing_Food Preparation_Natural Gas_Conveyor Oven_E5_Baseline Forecast | Commercial | Warehouse | Existing | Food Preparation | Natural Gas | Conveyor Oven | E5 |  | Baseline Forecast | 0 | 0 | 0 | 0 | 0 | 0 | 0 | 0 | 0 | 0 | 0 | 0 | 0 | 0 | 0 | 0 | 0 | 0 | 0 | 0 | 0 | 0 | 0 | 0 | 0 | 0 | 0 | 0 | 0 | 0 | 0
Commercial_Warehouse_Existing_Food Preparation_Natural Gas_Conveyor Oven_E6_Baseline Forecast | Commercial | Warehouse | Existing | Food Preparation | Natural Gas | Conveyor Oven | E6 |  | Baseline Forecast | 0 | 0 | 0 | 0 | 0 | 0 | 0 | 0 | 0 | 0 | 0 | 0 | 0 | 0 | 0 | 0 | 0 | 0 | 0 | 0 | 0 | 0 | 0 | 0 | 0 | 0 | 0 | 0 | 0 | 0 | 0
Commercial_Warehouse_Existing_Food Preparation_Natural Gas_Conveyor Oven_E7_Baseline Forecast | Commercial | Warehouse | Existing | Food Preparation | Natural Gas | Conveyor Oven | E7 |  | Baseline Forecast | 0 | 0 | 0 | 0 | 0 | 0 | 0 | 0 | 0 | 0 | 0 | 0 | 0 | 0 | 0 | 0 | 0 | 0 | 0 | 0 | 0 | 0 | 0 | 0 | 0 | 0 | 0 | 0 | 0 | 0 | 0
Commercial_Warehouse_Existing_Food Preparation_Natural Gas_Conveyor Oven_E8_Baseline Forecast | Commercial | Warehouse | Existing | Food Preparation | Natural Gas | Conveyor Oven | E8 |  | Baseline Forecast | 0 | 0 | 0 | 0 | 0 | 0 | 0 | 0 | 0 | 0 | 0 | 0 | 0 | 0 | 0 | 0 | 0 | 0 | 0 | 0 | 0 | 0 | 0 | 0 | 0 | 0 | 0 | 0 | 0 | 0 | 0
Commercial_Warehouse_Existing_Food Preparation_Natural Gas_Conveyor Oven_E9_Baseline Forecast | Commercial | Warehouse | Existing | Food Preparation | Natural Gas | Conveyor Oven | E9 |  | Baseline Forecast | 0 | 0 | 0 | 0 | 0 | 0 | 0 | 0 | 0 | 0 | 0 | 0 | 0 | 0 | 0 | 0 | 0 | 0 | 0 | 0 | 0 | 0 | 0 | 0 | 0 | 0 | 0 | 0 | 0 | 0 | 0
Commercial_Warehouse_Existing_Food Preparation_Natural Gas_Conveyor Oven_E10_Baseline Forecast | Commercial | Warehouse | Existing | Food Preparation | Natural Gas | Conveyor Oven | E10 |  | Baseline Forecast | 0 | 0 | 0 | 0 | 0 | 0 | 0 | 0 | 0 | 0 | 0 | 0 | 0 | 0 | 0 | 0 | 0 | 0 | 0 | 0 | 0 | 0 | 0 | 0 | 0 | 0 | 0 | 0 | 0 | 0 | 0
Commercial_Warehouse_Existing_Food Preparation_Natural Gas_Conveyor Oven_Vintage_Baseline Forecast | Commercial | Warehouse | Existing | Food Preparation | Natural Gas | Conveyor Oven | Vintage | Vintage | Baseline Forecast | 2252.9429 | 2207.884 | 2163.7263 | 2120.4518 | 2078.0428 | 2028.336 | 1965.4168 | 1885.1141 | 1784.6048 | 1662.1042 | 1523.9879 | 1375.2067 | 1219.5958 | 1060.1169 | 899.0482 | 738.1328 | 578.6961 | 453.6978 | 355.6991 | 278.8681 | 218.6326 | 171.4079 | 134.3838 | 105.3569 | 82.5998 | 64.7583 | 50.7705 | 39.8041 | 31.2064 | 24.4658 | 19.1812
Commercial_Warehouse_Existing_Food Preparation_Natural Gas_Double Rack Oven_E1_Baseline Forecast | Commercial | Warehouse | Existing | Food Preparation | Natural Gas | Double Rack Oven | E1 | Standard | Baseline Forecast | 0 | 20.0687 | 46.9367 | 79.402 | 116.343 | 157.2195 | 201.2319 | 247.5549 | 295.4617 | 344.0227 | 384.255 | 417.32 | 444.9959 | 467.2082 | 484.9846 | 498.9802 | 509.6206 | 517.3234 | 522.6061 | 525.5833 | 526.6574 | 526.0667 | 524.0797 | 525.6487 | 526.1463 | 525.8044 | 524.5829 | 522.6359 | 520.1092 | 517.306 | 514.2652
Commercial_Warehouse_Existing_Food Preparation_Natural Gas_Double Rack Oven_E2_Baseline Forecast | Commercial | Warehouse | Existing | Food Preparation | Natural Gas | Double Rack Oven | E2 | FTSC Qualified (>50% Cooking Efficiency) | Baseline Forecast | 0 | 28.9954 | 67.9278 | 114.9 | 168.3624 | 226.5561 | 288.3045 | 352.7379 | 419.1321 | 487.1774 | 544.348 | 592.0411 | 630.7055 | 662.3543 | 687.6467 | 707.3958 | 722.453 | 733.512 | 741.0217 | 745.7078 | 747.8987 | 747.9912 | 746.2686 | 738.258 | 729.0034 | 718.634 | 707.5034 | 695.7295 | 683.4022 | 670.4224 | 656.9276
Commercial_Warehouse_Existing_Food Preparation_Natural Gas_Double Rack Oven_E3_Baseline Forecast | Commercial | Warehouse | Existing | Food Preparation | Natural Gas | Double Rack Oven | E3 |  | Baseline Forecast | 0 | 0 | 0 | 0 | 0 | 0 | 0 | 0 | 0 | 0 | 0 | 0 | 0 | 0 | 0 | 0 | 0 | 0 | 0 | 0 | 0 | 0 | 0 | 0 | 0 | 0 | 0 | 0 | 0 | 0 | 0
Commercial_Warehouse_Existing_Food Preparation_Natural Gas_Double Rack Oven_E4_Baseline Forecast | Commercial | Warehouse | Existing | Food Preparation | Natural Gas | Double Rack Oven | E4 |  | Baseline Forecast | 0 | 0 | 0 | 0 | 0 | 0 | 0 | 0 | 0 | 0 | 0 | 0 | 0 | 0 | 0 | 0 | 0 | 0 | 0 | 0 | 0 | 0 | 0 | 0 | 0 | 0 | 0 | 0 | 0 | 0 | 0
Commercial_Warehouse_Existing_Food Preparation_Natural Gas_Double Rack Oven_E5_Baseline Forecast | Commercial | Warehouse | Existing | Food Preparation | Natural Gas | Double Rack Oven | E5 |  | Baseline Forecast | 0 | 0 | 0 | 0 | 0 | 0 | 0 | 0 | 0 | 0 | 0 | 0 | 0 | 0 | 0 | 0 | 0 | 0 | 0 | 0 | 0 | 0 | 0 | 0 | 0 | 0 | 0 | 0 | 0 | 0 | 0
Commercial_Warehouse_Existing_Food Preparation_Natural Gas_Double Rack Oven_E6_Baseline Forecast | Commercial | Warehouse | Existing | Food Preparation | Natural Gas | Double Rack Oven | E6 |  | Baseline Forecast | 0 | 0 | 0 | 0 | 0 | 0 | 0 | 0 | 0 | 0 | 0 | 0 | 0 | 0 | 0 | 0 | 0 | 0 | 0 | 0 | 0 | 0 | 0 | 0 | 0 | 0 | 0 | 0 | 0 | 0 | 0
Commercial_Warehouse_Existing_Food Preparation_Natural Gas_Double Rack Oven_E7_Baseline Forecast | Commercial | Warehouse | Existing | Food Preparation | Natural Gas | Double Rack Oven | E7 |  | Baseline Forecast | 0 | 0 | 0 | 0 | 0 | 0 | 0 | 0 | 0 | 0 | 0 | 0 | 0 | 0 | 0 | 0 | 0 | 0 | 0 | 0 | 0 | 0 | 0 | 0 | 0 | 0 | 0 | 0 | 0 | 0 | 0
Commercial_Warehouse_Existing_Food Preparation_Natural Gas_Double Rack Oven_E8_Baseline Forecast | Commercial | Warehouse | Existing | Food Preparation | Natural Gas | Double Rack Oven | E8 |  | Baseline Forecast | 0 | 0 | 0 | 0 | 0 | 0 | 0 | 0 | 0 | 0 | 0 | 0 | 0 | 0 | 0 | 0 | 0 | 0 | 0 | 0 | 0 | 0 | 0 | 0 | 0 | 0 | 0 | 0 | 0 | 0 | 0
Commercial_Warehouse_Existing_Food Preparation_Natural Gas_Double Rack Oven_E9_Baseline Forecast | Commercial | Warehouse | Existing | Food Preparation | Natural Gas | Double Rack Oven | E9 |  | Baseline Forecast | 0 | 0 | 0 | 0 | 0 | 0 | 0 | 0 | 0 | 0 | 0 | 0 | 0 | 0 | 0 | 0 | 0 | 0 | 0 | 0 | 0 | 0 | 0 | 0 | 0 | 0 | 0 | 0 | 0 | 0 | 0
Commercial_Warehouse_Existing_Food Preparation_Natural Gas_Double Rack Oven_E10_Baseline Forecast | Commercial | Warehouse | Existing | Food Preparation | Natural Gas | Double Rack Oven | E10 |  | Baseline Forecast | 0 | 0 | 0 | 0 | 0 | 0 | 0 | 0 | 0 | 0 | 0 | 0 | 0 | 0 | 0 | 0 | 0 | 0 | 0 | 0 | 0 | 0 | 0 | 0 | 0 | 0 | 0 | 0 | 0 | 0 | 0
Commercial_Warehouse_Existing_Food Preparation_Natural Gas_Double Rack Oven_Vintage_Baseline Forecast | Commercial | Warehouse | Existing | Food Preparation | Natural Gas | Double Rack Oven | Vintage | Vintage | Baseline Forecast | 2252.9429 | 2158.8199 | 2048.8618 | 1926.1498 | 1793.3373 | 1652.7063 | 1506.2159 | 1355.5445 | 1202.1268 | 1047.186 | 912.2153 | 794.6409 | 692.2205 | 603.001 | 525.2809 | 457.578 | 398.6013 | 347.226 | 302.4724 | 263.4871 | 229.5265 | 199.9431 | 174.1727 | 151.7237 | 132.1682 | 115.1332 | 100.2938 | 87.3671 | 76.1064 | 66.2972 | 57.7522
Commercial_Warehouse_Existing_Food Preparation_Natural Gas_Fryer_E1_Baseline Forecast | Commercial | Warehouse | Existing | Food Preparation | Natural Gas | Fryer | E1 | Standard | Baseline Forecast | 0 | 3304.2138 | 6826.9302 | 6690.3916 | 6556.5838 | 6425.4521 | 6296.9431 | 6171.0042 | 6047.5841 | 5364.4119 | 4205.6989 | 3297.2679 | 2585.0581 | 2026.6855 | 922.8098 | 0 | 0 | 0 | 0 | 0 | 0 | 0 | 0 | 0 | 0 | 0 | 0 | 0 | 0 | 0 | 0
Commercial_Warehouse_Existing_Food Preparation_Natural Gas_Fryer_E2_Baseline Forecast | Commercial | Warehouse | Existing | Food Preparation | Natural Gas | Fryer | E2 | ENERGY STAR | Baseline Forecast | 0 | 1165.0135 | 2410.5562 | 7548.5133 | 12859.2276 | 18292.362 | 23804.0372 | 29356.1008 | 34915.4774 | 41015.8107 | 47548.2461 | 53765.8443 | 58988.9386 | 63351.38 | 67633.9107 | 71182.3968 | 73319.544 | 75025.4978 | 76351.2586 | 77342.1837 | 78038.6049 | 78476.3778 | 78687.3721 | 78699.9079 | 78539.1438 | 78227.424 | 77784.5863 | 77228.2369 | 76573.9953 | 75835.7124 | 75025.6646
Commercial_Warehouse_Existing_Food Preparation_Natural Gas_Fryer_E3_Baseline Forecast | Commercial | Warehouse | Existing | Food Preparation | Natural Gas | Fryer | E3 |  | Baseline Forecast | 0 | 0 | 0 | 0 | 0 | 0 | 0 | 0 | 0 | 0 | 0 | 0 | 0 | 0 | 0 | 0 | 0 | 0 | 0 | 0 | 0 | 0 | 0 | 0 | 0 | 0 | 0 | 0 | 0 | 0 | 0
Commercial_Warehouse_Existing_Food Preparation_Natural Gas_Fryer_E4_Baseline Forecast | Commercial | Warehouse | Existing | Food Preparation | Natural Gas | Fryer | E4 |  | Baseline Forecast | 0 | 0 | 0 | 0 | 0 | 0 | 0 | 0 | 0 | 0 | 0 | 0 | 0 | 0 | 0 | 0 | 0 | 0 | 0 | 0 | 0 | 0 | 0 | 0 | 0 | 0 | 0 | 0 | 0 | 0 | 0
Commercial_Warehouse_Existing_Food Preparation_Natural Gas_Fryer_E5_Baseline Forecast | Commercial | Warehouse | Existing | Food Preparation | Natural Gas | Fryer | E5 |  | Baseline Forecast | 0 | 0 | 0 | 0 | 0 | 0 | 0 | 0 | 0 | 0 | 0 | 0 | 0 | 0 | 0 | 0 | 0 | 0 | 0 | 0 | 0 | 0 | 0 | 0 | 0 | 0 | 0 | 0 | 0 | 0 | 0
Commercial_Warehouse_Existing_Food Preparation_Natural Gas_Fryer_E6_Baseline Forecast | Commercial | Warehouse | Existing | Food Preparation | Natural Gas | Fryer | E6 |  | Baseline Forecast | 0 | 0 | 0 | 0 | 0 | 0 | 0 | 0 | 0 | 0 | 0 | 0 | 0 | 0 | 0 | 0 | 0 | 0 | 0 | 0 | 0 | 0 | 0 | 0 | 0 | 0 | 0 | 0 | 0 | 0 | 0
Commercial_Warehouse_Existing_Food Preparation_Natural Gas_Fryer_E7_Baseline Forecast | Commercial | Warehouse | Existing | Food Preparation | Natural Gas | Fryer | E7 |  | Baseline Forecast | 0 | 0 | 0 | 0 | 0 | 0 | 0 | 0 | 0 | 0 | 0 | 0 | 0 | 0 | 0 | 0 | 0 | 0 | 0 | 0 | 0 | 0 | 0 | 0 | 0 | 0 | 0 | 0 | 0 | 0 | 0
Commercial_Warehouse_Existing_Food Preparation_Natural Gas_Fryer_E8_Baseline Forecast | Commercial | Warehouse | Existing | Food Preparation | Natural Gas | Fryer | E8 |  | Baseline Forecast | 0 | 0 | 0 | 0 | 0 | 0 | 0 | 0 | 0 | 0 | 0 | 0 | 0 | 0 | 0 | 0 | 0 | 0 | 0 | 0 | 0 | 0 | 0 | 0 | 0 | 0 | 0 | 0 | 0 | 0 | 0
Commercial_Warehouse_Existing_Food Preparation_Natural Gas_Fryer_E9_Baseline Forecast | Commercial | Warehouse | Existing | Food Preparation | Natural Gas | Fryer | E9 |  | Baseline Forecast | 0 | 0 | 0 | 0 | 0 | 0 | 0 | 0 | 0 | 0 | 0 | 0 | 0 | 0 | 0 | 0 | 0 | 0 | 0 | 0 | 0 | 0 | 0 | 0 | 0 | 0 | 0 | 0 | 0 | 0 | 0
Commercial_Warehouse_Existing_Food Preparation_Natural Gas_Fryer_E10_Baseline Forecast | Commercial | Warehouse | Existing | Food Preparation | Natural Gas | Fryer | E10 |  | Baseline Forecast | 0 | 0 | 0 | 0 | 0 | 0 | 0 | 0 | 0 | 0 | 0 | 0 | 0 | 0 | 0 | 0 | 0 | 0 | 0 | 0 | 0 | 0 | 0 | 0 | 0 | 0 | 0 | 0 | 0 | 0 | 0
Commercial_Warehouse_Existing_Food Preparation_Natural Gas_Fryer_Vintage_Baseline Forecast | Commercial | Warehouse | Existing | Food Preparation | Natural Gas | Fryer | Vintage | Vintage | Baseline Forecast | 150494.3878 | 143015.2727 | 135297.3235 | 127405.2089 | 119395.4202 | 111317.1928 | 103213.3265 | 95120.9156 | 87071.9986 | 79094.1365 | 71210.9269 | 63442.4621 | 56521.4663 | 50355.4881 | 44862.1621 | 39968.1081 | 35607.9508 | 31723.4471 | 28262.7074 | 25179.503 | 22432.6481 | 19985.4501 | 17805.2192 | 15862.8317 | 14132.3409 | 12590.631 | 11217.1076 | 9993.4232 | 8903.2315 | 7931.9699 | 7066.6641
Commercial_Warehouse_Existing_Food Preparation_Natural Gas_Broiler_E1_Baseline Forecast | Commercial | Warehouse | Existing | Food Preparation | Natural Gas | Broiler | E1 | Standard | Baseline Forecast | 0 | 0 | 0 | 0 | 0 | 0 | 0 | 0 | 0 | 0 | 0 | 0 | 0 | 0 | 0 | 0 | 0 | 0 | 0 | 0 | 0 | 0 | 0 | 0 | 0 | 0 | 0 | 0 | 0 | 0 | 0
Commercial_Warehouse_Existing_Food Preparation_Natural Gas_Broiler_E2_Baseline Forecast | Commercial | Warehouse | Existing | Food Preparation | Natural Gas | Broiler | E2 | Infrared Burners | Baseline Forecast | 0 | 0 | 0 | 0 | 0 | 0 | 0 | 0 | 0 | 0 | 0 | 0 | 0 | 0 | 0 | 0 | 0 | 0 | 0 | 0 | 0 | 0 | 0 | 0 | 0 | 0 | 0 | 0 | 0 | 0 | 0
Commercial_Warehouse_Existing_Food Preparation_Natural Gas_Broiler_E3_Baseline Forecast | Commercial | Warehouse | Existing | Food Preparation | Natural Gas | Broiler | E3 |  | Baseline Forecast | 0 | 0 | 0 | 0 | 0 | 0 | 0 | 0 | 0 | 0 | 0 | 0 | 0 | 0 | 0 | 0 | 0 | 0 | 0 | 0 | 0 | 0 | 0 | 0 | 0 | 0 | 0 | 0 | 0 | 0 | 0
Commercial_Warehouse_Existing_Food Preparation_Natural Gas_Broiler_E4_Baseline Forecast | Commercial | Warehouse | Existing | Food Preparation | Natural Gas | Broiler | E4 |  | Baseline Forecast | 0 | 0 | 0 | 0 | 0 | 0 | 0 | 0 | 0 | 0 | 0 | 0 | 0 | 0 | 0 | 0 | 0 | 0 | 0 | 0 | 0 | 0 | 0 | 0 | 0 | 0 | 0 | 0 | 0 | 0 | 0
Commercial_Warehouse_Existing_Food Preparation_Natural Gas_Broiler_E5_Baseline Forecast | Commercial | Warehouse | Existing | Food Preparation | Natural Gas | Broiler | E5 |  | Baseline Forecast | 0 | 0 | 0 | 0 | 0 | 0 | 0 | 0 | 0 | 0 | 0 | 0 | 0 | 0 | 0 | 0 | 0 | 0 | 0 | 0 | 0 | 0 | 0 | 0 | 0 | 0 | 0 | 0 | 0 | 0 | 0
Commercial_Warehouse_Existing_Food Preparation_Natural Gas_Broiler_E6_Baseline Forecast | Commercial | Warehouse | Existing | Food Preparation | Natural Gas | Broiler | E6 |  | Baseline Forecast | 0 | 0 | 0 | 0 | 0 | 0 | 0 | 0 | 0 | 0 | 0 | 0 | 0 | 0 | 0 | 0 | 0 | 0 | 0 | 0 | 0 | 0 | 0 | 0 | 0 | 0 | 0 | 0 | 0 | 0 | 0
Commercial_Warehouse_Existing_Food Preparation_Natural Gas_Broiler_E7_Baseline Forecast | Commercial | Warehouse | Existing | Food Preparation | Natural Gas | Broiler | E7 |  | Baseline Forecast | 0 | 0 | 0 | 0 | 0 | 0 | 0 | 0 | 0 | 0 | 0 | 0 | 0 | 0 | 0 | 0 | 0 | 0 | 0 | 0 | 0 | 0 | 0 | 0 | 0 | 0 | 0 | 0 | 0 | 0 | 0
Commercial_Warehouse_Existing_Food Preparation_Natural Gas_Broiler_E8_Baseline Forecast | Commercial | Warehouse | Existing | Food Preparation | Natural Gas | Broiler | E8 |  | Baseline Forecast | 0 | 0 | 0 | 0 | 0 | 0 | 0 | 0 | 0 | 0 | 0 | 0 | 0 | 0 | 0 | 0 | 0 | 0 | 0 | 0 | 0 | 0 | 0 | 0 | 0 | 0 | 0 | 0 | 0 | 0 | 0
Commercial_Warehouse_Existing_Food Preparation_Natural Gas_Broiler_E9_Baseline Forecast | Commercial | Warehouse | Existing | Food Preparation | Natural Gas | Broiler | E9 |  | Baseline Forecast | 0 | 0 | 0 | 0 | 0 | 0 | 0 | 0 | 0 | 0 | 0 | 0 | 0 | 0 | 0 | 0 | 0 | 0 | 0 | 0 | 0 | 0 | 0 | 0 | 0 | 0 | 0 | 0 | 0 | 0 | 0
Commercial_Warehouse_Existing_Food Preparation_Natural Gas_Broiler_E10_Baseline Forecast | Commercial | Warehouse | Existing | Food Preparation | Natural Gas | Broiler | E10 |  | Baseline Forecast | 0 | 0 | 0 | 0 | 0 | 0 | 0 | 0 | 0 | 0 | 0 | 0 | 0 | 0 | 0 | 0 | 0 | 0 | 0 | 0 | 0 | 0 | 0 | 0 | 0 | 0 | 0 | 0 | 0 | 0 | 0
Commercial_Warehouse_Existing_Food Preparation_Natural Gas_Broiler_Vintage_Baseline Forecast | Commercial | Warehouse | Existing | Food Preparation | Natural Gas | Broiler | Vintage | Vintage | Baseline Forecast | 0 | 0 | 0 | 0 | 0 | 0 | 0 | 0 | 0 | 0 | 0 | 0 | 0 | 0 | 0 | 0 | 0 | 0 | 0 | 0 | 0 | 0 | 0 | 0 | 0 | 0 | 0 | 0 | 0 | 0 | 0
Commercial_Warehouse_Existing_Food Preparation_Natural Gas_Griddle_E1_Baseline Forecast | Commercial | Warehouse | Existing | Food Preparation | Natural Gas | Griddle | E1 | Standard | Baseline Forecast | 0 | 0 | 0 | 0 | 0 | 0 | 0 | 0 | 0 | 0 | 0 | 0 | 0 | 0 | 0 | 0 | 0 | 0 | 0 | 0 | 0 | 0 | 0 | 0 | 0 | 0 | 0 | 0 | 0 | 0 | 0
Commercial_Warehouse_Existing_Food Preparation_Natural Gas_Griddle_E2_Baseline Forecast | Commercial | Warehouse | Existing | Food Preparation | Natural Gas | Griddle | E2 | ENERGY STAR | Baseline Forecast | 0 | 0 | 0 | 0 | 0 | 0 | 0 | 0 | 0 | 0 | 0 | 0 | 0 | 0 | 0 | 0 | 0 | 0 | 0 | 0 | 0 | 0 | 0 | 0 | 0 | 0 | 0 | 0 | 0 | 0 | 0
Commercial_Warehouse_Existing_Food Preparation_Natural Gas_Griddle_E3_Baseline Forecast | Commercial | Warehouse | Existing | Food Preparation | Natural Gas | Griddle | E3 |  | Baseline Forecast | 0 | 0 | 0 | 0 | 0 | 0 | 0 | 0 | 0 | 0 | 0 | 0 | 0 | 0 | 0 | 0 | 0 | 0 | 0 | 0 | 0 | 0 | 0 | 0 | 0 | 0 | 0 | 0 | 0 | 0 | 0
Commercial_Warehouse_Existing_Food Preparation_Natural Gas_Griddle_E4_Baseline Forecast | Commercial | Warehouse | Existing | Food Preparation | Natural Gas | Griddle | E4 |  | Baseline Forecast | 0 | 0 | 0 | 0 | 0 | 0 | 0 | 0 | 0 | 0 | 0 | 0 | 0 | 0 | 0 | 0 | 0 | 0 | 0 | 0 | 0 | 0 | 0 | 0 | 0 | 0 | 0 | 0 | 0 | 0 | 0
Commercial_Warehouse_Existing_Food Preparation_Natural Gas_Griddle_E5_Baseline Forecast | Commercial | Warehouse | Existing | Food Preparation | Natural Gas | Griddle | E5 |  | Baseline Forecast | 0 | 0 | 0 | 0 | 0 | 0 | 0 | 0 | 0 | 0 | 0 | 0 | 0 | 0 | 0 | 0 | 0 | 0 | 0 | 0 | 0 | 0 | 0 | 0 | 0 | 0 | 0 | 0 | 0 | 0 | 0
Commercial_Warehouse_Existing_Food Preparation_Natural Gas_Griddle_E6_Baseline Forecast | Commercial | Warehouse | Existing | Food Preparation | Natural Gas | Griddle | E6 |  | Baseline Forecast | 0 | 0 | 0 | 0 | 0 | 0 | 0 | 0 | 0 | 0 | 0 | 0 | 0 | 0 | 0 | 0 | 0 | 0 | 0 | 0 | 0 | 0 | 0 | 0 | 0 | 0 | 0 | 0 | 0 | 0 | 0
Commercial_Warehouse_Existing_Food Preparation_Natural Gas_Griddle_E7_Baseline Forecast | Commercial | Warehouse | Existing | Food Preparation | Natural Gas | Griddle | E7 |  | Baseline Forecast | 0 | 0 | 0 | 0 | 0 | 0 | 0 | 0 | 0 | 0 | 0 | 0 | 0 | 0 | 0 | 0 | 0 | 0 | 0 | 0 | 0 | 0 | 0 | 0 | 0 | 0 | 0 | 0 | 0 | 0 | 0
Commercial_Warehouse_Existing_Food Preparation_Natural Gas_Griddle_E8_Baseline Forecast | Commercial | Warehouse | Existing | Food Preparation | Natural Gas | Griddle | E8 |  | Baseline Forecast | 0 | 0 | 0 | 0 | 0 | 0 | 0 | 0 | 0 | 0 | 0 | 0 | 0 | 0 | 0 | 0 | 0 | 0 | 0 | 0 | 0 | 0 | 0 | 0 | 0 | 0 | 0 | 0 | 0 | 0 | 0
Commercial_Warehouse_Existing_Food Preparation_Natural Gas_Griddle_E9_Baseline Forecast | Commercial | Warehouse | Existing | Food Preparation | Natural Gas | Griddle | E9 |  | Baseline Forecast | 0 | 0 | 0 | 0 | 0 | 0 | 0 | 0 | 0 | 0 | 0 | 0 | 0 | 0 | 0 | 0 | 0 | 0 | 0 | 0 | 0 | 0 | 0 | 0 | 0 | 0 | 0 | 0 | 0 | 0 | 0
Commercial_Warehouse_Existing_Food Preparation_Natural Gas_Griddle_E10_Baseline Forecast | Commercial | Warehouse | Existing | Food Preparation | Natural Gas | Griddle | E10 |  | Baseline Forecast | 0 | 0 | 0 | 0 | 0 | 0 | 0 | 0 | 0 | 0 | 0 | 0 | 0 | 0 | 0 | 0 | 0 | 0 | 0 | 0 | 0 | 0 | 0 | 0 | 0 | 0 | 0 | 0 | 0 | 0 | 0
Commercial_Warehouse_Existing_Food Preparation_Natural Gas_Griddle_Vintage_Baseline Forecast | Commercial | Warehouse | Existing | Food Preparation | Natural Gas | Griddle | Vintage | Vintage | Baseline Forecast | 0 | 0 | 0 | 0 | 0 | 0 | 0 | 0 | 0 | 0 | 0 | 0 | 0 | 0 | 0 | 0 | 0 | 0 | 0 | 0 | 0 | 0 | 0 | 0 | 0 | 0 | 0 | 0 | 0 | 0 | 0
Commercial_Warehouse_Existing_Food Preparation_Natural Gas_Range_E1_Baseline Forecast | Commercial | Warehouse | Existing | Food Preparation | Natural Gas | Range | E1 | Standard | Baseline Forecast | 0 | 5235.5278 | 11796.3582 | 19293.007 | 27421.1474 | 35985.5171 | 44803.6233 | 53726.3764 | 62638.8123 | 71463.3667 | 77945.1789 | 82576.685 | 85826.9418 | 87946.7233 | 89175.7065 | 89706.7389 | 89717.2099 | 89325.9087 | 88636.533 | 87702.4098 | 86589.8263 | 85338.7947 | 83991.2799 | 82836.1981 | 81637.699 | 80420.4302 | 79185.1743 | 77955.4113 | 76737.2107 | 75540.5096 | 74353.1359
Commercial_Warehouse_Existing_Food Preparation_Natural Gas_Range_E2_Baseline Forecast | Commercial | Warehouse | Existing | Food Preparation | Natural Gas | Range | E2 | High Efficiency | Baseline Forecast | 0 | 7546.3709 | 17014.0415 | 27845.8174 | 39611.2429 | 51936.7261 | 64565.7995 | 77310.2414 | 90027.2128 | 102598.6308 | 111803.8244 | 118405.2428 | 122917.2246 | 125859.5515 | 127596.2443 | 128407.3453 | 128485.8094 | 128002.8041 | 127081.5726 | 125846.3319 | 124369.6192 | 122719.8979 | 120939.8927 | 118806.7356 | 116607.7176 | 114358.1858 | 112088.3859 | 109798.8425 | 107501.9914 | 105202.0945 | 102922.1541
Commercial_Warehouse_Existing_Food Preparation_Natural Gas_Range_E3_Baseline Forecast | Commercial | Warehouse | Existing | Food Preparation | Natural Gas | Range | E3 |  | Baseline Forecast | 0 | 0 | 0 | 0 | 0 | 0 | 0 | 0 | 0 | 0 | 0 | 0 | 0 | 0 | 0 | 0 | 0 | 0 | 0 | 0 | 0 | 0 | 0 | 0 | 0 | 0 | 0 | 0 | 0 | 0 | 0
Commercial_Warehouse_Existing_Food Preparation_Natural Gas_Range_E4_Baseline Forecast | Commercial | Warehouse | Existing | Food Preparation | Natural Gas | Range | E4 |  | Baseline Forecast | 0 | 0 | 0 | 0 | 0 | 0 | 0 | 0 | 0 | 0 | 0 | 0 | 0 | 0 | 0 | 0 | 0 | 0 | 0 | 0 | 0 | 0 | 0 | 0 | 0 | 0 | 0 | 0 | 0 | 0 | 0
Commercial_Warehouse_Existing_Food Preparation_Natural Gas_Range_E5_Baseline Forecast | Commercial | Warehouse | Existing | Food Preparation | Natural Gas | Range | E5 |  | Baseline Forecast | 0 | 0 | 0 | 0 | 0 | 0 | 0 | 0 | 0 | 0 | 0 | 0 | 0 | 0 | 0 | 0 | 0 | 0 | 0 | 0 | 0 | 0 | 0 | 0 | 0 | 0 | 0 | 0 | 0 | 0 | 0
Commercial_Warehouse_Existing_Food Preparation_Natural Gas_Range_E6_Baseline Forecast | Commercial | Warehouse | Existing | Food Preparation | Natural Gas | Range | E6 |  | Baseline Forecast | 0 | 0 | 0 | 0 | 0 | 0 | 0 | 0 | 0 | 0 | 0 | 0 | 0 | 0 | 0 | 0 | 0 | 0 | 0 | 0 | 0 | 0 | 0 | 0 | 0 | 0 | 0 | 0 | 0 | 0 | 0
Commercial_Warehouse_Existing_Food Preparation_Natural Gas_Range_E7_Baseline Forecast | Commercial | Warehouse | Existing | Food Preparation | Natural Gas | Range | E7 |  | Baseline Forecast | 0 | 0 | 0 | 0 | 0 | 0 | 0 | 0 | 0 | 0 | 0 | 0 | 0 | 0 | 0 | 0 | 0 | 0 | 0 | 0 | 0 | 0 | 0 | 0 | 0 | 0 | 0 | 0 | 0 | 0 | 0
Commercial_Warehouse_Existing_Food Preparation_Natural Gas_Range_E8_Baseline Forecast | Commercial | Warehouse | Existing | Food Preparation | Natural Gas | Range | E8 |  | Baseline Forecast | 0 | 0 | 0 | 0 | 0 | 0 | 0 | 0 | 0 | 0 | 0 | 0 | 0 | 0 | 0 | 0 | 0 | 0 | 0 | 0 | 0 | 0 | 0 | 0 | 0 | 0 | 0 | 0 | 0 | 0 | 0
Commercial_Warehouse_Existing_Food Preparation_Natural Gas_Range_E9_Baseline Forecast | Commercial | Warehouse | Existing | Food Preparation | Natural Gas | Range | E9 |  | Baseline Forecast | 0 | 0 | 0 | 0 | 0 | 0 | 0 | 0 | 0 | 0 | 0 | 0 | 0 | 0 | 0 | 0 | 0 | 0 | 0 | 0 | 0 | 0 | 0 | 0 | 0 | 0 | 0 | 0 | 0 | 0 | 0
Commercial_Warehouse_Existing_Food Preparation_Natural Gas_Range_E10_Baseline Forecast | Commercial | Warehouse | Existing | Food Preparation | Natural Gas | Range | E10 |  | Baseline Forecast | 0 | 0 | 0 | 0 | 0 | 0 | 0 | 0 | 0 | 0 | 0 | 0 | 0 | 0 | 0 | 0 | 0 | 0 | 0 | 0 | 0 | 0 | 0 | 0 | 0 | 0 | 0 | 0 | 0 | 0 | 0
Commercial_Warehouse_Existing_Food Preparation_Natural Gas_Range_Vintage_Baseline Forecast | Commercial | Warehouse | Existing | Food Preparation | Natural Gas | Range | Vintage | Vintage | Baseline Forecast | 326068.8443 | 306765.5687 | 284346.1184 | 259754.5634 | 233723.1297 | 206818.1664 | 179476.1786 | 152032.0716 | 124741.2904 | 97797.1717 | 76672.9826 | 60111.6184 | 47127.5088 | 36947.9669 | 28967.206 | 22710.2895 | 17804.867 | 13959.0157 | 10943.8683 | 8579.9928 | 6726.7143 | 5273.744 | 4134.6153 | 3241.5384 | 2541.3661 | 1992.431 | 1562.0659 | 1224.6597 | 960.1332 | 752.7444 | 590.1516
Commercial_Warehouse_Existing_Food Preparation_Natural Gas_Steamer_E1_Baseline Forecast | Commercial | Warehouse | Existing | Food Preparation | Natural Gas | Steamer | E1 | Standard | Baseline Forecast | 0 | 0 | 0 | 0 | 0 | 0 | 0 | 0 | 0 | 0 | 0 | 0 | 0 | 0 | 0 | 0 | 0 | 0 | 0 | 0 | 0 | 0 | 0 | 0 | 0 | 0 | 0 | 0 | 0 | 0 | 0
Commercial_Warehouse_Existing_Food Preparation_Natural Gas_Steamer_E2_Baseline Forecast | Commercial | Warehouse | Existing | Food Preparation | Natural Gas | Steamer | E2 | ENERGY STAR | Baseline Forecast | 0 | 0 | 0 | 0 | 0 | 0 | 0 | 0 | 0 | 0 | 0 | 0 | 0 | 0 | 0 | 0 | 0 | 0 | 0 | 0 | 0 | 0 | 0 | 0 | 0 | 0 | 0 | 0 | 0 | 0 | 0
Commercial_Warehouse_Existing_Food Preparation_Natural Gas_Steamer_E3_Baseline Forecast | Commercial | Warehouse | Existing | Food Preparation | Natural Gas | Steamer | E3 |  | Baseline Forecast | 0 | 0 | 0 | 0 | 0 | 0 | 0 | 0 | 0 | 0 | 0 | 0 | 0 | 0 | 0 | 0 | 0 | 0 | 0 | 0 | 0 | 0 | 0 | 0 | 0 | 0 | 0 | 0 | 0 | 0 | 0
Commercial_Warehouse_Existing_Food Preparation_Natural Gas_Steamer_E4_Baseline Forecast | Commercial | Warehouse | Existing | Food Preparation | Natural Gas | Steamer | E4 |  | Baseline Forecast | 0 | 0 | 0 | 0 | 0 | 0 | 0 | 0 | 0 | 0 | 0 | 0 | 0 | 0 | 0 | 0 | 0 | 0 | 0 | 0 | 0 | 0 | 0 | 0 | 0 | 0 | 0 | 0 | 0 | 0 | 0
Commercial_Warehouse_Existing_Food Preparation_Natural Gas_Steamer_E5_Baseline Forecast | Commercial | Warehouse | Existing | Food Preparation | Natural Gas | Steamer | E5 |  | Baseline Forecast | 0 | 0 | 0 | 0 | 0 | 0 | 0 | 0 | 0 | 0 | 0 | 0 | 0 | 0 | 0 | 0 | 0 | 0 | 0 | 0 | 0 | 0 | 0 | 0 | 0 | 0 | 0 | 0 | 0 | 0 | 0
Commercial_Warehouse_Existing_Food Preparation_Natural Gas_Steamer_E6_Baseline Forecast | Commercial | Warehouse | Existing | Food Preparation | Natural Gas | Steamer | E6 |  | Baseline Forecast | 0 | 0 | 0 | 0 | 0 | 0 | 0 | 0 | 0 | 0 | 0 | 0 | 0 | 0 | 0 | 0 | 0 | 0 | 0 | 0 | 0 | 0 | 0 | 0 | 0 | 0 | 0 | 0 | 0 | 0 | 0
Commercial_Warehouse_Existing_Food Preparation_Natural Gas_Steamer_E7_Baseline Forecast | Commercial | Warehouse | Existing | Food Preparation | Natural Gas | Steamer | E7 |  | Baseline Forecast | 0 | 0 | 0 | 0 | 0 | 0 | 0 | 0 | 0 | 0 | 0 | 0 | 0 | 0 | 0 | 0 | 0 | 0 | 0 | 0 | 0 | 0 | 0 | 0 | 0 | 0 | 0 | 0 | 0 | 0 | 0
Commercial_Warehouse_Existing_Food Preparation_Natural Gas_Steamer_E8_Baseline Forecast | Commercial | Warehouse | Existing | Food Preparation | Natural Gas | Steamer | E8 |  | Baseline Forecast | 0 | 0 | 0 | 0 | 0 | 0 | 0 | 0 | 0 | 0 | 0 | 0 | 0 | 0 | 0 | 0 | 0 | 0 | 0 | 0 | 0 | 0 | 0 | 0 | 0 | 0 | 0 | 0 | 0 | 0 | 0
Commercial_Warehouse_Existing_Food Preparation_Natural Gas_Steamer_E9_Baseline Forecast | Commercial | Warehouse | Existing | Food Preparation | Natural Gas | Steamer | E9 |  | Baseline Forecast | 0 | 0 | 0 | 0 | 0 | 0 | 0 | 0 | 0 | 0 | 0 | 0 | 0 | 0 | 0 | 0 | 0 | 0 | 0 | 0 | 0 | 0 | 0 | 0 | 0 | 0 | 0 | 0 | 0 | 0 | 0
Commercial_Warehouse_Existing_Food Preparation_Natural Gas_Steamer_E10_Baseline Forecast | Commercial | Warehouse | Existing | Food Preparation | Natural Gas | Steamer | E10 |  | Baseline Forecast | 0 | 0 | 0 | 0 | 0 | 0 | 0 | 0 | 0 | 0 | 0 | 0 | 0 | 0 | 0 | 0 | 0 | 0 | 0 | 0 | 0 | 0 | 0 | 0 | 0 | 0 | 0 | 0 | 0 | 0 | 0
Commercial_Warehouse_Existing_Food Preparation_Natural Gas_Steamer_Vintage_Baseline Forecast | Commercial | Warehouse | Existing | Food Preparation | Natural Gas | Steamer | Vintage | Vintage | Baseline Forecast | 0 | 0 | 0 | 0 | 0 | 0 | 0 | 0 | 0 | 0 | 0 | 0 | 0 | 0 | 0 | 0 | 0 | 0 | 0 | 0 | 0 | 0 | 0 | 0 | 0 | 0 | 0 | 0 | 0 | 0 | 0
Commercial_Warehouse_Existing_Food Preparation_Natural Gas_Food Prep Other_E1_Baseline Forecast | Commercial | Warehouse | Existing | Food Preparation | Natural Gas | Food Prep Other | E1 | Standard | Baseline Forecast | 0 | 0 | 0 | 0 | 0 | 0 | 0 | 0 | 0 | 0 | 0 | 0 | 0 | 0 | 0 | 0 | 0 | 0 | 0 | 0 | 0 | 0 | 0 | 0 | 0 | 0 | 0 | 0 | 0 | 0 | 0
Commercial_Warehouse_Existing_Food Preparation_Natural Gas_Food Prep Other_E2_Baseline Forecast | Commercial | Warehouse | Existing | Food Preparation | Natural Gas | Food Prep Other | E2 | ENERGY STAR | Baseline Forecast | 0 | 0 | 0 | 0 | 0 | 0 | 0 | 0 | 0 | 0 | 0 | 0 | 0 | 0 | 0 | 0 | 0 | 0 | 0 | 0 | 0 | 0 | 0 | 0 | 0 | 0 | 0 | 0 | 0 | 0 | 0
Commercial_Warehouse_Existing_Food Preparation_Natural Gas_Food Prep Other_E3_Baseline Forecast | Commercial | Warehouse | Existing | Food Preparation | Natural Gas | Food Prep Other | E3 |  | Baseline Forecast | 0 | 0 | 0 | 0 | 0 | 0 | 0 | 0 | 0 | 0 | 0 | 0 | 0 | 0 | 0 | 0 | 0 | 0 | 0 | 0 | 0 | 0 | 0 | 0 | 0 | 0 | 0 | 0 | 0 | 0 | 0
Commercial_Warehouse_Existing_Food Preparation_Natural Gas_Food Prep Other_E4_Baseline Forecast | Commercial | Warehouse | Existing | Food Preparation | Natural Gas | Food Prep Other | E4 |  | Baseline Forecast | 0 | 0 | 0 | 0 | 0 | 0 | 0 | 0 | 0 | 0 | 0 | 0 | 0 | 0 | 0 | 0 | 0 | 0 | 0 | 0 | 0 | 0 | 0 | 0 | 0 | 0 | 0 | 0 | 0 | 0 | 0
Commercial_Warehouse_Existing_Food Preparation_Natural Gas_Food Prep Other_E5_Baseline Forecast | Commercial | Warehouse | Existing | Food Preparation | Natural Gas | Food Prep Other | E5 |  | Baseline Forecast | 0 | 0 | 0 | 0 | 0 | 0 | 0 | 0 | 0 | 0 | 0 | 0 | 0 | 0 | 0 | 0 | 0 | 0 | 0 | 0 | 0 | 0 | 0 | 0 | 0 | 0 | 0 | 0 | 0 | 0 | 0
Commercial_Warehouse_Existing_Food Preparation_Natural Gas_Food Prep Other_E6_Baseline Forecast | Commercial | Warehouse | Existing | Food Preparation | Natural Gas | Food Prep Other | E6 |  | Baseline Forecast | 0 | 0 | 0 | 0 | 0 | 0 | 0 | 0 | 0 | 0 | 0 | 0 | 0 | 0 | 0 | 0 | 0 | 0 | 0 | 0 | 0 | 0 | 0 | 0 | 0 | 0 | 0 | 0 | 0 | 0 | 0
Commercial_Warehouse_Existing_Food Preparation_Natural Gas_Food Prep Other_E7_Baseline Forecast | Commercial | Warehouse | Existing | Food Preparation | Natural Gas | Food Prep Other | E7 |  | Baseline Forecast | 0 | 0 | 0 | 0 | 0 | 0 | 0 | 0 | 0 | 0 | 0 | 0 | 0 | 0 | 0 | 0 | 0 | 0 | 0 | 0 | 0 | 0 | 0 | 0 | 0 | 0 | 0 | 0 | 0 | 0 | 0
Commercial_Warehouse_Existing_Food Preparation_Natural Gas_Food Prep Other_E8_Baseline Forecast | Commercial | Warehouse | Existing | Food Preparation | Natural Gas | Food Prep Other | E8 |  | Baseline Forecast | 0 | 0 | 0 | 0 | 0 | 0 | 0 | 0 | 0 | 0 | 0 | 0 | 0 | 0 | 0 | 0 | 0 | 0 | 0 | 0 | 0 | 0 | 0 | 0 | 0 | 0 | 0 | 0 | 0 | 0 | 0
Commercial_Warehouse_Existing_Food Preparation_Natural Gas_Food Prep Other_E9_Baseline Forecast | Commercial | Warehouse | Existing | Food Preparation | Natural Gas | Food Prep Other | E9 |  | Baseline Forecast | 0 | 0 | 0 | 0 | 0 | 0 | 0 | 0 | 0 | 0 | 0 | 0 | 0 | 0 | 0 | 0 | 0 | 0 | 0 | 0 | 0 | 0 | 0 | 0 | 0 | 0 | 0 | 0 | 0 | 0 | 0
Commercial_Warehouse_Existing_Food Preparation_Natural Gas_Food Prep Other_E10_Baseline Forecast | Commercial | Warehouse | Existing | Food Preparation | Natural Gas | Food Prep Other | E10 |  | Baseline Forecast | 0 | 0 | 0 | 0 | 0 | 0 | 0 | 0 | 0 | 0 | 0 | 0 | 0 | 0 | 0 | 0 | 0 | 0 | 0 | 0 | 0 | 0 | 0 | 0 | 0 | 0 | 0 | 0 | 0 | 0 | 0
Commercial_Warehouse_Existing_Food Preparation_Natural Gas_Food Prep Other_Vintage_Baseline Forecast | Commercial | Warehouse | Existing | Food Preparation | Natural Gas | Food Prep Other | Vintage | Vintage | Baseline Forecast | 0 | 0 | 0 | 0 | 0 | 0 | 0 | 0 | 0 | 0 | 0 | 0 | 0 | 0 | 0 | 0 | 0 | 0 | 0 | 0 | 0 | 0 | 0 | 0 | 0 | 0 | 0 | 0 | 0 | 0 | 0
Commercial_Warehouse_Existing_Miscellaneous_Natural Gas_Pool Heater_E1_Baseline Forecast | Commercial | Warehouse | Existing | Miscellaneous | Natural Gas | Pool Heater | E1 | Standard (EF .82) | Baseline Forecast | 0 | 0 | 0 | 0 | 0 | 0 | 0 | 0 | 0 | 0 | 0 | 0 | 0 | 0 | 0 | 0 | 0 | 0 | 0 | 0 | 0 | 0 | 0 | 0 | 0 | 0 | 0 | 0 | 0 | 0 | 0
Commercial_Warehouse_Existing_Miscellaneous_Natural Gas_Pool Heater_E2_Baseline Forecast | Commercial | Warehouse | Existing | Miscellaneous | Natural Gas | Pool Heater | E2 | Condensing (EF .90) | Baseline Forecast | 0 | 0 | 0 | 0 | 0 | 0 | 0 | 0 | 0 | 0 | 0 | 0 | 0 | 0 | 0 | 0 | 0 | 0 | 0 | 0 | 0 | 0 | 0 | 0 | 0 | 0 | 0 | 0 | 0 | 0 | 0
Commercial_Warehouse_Existing_Miscellaneous_Natural Gas_Pool Heater_E3_Baseline Forecast | Commercial | Warehouse | Existing | Miscellaneous | Natural Gas | Pool Heater | E3 |  | Baseline Forecast | 0 | 0 | 0 | 0 | 0 | 0 | 0 | 0 | 0 | 0 | 0 | 0 | 0 | 0 | 0 | 0 | 0 | 0 | 0 | 0 | 0 | 0 | 0 | 0 | 0 | 0 | 0 | 0 | 0 | 0 | 0
Commercial_Warehouse_Existing_Miscellaneous_Natural Gas_Pool Heater_E4_Baseline Forecast | Commercial | Warehouse | Existing | Miscellaneous | Natural Gas | Pool Heater | E4 |  | Baseline Forecast | 0 | 0 | 0 | 0 | 0 | 0 | 0 | 0 | 0 | 0 | 0 | 0 | 0 | 0 | 0 | 0 | 0 | 0 | 0 | 0 | 0 | 0 | 0 | 0 | 0 | 0 | 0 | 0 | 0 | 0 | 0
Commercial_Warehouse_Existing_Miscellaneous_Natural Gas_Pool Heater_E5_Baseline Forecast | Commercial | Warehouse | Existing | Miscellaneous | Natural Gas | Pool Heater | E5 |  | Baseline Forecast | 0 | 0 | 0 | 0 | 0 | 0 | 0 | 0 | 0 | 0 | 0 | 0 | 0 | 0 | 0 | 0 | 0 | 0 | 0 | 0 | 0 | 0 | 0 | 0 | 0 | 0 | 0 | 0 | 0 | 0 | 0
Commercial_Warehouse_Existing_Miscellaneous_Natural Gas_Pool Heater_E6_Baseline Forecast | Commercial | Warehouse | Existing | Miscellaneous | Natural Gas | Pool Heater | E6 |  | Baseline Forecast | 0 | 0 | 0 | 0 | 0 | 0 | 0 | 0 | 0 | 0 | 0 | 0 | 0 | 0 | 0 | 0 | 0 | 0 | 0 | 0 | 0 | 0 | 0 | 0 | 0 | 0 | 0 | 0 | 0 | 0 | 0
Commercial_Warehouse_Existing_Miscellaneous_Natural Gas_Pool Heater_E7_Baseline Forecast | Commercial | Warehouse | Existing | Miscellaneous | Natural Gas | Pool Heater | E7 |  | Baseline Forecast | 0 | 0 | 0 | 0 | 0 | 0 | 0 | 0 | 0 | 0 | 0 | 0 | 0 | 0 | 0 | 0 | 0 | 0 | 0 | 0 | 0 | 0 | 0 | 0 | 0 | 0 | 0 | 0 | 0 | 0 | 0
Commercial_Warehouse_Existing_Miscellaneous_Natural Gas_Pool Heater_E8_Baseline Forecast | Commercial | Warehouse | Existing | Miscellaneous | Natural Gas | Pool Heater | E8 |  | Baseline Forecast | 0 | 0 | 0 | 0 | 0 | 0 | 0 | 0 | 0 | 0 | 0 | 0 | 0 | 0 | 0 | 0 | 0 | 0 | 0 | 0 | 0 | 0 | 0 | 0 | 0 | 0 | 0 | 0 | 0 | 0 | 0
Commercial_Warehouse_Existing_Miscellaneous_Natural Gas_Pool Heater_E9_Baseline Forecast | Commercial | Warehouse | Existing | Miscellaneous | Natural Gas | Pool Heater | E9 |  | Baseline Forecast | 0 | 0 | 0 | 0 | 0 | 0 | 0 | 0 | 0 | 0 | 0 | 0 | 0 | 0 | 0 | 0 | 0 | 0 | 0 | 0 | 0 | 0 | 0 | 0 | 0 | 0 | 0 | 0 | 0 | 0 | 0
Commercial_Warehouse_Existing_Miscellaneous_Natural Gas_Pool Heater_E10_Baseline Forecast | Commercial | Warehouse | Existing | Miscellaneous | Natural Gas | Pool Heater | E10 |  | Baseline Forecast | 0 | 0 | 0 | 0 | 0 | 0 | 0 | 0 | 0 | 0 | 0 | 0 | 0 | 0 | 0 | 0 | 0 | 0 | 0 | 0 | 0 | 0 | 0 | 0 | 0 | 0 | 0 | 0 | 0 | 0 | 0
Commercial_Warehouse_Existing_Miscellaneous_Natural Gas_Pool Heater_Vintage_Baseline Forecast | Commercial | Warehouse | Existing | Miscellaneous | Natural Gas | Pool Heater | Vintage | Vintage | Baseline Forecast | 0 | 0 | 0 | 0 | 0 | 0 | 0 | 0 | 0 | 0 | 0 | 0 | 0 | 0 | 0 | 0 | 0 | 0 | 0 | 0 | 0 | 0 | 0 | 0 | 0 | 0 | 0 | 0 | 0 | 0 | 0
Commercial_Warehouse_Existing_Miscellaneous_Natural Gas_Miscellaneous_E1_Baseline Forecast | Commercial | Warehouse | Existing | Miscellaneous | Natural Gas | Miscellaneous | E1 | Standard | Baseline Forecast | 0 | 0 | 0 | 0 | 0 | 0 | 0 | 0 | 0 | 0 | 0 | 0 | 0 | 0 | 0 | 0 | 0 | 0 | 0 | 0 | 0 | 0 | 0 | 0 | 0 | 0 | 0 | 0 | 0 | 0 | 0
Commercial_Warehouse_Existing_Miscellaneous_Natural Gas_Miscellaneous_E2_Baseline Forecast | Commercial | Warehouse | Existing | Miscellaneous | Natural Gas | Miscellaneous | E2 |  | Baseline Forecast | 0 | 0 | 0 | 0 | 0 | 0 | 0 | 0 | 0 | 0 | 0 | 0 | 0 | 0 | 0 | 0 | 0 | 0 | 0 | 0 | 0 | 0 | 0 | 0 | 0 | 0 | 0 | 0 | 0 | 0 | 0
Commercial_Warehouse_Existing_Miscellaneous_Natural Gas_Miscellaneous_E3_Baseline Forecast | Commercial | Warehouse | Existing | Miscellaneous | Natural Gas | Miscellaneous | E3 |  | Baseline Forecast | 0 | 0 | 0 | 0 | 0 | 0 | 0 | 0 | 0 | 0 | 0 | 0 | 0 | 0 | 0 | 0 | 0 | 0 | 0 | 0 | 0 | 0 | 0 | 0 | 0 | 0 | 0 | 0 | 0 | 0 | 0
Commercial_Warehouse_Existing_Miscellaneous_Natural Gas_Miscellaneous_E4_Baseline Forecast | Commercial | Warehouse | Existing | Miscellaneous | Natural Gas | Miscellaneous | E4 |  | Baseline Forecast | 0 | 0 | 0 | 0 | 0 | 0 | 0 | 0 | 0 | 0 | 0 | 0 | 0 | 0 | 0 | 0 | 0 | 0 | 0 | 0 | 0 | 0 | 0 | 0 | 0 | 0 | 0 | 0 | 0 | 0 | 0
Commercial_Warehouse_Existing_Miscellaneous_Natural Gas_Miscellaneous_E5_Baseline Forecast | Commercial | Warehouse | Existing | Miscellaneous | Natural Gas | Miscellaneous | E5 |  | Baseline Forecast | 0 | 0 | 0 | 0 | 0 | 0 | 0 | 0 | 0 | 0 | 0 | 0 | 0 | 0 | 0 | 0 | 0 | 0 | 0 | 0 | 0 | 0 | 0 | 0 | 0 | 0 | 0 | 0 | 0 | 0 | 0
Commercial_Warehouse_Existing_Miscellaneous_Natural Gas_Miscellaneous_E6_Baseline Forecast | Commercial | Warehouse | Existing | Miscellaneous | Natural Gas | Miscellaneous | E6 |  | Baseline Forecast | 0 | 0 | 0 | 0 | 0 | 0 | 0 | 0 | 0 | 0 | 0 | 0 | 0 | 0 | 0 | 0 | 0 | 0 | 0 | 0 | 0 | 0 | 0 | 0 | 0 | 0 | 0 | 0 | 0 | 0 | 0
Commercial_Warehouse_Existing_Miscellaneous_Natural Gas_Miscellaneous_E7_Baseline Forecast | Commercial | Warehouse | Existing | Miscellaneous | Natural Gas | Miscellaneous | E7 |  | Baseline Forecast | 0 | 0 | 0 | 0 | 0 | 0 | 0 | 0 | 0 | 0 | 0 | 0 | 0 | 0 | 0 | 0 | 0 | 0 | 0 | 0 | 0 | 0 | 0 | 0 | 0 | 0 | 0 | 0 | 0 | 0 | 0
Commercial_Warehouse_Existing_Miscellaneous_Natural Gas_Miscellaneous_E8_Baseline Forecast | Commercial | Warehouse | Existing | Miscellaneous | Natural Gas | Miscellaneous | E8 |  | Baseline Forecast | 0 | 0 | 0 | 0 | 0 | 0 | 0 | 0 | 0 | 0 | 0 | 0 | 0 | 0 | 0 | 0 | 0 | 0 | 0 | 0 | 0 | 0 | 0 | 0 | 0 | 0 | 0 | 0 | 0 | 0 | 0
Commercial_Warehouse_Existing_Miscellaneous_Natural Gas_Miscellaneous_E9_Baseline Forecast | Commercial | Warehouse | Existing | Miscellaneous | Natural Gas | Miscellaneous | E9 |  | Baseline Forecast | 0 | 0 | 0 | 0 | 0 | 0 | 0 | 0 | 0 | 0 | 0 | 0 | 0 | 0 | 0 | 0 | 0 | 0 | 0 | 0 | 0 | 0 | 0 | 0 | 0 | 0 | 0 | 0 | 0 | 0 | 0
Commercial_Warehouse_Existing_Miscellaneous_Natural Gas_Miscellaneous_E10_Baseline Forecast | Commercial | Warehouse | Existing | Miscellaneous | Natural Gas | Miscellaneous | E10 |  | Baseline Forecast | 0 | 0 | 0 | 0 | 0 | 0 | 0 | 0 | 0 | 0 | 0 | 0 | 0 | 0 | 0 | 0 | 0 | 0 | 0 | 0 | 0 | 0 | 0 | 0 | 0 | 0 | 0 | 0 | 0 | 0 | 0
Commercial_Warehouse_Existing_Miscellaneous_Natural Gas_Miscellaneous_Vintage_Baseline Forecast | Commercial | Warehouse | Existing | Miscellaneous | Natural Gas | Miscellaneous | Vintage | Vintage | Baseline Forecast | 0 | 0 | 0 | 0 | 0 | 0 | 0 | 0 | 0 | 0 | 0 | 0 | 0 | 0 | 0 | 0 | 0 | 0 | 0 | 0 | 0 | 0 | 0 | 0 | 0 | 0 | 0 | 0 | 0 | 0 | 0
Commercial_Warehouse_New_Space Heating_Natural Gas_Furnace_E1_Baseline Forecast | Commercial | Warehouse | New | Space Heating | Natural Gas | Furnace | E1 | AFUE 80% (Standard) | Baseline Forecast | 0 | 0 | 0 | 0 | 0 | 0 | 0 | 0 | 0 | 0 | 0 | 0 | 0 | 0 | 0 | 0 | 0 | 0 | 0 | 0 | 0 | 0 | 0 | 0 | 0 | 0 | 0 | 0 | 0 | 0 | 0
Commercial_Warehouse_New_Space Heating_Natural Gas_Furnace_E2_Baseline Forecast | Commercial | Warehouse | New | Space Heating | Natural Gas | Furnace | E2 | AFUE 90% | Baseline Forecast | 0 | 0 | 0 | 0 | 0 | 0 | 0 | 0 | 0 | 0 | 0 | 0 | 0 | 0 | 0 | 0 | 0 | 0 | 0 | 0 | 0 | 0 | 0 | 0 | 0 | 0 | 0 | 0 | 0 | 0 | 0
Commercial_Warehouse_New_Space Heating_Natural Gas_Furnace_E3_Baseline Forecast | Commercial | Warehouse | New | Space Heating | Natural Gas | Furnace | E3 | AFUE 95% | Baseline Forecast | 0 | 0 | 0 | 0 | 0 | 0 | 0 | 0 | 0 | 0 | 0 | 0 | 0 | 0 | 0 | 0 | 0 | 0 | 0 | 0 | 0 | 0 | 0 | 0 | 0 | 0 | 0 | 0 | 0 | 0 | 0
Commercial_Warehouse_New_Space Heating_Natural Gas_Furnace_E4_Baseline Forecast | Commercial | Warehouse | New | Space Heating | Natural Gas | Furnace | E4 |  | Baseline Forecast | 0 | 0 | 0 | 0 | 0 | 0 | 0 | 0 | 0 | 0 | 0 | 0 | 0 | 0 | 0 | 0 | 0 | 0 | 0 | 0 | 0 | 0 | 0 | 0 | 0 | 0 | 0 | 0 | 0 | 0 | 0
Commercial_Warehouse_New_Space Heating_Natural Gas_Furnace_E5_Baseline Forecast | Commercial | Warehouse | New | Space Heating | Natural Gas | Furnace | E5 |  | Baseline Forecast | 0 | 0 | 0 | 0 | 0 | 0 | 0 | 0 | 0 | 0 | 0 | 0 | 0 | 0 | 0 | 0 | 0 | 0 | 0 | 0 | 0 | 0 | 0 | 0 | 0 | 0 | 0 | 0 | 0 | 0 | 0
Commercial_Warehouse_New_Space Heating_Natural Gas_Furnace_E6_Baseline Forecast | Commercial | Warehouse | New | Space Heating | Natural Gas | Furnace | E6 |  | Baseline Forecast | 0 | 0 | 0 | 0 | 0 | 0 | 0 | 0 | 0 | 0 | 0 | 0 | 0 | 0 | 0 | 0 | 0 | 0 | 0 | 0 | 0 | 0 | 0 | 0 | 0 | 0 | 0 | 0 | 0 | 0 | 0
Commercial_Warehouse_New_Space Heating_Natural Gas_Furnace_E7_Baseline Forecast | Commercial | Warehouse | New | Space Heating | Natural Gas | Furnace | E7 |  | Baseline Forecast | 0 | 0 | 0 | 0 | 0 | 0 | 0 | 0 | 0 | 0 | 0 | 0 | 0 | 0 | 0 | 0 | 0 | 0 | 0 | 0 | 0 | 0 | 0 | 0 | 0 | 0 | 0 | 0 | 0 | 0 | 0
Commercial_Warehouse_New_Space Heating_Natural Gas_Furnace_E8_Baseline Forecast | Commercial | Warehouse | New | Space Heating | Natural Gas | Furnace | E8 |  | Baseline Forecast | 0 | 0 | 0 | 0 | 0 | 0 | 0 | 0 | 0 | 0 | 0 | 0 | 0 | 0 | 0 | 0 | 0 | 0 | 0 | 0 | 0 | 0 | 0 | 0 | 0 | 0 | 0 | 0 | 0 | 0 | 0
Commercial_Warehouse_New_Space Heating_Natural Gas_Furnace_E9_Baseline Forecast | Commercial | Warehouse | New | Space Heating | Natural Gas | Furnace | E9 |  | Baseline Forecast | 0 | 0 | 0 | 0 | 0 | 0 | 0 | 0 | 0 | 0 | 0 | 0 | 0 | 0 | 0 | 0 | 0 | 0 | 0 | 0 | 0 | 0 | 0 | 0 | 0 | 0 | 0 | 0 | 0 | 0 | 0
Commercial_Warehouse_New_Space Heating_Natural Gas_Furnace_E10_Baseline Forecast | Commercial | Warehouse | New | Space Heating | Natural Gas | Furnace | E10 |  | Baseline Forecast | 0 | 0 | 0 | 0 | 0 | 0 | 0 | 0 | 0 | 0 | 0 | 0 | 0 | 0 | 0 | 0 | 0 | 0 | 0 | 0 | 0 | 0 | 0 | 0 | 0 | 0 | 0 | 0 | 0 | 0 | 0
Commercial_Warehouse_New_Space Heating_Natural Gas_Furnace_Vintage_Baseline Forecast | Commercial | Warehouse | New | Space Heating | Natural Gas | Furnace | Vintage | Vintage | Baseline Forecast | 0 | 0 | 0 | 0 | 0 | 0 | 0 | 0 | 0 | 0 | 0 | 0 | 0 | 0 | 0 | 0 | 0 | 0 | 0 | 0 | 0 | 0 | 0 | 0 | 0 | 0 | 0 | 0 | 0 | 0 | 0
Commercial_Warehouse_New_Space Heating_Natural Gas_Boiler_E1_Baseline Forecast | Commercial | Warehouse | New | Space Heating | Natural Gas | Boiler | E1 | AFUE 80% (Standard) | Baseline Forecast | 0 | 0 | 0 | 0 | 0 | 0 | 0 | 0 | 0 | 0 | 0 | 0 | 0 | 0 | 0 | 0 | 0 | 0 | 0 | 0 | 0 | 0 | 0 | 0 | 0 | 0 | 0 | 0 | 0 | 0 | 0
Commercial_Warehouse_New_Space Heating_Natural Gas_Boiler_E2_Baseline Forecast | Commercial | Warehouse | New | Space Heating | Natural Gas | Boiler | E2 | AFUE 85% | Baseline Forecast | 0 | 0 | 0 | 0 | 0 | 0 | 0 | 0 | 0 | 0 | 0 | 0 | 0 | 0 | 0 | 0 | 0 | 0 | 0 | 0 | 0 | 0 | 0 | 0 | 0 | 0 | 0 | 0 | 0 | 0 | 0
Commercial_Warehouse_New_Space Heating_Natural Gas_Boiler_E3_Baseline Forecast | Commercial | Warehouse | New | Space Heating | Natural Gas | Boiler | E3 | AFUE 98% | Baseline Forecast | 0 | 0 | 0 | 0 | 0 | 0 | 0 | 0 | 0 | 0 | 0 | 0 | 0 | 0 | 0 | 0 | 0 | 0 | 0 | 0 | 0 | 0 | 0 | 0 | 0 | 0 | 0 | 0 | 0 | 0 | 0
Commercial_Warehouse_New_Space Heating_Natural Gas_Boiler_E4_Baseline Forecast | Commercial | Warehouse | New | Space Heating | Natural Gas | Boiler | E4 | Convert to NG Air Source Heat Pump | Baseline Forecast | 0 | 0 | 0 | 0 | 0 | 0 | 0 | 0 | 0 | 0 | 0 | 0 | 0 | 0 | 0 | 0 | 0 | 0 | 0 | 0 | 0 | 0 | 0 | 0 | 0 | 0 | 0 | 0 | 0 | 0 | 0
Commercial_Warehouse_New_Space Heating_Natural Gas_Boiler_E5_Baseline Forecast | Commercial | Warehouse | New | Space Heating | Natural Gas | Boiler | E5 |  | Baseline Forecast | 0 | 0 | 0 | 0 | 0 | 0 | 0 | 0 | 0 | 0 | 0 | 0 | 0 | 0 | 0 | 0 | 0 | 0 | 0 | 0 | 0 | 0 | 0 | 0 | 0 | 0 | 0 | 0 | 0 | 0 | 0
Commercial_Warehouse_New_Space Heating_Natural Gas_Boiler_E6_Baseline Forecast | Commercial | Warehouse | New | Space Heating | Natural Gas | Boiler | E6 |  | Baseline Forecast | 0 | 0 | 0 | 0 | 0 | 0 | 0 | 0 | 0 | 0 | 0 | 0 | 0 | 0 | 0 | 0 | 0 | 0 | 0 | 0 | 0 | 0 | 0 | 0 | 0 | 0 | 0 | 0 | 0 | 0 | 0
Commercial_Warehouse_New_Space Heating_Natural Gas_Boiler_E7_Baseline Forecast | Commercial | Warehouse | New | Space Heating | Natural Gas | Boiler | E7 |  | Baseline Forecast | 0 | 0 | 0 | 0 | 0 | 0 | 0 | 0 | 0 | 0 | 0 | 0 | 0 | 0 | 0 | 0 | 0 | 0 | 0 | 0 | 0 | 0 | 0 | 0 | 0 | 0 | 0 | 0 | 0 | 0 | 0
Commercial_Warehouse_New_Space Heating_Natural Gas_Boiler_E8_Baseline Forecast | Commercial | Warehouse | New | Space Heating | Natural Gas | Boiler | E8 |  | Baseline Forecast | 0 | 0 | 0 | 0 | 0 | 0 | 0 | 0 | 0 | 0 | 0 | 0 | 0 | 0 | 0 | 0 | 0 | 0 | 0 | 0 | 0 | 0 | 0 | 0 | 0 | 0 | 0 | 0 | 0 | 0 | 0
Commercial_Warehouse_New_Space Heating_Natural Gas_Boiler_E9_Baseline Forecast | Commercial | Warehouse | New | Space Heating | Natural Gas | Boiler | E9 |  | Baseline Forecast | 0 | 0 | 0 | 0 | 0 | 0 | 0 | 0 | 0 | 0 | 0 | 0 | 0 | 0 | 0 | 0 | 0 | 0 | 0 | 0 | 0 | 0 | 0 | 0 | 0 | 0 | 0 | 0 | 0 | 0 | 0
Commercial_Warehouse_New_Space Heating_Natural Gas_Boiler_E10_Baseline Forecast | Commercial | Warehouse | New | Space Heating | Natural Gas | Boiler | E10 |  | Baseline Forecast | 0 | 0 | 0 | 0 | 0 | 0 | 0 | 0 | 0 | 0 | 0 | 0 | 0 | 0 | 0 | 0 | 0 | 0 | 0 | 0 | 0 | 0 | 0 | 0 | 0 | 0 | 0 | 0 | 0 | 0 | 0
Commercial_Warehouse_New_Space Heating_Natural Gas_Boiler_Vintage_Baseline Forecast | Commercial | Warehouse | New | Space Heating | Natural Gas | Boiler | Vintage | Vintage | Baseline Forecast | 0 | 0 | 0 | 0 | 0 | 0 | 0 | 0 | 0 | 0 | 0 | 0 | 0 | 0 | 0 | 0 | 0 | 0 | 0 | 0 | 0 | 0 | 0 | 0 | 0 | 0 | 0 | 0 | 0 | 0 | 0
Commercial_Warehouse_New_Space Heating_Natural Gas_Unit Heater_E1_Baseline Forecast | Commercial | Warehouse | New | Space Heating | Natural Gas | Unit Heater | E1 | Standard | Baseline Forecast | 0 | 118774.9363 | 238639.072 | 365714.875 | 435461.1087 | 435461.1087 | 435461.1087 | 435461.1087 | 435461.1087 | 435461.1087 | 435461.1087 | 418493.2607 | 386825.943 | 341528.8417 | 292739.0072 | 250919.149 | 215073.5563 | 184348.7625 | 123407.2979 | 70854.4107 | 23707.908 | 0 | 0 | 0 | 0 | 0 | 0 | 0 | 0 | 0 | 0
Commercial_Warehouse_New_Space Heating_Natural Gas_Unit Heater_E2_Baseline Forecast | Commercial | Warehouse | New | Space Heating | Natural Gas | Unit Heater | E2 | Condensing | Baseline Forecast | 0 | 0 | 0 | 0 | 0 | 56822.5033 | 112814.1447 | 167993.0585 | 222377.0241 | 275983.4732 | 328829.497 | 397899.7005 | 480942.1355 | 576903.2253 | 675661.7148 | 766770.382 | 851240.1238 | 929939.2972 | 1038219.9729 | 1137491.2198 | 1230749.27 | 1299975.6802 | 1344914.6369 | 1389287.2864 | 1433106.6109 | 1476385.3415 | 1519135.9631 | 1561370.7198 | 1603101.6194 | 1644340.4382 | 1685098.726
Commercial_Warehouse_New_Space Heating_Natural Gas_Unit Heater_E3_Baseline Forecast | Commercial | Warehouse | New | Space Heating | Natural Gas | Unit Heater | E3 | Infrared Radiant | Baseline Forecast | 0 | 0 | 0 | 0 | 0 | 0 | 0 | 0 | 0 | 0 | 0 | 0 | 0 | 0 | 0 | 0 | 0 | 0 | 0 | 0 | 0 | 0 | 0 | 0 | 0 | 0 | 0 | 0 | 0 | 0 | 0
Commercial_Warehouse_New_Space Heating_Natural Gas_Unit Heater_E4_Baseline Forecast | Commercial | Warehouse | New | Space Heating | Natural Gas | Unit Heater | E4 |  | Baseline Forecast | 0 | 0 | 0 | 0 | 0 | 0 | 0 | 0 | 0 | 0 | 0 | 0 | 0 | 0 | 0 | 0 | 0 | 0 | 0 | 0 | 0 | 0 | 0 | 0 | 0 | 0 | 0 | 0 | 0 | 0 | 0
Commercial_Warehouse_New_Space Heating_Natural Gas_Unit Heater_E5_Baseline Forecast | Commercial | Warehouse | New | Space Heating | Natural Gas | Unit Heater | E5 |  | Baseline Forecast | 0 | 0 | 0 | 0 | 0 | 0 | 0 | 0 | 0 | 0 | 0 | 0 | 0 | 0 | 0 | 0 | 0 | 0 | 0 | 0 | 0 | 0 | 0 | 0 | 0 | 0 | 0 | 0 | 0 | 0 | 0
Commercial_Warehouse_New_Space Heating_Natural Gas_Unit Heater_E6_Baseline Forecast | Commercial | Warehouse | New | Space Heating | Natural Gas | Unit Heater | E6 |  | Baseline Forecast | 0 | 0 | 0 | 0 | 0 | 0 | 0 | 0 | 0 | 0 | 0 | 0 | 0 | 0 | 0 | 0 | 0 | 0 | 0 | 0 | 0 | 0 | 0 | 0 | 0 | 0 | 0 | 0 | 0 | 0 | 0
Commercial_Warehouse_New_Space Heating_Natural Gas_Unit Heater_E7_Baseline Forecast | Commercial | Warehouse | New | Space Heating | Natural Gas | Unit Heater | E7 |  | Baseline Forecast | 0 | 0 | 0 | 0 | 0 | 0 | 0 | 0 | 0 | 0 | 0 | 0 | 0 | 0 | 0 | 0 | 0 | 0 | 0 | 0 | 0 | 0 | 0 | 0 | 0 | 0 | 0 | 0 | 0 | 0 | 0
Commercial_Warehouse_New_Space Heating_Natural Gas_Unit Heater_E8_Baseline Forecast | Commercial | Warehouse | New | Space Heating | Natural Gas | Unit Heater | E8 |  | Baseline Forecast | 0 | 0 | 0 | 0 | 0 | 0 | 0 | 0 | 0 | 0 | 0 | 0 | 0 | 0 | 0 | 0 | 0 | 0 | 0 | 0 | 0 | 0 | 0 | 0 | 0 | 0 | 0 | 0 | 0 | 0 | 0
Commercial_Warehouse_New_Space Heating_Natural Gas_Unit Heater_E9_Baseline Forecast | Commercial | Warehouse | New | Space Heating | Natural Gas | Unit Heater | E9 |  | Baseline Forecast | 0 | 0 | 0 | 0 | 0 | 0 | 0 | 0 | 0 | 0 | 0 | 0 | 0 | 0 | 0 | 0 | 0 | 0 | 0 | 0 | 0 | 0 | 0 | 0 | 0 | 0 | 0 | 0 | 0 | 0 | 0
Commercial_Warehouse_New_Space Heating_Natural Gas_Unit Heater_E10_Baseline Forecast | Commercial | Warehouse | New | Space Heating | Natural Gas | Unit Heater | E10 |  | Baseline Forecast | 0 | 0 | 0 | 0 | 0 | 0 | 0 | 0 | 0 | 0 | 0 | 0 | 0 | 0 | 0 | 0 | 0 | 0 | 0 | 0 | 0 | 0 | 0 | 0 | 0 | 0 | 0 | 0 | 0 | 0 | 0
Commercial_Warehouse_New_Space Heating_Natural Gas_Unit Heater_Vintage_Baseline Forecast | Commercial | Warehouse | New | Space Heating | Natural Gas | Unit Heater | Vintage | Vintage | Baseline Forecast | 0 | 0 | 0 | 0 | 0 | 0 | 0 | 0 | 0 | 0 | 0 | 0 | 0 | 0 | 0 | 0 | 0 | 0 | 0 | 0 | 0 | 0 | 0 | 0 | 0 | 0 | 0 | 0 | 0 | 0 | 0
Commercial_Warehouse_New_Water Heating_Natural Gas_Water Heater_E1_Baseline Forecast | Commercial | Warehouse | New | Water Heating | Natural Gas | Water Heater | E1 | TE 0.80 | Baseline Forecast | 0 | 0 | 0 | 0 | 0 | 0 | 0 | 0 | 0 | 0 | 0 | 0 | 0 | 0 | 0 | 0 | 0 | 0 | 0 | 0 | 0 | 0 | 0 | 0 | 0 | 0 | 0 | 0 | 0 | 0 | 0
Commercial_Warehouse_New_Water Heating_Natural Gas_Water Heater_E2_Baseline Forecast | Commercial | Warehouse | New | Water Heating | Natural Gas | Water Heater | E2 | TE 0.90 | Baseline Forecast | 0 | 0 | 0 | 0 | 0 | 0 | 0 | 0 | 0 | 0 | 0 | 0 | 0 | 0 | 0 | 0 | 0 | 0 | 0 | 0 | 0 | 0 | 0 | 0 | 0 | 0 | 0 | 0 | 0 | 0 | 0
Commercial_Warehouse_New_Water Heating_Natural Gas_Water Heater_E3_Baseline Forecast | Commercial | Warehouse | New | Water Heating | Natural Gas | Water Heater | E3 | TE 0.94 | Baseline Forecast | 0 | 0 | 0 | 0 | 0 | 0 | 0 | 0 | 0 | 0 | 0 | 0 | 0 | 0 | 0 | 0 | 0 | 0 | 0 | 0 | 0 | 0 | 0 | 0 | 0 | 0 | 0 | 0 | 0 | 0 | 0
Commercial_Warehouse_New_Water Heating_Natural Gas_Water Heater_E4_Baseline Forecast | Commercial | Warehouse | New | Water Heating | Natural Gas | Water Heater | E4 | Instantaneous TE 0.94 | Baseline Forecast | 0 | 0 | 0 | 0 | 0 | 0 | 0 | 0 | 0 | 0 | 0 | 0 | 0 | 0 | 0 | 0 | 0 | 0 | 0 | 0 | 0 | 0 | 0 | 0 | 0 | 0 | 0 | 0 | 0 | 0 | 0
Commercial_Warehouse_New_Water Heating_Natural Gas_Water Heater_E5_Baseline Forecast | Commercial | Warehouse | New | Water Heating | Natural Gas | Water Heater | E5 | Gas-Fired Absorption HPWH | Baseline Forecast | 0 | 0 | 0 | 0 | 0 | 0 | 0 | 0 | 0 | 0 | 0 | 0 | 0 | 0 | 0 | 0 | 0 | 0 | 0 | 0 | 0 | 0 | 0 | 0 | 0 | 0 | 0 | 0 | 0 | 0 | 0
Commercial_Warehouse_New_Water Heating_Natural Gas_Water Heater_E6_Baseline Forecast | Commercial | Warehouse | New | Water Heating | Natural Gas | Water Heater | E6 |  | Baseline Forecast | 0 | 0 | 0 | 0 | 0 | 0 | 0 | 0 | 0 | 0 | 0 | 0 | 0 | 0 | 0 | 0 | 0 | 0 | 0 | 0 | 0 | 0 | 0 | 0 | 0 | 0 | 0 | 0 | 0 | 0 | 0
Commercial_Warehouse_New_Water Heating_Natural Gas_Water Heater_E7_Baseline Forecast | Commercial | Warehouse | New | Water Heating | Natural Gas | Water Heater | E7 |  | Baseline Forecast | 0 | 0 | 0 | 0 | 0 | 0 | 0 | 0 | 0 | 0 | 0 | 0 | 0 | 0 | 0 | 0 | 0 | 0 | 0 | 0 | 0 | 0 | 0 | 0 | 0 | 0 | 0 | 0 | 0 | 0 | 0
Commercial_Warehouse_New_Water Heating_Natural Gas_Water Heater_E8_Baseline Forecast | Commercial | Warehouse | New | Water Heating | Natural Gas | Water Heater | E8 |  | Baseline Forecast | 0 | 0 | 0 | 0 | 0 | 0 | 0 | 0 | 0 | 0 | 0 | 0 | 0 | 0 | 0 | 0 | 0 | 0 | 0 | 0 | 0 | 0 | 0 | 0 | 0 | 0 | 0 | 0 | 0 | 0 | 0
Commercial_Warehouse_New_Water Heating_Natural Gas_Water Heater_E9_Baseline Forecast | Commercial | Warehouse | New | Water Heating | Natural Gas | Water Heater | E9 |  | Baseline Forecast | 0 | 0 | 0 | 0 | 0 | 0 | 0 | 0 | 0 | 0 | 0 | 0 | 0 | 0 | 0 | 0 | 0 | 0 | 0 | 0 | 0 | 0 | 0 | 0 | 0 | 0 | 0 | 0 | 0 | 0 | 0
Commercial_Warehouse_New_Water Heating_Natural Gas_Water Heater_E10_Baseline Forecast | Commercial | Warehouse | New | Water Heating | Natural Gas | Water Heater | E10 |  | Baseline Forecast | 0 | 0 | 0 | 0 | 0 | 0 | 0 | 0 | 0 | 0 | 0 | 0 | 0 | 0 | 0 | 0 | 0 | 0 | 0 | 0 | 0 | 0 | 0 | 0 | 0 | 0 | 0 | 0 | 0 | 0 | 0
Commercial_Warehouse_New_Water Heating_Natural Gas_Water Heater_Vintage_Baseline Forecast | Commercial | Warehouse | New | Water Heating | Natural Gas | Water Heater | Vintage | Vintage | Baseline Forecast | 0 | 0 | 0 | 0 | 0 | 0 | 0 | 0 | 0 | 0 | 0 | 0 | 0 | 0 | 0 | 0 | 0 | 0 | 0 | 0 | 0 | 0 | 0 | 0 | 0 | 0 | 0 | 0 | 0 | 0 | 0
Commercial_Warehouse_New_Food Preparation_Natural Gas_Oven_E1_Baseline Forecast | Commercial | Warehouse | New | Food Preparation | Natural Gas | Oven | E1 | Standard | Baseline Forecast | 0 | 45.3711 | 91.1246 | 139.5942 | 166.1656 | 187.9084 | 209.4122 | 230.6458 | 251.5895 | 272.2576 | 292.6252 | 312.6655 | 332.7544 | 352.4589 | 371.7154 | 390.5324 | 409.0613 | 427.3137 | 445.3765 | 463.1373 | 480.6004 | 497.7203 | 514.5322 | 533.1233 | 551.6249 | 570.2071 | 588.821 | 607.3116 | 625.704 | 643.997 | 662.2023
Commercial_Warehouse_New_Food Preparation_Natural Gas_Oven_E2_Baseline Forecast | Commercial | Warehouse | New | Food Preparation | Natural Gas | Oven | E2 | ENERGY STAR (EF ≥ 44%) Convection Oven utilizing ASTM Std F1496 | Baseline Forecast | 0 | 65.4067 | 131.4469 | 201.4972 | 239.9759 | 271.2298 | 301.9478 | 332.1779 | 361.9564 | 391.2855 | 420.2058 | 448.7598 | 476.5869 | 504.1353 | 531.483 | 558.6362 | 585.4576 | 611.9495 | 638.0385 | 663.8506 | 689.3943 | 714.7282 | 739.8295 | 762.6234 | 784.9908 | 806.7734 | 828.0317 | 848.9322 | 869.461 | 889.6301 | 909.4389
Commercial_Warehouse_New_Food Preparation_Natural Gas_Oven_E3_Baseline Forecast | Commercial | Warehouse | New | Food Preparation | Natural Gas | Oven | E3 |  | Baseline Forecast | 0 | 0 | 0 | 0 | 0 | 0 | 0 | 0 | 0 | 0 | 0 | 0 | 0 | 0 | 0 | 0 | 0 | 0 | 0 | 0 | 0 | 0 | 0 | 0 | 0 | 0 | 0 | 0 | 0 | 0 | 0
Commercial_Warehouse_New_Food Preparation_Natural Gas_Oven_E4_Baseline Forecast | Commercial | Warehouse | New | Food Preparation | Natural Gas | Oven | E4 |  | Baseline Forecast | 0 | 0 | 0 | 0 | 0 | 0 | 0 | 0 | 0 | 0 | 0 | 0 | 0 | 0 | 0 | 0 | 0 | 0 | 0 | 0 | 0 | 0 | 0 | 0 | 0 | 0 | 0 | 0 | 0 | 0 | 0
Commercial_Warehouse_New_Food Preparation_Natural Gas_Oven_E5_Baseline Forecast | Commercial | Warehouse | New | Food Preparation | Natural Gas | Oven | E5 |  | Baseline Forecast | 0 | 0 | 0 | 0 | 0 | 0 | 0 | 0 | 0 | 0 | 0 | 0 | 0 | 0 | 0 | 0 | 0 | 0 | 0 | 0 | 0 | 0 | 0 | 0 | 0 | 0 | 0 | 0 | 0 | 0 | 0
Commercial_Warehouse_New_Food Preparation_Natural Gas_Oven_E6_Baseline Forecast | Commercial | Warehouse | New | Food Preparation | Natural Gas | Oven | E6 |  | Baseline Forecast | 0 | 0 | 0 | 0 | 0 | 0 | 0 | 0 | 0 | 0 | 0 | 0 | 0 | 0 | 0 | 0 | 0 | 0 | 0 | 0 | 0 | 0 | 0 | 0 | 0 | 0 | 0 | 0 | 0 | 0 | 0
Commercial_Warehouse_New_Food Preparation_Natural Gas_Oven_E7_Baseline Forecast | Commercial | Warehouse | New | Food Preparation | Natural Gas | Oven | E7 |  | Baseline Forecast | 0 | 0 | 0 | 0 | 0 | 0 | 0 | 0 | 0 | 0 | 0 | 0 | 0 | 0 | 0 | 0 | 0 | 0 | 0 | 0 | 0 | 0 | 0 | 0 | 0 | 0 | 0 | 0 | 0 | 0 | 0
Commercial_Warehouse_New_Food Preparation_Natural Gas_Oven_E8_Baseline Forecast | Commercial | Warehouse | New | Food Preparation | Natural Gas | Oven | E8 |  | Baseline Forecast | 0 | 0 | 0 | 0 | 0 | 0 | 0 | 0 | 0 | 0 | 0 | 0 | 0 | 0 | 0 | 0 | 0 | 0 | 0 | 0 | 0 | 0 | 0 | 0 | 0 | 0 | 0 | 0 | 0 | 0 | 0
Commercial_Warehouse_New_Food Preparation_Natural Gas_Oven_E9_Baseline Forecast | Commercial | Warehouse | New | Food Preparation | Natural Gas | Oven | E9 |  | Baseline Forecast | 0 | 0 | 0 | 0 | 0 | 0 | 0 | 0 | 0 | 0 | 0 | 0 | 0 | 0 | 0 | 0 | 0 | 0 | 0 | 0 | 0 | 0 | 0 | 0 | 0 | 0 | 0 | 0 | 0 | 0 | 0
Commercial_Warehouse_New_Food Preparation_Natural Gas_Oven_E10_Baseline Forecast | Commercial | Warehouse | New | Food Preparation | Natural Gas | Oven | E10 |  | Baseline Forecast | 0 | 0 | 0 | 0 | 0 | 0 | 0 | 0 | 0 | 0 | 0 | 0 | 0 | 0 | 0 | 0 | 0 | 0 | 0 | 0 | 0 | 0 | 0 | 0 | 0 | 0 | 0 | 0 | 0 | 0 | 0
Commercial_Warehouse_New_Food Preparation_Natural Gas_Oven_Vintage_Baseline Forecast | Commercial | Warehouse | New | Food Preparation | Natural Gas | Oven | Vintage | Vintage | Baseline Forecast | 0 | 0 | 0 | 0 | 0 | 0 | 0 | 0 | 0 | 0 | 0 | 0 | 0 | 0 | 0 | 0 | 0 | 0 | 0 | 0 | 0 | 0 | 0 | 0 | 0 | 0 | 0 | 0 | 0 | 0 | 0
Commercial_Warehouse_New_Food Preparation_Natural Gas_Conveyor Oven_E1_Baseline Forecast | Commercial | Warehouse | New | Food Preparation | Natural Gas | Conveyor Oven | E1 | Standard | Baseline Forecast | 0 | 22.7133 | 45.6448 | 69.9679 | 83.2951 | 94.1651 | 104.8802 | 115.4295 | 125.8058 | 136.0386 | 146.1285 | 156.0799 | 165.9655 | 175.719 | 185.3382 | 194.8307 | 204.1961 | 213.4684 | 222.6644 | 231.7524 | 240.7228 | 249.5669 | 258.3208 | 267.9832 | 277.5333 | 286.8219 | 295.9801 | 305.05 | 314.0224 | 322.9029 | 331.6957
Commercial_Warehouse_New_Food Preparation_Natural Gas_Conveyor Oven_E2_Baseline Forecast | Commercial | Warehouse | New | Food Preparation | Natural Gas | Conveyor Oven | E2 | ENERGY STAR (EF ≥ 44%) Convection Oven utilizing ASTM Std F1496 | Baseline Forecast | 0 | 32.6756 | 65.6409 | 100.5777 | 119.7757 | 135.404 | 150.7997 | 165.9824 | 180.9672 | 195.7329 | 210.287 | 224.6328 | 238.7051 | 252.5781 | 266.261 | 279.7536 | 293.0634 | 306.1632 | 319.0431 | 331.7415 | 344.2745 | 356.6574 | 368.86 | 379.8901 | 390.7746 | 401.6683 | 412.4463 | 423.0719 | 433.5601 | 443.9107 | 454.1249
Commercial_Warehouse_New_Food Preparation_Natural Gas_Conveyor Oven_E3_Baseline Forecast | Commercial | Warehouse | New | Food Preparation | Natural Gas | Conveyor Oven | E3 |  | Baseline Forecast | 0 | 0 | 0 | 0 | 0 | 0 | 0 | 0 | 0 | 0 | 0 | 0 | 0 | 0 | 0 | 0 | 0 | 0 | 0 | 0 | 0 | 0 | 0 | 0 | 0 | 0 | 0 | 0 | 0 | 0 | 0
Commercial_Warehouse_New_Food Preparation_Natural Gas_Conveyor Oven_E4_Baseline Forecast | Commercial | Warehouse | New | Food Preparation | Natural Gas | Conveyor Oven | E4 |  | Baseline Forecast | 0 | 0 | 0 | 0 | 0 | 0 | 0 | 0 | 0 | 0 | 0 | 0 | 0 | 0 | 0 | 0 | 0 | 0 | 0 | 0 | 0 | 0 | 0 | 0 | 0 | 0 | 0 | 0 | 0 | 0 | 0
Commercial_Warehouse_New_Food Preparation_Natural Gas_Conveyor Oven_E5_Baseline Forecast | Commercial | Warehouse | New | Food Preparation | Natural Gas | Conveyor Oven | E5 |  | Baseline Forecast | 0 | 0 | 0 | 0 | 0 | 0 | 0 | 0 | 0 | 0 | 0 | 0 | 0 | 0 | 0 | 0 | 0 | 0 | 0 | 0 | 0 | 0 | 0 | 0 | 0 | 0 | 0 | 0 | 0 | 0 | 0
Commercial_Warehouse_New_Food Preparation_Natural Gas_Conveyor Oven_E6_Baseline Forecast | Commercial | Warehouse | New | Food Preparation | Natural Gas | Conveyor Oven | E6 |  | Baseline Forecast | 0 | 0 | 0 | 0 | 0 | 0 | 0 | 0 | 0 | 0 | 0 | 0 | 0 | 0 | 0 | 0 | 0 | 0 | 0 | 0 | 0 | 0 | 0 | 0 | 0 | 0 | 0 | 0 | 0 | 0 | 0
Commercial_Warehouse_New_Food Preparation_Natural Gas_Conveyor Oven_E7_Baseline Forecast | Commercial | Warehouse | New | Food Preparation | Natural Gas | Conveyor Oven | E7 |  | Baseline Forecast | 0 | 0 | 0 | 0 | 0 | 0 | 0 | 0 | 0 | 0 | 0 | 0 | 0 | 0 | 0 | 0 | 0 | 0 | 0 | 0 | 0 | 0 | 0 | 0 | 0 | 0 | 0 | 0 | 0 | 0 | 0
Commercial_Warehouse_New_Food Preparation_Natural Gas_Conveyor Oven_E8_Baseline Forecast | Commercial | Warehouse | New | Food Preparation | Natural Gas | Conveyor Oven | E8 |  | Baseline Forecast | 0 | 0 | 0 | 0 | 0 | 0 | 0 | 0 | 0 | 0 | 0 | 0 | 0 | 0 | 0 | 0 | 0 | 0 | 0 | 0 | 0 | 0 | 0 | 0 | 0 | 0 | 0 | 0 | 0 | 0 | 0
Commercial_Warehouse_New_Food Preparation_Natural Gas_Conveyor Oven_E9_Baseline Forecast | Commercial | Warehouse | New | Food Preparation | Natural Gas | Conveyor Oven | E9 |  | Baseline Forecast | 0 | 0 | 0 | 0 | 0 | 0 | 0 | 0 | 0 | 0 | 0 | 0 | 0 | 0 | 0 | 0 | 0 | 0 | 0 | 0 | 0 | 0 | 0 | 0 | 0 | 0 | 0 | 0 | 0 | 0 | 0
Commercial_Warehouse_New_Food Preparation_Natural Gas_Conveyor Oven_E10_Baseline Forecast | Commercial | Warehouse | New | Food Preparation | Natural Gas | Conveyor Oven | E10 |  | Baseline Forecast | 0 | 0 | 0 | 0 | 0 | 0 | 0 | 0 | 0 | 0 | 0 | 0 | 0 | 0 | 0 | 0 | 0 | 0 | 0 | 0 | 0 | 0 | 0 | 0 | 0 | 0 | 0 | 0 | 0 | 0 | 0
Commercial_Warehouse_New_Food Preparation_Natural Gas_Conveyor Oven_Vintage_Baseline Forecast | Commercial | Warehouse | New | Food Preparation | Natural Gas | Conveyor Oven | Vintage | Vintage | Baseline Forecast | 0 | 0 | 0 | 0 | 0 | 0 | 0 | 0 | 0 | 0 | 0 | 0 | 0 | 0 | 0 | 0 | 0 | 0 | 0 | 0 | 0 | 0 | 0 | 0 | 0 | 0 | 0 | 0 | 0 | 0 | 0
Commercial_Warehouse_New_Food Preparation_Natural Gas_Double Rack Oven_E1_Baseline Forecast | Commercial | Warehouse | New | Food Preparation | Natural Gas | Double Rack Oven | E1 | Standard | Baseline Forecast | 0 | 22.6557 | 45.4804 | 69.6993 | 82.9898 | 93.9174 | 104.772 | 115.5191 | 126.1325 | 136.535 | 146.7172 | 156.6851 | 166.7185 | 176.52 | 186.2025 | 195.7741 | 205.1937 | 214.4851 | 223.6953 | 232.6947 | 241.5056 | 250.1414 | 258.6253 | 269.1397 | 279.7555 | 290.5401 | 301.4634 | 312.487 | 323.8056 | 335.3678 | 347.0689
Commercial_Warehouse_New_Food Preparation_Natural Gas_Double Rack Oven_E2_Baseline Forecast | Commercial | Warehouse | New | Food Preparation | Natural Gas | Double Rack Oven | E2 | FTSC Qualified (>50% Cooking Efficiency) | Baseline Forecast | 0 | 32.7332 | 65.8054 | 100.8464 | 120.0809 | 135.6517 | 150.908 | 165.8927 | 180.6405 | 195.2365 | 209.6983 | 224.0275 | 237.9522 | 251.7771 | 265.3967 | 278.8102 | 292.0657 | 305.1465 | 318.0123 | 330.7992 | 343.4917 | 356.0829 | 368.5555 | 378.7337 | 388.5524 | 397.9501 | 406.963 | 415.6349 | 423.7769 | 431.4457 | 438.7517
Commercial_Warehouse_New_Food Preparation_Natural Gas_Double Rack Oven_E3_Baseline Forecast | Commercial | Warehouse | New | Food Preparation | Natural Gas | Double Rack Oven | E3 |  | Baseline Forecast | 0 | 0 | 0 | 0 | 0 | 0 | 0 | 0 | 0 | 0 | 0 | 0 | 0 | 0 | 0 | 0 | 0 | 0 | 0 | 0 | 0 | 0 | 0 | 0 | 0 | 0 | 0 | 0 | 0 | 0 | 0
Commercial_Warehouse_New_Food Preparation_Natural Gas_Double Rack Oven_E4_Baseline Forecast | Commercial | Warehouse | New | Food Preparation | Natural Gas | Double Rack Oven | E4 |  | Baseline Forecast | 0 | 0 | 0 | 0 | 0 | 0 | 0 | 0 | 0 | 0 | 0 | 0 | 0 | 0 | 0 | 0 | 0 | 0 | 0 | 0 | 0 | 0 | 0 | 0 | 0 | 0 | 0 | 0 | 0 | 0 | 0
Commercial_Warehouse_New_Food Preparation_Natural Gas_Double Rack Oven_E5_Baseline Forecast | Commercial | Warehouse | New | Food Preparation | Natural Gas | Double Rack Oven | E5 |  | Baseline Forecast | 0 | 0 | 0 | 0 | 0 | 0 | 0 | 0 | 0 | 0 | 0 | 0 | 0 | 0 | 0 | 0 | 0 | 0 | 0 | 0 | 0 | 0 | 0 | 0 | 0 | 0 | 0 | 0 | 0 | 0 | 0
Commercial_Warehouse_New_Food Preparation_Natural Gas_Double Rack Oven_E6_Baseline Forecast | Commercial | Warehouse | New | Food Preparation | Natural Gas | Double Rack Oven | E6 |  | Baseline Forecast | 0 | 0 | 0 | 0 | 0 | 0 | 0 | 0 | 0 | 0 | 0 | 0 | 0 | 0 | 0 | 0 | 0 | 0 | 0 | 0 | 0 | 0 | 0 | 0 | 0 | 0 | 0 | 0 | 0 | 0 | 0
Commercial_Warehouse_New_Food Preparation_Natural Gas_Double Rack Oven_E7_Baseline Forecast | Commercial | Warehouse | New | Food Preparation | Natural Gas | Double Rack Oven | E7 |  | Baseline Forecast | 0 | 0 | 0 | 0 | 0 | 0 | 0 | 0 | 0 | 0 | 0 | 0 | 0 | 0 | 0 | 0 | 0 | 0 | 0 | 0 | 0 | 0 | 0 | 0 | 0 | 0 | 0 | 0 | 0 | 0 | 0
Commercial_Warehouse_New_Food Preparation_Natural Gas_Double Rack Oven_E8_Baseline Forecast | Commercial | Warehouse | New | Food Preparation | Natural Gas | Double Rack Oven | E8 |  | Baseline Forecast | 0 | 0 | 0 | 0 | 0 | 0 | 0 | 0 | 0 | 0 | 0 | 0 | 0 | 0 | 0 | 0 | 0 | 0 | 0 | 0 | 0 | 0 | 0 | 0 | 0 | 0 | 0 | 0 | 0 | 0 | 0
Commercial_Warehouse_New_Food Preparation_Natural Gas_Double Rack Oven_E9_Baseline Forecast | Commercial | Warehouse | New | Food Preparation | Natural Gas | Double Rack Oven | E9 |  | Baseline Forecast | 0 | 0 | 0 | 0 | 0 | 0 | 0 | 0 | 0 | 0 | 0 | 0 | 0 | 0 | 0 | 0 | 0 | 0 | 0 | 0 | 0 | 0 | 0 | 0 | 0 | 0 | 0 | 0 | 0 | 0 | 0
Commercial_Warehouse_New_Food Preparation_Natural Gas_Double Rack Oven_E10_Baseline Forecast | Commercial | Warehouse | New | Food Preparation | Natural Gas | Double Rack Oven | E10 |  | Baseline Forecast | 0 | 0 | 0 | 0 | 0 | 0 | 0 | 0 | 0 | 0 | 0 | 0 | 0 | 0 | 0 | 0 | 0 | 0 | 0 | 0 | 0 | 0 | 0 | 0 | 0 | 0 | 0 | 0 | 0 | 0 | 0
Commercial_Warehouse_New_Food Preparation_Natural Gas_Double Rack Oven_Vintage_Baseline Forecast | Commercial | Warehouse | New | Food Preparation | Natural Gas | Double Rack Oven | Vintage | Vintage | Baseline Forecast | 0 | 0 | 0 | 0 | 0 | 0 | 0 | 0 | 0 | 0 | 0 | 0 | 0 | 0 | 0 | 0 | 0 | 0 | 0 | 0 | 0 | 0 | 0 | 0 | 0 | 0 | 0 | 0 | 0 | 0 | 0
Commercial_Warehouse_New_Food Preparation_Natural Gas_Fryer_E1_Baseline Forecast | Commercial | Warehouse | New | Food Preparation | Natural Gas | Fryer | E1 | Standard | Baseline Forecast | 0 | 2735.4494 | 5494.0011 | 5494.0011 | 5494.0011 | 5494.0011 | 5494.0011 | 5494.0011 | 5494.0011 | 4946.9112 | 3957.529 | 3166.0232 | 2532.8186 | 2026.2548 | 903.9222 | 0 | 0 | 0 | 0 | 0 | 0 | 0 | 0 | 0 | 0 | 0 | 0 | 0 | 0 | 0 | 0
Commercial_Warehouse_New_Food Preparation_Natural Gas_Fryer_E2_Baseline Forecast | Commercial | Warehouse | New | Food Preparation | Natural Gas | Fryer | E2 | ENERGY STAR | Baseline Forecast | 0 | 964.4762 | 1939.7795 | 5898.2831 | 8070.929 | 9840.9913 | 11585.1716 | 13304.0349 | 14998.135 | 17215.1047 | 19850.679 | 22265.2111 | 24498.788 | 26583.5718 | 29262.4643 | 31701.7688 | 33216.4464 | 34710.8832 | 36185.534 | 37640.8449 | 39077.2531 | 40495.1875 | 41895.0687 | 43277.309 | 44642.3128 | 45990.4767 | 47322.1897 | 48637.8331 | 49937.7809 | 51222.4001 | 52492.0504
Commercial_Warehouse_New_Food Preparation_Natural Gas_Fryer_E3_Baseline Forecast | Commercial | Warehouse | New | Food Preparation | Natural Gas | Fryer | E3 |  | Baseline Forecast | 0 | 0 | 0 | 0 | 0 | 0 | 0 | 0 | 0 | 0 | 0 | 0 | 0 | 0 | 0 | 0 | 0 | 0 | 0 | 0 | 0 | 0 | 0 | 0 | 0 | 0 | 0 | 0 | 0 | 0 | 0
Commercial_Warehouse_New_Food Preparation_Natural Gas_Fryer_E4_Baseline Forecast | Commercial | Warehouse | New | Food Preparation | Natural Gas | Fryer | E4 |  | Baseline Forecast | 0 | 0 | 0 | 0 | 0 | 0 | 0 | 0 | 0 | 0 | 0 | 0 | 0 | 0 | 0 | 0 | 0 | 0 | 0 | 0 | 0 | 0 | 0 | 0 | 0 | 0 | 0 | 0 | 0 | 0 | 0
Commercial_Warehouse_New_Food Preparation_Natural Gas_Fryer_E5_Baseline Forecast | Commercial | Warehouse | New | Food Preparation | Natural Gas | Fryer | E5 |  | Baseline Forecast | 0 | 0 | 0 | 0 | 0 | 0 | 0 | 0 | 0 | 0 | 0 | 0 | 0 | 0 | 0 | 0 | 0 | 0 | 0 | 0 | 0 | 0 | 0 | 0 | 0 | 0 | 0 | 0 | 0 | 0 | 0
Commercial_Warehouse_New_Food Preparation_Natural Gas_Fryer_E6_Baseline Forecast | Commercial | Warehouse | New | Food Preparation | Natural Gas | Fryer | E6 |  | Baseline Forecast | 0 | 0 | 0 | 0 | 0 | 0 | 0 | 0 | 0 | 0 | 0 | 0 | 0 | 0 | 0 | 0 | 0 | 0 | 0 | 0 | 0 | 0 | 0 | 0 | 0 | 0 | 0 | 0 | 0 | 0 | 0
Commercial_Warehouse_New_Food Preparation_Natural Gas_Fryer_E7_Baseline Forecast | Commercial | Warehouse | New | Food Preparation | Natural Gas | Fryer | E7 |  | Baseline Forecast | 0 | 0 | 0 | 0 | 0 | 0 | 0 | 0 | 0 | 0 | 0 | 0 | 0 | 0 | 0 | 0 | 0 | 0 | 0 | 0 | 0 | 0 | 0 | 0 | 0 | 0 | 0 | 0 | 0 | 0 | 0
Commercial_Warehouse_New_Food Preparation_Natural Gas_Fryer_E8_Baseline Forecast | Commercial | Warehouse | New | Food Preparation | Natural Gas | Fryer | E8 |  | Baseline Forecast | 0 | 0 | 0 | 0 | 0 | 0 | 0 | 0 | 0 | 0 | 0 | 0 | 0 | 0 | 0 | 0 | 0 | 0 | 0 | 0 | 0 | 0 | 0 | 0 | 0 | 0 | 0 | 0 | 0 | 0 | 0
Commercial_Warehouse_New_Food Preparation_Natural Gas_Fryer_E9_Baseline Forecast | Commercial | Warehouse | New | Food Preparation | Natural Gas | Fryer | E9 |  | Baseline Forecast | 0 | 0 | 0 | 0 | 0 | 0 | 0 | 0 | 0 | 0 | 0 | 0 | 0 | 0 | 0 | 0 | 0 | 0 | 0 | 0 | 0 | 0 | 0 | 0 | 0 | 0 | 0 | 0 | 0 | 0 | 0
Commercial_Warehouse_New_Food Preparation_Natural Gas_Fryer_E10_Baseline Forecast | Commercial | Warehouse | New | Food Preparation | Natural Gas | Fryer | E10 |  | Baseline Forecast | 0 | 0 | 0 | 0 | 0 | 0 | 0 | 0 | 0 | 0 | 0 | 0 | 0 | 0 | 0 | 0 | 0 | 0 | 0 | 0 | 0 | 0 | 0 | 0 | 0 | 0 | 0 | 0 | 0 | 0 | 0
Commercial_Warehouse_New_Food Preparation_Natural Gas_Fryer_Vintage_Baseline Forecast | Commercial | Warehouse | New | Food Preparation | Natural Gas | Fryer | Vintage | Vintage | Baseline Forecast | 0 | 0 | 0 | 0 | 0 | 0 | 0 | 0 | 0 | 0 | 0 | 0 | 0 | 0 | 0 | 0 | 0 | 0 | 0 | 0 | 0 | 0 | 0 | 0 | 0 | 0 | 0 | 0 | 0 | 0 | 0
Commercial_Warehouse_New_Food Preparation_Natural Gas_Broiler_E1_Baseline Forecast | Commercial | Warehouse | New | Food Preparation | Natural Gas | Broiler | E1 | Standard | Baseline Forecast | 0 | 0 | 0 | 0 | 0 | 0 | 0 | 0 | 0 | 0 | 0 | 0 | 0 | 0 | 0 | 0 | 0 | 0 | 0 | 0 | 0 | 0 | 0 | 0 | 0 | 0 | 0 | 0 | 0 | 0 | 0
Commercial_Warehouse_New_Food Preparation_Natural Gas_Broiler_E2_Baseline Forecast | Commercial | Warehouse | New | Food Preparation | Natural Gas | Broiler | E2 | Infrared Burners | Baseline Forecast | 0 | 0 | 0 | 0 | 0 | 0 | 0 | 0 | 0 | 0 | 0 | 0 | 0 | 0 | 0 | 0 | 0 | 0 | 0 | 0 | 0 | 0 | 0 | 0 | 0 | 0 | 0 | 0 | 0 | 0 | 0
Commercial_Warehouse_New_Food Preparation_Natural Gas_Broiler_E3_Baseline Forecast | Commercial | Warehouse | New | Food Preparation | Natural Gas | Broiler | E3 |  | Baseline Forecast | 0 | 0 | 0 | 0 | 0 | 0 | 0 | 0 | 0 | 0 | 0 | 0 | 0 | 0 | 0 | 0 | 0 | 0 | 0 | 0 | 0 | 0 | 0 | 0 | 0 | 0 | 0 | 0 | 0 | 0 | 0
Commercial_Warehouse_New_Food Preparation_Natural Gas_Broiler_E4_Baseline Forecast | Commercial | Warehouse | New | Food Preparation | Natural Gas | Broiler | E4 |  | Baseline Forecast | 0 | 0 | 0 | 0 | 0 | 0 | 0 | 0 | 0 | 0 | 0 | 0 | 0 | 0 | 0 | 0 | 0 | 0 | 0 | 0 | 0 | 0 | 0 | 0 | 0 | 0 | 0 | 0 | 0 | 0 | 0
Commercial_Warehouse_New_Food Preparation_Natural Gas_Broiler_E5_Baseline Forecast | Commercial | Warehouse | New | Food Preparation | Natural Gas | Broiler | E5 |  | Baseline Forecast | 0 | 0 | 0 | 0 | 0 | 0 | 0 | 0 | 0 | 0 | 0 | 0 | 0 | 0 | 0 | 0 | 0 | 0 | 0 | 0 | 0 | 0 | 0 | 0 | 0 | 0 | 0 | 0 | 0 | 0 | 0
Commercial_Warehouse_New_Food Preparation_Natural Gas_Broiler_E6_Baseline Forecast | Commercial | Warehouse | New | Food Preparation | Natural Gas | Broiler | E6 |  | Baseline Forecast | 0 | 0 | 0 | 0 | 0 | 0 | 0 | 0 | 0 | 0 | 0 | 0 | 0 | 0 | 0 | 0 | 0 | 0 | 0 | 0 | 0 | 0 | 0 | 0 | 0 | 0 | 0 | 0 | 0 | 0 | 0
Commercial_Warehouse_New_Food Preparation_Natural Gas_Broiler_E7_Baseline Forecast | Commercial | Warehouse | New | Food Preparation | Natural Gas | Broiler | E7 |  | Baseline Forecast | 0 | 0 | 0 | 0 | 0 | 0 | 0 | 0 | 0 | 0 | 0 | 0 | 0 | 0 | 0 | 0 | 0 | 0 | 0 | 0 | 0 | 0 | 0 | 0 | 0 | 0 | 0 | 0 | 0 | 0 | 0
Commercial_Warehouse_New_Food Preparation_Natural Gas_Broiler_E8_Baseline Forecast | Commercial | Warehouse | New | Food Preparation | Natural Gas | Broiler | E8 |  | Baseline Forecast | 0 | 0 | 0 | 0 | 0 | 0 | 0 | 0 | 0 | 0 | 0 | 0 | 0 | 0 | 0 | 0 | 0 | 0 | 0 | 0 | 0 | 0 | 0 | 0 | 0 | 0 | 0 | 0 | 0 | 0 | 0
Commercial_Warehouse_New_Food Preparation_Natural Gas_Broiler_E9_Baseline Forecast | Commercial | Warehouse | New | Food Preparation | Natural Gas | Broiler | E9 |  | Baseline Forecast | 0 | 0 | 0 | 0 | 0 | 0 | 0 | 0 | 0 | 0 | 0 | 0 | 0 | 0 | 0 | 0 | 0 | 0 | 0 | 0 | 0 | 0 | 0 | 0 | 0 | 0 | 0 | 0 | 0 | 0 | 0
Commercial_Warehouse_New_Food Preparation_Natural Gas_Broiler_E10_Baseline Forecast | Commercial | Warehouse | New | Food Preparation | Natural Gas | Broiler | E10 |  | Baseline Forecast | 0 | 0 | 0 | 0 | 0 | 0 | 0 | 0 | 0 | 0 | 0 | 0 | 0 | 0 | 0 | 0 | 0 | 0 | 0 | 0 | 0 | 0 | 0 | 0 | 0 | 0 | 0 | 0 | 0 | 0 | 0
Commercial_Warehouse_New_Food Preparation_Natural Gas_Broiler_Vintage_Baseline Forecast | Commercial | Warehouse | New | Food Preparation | Natural Gas | Broiler | Vintage | Vintage | Baseline Forecast | 0 | 0 | 0 | 0 | 0 | 0 | 0 | 0 | 0 | 0 | 0 | 0 | 0 | 0 | 0 | 0 | 0 | 0 | 0 | 0 | 0 | 0 | 0 | 0 | 0 | 0 | 0 | 0 | 0 | 0 | 0
Commercial_Warehouse_New_Food Preparation_Natural Gas_Griddle_E1_Baseline Forecast | Commercial | Warehouse | New | Food Preparation | Natural Gas | Griddle | E1 | Standard | Baseline Forecast | 0 | 0 | 0 | 0 | 0 | 0 | 0 | 0 | 0 | 0 | 0 | 0 | 0 | 0 | 0 | 0 | 0 | 0 | 0 | 0 | 0 | 0 | 0 | 0 | 0 | 0 | 0 | 0 | 0 | 0 | 0
Commercial_Warehouse_New_Food Preparation_Natural Gas_Griddle_E2_Baseline Forecast | Commercial | Warehouse | New | Food Preparation | Natural Gas | Griddle | E2 | ENERGY STAR | Baseline Forecast | 0 | 0 | 0 | 0 | 0 | 0 | 0 | 0 | 0 | 0 | 0 | 0 | 0 | 0 | 0 | 0 | 0 | 0 | 0 | 0 | 0 | 0 | 0 | 0 | 0 | 0 | 0 | 0 | 0 | 0 | 0
Commercial_Warehouse_New_Food Preparation_Natural Gas_Griddle_E3_Baseline Forecast | Commercial | Warehouse | New | Food Preparation | Natural Gas | Griddle | E3 |  | Baseline Forecast | 0 | 0 | 0 | 0 | 0 | 0 | 0 | 0 | 0 | 0 | 0 | 0 | 0 | 0 | 0 | 0 | 0 | 0 | 0 | 0 | 0 | 0 | 0 | 0 | 0 | 0 | 0 | 0 | 0 | 0 | 0
Commercial_Warehouse_New_Food Preparation_Natural Gas_Griddle_E4_Baseline Forecast | Commercial | Warehouse | New | Food Preparation | Natural Gas | Griddle | E4 |  | Baseline Forecast | 0 | 0 | 0 | 0 | 0 | 0 | 0 | 0 | 0 | 0 | 0 | 0 | 0 | 0 | 0 | 0 | 0 | 0 | 0 | 0 | 0 | 0 | 0 | 0 | 0 | 0 | 0 | 0 | 0 | 0 | 0
Commercial_Warehouse_New_Food Preparation_Natural Gas_Griddle_E5_Baseline Forecast | Commercial | Warehouse | New | Food Preparation | Natural Gas | Griddle | E5 |  | Baseline Forecast | 0 | 0 | 0 | 0 | 0 | 0 | 0 | 0 | 0 | 0 | 0 | 0 | 0 | 0 | 0 | 0 | 0 | 0 | 0 | 0 | 0 | 0 | 0 | 0 | 0 | 0 | 0 | 0 | 0 | 0 | 0
Commercial_Warehouse_New_Food Preparation_Natural Gas_Griddle_E6_Baseline Forecast | Commercial | Warehouse | New | Food Preparation | Natural Gas | Griddle | E6 |  | Baseline Forecast | 0 | 0 | 0 | 0 | 0 | 0 | 0 | 0 | 0 | 0 | 0 | 0 | 0 | 0 | 0 | 0 | 0 | 0 | 0 | 0 | 0 | 0 | 0 | 0 | 0 | 0 | 0 | 0 | 0 | 0 | 0
Commercial_Warehouse_New_Food Preparation_Natural Gas_Griddle_E7_Baseline Forecast | Commercial | Warehouse | New | Food Preparation | Natural Gas | Griddle | E7 |  | Baseline Forecast | 0 | 0 | 0 | 0 | 0 | 0 | 0 | 0 | 0 | 0 | 0 | 0 | 0 | 0 | 0 | 0 | 0 | 0 | 0 | 0 | 0 | 0 | 0 | 0 | 0 | 0 | 0 | 0 | 0 | 0 | 0
Commercial_Warehouse_New_Food Preparation_Natural Gas_Griddle_E8_Baseline Forecast | Commercial | Warehouse | New | Food Preparation | Natural Gas | Griddle | E8 |  | Baseline Forecast | 0 | 0 | 0 | 0 | 0 | 0 | 0 | 0 | 0 | 0 | 0 | 0 | 0 | 0 | 0 | 0 | 0 | 0 | 0 | 0 | 0 | 0 | 0 | 0 | 0 | 0 | 0 | 0 | 0 | 0 | 0
Commercial_Warehouse_New_Food Preparation_Natural Gas_Griddle_E9_Baseline Forecast | Commercial | Warehouse | New | Food Preparation | Natural Gas | Griddle | E9 |  | Baseline Forecast | 0 | 0 | 0 | 0 | 0 | 0 | 0 | 0 | 0 | 0 | 0 | 0 | 0 | 0 | 0 | 0 | 0 | 0 | 0 | 0 | 0 | 0 | 0 | 0 | 0 | 0 | 0 | 0 | 0 | 0 | 0
Commercial_Warehouse_New_Food Preparation_Natural Gas_Griddle_E10_Baseline Forecast | Commercial | Warehouse | New | Food Preparation | Natural Gas | Griddle | E10 |  | Baseline Forecast | 0 | 0 | 0 | 0 | 0 | 0 | 0 | 0 | 0 | 0 | 0 | 0 | 0 | 0 | 0 | 0 | 0 | 0 | 0 | 0 | 0 | 0 | 0 | 0 | 0 | 0 | 0 | 0 | 0 | 0 | 0
Commercial_Warehouse_New_Food Preparation_Natural Gas_Griddle_Vintage_Baseline Forecast | Commercial | Warehouse | New | Food Preparation | Natural Gas | Griddle | Vintage | Vintage | Baseline Forecast | 0 | 0 | 0 | 0 | 0 | 0 | 0 | 0 | 0 | 0 | 0 | 0 | 0 | 0 | 0 | 0 | 0 | 0 | 0 | 0 | 0 | 0 | 0 | 0 | 0 | 0 | 0 | 0 | 0 | 0 | 0
Commercial_Warehouse_New_Food Preparation_Natural Gas_Range_E1_Baseline Forecast | Commercial | Warehouse | New | Food Preparation | Natural Gas | Range | E1 | Standard | Baseline Forecast | 0 | 3283.5761 | 6595.0173 | 10103.1499 | 12026.6408 | 13598.7395 | 15151.9706 | 16684.8855 | 18196.5217 | 19687.7819 | 21163.2137 | 22615.3403 | 24066.9744 | 25489.761 | 26880.3889 | 28239.3289 | 29578.7179 | 30898.7017 | 32203.0916 | 33484.538 | 34745.6433 | 35983.1556 | 37200.0638 | 38534.971 | 39875.2233 | 41217.7668 | 42553.1938 | 43879.64 | 45196.8647 | 46514.7389 | 47820.2471
Commercial_Warehouse_New_Food Preparation_Natural Gas_Range_E2_Baseline Forecast | Commercial | Warehouse | New | Food Preparation | Natural Gas | Range | E2 | High Efficiency | Baseline Forecast | 0 | 4732.8721 | 9511.3922 | 14579.9563 | 17363.8312 | 19626.8401 | 21852.6393 | 24043.9016 | 26202.7894 | 28329.5764 | 30420.8686 | 32485.2737 | 34501.088 | 36497.7538 | 38479.6484 | 40447.3461 | 42389.7352 | 44307.6746 | 46198.3387 | 48070.0433 | 49921.1336 | 51755.7906 | 53571.9367 | 55231.862 | 56849.0968 | 58427.5543 | 59977.4848 | 61501.5788 | 63000.8877 | 64466.3353 | 65911.7164
Commercial_Warehouse_New_Food Preparation_Natural Gas_Range_E3_Baseline Forecast | Commercial | Warehouse | New | Food Preparation | Natural Gas | Range | E3 |  | Baseline Forecast | 0 | 0 | 0 | 0 | 0 | 0 | 0 | 0 | 0 | 0 | 0 | 0 | 0 | 0 | 0 | 0 | 0 | 0 | 0 | 0 | 0 | 0 | 0 | 0 | 0 | 0 | 0 | 0 | 0 | 0 | 0
Commercial_Warehouse_New_Food Preparation_Natural Gas_Range_E4_Baseline Forecast | Commercial | Warehouse | New | Food Preparation | Natural Gas | Range | E4 |  | Baseline Forecast | 0 | 0 | 0 | 0 | 0 | 0 | 0 | 0 | 0 | 0 | 0 | 0 | 0 | 0 | 0 | 0 | 0 | 0 | 0 | 0 | 0 | 0 | 0 | 0 | 0 | 0 | 0 | 0 | 0 | 0 | 0
Commercial_Warehouse_New_Food Preparation_Natural Gas_Range_E5_Baseline Forecast | Commercial | Warehouse | New | Food Preparation | Natural Gas | Range | E5 |  | Baseline Forecast | 0 | 0 | 0 | 0 | 0 | 0 | 0 | 0 | 0 | 0 | 0 | 0 | 0 | 0 | 0 | 0 | 0 | 0 | 0 | 0 | 0 | 0 | 0 | 0 | 0 | 0 | 0 | 0 | 0 | 0 | 0
Commercial_Warehouse_New_Food Preparation_Natural Gas_Range_E6_Baseline Forecast | Commercial | Warehouse | New | Food Preparation | Natural Gas | Range | E6 |  | Baseline Forecast | 0 | 0 | 0 | 0 | 0 | 0 | 0 | 0 | 0 | 0 | 0 | 0 | 0 | 0 | 0 | 0 | 0 | 0 | 0 | 0 | 0 | 0 | 0 | 0 | 0 | 0 | 0 | 0 | 0 | 0 | 0
Commercial_Warehouse_New_Food Preparation_Natural Gas_Range_E7_Baseline Forecast | Commercial | Warehouse | New | Food Preparation | Natural Gas | Range | E7 |  | Baseline Forecast | 0 | 0 | 0 | 0 | 0 | 0 | 0 | 0 | 0 | 0 | 0 | 0 | 0 | 0 | 0 | 0 | 0 | 0 | 0 | 0 | 0 | 0 | 0 | 0 | 0 | 0 | 0 | 0 | 0 | 0 | 0
Commercial_Warehouse_New_Food Preparation_Natural Gas_Range_E8_Baseline Forecast | Commercial | Warehouse | New | Food Preparation | Natural Gas | Range | E8 |  | Baseline Forecast | 0 | 0 | 0 | 0 | 0 | 0 | 0 | 0 | 0 | 0 | 0 | 0 | 0 | 0 | 0 | 0 | 0 | 0 | 0 | 0 | 0 | 0 | 0 | 0 | 0 | 0 | 0 | 0 | 0 | 0 | 0
Commercial_Warehouse_New_Food Preparation_Natural Gas_Range_E9_Baseline Forecast | Commercial | Warehouse | New | Food Preparation | Natural Gas | Range | E9 |  | Baseline Forecast | 0 | 0 | 0 | 0 | 0 | 0 | 0 | 0 | 0 | 0 | 0 | 0 | 0 | 0 | 0 | 0 | 0 | 0 | 0 | 0 | 0 | 0 | 0 | 0 | 0 | 0 | 0 | 0 | 0 | 0 | 0
Commercial_Warehouse_New_Food Preparation_Natural Gas_Range_E10_Baseline Forecast | Commercial | Warehouse | New | Food Preparation | Natural Gas | Range | E10 |  | Baseline Forecast | 0 | 0 | 0 | 0 | 0 | 0 | 0 | 0 | 0 | 0 | 0 | 0 | 0 | 0 | 0 | 0 | 0 | 0 | 0 | 0 | 0 | 0 | 0 | 0 | 0 | 0 | 0 | 0 | 0 | 0 | 0
Commercial_Warehouse_New_Food Preparation_Natural Gas_Range_Vintage_Baseline Forecast | Commercial | Warehouse | New | Food Preparation | Natural Gas | Range | Vintage | Vintage | Baseline Forecast | 0 | 0 | 0 | 0 | 0 | 0 | 0 | 0 | 0 | 0 | 0 | 0 | 0 | 0 | 0 | 0 | 0 | 0 | 0 | 0 | 0 | 0 | 0 | 0 | 0 | 0 | 0 | 0 | 0 | 0 | 0
Commercial_Warehouse_New_Food Preparation_Natural Gas_Steamer_E1_Baseline Forecast | Commercial | Warehouse | New | Food Preparation | Natural Gas | Steamer | E1 | Standard | Baseline Forecast | 0 | 0 | 0 | 0 | 0 | 0 | 0 | 0 | 0 | 0 | 0 | 0 | 0 | 0 | 0 | 0 | 0 | 0 | 0 | 0 | 0 | 0 | 0 | 0 | 0 | 0 | 0 | 0 | 0 | 0 | 0
Commercial_Warehouse_New_Food Preparation_Natural Gas_Steamer_E2_Baseline Forecast | Commercial | Warehouse | New | Food Preparation | Natural Gas | Steamer | E2 | ENERGY STAR | Baseline Forecast | 0 | 0 | 0 | 0 | 0 | 0 | 0 | 0 | 0 | 0 | 0 | 0 | 0 | 0 | 0 | 0 | 0 | 0 | 0 | 0 | 0 | 0 | 0 | 0 | 0 | 0 | 0 | 0 | 0 | 0 | 0
Commercial_Warehouse_New_Food Preparation_Natural Gas_Steamer_E3_Baseline Forecast | Commercial | Warehouse | New | Food Preparation | Natural Gas | Steamer | E3 |  | Baseline Forecast | 0 | 0 | 0 | 0 | 0 | 0 | 0 | 0 | 0 | 0 | 0 | 0 | 0 | 0 | 0 | 0 | 0 | 0 | 0 | 0 | 0 | 0 | 0 | 0 | 0 | 0 | 0 | 0 | 0 | 0 | 0
Commercial_Warehouse_New_Food Preparation_Natural Gas_Steamer_E4_Baseline Forecast | Commercial | Warehouse | New | Food Preparation | Natural Gas | Steamer | E4 |  | Baseline Forecast | 0 | 0 | 0 | 0 | 0 | 0 | 0 | 0 | 0 | 0 | 0 | 0 | 0 | 0 | 0 | 0 | 0 | 0 | 0 | 0 | 0 | 0 | 0 | 0 | 0 | 0 | 0 | 0 | 0 | 0 | 0
Commercial_Warehouse_New_Food Preparation_Natural Gas_Steamer_E5_Baseline Forecast | Commercial | Warehouse | New | Food Preparation | Natural Gas | Steamer | E5 |  | Baseline Forecast | 0 | 0 | 0 | 0 | 0 | 0 | 0 | 0 | 0 | 0 | 0 | 0 | 0 | 0 | 0 | 0 | 0 | 0 | 0 | 0 | 0 | 0 | 0 | 0 | 0 | 0 | 0 | 0 | 0 | 0 | 0
Commercial_Warehouse_New_Food Preparation_Natural Gas_Steamer_E6_Baseline Forecast | Commercial | Warehouse | New | Food Preparation | Natural Gas | Steamer | E6 |  | Baseline Forecast | 0 | 0 | 0 | 0 | 0 | 0 | 0 | 0 | 0 | 0 | 0 | 0 | 0 | 0 | 0 | 0 | 0 | 0 | 0 | 0 | 0 | 0 | 0 | 0 | 0 | 0 | 0 | 0 | 0 | 0 | 0
Commercial_Warehouse_New_Food Preparation_Natural Gas_Steamer_E7_Baseline Forecast | Commercial | Warehouse | New | Food Preparation | Natural Gas | Steamer | E7 |  | Baseline Forecast | 0 | 0 | 0 | 0 | 0 | 0 | 0 | 0 | 0 | 0 | 0 | 0 | 0 | 0 | 0 | 0 | 0 | 0 | 0 | 0 | 0 | 0 | 0 | 0 | 0 | 0 | 0 | 0 | 0 | 0 | 0
Commercial_Warehouse_New_Food Preparation_Natural Gas_Steamer_E8_Baseline Forecast | Commercial | Warehouse | New | Food Preparation | Natural Gas | Steamer | E8 |  | Baseline Forecast | 0 | 0 | 0 | 0 | 0 | 0 | 0 | 0 | 0 | 0 | 0 | 0 | 0 | 0 | 0 | 0 | 0 | 0 | 0 | 0 | 0 | 0 | 0 | 0 | 0 | 0 | 0 | 0 | 0 | 0 | 0
Commercial_Warehouse_New_Food Preparation_Natural Gas_Steamer_E9_Baseline Forecast | Commercial | Warehouse | New | Food Preparation | Natural Gas | Steamer | E9 |  | Baseline Forecast | 0 | 0 | 0 | 0 | 0 | 0 | 0 | 0 | 0 | 0 | 0 | 0 | 0 | 0 | 0 | 0 | 0 | 0 | 0 | 0 | 0 | 0 | 0 | 0 | 0 | 0 | 0 | 0 | 0 | 0 | 0
Commercial_Warehouse_New_Food Preparation_Natural Gas_Steamer_E10_Baseline Forecast | Commercial | Warehouse | New | Food Preparation | Natural Gas | Steamer | E10 |  | Baseline Forecast | 0 | 0 | 0 | 0 | 0 | 0 | 0 | 0 | 0 | 0 | 0 | 0 | 0 | 0 | 0 | 0 | 0 | 0 | 0 | 0 | 0 | 0 | 0 | 0 | 0 | 0 | 0 | 0 | 0 | 0 | 0
Commercial_Warehouse_New_Food Preparation_Natural Gas_Steamer_Vintage_Baseline Forecast | Commercial | Warehouse | New | Food Preparation | Natural Gas | Steamer | Vintage | Vintage | Baseline Forecast | 0 | 0 | 0 | 0 | 0 | 0 | 0 | 0 | 0 | 0 | 0 | 0 | 0 | 0 | 0 | 0 | 0 | 0 | 0 | 0 | 0 | 0 | 0 | 0 | 0 | 0 | 0 | 0 | 0 | 0 | 0
Commercial_Warehouse_New_Food Preparation_Natural Gas_Food Prep Other_E1_Baseline Forecast | Commercial | Warehouse | New | Food Preparation | Natural Gas | Food Prep Other | E1 | Standard | Baseline Forecast | 0 | 0 | 0 | 0 | 0 | 0 | 0 | 0 | 0 | 0 | 0 | 0 | 0 | 0 | 0 | 0 | 0 | 0 | 0 | 0 | 0 | 0 | 0 | 0 | 0 | 0 | 0 | 0 | 0 | 0 | 0
Commercial_Warehouse_New_Food Preparation_Natural Gas_Food Prep Other_E2_Baseline Forecast | Commercial | Warehouse | New | Food Preparation | Natural Gas | Food Prep Other | E2 | ENERGY STAR | Baseline Forecast | 0 | 0 | 0 | 0 | 0 | 0 | 0 | 0 | 0 | 0 | 0 | 0 | 0 | 0 | 0 | 0 | 0 | 0 | 0 | 0 | 0 | 0 | 0 | 0 | 0 | 0 | 0 | 0 | 0 | 0 | 0
Commercial_Warehouse_New_Food Preparation_Natural Gas_Food Prep Other_E3_Baseline Forecast | Commercial | Warehouse | New | Food Preparation | Natural Gas | Food Prep Other | E3 |  | Baseline Forecast | 0 | 0 | 0 | 0 | 0 | 0 | 0 | 0 | 0 | 0 | 0 | 0 | 0 | 0 | 0 | 0 | 0 | 0 | 0 | 0 | 0 | 0 | 0 | 0 | 0 | 0 | 0 | 0 | 0 | 0 | 0
Commercial_Warehouse_New_Food Preparation_Natural Gas_Food Prep Other_E4_Baseline Forecast | Commercial | Warehouse | New | Food Preparation | Natural Gas | Food Prep Other | E4 |  | Baseline Forecast | 0 | 0 | 0 | 0 | 0 | 0 | 0 | 0 | 0 | 0 | 0 | 0 | 0 | 0 | 0 | 0 | 0 | 0 | 0 | 0 | 0 | 0 | 0 | 0 | 0 | 0 | 0 | 0 | 0 | 0 | 0
Commercial_Warehouse_New_Food Preparation_Natural Gas_Food Prep Other_E5_Baseline Forecast | Commercial | Warehouse | New | Food Preparation | Natural Gas | Food Prep Other | E5 |  | Baseline Forecast | 0 | 0 | 0 | 0 | 0 | 0 | 0 | 0 | 0 | 0 | 0 | 0 | 0 | 0 | 0 | 0 | 0 | 0 | 0 | 0 | 0 | 0 | 0 | 0 | 0 | 0 | 0 | 0 | 0 | 0 | 0
Commercial_Warehouse_New_Food Preparation_Natural Gas_Food Prep Other_E6_Baseline Forecast | Commercial | Warehouse | New | Food Preparation | Natural Gas | Food Prep Other | E6 |  | Baseline Forecast | 0 | 0 | 0 | 0 | 0 | 0 | 0 | 0 | 0 | 0 | 0 | 0 | 0 | 0 | 0 | 0 | 0 | 0 | 0 | 0 | 0 | 0 | 0 | 0 | 0 | 0 | 0 | 0 | 0 | 0 | 0
Commercial_Warehouse_New_Food Preparation_Natural Gas_Food Prep Other_E7_Baseline Forecast | Commercial | Warehouse | New | Food Preparation | Natural Gas | Food Prep Other | E7 |  | Baseline Forecast | 0 | 0 | 0 | 0 | 0 | 0 | 0 | 0 | 0 | 0 | 0 | 0 | 0 | 0 | 0 | 0 | 0 | 0 | 0 | 0 | 0 | 0 | 0 | 0 | 0 | 0 | 0 | 0 | 0 | 0 | 0
Commercial_Warehouse_New_Food Preparation_Natural Gas_Food Prep Other_E8_Baseline Forecast | Commercial | Warehouse | New | Food Preparation | Natural Gas | Food Prep Other | E8 |  | Baseline Forecast | 0 | 0 | 0 | 0 | 0 | 0 | 0 | 0 | 0 | 0 | 0 | 0 | 0 | 0 | 0 | 0 | 0 | 0 | 0 | 0 | 0 | 0 | 0 | 0 | 0 | 0 | 0 | 0 | 0 | 0 | 0
Commercial_Warehouse_New_Food Preparation_Natural Gas_Food Prep Other_E9_Baseline Forecast | Commercial | Warehouse | New | Food Preparation | Natural Gas | Food Prep Other | E9 |  | Baseline Forecast | 0 | 0 | 0 | 0 | 0 | 0 | 0 | 0 | 0 | 0 | 0 | 0 | 0 | 0 | 0 | 0 | 0 | 0 | 0 | 0 | 0 | 0 | 0 | 0 | 0 | 0 | 0 | 0 | 0 | 0 | 0
Commercial_Warehouse_New_Food Preparation_Natural Gas_Food Prep Other_E10_Baseline Forecast | Commercial | Warehouse | New | Food Preparation | Natural Gas | Food Prep Other | E10 |  | Baseline Forecast | 0 | 0 | 0 | 0 | 0 | 0 | 0 | 0 | 0 | 0 | 0 | 0 | 0 | 0 | 0 | 0 | 0 | 0 | 0 | 0 | 0 | 0 | 0 | 0 | 0 | 0 | 0 | 0 | 0 | 0 | 0
Commercial_Warehouse_New_Food Preparation_Natural Gas_Food Prep Other_Vintage_Baseline Forecast | Commercial | Warehouse | New | Food Preparation | Natural Gas | Food Prep Other | Vintage | Vintage | Baseline Forecast | 0 | 0 | 0 | 0 | 0 | 0 | 0 | 0 | 0 | 0 | 0 | 0 | 0 | 0 | 0 | 0 | 0 | 0 | 0 | 0 | 0 | 0 | 0 | 0 | 0 | 0 | 0 | 0 | 0 | 0 | 0
Commercial_Warehouse_New_Miscellaneous_Natural Gas_Pool Heater_E1_Baseline Forecast | Commercial | Warehouse | New | Miscellaneous | Natural Gas | Pool Heater | E1 | Standard (EF .82) | Baseline Forecast | 0 | 0 | 0 | 0 | 0 | 0 | 0 | 0 | 0 | 0 | 0 | 0 | 0 | 0 | 0 | 0 | 0 | 0 | 0 | 0 | 0 | 0 | 0 | 0 | 0 | 0 | 0 | 0 | 0 | 0 | 0
Commercial_Warehouse_New_Miscellaneous_Natural Gas_Pool Heater_E2_Baseline Forecast | Commercial | Warehouse | New | Miscellaneous | Natural Gas | Pool Heater | E2 | Condensing (EF .90) | Baseline Forecast | 0 | 0 | 0 | 0 | 0 | 0 | 0 | 0 | 0 | 0 | 0 | 0 | 0 | 0 | 0 | 0 | 0 | 0 | 0 | 0 | 0 | 0 | 0 | 0 | 0 | 0 | 0 | 0 | 0 | 0 | 0
Commercial_Warehouse_New_Miscellaneous_Natural Gas_Pool Heater_E3_Baseline Forecast | Commercial | Warehouse | New | Miscellaneous | Natural Gas | Pool Heater | E3 |  | Baseline Forecast | 0 | 0 | 0 | 0 | 0 | 0 | 0 | 0 | 0 | 0 | 0 | 0 | 0 | 0 | 0 | 0 | 0 | 0 | 0 | 0 | 0 | 0 | 0 | 0 | 0 | 0 | 0 | 0 | 0 | 0 | 0
Commercial_Warehouse_New_Miscellaneous_Natural Gas_Pool Heater_E4_Baseline Forecast | Commercial | Warehouse | New | Miscellaneous | Natural Gas | Pool Heater | E4 |  | Baseline Forecast | 0 | 0 | 0 | 0 | 0 | 0 | 0 | 0 | 0 | 0 | 0 | 0 | 0 | 0 | 0 | 0 | 0 | 0 | 0 | 0 | 0 | 0 | 0 | 0 | 0 | 0 | 0 | 0 | 0 | 0 | 0
Commercial_Warehouse_New_Miscellaneous_Natural Gas_Pool Heater_E5_Baseline Forecast | Commercial | Warehouse | New | Miscellaneous | Natural Gas | Pool Heater | E5 |  | Baseline Forecast | 0 | 0 | 0 | 0 | 0 | 0 | 0 | 0 | 0 | 0 | 0 | 0 | 0 | 0 | 0 | 0 | 0 | 0 | 0 | 0 | 0 | 0 | 0 | 0 | 0 | 0 | 0 | 0 | 0 | 0 | 0
Commercial_Warehouse_New_Miscellaneous_Natural Gas_Pool Heater_E6_Baseline Forecast | Commercial | Warehouse | New | Miscellaneous | Natural Gas | Pool Heater | E6 |  | Baseline Forecast | 0 | 0 | 0 | 0 | 0 | 0 | 0 | 0 | 0 | 0 | 0 | 0 | 0 | 0 | 0 | 0 | 0 | 0 | 0 | 0 | 0 | 0 | 0 | 0 | 0 | 0 | 0 | 0 | 0 | 0 | 0
Commercial_Warehouse_New_Miscellaneous_Natural Gas_Pool Heater_E7_Baseline Forecast | Commercial | Warehouse | New | Miscellaneous | Natural Gas | Pool Heater | E7 |  | Baseline Forecast | 0 | 0 | 0 | 0 | 0 | 0 | 0 | 0 | 0 | 0 | 0 | 0 | 0 | 0 | 0 | 0 | 0 | 0 | 0 | 0 | 0 | 0 | 0 | 0 | 0 | 0 | 0 | 0 | 0 | 0 | 0
Commercial_Warehouse_New_Miscellaneous_Natural Gas_Pool Heater_E8_Baseline Forecast | Commercial | Warehouse | New | Miscellaneous | Natural Gas | Pool Heater | E8 |  | Baseline Forecast | 0 | 0 | 0 | 0 | 0 | 0 | 0 | 0 | 0 | 0 | 0 | 0 | 0 | 0 | 0 | 0 | 0 | 0 | 0 | 0 | 0 | 0 | 0 | 0 | 0 | 0 | 0 | 0 | 0 | 0 | 0
Commercial_Warehouse_New_Miscellaneous_Natural Gas_Pool Heater_E9_Baseline Forecast | Commercial | Warehouse | New | Miscellaneous | Natural Gas | Pool Heater | E9 |  | Baseline Forecast | 0 | 0 | 0 | 0 | 0 | 0 | 0 | 0 | 0 | 0 | 0 | 0 | 0 | 0 | 0 | 0 | 0 | 0 | 0 | 0 | 0 | 0 | 0 | 0 | 0 | 0 | 0 | 0 | 0 | 0 | 0
Commercial_Warehouse_New_Miscellaneous_Natural Gas_Pool Heater_E10_Baseline Forecast | Commercial | Warehouse | New | Miscellaneous | Natural Gas | Pool Heater | E10 |  | Baseline Forecast | 0 | 0 | 0 | 0 | 0 | 0 | 0 | 0 | 0 | 0 | 0 | 0 | 0 | 0 | 0 | 0 | 0 | 0 | 0 | 0 | 0 | 0 | 0 | 0 | 0 | 0 | 0 | 0 | 0 | 0 | 0
Commercial_Warehouse_New_Miscellaneous_Natural Gas_Pool Heater_Vintage_Baseline Forecast | Commercial | Warehouse | New | Miscellaneous | Natural Gas | Pool Heater | Vintage | Vintage | Baseline Forecast | 0 | 0 | 0 | 0 | 0 | 0 | 0 | 0 | 0 | 0 | 0 | 0 | 0 | 0 | 0 | 0 | 0 | 0 | 0 | 0 | 0 | 0 | 0 | 0 | 0 | 0 | 0 | 0 | 0 | 0 | 0
Commercial_Warehouse_New_Miscellaneous_Natural Gas_Miscellaneous_E1_Baseline Forecast | Commercial | Warehouse | New | Miscellaneous | Natural Gas | Miscellaneous | E1 | Standard | Baseline Forecast | 0 | 0 | 0 | 0 | 0 | 0 | 0 | 0 | 0 | 0 | 0 | 0 | 0 | 0 | 0 | 0 | 0 | 0 | 0 | 0 | 0 | 0 | 0 | 0 | 0 | 0 | 0 | 0 | 0 | 0 | 0
Commercial_Warehouse_New_Miscellaneous_Natural Gas_Miscellaneous_E2_Baseline Forecast | Commercial | Warehouse | New | Miscellaneous | Natural Gas | Miscellaneous | E2 |  | Baseline Forecast | 0 | 0 | 0 | 0 | 0 | 0 | 0 | 0 | 0 | 0 | 0 | 0 | 0 | 0 | 0 | 0 | 0 | 0 | 0 | 0 | 0 | 0 | 0 | 0 | 0 | 0 | 0 | 0 | 0 | 0 | 0
Commercial_Warehouse_New_Miscellaneous_Natural Gas_Miscellaneous_E3_Baseline Forecast | Commercial | Warehouse | New | Miscellaneous | Natural Gas | Miscellaneous | E3 |  | Baseline Forecast | 0 | 0 | 0 | 0 | 0 | 0 | 0 | 0 | 0 | 0 | 0 | 0 | 0 | 0 | 0 | 0 | 0 | 0 | 0 | 0 | 0 | 0 | 0 | 0 | 0 | 0 | 0 | 0 | 0 | 0 | 0
Commercial_Warehouse_New_Miscellaneous_Natural Gas_Miscellaneous_E4_Baseline Forecast | Commercial | Warehouse | New | Miscellaneous | Natural Gas | Miscellaneous | E4 |  | Baseline Forecast | 0 | 0 | 0 | 0 | 0 | 0 | 0 | 0 | 0 | 0 | 0 | 0 | 0 | 0 | 0 | 0 | 0 | 0 | 0 | 0 | 0 | 0 | 0 | 0 | 0 | 0 | 0 | 0 | 0 | 0 | 0
Commercial_Warehouse_New_Miscellaneous_Natural Gas_Miscellaneous_E5_Baseline Forecast | Commercial | Warehouse | New | Miscellaneous | Natural Gas | Miscellaneous | E5 |  | Baseline Forecast | 0 | 0 | 0 | 0 | 0 | 0 | 0 | 0 | 0 | 0 | 0 | 0 | 0 | 0 | 0 | 0 | 0 | 0 | 0 | 0 | 0 | 0 | 0 | 0 | 0 | 0 | 0 | 0 | 0 | 0 | 0
Commercial_Warehouse_New_Miscellaneous_Natural Gas_Miscellaneous_E6_Baseline Forecast | Commercial | Warehouse | New | Miscellaneous | Natural Gas | Miscellaneous | E6 |  | Baseline Forecast | 0 | 0 | 0 | 0 | 0 | 0 | 0 | 0 | 0 | 0 | 0 | 0 | 0 | 0 | 0 | 0 | 0 | 0 | 0 | 0 | 0 | 0 | 0 | 0 | 0 | 0 | 0 | 0 | 0 | 0 | 0
Commercial_Warehouse_New_Miscellaneous_Natural Gas_Miscellaneous_E7_Baseline Forecast | Commercial | Warehouse | New | Miscellaneous | Natural Gas | Miscellaneous | E7 |  | Baseline Forecast | 0 | 0 | 0 | 0 | 0 | 0 | 0 | 0 | 0 | 0 | 0 | 0 | 0 | 0 | 0 | 0 | 0 | 0 | 0 | 0 | 0 | 0 | 0 | 0 | 0 | 0 | 0 | 0 | 0 | 0 | 0
Commercial_Warehouse_New_Miscellaneous_Natural Gas_Miscellaneous_E8_Baseline Forecast | Commercial | Warehouse | New | Miscellaneous | Natural Gas | Miscellaneous | E8 |  | Baseline Forecast | 0 | 0 | 0 | 0 | 0 | 0 | 0 | 0 | 0 | 0 | 0 | 0 | 0 | 0 | 0 | 0 | 0 | 0 | 0 | 0 | 0 | 0 | 0 | 0 | 0 | 0 | 0 | 0 | 0 | 0 | 0
Commercial_Warehouse_New_Miscellaneous_Natural Gas_Miscellaneous_E9_Baseline Forecast | Commercial | Warehouse | New | Miscellaneous | Natural Gas | Miscellaneous | E9 |  | Baseline Forecast | 0 | 0 | 0 | 0 | 0 | 0 | 0 | 0 | 0 | 0 | 0 | 0 | 0 | 0 | 0 | 0 | 0 | 0 | 0 | 0 | 0 | 0 | 0 | 0 | 0 | 0 | 0 | 0 | 0 | 0 | 0
Commercial_Warehouse_New_Miscellaneous_Natural Gas_Miscellaneous_E10_Baseline Forecast | Commercial | Warehouse | New | Miscellaneous | Natural Gas | Miscellaneous | E10 |  | Baseline Forecast | 0 | 0 | 0 | 0 | 0 | 0 | 0 | 0 | 0 | 0 | 0 | 0 | 0 | 0 | 0 | 0 | 0 | 0 | 0 | 0 | 0 | 0 | 0 | 0 | 0 | 0 | 0 | 0 | 0 | 0 | 0
Commercial_Warehouse_New_Miscellaneous_Natural Gas_Miscellaneous_Vintage_Baseline Forecast | Commercial | Warehouse | New | Miscellaneous | Natural Gas | Miscellaneous | Vintage | Vintage | Baseline Forecast | 0 | 0 | 0 | 0 | 0 | 0 | 0 | 0 | 0 | 0 | 0 | 0 | 0 | 0 | 0 | 0 | 0 | 0 | 0 | 0 | 0 | 0 | 0 | 0 | 0 | 0 | 0 | 0 | 0 | 0 | 0
Commercial_Miscellaneous_Existing_Space Heating_Natural Gas_Furnace_E1_Baseline Forecast | Commercial | Miscellaneous | Existing | Space Heating | Natural Gas | Furnace | E1 | AFUE 80% (Standard) | Baseline Forecast | 0 | 552484.7589 | 1118700.3891 | 1695094.5473 | 2278467.5147 | 2232898.1644 | 2188240.2011 | 2144475.3971 | 2101585.8891 | 2059554.1714 | 2018363.0879 | 1977995.8262 | 1938435.9097 | 1899667.1915 | 1861673.8476 | 1824440.3707 | 1787951.5633 | 1752192.532 | 1717148.6814 | 1653263.2711 | 1562605.9613 | 1447237.8921 | 1309193.6624 | 1184316.7285 | 1071351.1328 | 969160.7171 | 876717.6948 | 793092.3147 | 717443.5093 | 649010.4361 | 587104.8253
Commercial_Miscellaneous_Existing_Space Heating_Natural Gas_Furnace_E2_Baseline Forecast | Commercial | Miscellaneous | Existing | Space Heating | Natural Gas | Furnace | E2 | AFUE 90% | Baseline Forecast | 0 | 0 | 0 | 0 | 0 | 0 | 0 | 0 | 0 | 0 | 0 | 0 | 0 | 0 | 0 | 0 | 0 | 0 | 0 | 0 | 0 | 0 | 0 | 0 | 0 | 0 | 0 | 0 | 0 | 0 | 0
Commercial_Miscellaneous_Existing_Space Heating_Natural Gas_Furnace_E3_Baseline Forecast | Commercial | Miscellaneous | Existing | Space Heating | Natural Gas | Furnace | E3 | AFUE 95% | Baseline Forecast | 0 | 0 | 0 | 0 | 0 | 633044.5749 | 1266699.517 | 1682949.8515 | 2096973.6617 | 2507593.8616 | 2913652.7544 | 3314224.912 | 3672890.069 | 3991499.8298 | 4273307.6064 | 4521489.0565 | 4738829.3259 | 4927933.4113 | 5091385.7685 | 5251143.0914 | 5407882.6741 | 5562071.8335 | 5714046.1529 | 5834303.4124 | 5922227.6503 | 5992445.9648 | 6046630.7834 | 6086311.0123 | 6112890.5646 | 6127653.2742 | 6131639.7986
Commercial_Miscellaneous_Existing_Space Heating_Natural Gas_Furnace_E4_Baseline Forecast | Commercial | Miscellaneous | Existing | Space Heating | Natural Gas | Furnace | E4 |  | Baseline Forecast | 0 | 0 | 0 | 0 | 0 | 0 | 0 | 0 | 0 | 0 | 0 | 0 | 0 | 0 | 0 | 0 | 0 | 0 | 0 | 0 | 0 | 0 | 0 | 0 | 0 | 0 | 0 | 0 | 0 | 0 | 0
Commercial_Miscellaneous_Existing_Space Heating_Natural Gas_Furnace_E5_Baseline Forecast | Commercial | Miscellaneous | Existing | Space Heating | Natural Gas | Furnace | E5 |  | Baseline Forecast | 0 | 0 | 0 | 0 | 0 | 0 | 0 | 215723.7869 | 429949.8398 | 642038.4237 | 851537.5862 | 1057952.3908 | 1241156.5853 | 1404714.4934 | 1550360.9055 | 1679513.9963 | 1793618.8452 | 1893965.4441 | 1981555.2555 | 2067275.0007 | 2151402.0021 | 2234190.199 | 2315828.8477 | 2392330.6426 | 2467732.0188 | 2530531.978 | 2581914.9307 | 2622962.5048 | 2654656.0058 | 2677890.6932 | 2693616.4261
Commercial_Miscellaneous_Existing_Space Heating_Natural Gas_Furnace_E6_Baseline Forecast | Commercial | Miscellaneous | Existing | Space Heating | Natural Gas | Furnace | E6 |  | Baseline Forecast | 0 | 0 | 0 | 0 | 0 | 0 | 0 | 0 | 0 | 0 | 0 | 0 | 0 | 0 | 0 | 0 | 0 | 0 | 0 | 0 | 0 | 0 | 0 | 0 | 0 | 0 | 0 | 0 | 0 | 0 | 0
Commercial_Miscellaneous_Existing_Space Heating_Natural Gas_Furnace_E7_Baseline Forecast | Commercial | Miscellaneous | Existing | Space Heating | Natural Gas | Furnace | E7 |  | Baseline Forecast | 0 | 0 | 0 | 0 | 0 | 0 | 0 | 0 | 0 | 0 | 0 | 0 | 0 | 0 | 0 | 0 | 0 | 0 | 0 | 0 | 0 | 0 | 0 | 0 | 0 | 0 | 0 | 0 | 0 | 0 | 0
Commercial_Miscellaneous_Existing_Space Heating_Natural Gas_Furnace_E8_Baseline Forecast | Commercial | Miscellaneous | Existing | Space Heating | Natural Gas | Furnace | E8 |  | Baseline Forecast | 0 | 0 | 0 | 0 | 0 | 0 | 0 | 0 | 0 | 0 | 0 | 0 | 0 | 0 | 0 | 0 | 0 | 0 | 0 | 0 | 0 | 0 | 0 | 0 | 0 | 0 | 0 | 0 | 0 | 0 | 0
Commercial_Miscellaneous_Existing_Space Heating_Natural Gas_Furnace_E9_Baseline Forecast | Commercial | Miscellaneous | Existing | Space Heating | Natural Gas | Furnace | E9 |  | Baseline Forecast | 0 | 0 | 0 | 0 | 0 | 0 | 0 | 0 | 0 | 0 | 0 | 0 | 0 | 0 | 0 | 0 | 0 | 0 | 0 | 0 | 0 | 0 | 0 | 0 | 0 | 0 | 0 | 0 | 0 | 0 | 0
Commercial_Miscellaneous_Existing_Space Heating_Natural Gas_Furnace_E10_Baseline Forecast | Commercial | Miscellaneous | Existing | Space Heating | Natural Gas | Furnace | E10 |  | Baseline Forecast | 0 | 0 | 0 | 0 | 0 | 0 | 0 | 0 | 0 | 0 | 0 | 0 | 0 | 0 | 0 | 0 | 0 | 0 | 0 | 0 | 0 | 0 | 0 | 0 | 0 | 0 | 0 | 0 | 0 | 0 | 0
Commercial_Miscellaneous_Existing_Space Heating_Natural Gas_Furnace_Vintage_Baseline Forecast | Commercial | Miscellaneous | Existing | Space Heating | Natural Gas | Furnace | Vintage | Vintage | Baseline Forecast | 21563818.3973 | 20580057.2704 | 19591190.7996 | 18600598.8177 | 17611311.983 | 16626041.1684 | 15647204.5114 | 14676952.3094 | 13717189.9274 | 12769598.875 | 11835656.1965 | 10916652.3036 | 10069006.36 | 9287177.6309 | 8566055.6031 | 7900926.5798 | 7287442.8689 | 6721594.3637 | 6199682.3308 | 5718295.2322 | 5274286.4259 | 4864753.5975 | 4487019.7888 | 4138615.8993 | 3817264.5471 | 3520865.1823 | 3247480.3564 | 2995323.0581 | 2762745.0324 | 2548226.0064 | 2350363.7518
Commercial_Miscellaneous_Existing_Space Heating_Natural Gas_Boiler_E1_Baseline Forecast | Commercial | Miscellaneous | Existing | Space Heating | Natural Gas | Boiler | E1 | AFUE 80% (Standard) | Baseline Forecast | 0 | 119054.7791 | 234395.0256 | 346003.6767 | 453865.9918 | 444788.672 | 435892.8985 | 427175.0406 | 418631.5398 | 410258.909 | 402053.7308 | 394012.6562 | 386132.403 | 378409.755 | 370841.5599 | 363424.7287 | 356156.2341 | 349033.1094 | 342052.4472 | 335211.3983 | 328507.1703 | 315823.0331 | 297930.2437 | 275527.1672 | 249246.1143 | 225471.8696 | 203965.322 | 184510.1682 | 166910.7368 | 150990.0204 | 136587.8953
Commercial_Miscellaneous_Existing_Space Heating_Natural Gas_Boiler_E2_Baseline Forecast | Commercial | Miscellaneous | Existing | Space Heating | Natural Gas | Boiler | E2 | AFUE 85% | Baseline Forecast | 0 | 0 | 0 | 0 | 0 | 0 | 0 | 0 | 0 | 0 | 0 | 0 | 0 | 0 | 0 | 0 | 0 | 0 | 0 | 0 | 0 | 0 | 0 | 0 | 0 | 0 | 0 | 0 | 0 | 0 | 0
Commercial_Miscellaneous_Existing_Space Heating_Natural Gas_Boiler_E3_Baseline Forecast | Commercial | Miscellaneous | Existing | Space Heating | Natural Gas | Boiler | E3 | AFUE 98% | Baseline Forecast | 0 | 38291.2016 | 75404.9063 | 111337.9949 | 146104.4729 | 292913.7611 | 434675.362 | 571436.1181 | 703253.5276 | 830194.1525 | 952332.2112 | 1069748.3364 | 1182528.4776 | 1290762.9336 | 1394545.5014 | 1493972.7262 | 1589143.2434 | 1680157.2014 | 1767115.7561 | 1850120.6294 | 1929273.7244 | 2010790.7845 | 2083704.7248 | 2148949.9734 | 2207346.3691 | 2253800.3895 | 2289699.1217 | 2316279.2386 | 2334643.1428 | 2345773.3777 | 2350545.4931
Commercial_Miscellaneous_Existing_Space Heating_Natural Gas_Boiler_E4_Baseline Forecast | Commercial | Miscellaneous | Existing | Space Heating | Natural Gas | Boiler | E4 | Convert to NG Air Source Heat Pump | Baseline Forecast | 0 | 0 | 0 | 0 | 0 | 0 | 0 | 0 | 0 | 0 | 0 | 0 | 0 | 0 | 0 | 0 | 0 | 0 | 0 | 0 | 0 | 0 | 0 | 0 | 0 | 0 | 0 | 0 | 0 | 0 | 0
Commercial_Miscellaneous_Existing_Space Heating_Natural Gas_Boiler_E5_Baseline Forecast | Commercial | Miscellaneous | Existing | Space Heating | Natural Gas | Boiler | E5 |  | Baseline Forecast | 0 | 0 | 0 | 0 | 0 | 0 | 0 | 0 | 0 | 0 | 0 | 0 | 0 | 0 | 0 | 0 | 0 | 0 | 0 | 0 | 0 | 0 | 0 | 0 | 0 | 0 | 0 | 0 | 0 | 0 | 0
Commercial_Miscellaneous_Existing_Space Heating_Natural Gas_Boiler_E6_Baseline Forecast | Commercial | Miscellaneous | Existing | Space Heating | Natural Gas | Boiler | E6 |  | Baseline Forecast | 0 | 0 | 0 | 0 | 0 | 0 | 0 | 0 | 0 | 0 | 0 | 0 | 0 | 0 | 0 | 0 | 0 | 0 | 0 | 0 | 0 | 0 | 0 | 0 | 0 | 0 | 0 | 0 | 0 | 0 | 0
Commercial_Miscellaneous_Existing_Space Heating_Natural Gas_Boiler_E7_Baseline Forecast | Commercial | Miscellaneous | Existing | Space Heating | Natural Gas | Boiler | E7 |  | Baseline Forecast | 0 | 0 | 0 | 0 | 0 | 0 | 0 | 0 | 0 | 0 | 0 | 0 | 0 | 0 | 0 | 0 | 0 | 0 | 0 | 0 | 0 | 0 | 0 | 0 | 0 | 0 | 0 | 0 | 0 | 0 | 0
Commercial_Miscellaneous_Existing_Space Heating_Natural Gas_Boiler_E8_Baseline Forecast | Commercial | Miscellaneous | Existing | Space Heating | Natural Gas | Boiler | E8 |  | Baseline Forecast | 0 | 0 | 0 | 0 | 0 | 0 | 0 | 0 | 0 | 0 | 0 | 0 | 0 | 0 | 0 | 0 | 0 | 0 | 0 | 0 | 0 | 0 | 0 | 0 | 0 | 0 | 0 | 0 | 0 | 0 | 0
Commercial_Miscellaneous_Existing_Space Heating_Natural Gas_Boiler_E9_Baseline Forecast | Commercial | Miscellaneous | Existing | Space Heating | Natural Gas | Boiler | E9 |  | Baseline Forecast | 0 | 0 | 0 | 0 | 0 | 0 | 0 | 0 | 0 | 0 | 0 | 0 | 0 | 0 | 0 | 0 | 0 | 0 | 0 | 0 | 0 | 0 | 0 | 0 | 0 | 0 | 0 | 0 | 0 | 0 | 0
Commercial_Miscellaneous_Existing_Space Heating_Natural Gas_Boiler_E10_Baseline Forecast | Commercial | Miscellaneous | Existing | Space Heating | Natural Gas | Boiler | E10 |  | Baseline Forecast | 0 | 0 | 0 | 0 | 0 | 0 | 0 | 0 | 0 | 0 | 0 | 0 | 0 | 0 | 0 | 0 | 0 | 0 | 0 | 0 | 0 | 0 | 0 | 0 | 0 | 0 | 0 | 0 | 0 | 0 | 0
Commercial_Miscellaneous_Existing_Space Heating_Natural Gas_Boiler_Vintage_Baseline Forecast | Commercial | Miscellaneous | Existing | Space Heating | Natural Gas | Boiler | Vintage | Vintage | Baseline Forecast | 5298385.0661 | 5035071.384 | 4778769.0856 | 4529455.9655 | 4287091.2197 | 4051618.0176 | 3822965.7812 | 3601052.2022 | 3385785.0263 | 3177063.6304 | 2974780.416 | 2778822.0382 | 2589070.4896 | 2405404.0542 | 2227698.1466 | 2055826.0489 | 1889659.5562 | 1729069.5422 | 1573926.4526 | 1424100.7352 | 1279463.2129 | 1139885.4078 | 1015534.2724 | 904748.7154 | 806048.8556 | 718116.2531 | 639776.2983 | 569982.5203 | 507802.609 | 452405.9607 | 403052.5832
Commercial_Miscellaneous_Existing_Space Heating_Natural Gas_Unit Heater_E1_Baseline Forecast | Commercial | Miscellaneous | Existing | Space Heating | Natural Gas | Unit Heater | E1 | Standard | Baseline Forecast | 0 | 3736.441 | 14313.966 | 34283.3103 | 65710.3971 | 64396.1891 | 63108.2653 | 61846.1 | 60609.178 | 59396.9945 | 58209.0546 | 56608.7386 | 53866.8295 | 49072.9848 | 41221.3072 | 34625.8981 | 29085.7544 | 24432.0337 | 19750.7131 | 14389.1406 | 7900.73 | 0 | 0 | 0 | 0 | 0 | 0 | 0 | 0 | 0 | 0
Commercial_Miscellaneous_Existing_Space Heating_Natural Gas_Unit Heater_E2_Baseline Forecast | Commercial | Miscellaneous | Existing | Space Heating | Natural Gas | Unit Heater | E2 | Condensing | Baseline Forecast | 0 | 0 | 0 | 0 | 0 | 45841.4148 | 106029.8003 | 181517.6797 | 272979.0213 | 380846.9296 | 502231.7252 | 635028.5427 | 777734.8671 | 929304.3968 | 1089030.6105 | 1251103.7404 | 1414421.4195 | 1553679.8019 | 1672440.0758 | 1773710.8927 | 1860035.4836 | 1933564.9596 | 1986646.1339 | 2028656.324 | 2060908.8798 | 2084571.7646 | 2100683.4577 | 2110167.121 | 2113843.2203 | 2112440.7676 | 2106607.3372
Commercial_Miscellaneous_Existing_Space Heating_Natural Gas_Unit Heater_E3_Baseline Forecast | Commercial | Miscellaneous | Existing | Space Heating | Natural Gas | Unit Heater | E3 | Infrared Radiant | Baseline Forecast | 0 | 0 | 0 | 0 | 0 | 0 | 0 | 0 | 0 | 0 | 0 | 0 | 0 | 0 | 0 | 0 | 0 | 0 | 0 | 0 | 0 | 0 | 0 | 0 | 0 | 0 | 0 | 0 | 0 | 0 | 0
Commercial_Miscellaneous_Existing_Space Heating_Natural Gas_Unit Heater_E4_Baseline Forecast | Commercial | Miscellaneous | Existing | Space Heating | Natural Gas | Unit Heater | E4 |  | Baseline Forecast | 0 | 0 | 0 | 0 | 0 | 0 | 0 | 0 | 0 | 0 | 0 | 0 | 0 | 0 | 0 | 0 | 0 | 0 | 0 | 0 | 0 | 0 | 0 | 0 | 0 | 0 | 0 | 0 | 0 | 0 | 0
Commercial_Miscellaneous_Existing_Space Heating_Natural Gas_Unit Heater_E5_Baseline Forecast | Commercial | Miscellaneous | Existing | Space Heating | Natural Gas | Unit Heater | E5 |  | Baseline Forecast | 0 | 0 | 0 | 0 | 0 | 0 | 0 | 0 | 0 | 0 | 0 | 0 | 0 | 0 | 0 | 0 | 0 | 0 | 0 | 0 | 0 | 0 | 0 | 0 | 0 | 0 | 0 | 0 | 0 | 0 | 0
Commercial_Miscellaneous_Existing_Space Heating_Natural Gas_Unit Heater_E6_Baseline Forecast | Commercial | Miscellaneous | Existing | Space Heating | Natural Gas | Unit Heater | E6 |  | Baseline Forecast | 0 | 0 | 0 | 0 | 0 | 0 | 0 | 0 | 0 | 0 | 0 | 0 | 0 | 0 | 0 | 0 | 0 | 0 | 0 | 0 | 0 | 0 | 0 | 0 | 0 | 0 | 0 | 0 | 0 | 0 | 0
Commercial_Miscellaneous_Existing_Space Heating_Natural Gas_Unit Heater_E7_Baseline Forecast | Commercial | Miscellaneous | Existing | Space Heating | Natural Gas | Unit Heater | E7 |  | Baseline Forecast | 0 | 0 | 0 | 0 | 0 | 0 | 0 | 0 | 0 | 0 | 0 | 0 | 0 | 0 | 0 | 0 | 0 | 0 | 0 | 0 | 0 | 0 | 0 | 0 | 0 | 0 | 0 | 0 | 0 | 0 | 0
Commercial_Miscellaneous_Existing_Space Heating_Natural Gas_Unit Heater_E8_Baseline Forecast | Commercial | Miscellaneous | Existing | Space Heating | Natural Gas | Unit Heater | E8 |  | Baseline Forecast | 0 | 0 | 0 | 0 | 0 | 0 | 0 | 0 | 0 | 0 | 0 | 0 | 0 | 0 | 0 | 0 | 0 | 0 | 0 | 0 | 0 | 0 | 0 | 0 | 0 | 0 | 0 | 0 | 0 | 0 | 0
Commercial_Miscellaneous_Existing_Space Heating_Natural Gas_Unit Heater_E9_Baseline Forecast | Commercial | Miscellaneous | Existing | Space Heating | Natural Gas | Unit Heater | E9 |  | Baseline Forecast | 0 | 0 | 0 | 0 | 0 | 0 | 0 | 0 | 0 | 0 | 0 | 0 | 0 | 0 | 0 | 0 | 0 | 0 | 0 | 0 | 0 | 0 | 0 | 0 | 0 | 0 | 0 | 0 | 0 | 0 | 0
Commercial_Miscellaneous_Existing_Space Heating_Natural Gas_Unit Heater_E10_Baseline Forecast | Commercial | Miscellaneous | Existing | Space Heating | Natural Gas | Unit Heater | E10 |  | Baseline Forecast | 0 | 0 | 0 | 0 | 0 | 0 | 0 | 0 | 0 | 0 | 0 | 0 | 0 | 0 | 0 | 0 | 0 | 0 | 0 | 0 | 0 | 0 | 0 | 0 | 0 | 0 | 0 | 0 | 0 | 0 | 0
Commercial_Miscellaneous_Existing_Space Heating_Natural Gas_Unit Heater_Vintage_Baseline Forecast | Commercial | Miscellaneous | Existing | Space Heating | Natural Gas | Unit Heater | Vintage | Vintage | Baseline Forecast | 4529481.5982 | 4435155.5251 | 4335800.1609 | 4228828.534 | 4112139.2104 | 3984055.0114 | 3843268.6973 | 3688794.848 | 3519927.2558 | 3336201.222 | 3140475.4634 | 2935260.637 | 2722758.2633 | 2504895.3791 | 2283355.3879 | 2059605.521 | 1834921.2823 | 1634748.0515 | 1456411.9005 | 1297530.6022 | 1155981.8093 | 1029874.7028 | 917524.7352 | 817431.1277 | 728256.8229 | 648810.624 | 578031.2832 | 514973.3251 | 458794.4169 | 408744.1168 | 364153.8496
Commercial_Miscellaneous_Existing_Water Heating_Natural Gas_Water Heater_E1_Baseline Forecast | Commercial | Miscellaneous | Existing | Water Heating | Natural Gas | Water Heater | E1 | TE 0.80 | Baseline Forecast | 0 | 61187.9044 | 126452.3847 | 194888.5227 | 265697.164 | 338312.6997 | 412125.8338 | 404837.5697 | 397746.5833 | 390853.0473 | 374079.7849 | 348818.8624 | 316381.6585 | 277777.0131 | 234029.7209 | 174079.8825 | 125881.4408 | 87045.9666 | 55691.4165 | 30327.2152 | 9767.8887 | 9085.6157 | 8421.4589 | 8014.6977 | 7641.106 | 7345.7993 | 7140.0685 | 7068.9596 | 7305.0772 | 7556.4729 | 7850.8267
Commercial_Miscellaneous_Existing_Water Heating_Natural Gas_Water Heater_E2_Baseline Forecast | Commercial | Miscellaneous | Existing | Water Heating | Natural Gas | Water Heater | E2 | TE 0.90 | Baseline Forecast | 0 | 218704.1234 | 452058.992 | 696844.1469 | 950246.9978 | 1209677.2985 | 1472992.9778 | 1446935.2728 | 1421581.3401 | 1396931.0466 | 1336964.261 | 1246652.6441 | 1130650.2019 | 992571.116 | 836158.2769 | 621934.7755 | 449688.6652 | 310885.7556 | 198793.9847 | 108205.6709 | 34857.1843 | 32432.1522 | 30072.6359 | 28576.3598 | 27192.7143 | 26082.1142 | 25290.1419 | 24971.976 | 25727.7455 | 26537.9339 | 27504.6908
Commercial_Miscellaneous_Existing_Water Heating_Natural Gas_Water Heater_E3_Baseline Forecast | Commercial | Miscellaneous | Existing | Water Heating | Natural Gas | Water Heater | E3 | TE 0.94 | Baseline Forecast | 0 | 0 | 0 | 0 | 0 | 0 | 0 | 0 | 0 | 0 | 0 | 0 | 0 | 0 | 0 | 0 | 0 | 0 | 0 | 0 | 0 | 0 | 0 | 0 | 0 | 0 | 0 | 0 | 0 | 0 | 0
Commercial_Miscellaneous_Existing_Water Heating_Natural Gas_Water Heater_E4_Baseline Forecast | Commercial | Miscellaneous | Existing | Water Heating | Natural Gas | Water Heater | E4 | Instantaneous TE 0.94 | Baseline Forecast | 0 | 0 | 0 | 0 | 0 | 0 | 0 | 373165.1288 | 746044.9401 | 1116846.5593 | 1530123.9939 | 1978191.0596 | 2409131.5721 | 2824050.794 | 3223278.9324 | 3661889.1753 | 4016175.7569 | 4300652.0454 | 4527126.1141 | 4705136.7941 | 4842659.0202 | 4873182.5077 | 4889420.0178 | 4892108.1235 | 4883797.2712 | 4865681.262 | 4838945.5921 | 4804492.6548 | 4762527.9121 | 4715230.2587 | 4663238.6934
Commercial_Miscellaneous_Existing_Water Heating_Natural Gas_Water Heater_E5_Baseline Forecast | Commercial | Miscellaneous | Existing | Water Heating | Natural Gas | Water Heater | E5 | Gas-Fired Absorption HPWH | Baseline Forecast | 0 | 0 | 0 | 0 | 0 | 0 | 0 | 0 | 0 | 0 | 0 | 0 | 0 | 0 | 0 | 0 | 0 | 0 | 0 | 0 | 0 | 0 | 0 | 0 | 0 | 0 | 0 | 0 | 0 | 0 | 0
Commercial_Miscellaneous_Existing_Water Heating_Natural Gas_Water Heater_E6_Baseline Forecast | Commercial | Miscellaneous | Existing | Water Heating | Natural Gas | Water Heater | E6 |  | Baseline Forecast | 0 | 0 | 0 | 0 | 0 | 0 | 0 | 0 | 0 | 0 | 0 | 0 | 0 | 0 | 0 | 0 | 0 | 0 | 0 | 0 | 0 | 0 | 0 | 0 | 0 | 0 | 0 | 0 | 0 | 0 | 0
Commercial_Miscellaneous_Existing_Water Heating_Natural Gas_Water Heater_E7_Baseline Forecast | Commercial | Miscellaneous | Existing | Water Heating | Natural Gas | Water Heater | E7 |  | Baseline Forecast | 0 | 0 | 0 | 0 | 0 | 0 | 0 | 0 | 0 | 0 | 0 | 0 | 0 | 0 | 0 | 0 | 0 | 0 | 0 | 0 | 0 | 0 | 0 | 0 | 0 | 0 | 0 | 0 | 0 | 0 | 0
Commercial_Miscellaneous_Existing_Water Heating_Natural Gas_Water Heater_E8_Baseline Forecast | Commercial | Miscellaneous | Existing | Water Heating | Natural Gas | Water Heater | E8 |  | Baseline Forecast | 0 | 0 | 0 | 0 | 0 | 0 | 0 | 0 | 0 | 0 | 0 | 0 | 0 | 0 | 0 | 0 | 0 | 0 | 0 | 0 | 0 | 0 | 0 | 0 | 0 | 0 | 0 | 0 | 0 | 0 | 0
Commercial_Miscellaneous_Existing_Water Heating_Natural Gas_Water Heater_E9_Baseline Forecast | Commercial | Miscellaneous | Existing | Water Heating | Natural Gas | Water Heater | E9 |  | Baseline Forecast | 0 | 0 | 0 | 0 | 0 | 0 | 0 | 0 | 0 | 0 | 0 | 0 | 0 | 0 | 0 | 0 | 0 | 0 | 0 | 0 | 0 | 0 | 0 | 0 | 0 | 0 | 0 | 0 | 0 | 0 | 0
Commercial_Miscellaneous_Existing_Water Heating_Natural Gas_Water Heater_E10_Baseline Forecast | Commercial | Miscellaneous | Existing | Water Heating | Natural Gas | Water Heater | E10 |  | Baseline Forecast | 0 | 0 | 0 | 0 | 0 | 0 | 0 | 0 | 0 | 0 | 0 | 0 | 0 | 0 | 0 | 0 | 0 | 0 | 0 | 0 | 0 | 0 | 0 | 0 | 0 | 0 | 0 | 0 | 0 | 0 | 0
Commercial_Miscellaneous_Existing_Water Heating_Natural Gas_Water Heater_Vintage_Baseline Forecast | Commercial | Miscellaneous | Existing | Water Heating | Natural Gas | Water Heater | Vintage | Vintage | Baseline Forecast | 9424935.6295 | 8956544.8891 | 8473196.8019 | 7978941.3454 | 7477316.3728 | 6971405.3258 | 6463888.6059 | 5957089.2979 | 5453013.8603 | 4953388.3361 | 4459690.5698 | 3973178.8712 | 3539741.1762 | 3153587.5933 | 2809559.8559 | 2503062.4171 | 2230001.0625 | 1986728.2193 | 1769994.2317 | 1576903.9519 | 1404878.0662 | 1251618.6408 | 1115078.4255 | 993433.5063 | 885058.942 | 788507.0574 | 702488.1057 | 625853.0396 | 557578.1626 | 496751.4539 | 442560.3862
Commercial_Miscellaneous_Existing_Food Preparation_Natural Gas_Oven_E1_Baseline Forecast | Commercial | Miscellaneous | Existing | Food Preparation | Natural Gas | Oven | E1 | Standard | Baseline Forecast | 0 | 13808.5136 | 31111.4658 | 50881.7965 | 72314.012 | 94924.6776 | 118230.9055 | 141827.1835 | 165402.2842 | 188753.3179 | 205833.5636 | 218032.5747 | 226620.1169 | 232226.0663 | 235478.0951 | 236885.333 | 236912.359 | 235873.5592 | 234050.3904 | 231605.3794 | 228678.5513 | 225369.6132 | 221791.2878 | 218804.058 | 215691.1415 | 212506.9359 | 209292.3683 | 206034.4601 | 202805.772 | 199619.8719 | 196481.3882
Commercial_Miscellaneous_Existing_Food Preparation_Natural Gas_Oven_E2_Baseline Forecast | Commercial | Miscellaneous | Existing | Food Preparation | Natural Gas | Oven | E2 | ENERGY STAR (EF ≥ 44%) Convection Oven utilizing ASTM Std F1496 | Baseline Forecast | 0 | 19906.2882 | 44881.6975 | 73456.2349 | 104497.259 | 136987.738 | 170252.7152 | 203807.9764 | 237284.7426 | 270369.8446 | 294667.1987 | 312097.2617 | 323984.1688 | 331730.5379 | 336301.0699 | 338433.9758 | 338641.5337 | 337374.1763 | 334949.0481 | 331671.93 | 327768.9738 | 323426.5988 | 318755.4677 | 313069.3131 | 307220.6019 | 301260.4309 | 295229.7162 | 289204.7536 | 283161.7931 | 277124.7202 | 271117.4726
Commercial_Miscellaneous_Existing_Food Preparation_Natural Gas_Oven_E3_Baseline Forecast | Commercial | Miscellaneous | Existing | Food Preparation | Natural Gas | Oven | E3 |  | Baseline Forecast | 0 | 0 | 0 | 0 | 0 | 0 | 0 | 0 | 0 | 0 | 0 | 0 | 0 | 0 | 0 | 0 | 0 | 0 | 0 | 0 | 0 | 0 | 0 | 0 | 0 | 0 | 0 | 0 | 0 | 0 | 0
Commercial_Miscellaneous_Existing_Food Preparation_Natural Gas_Oven_E4_Baseline Forecast | Commercial | Miscellaneous | Existing | Food Preparation | Natural Gas | Oven | E4 |  | Baseline Forecast | 0 | 0 | 0 | 0 | 0 | 0 | 0 | 0 | 0 | 0 | 0 | 0 | 0 | 0 | 0 | 0 | 0 | 0 | 0 | 0 | 0 | 0 | 0 | 0 | 0 | 0 | 0 | 0 | 0 | 0 | 0
Commercial_Miscellaneous_Existing_Food Preparation_Natural Gas_Oven_E5_Baseline Forecast | Commercial | Miscellaneous | Existing | Food Preparation | Natural Gas | Oven | E5 |  | Baseline Forecast | 0 | 0 | 0 | 0 | 0 | 0 | 0 | 0 | 0 | 0 | 0 | 0 | 0 | 0 | 0 | 0 | 0 | 0 | 0 | 0 | 0 | 0 | 0 | 0 | 0 | 0 | 0 | 0 | 0 | 0 | 0
Commercial_Miscellaneous_Existing_Food Preparation_Natural Gas_Oven_E6_Baseline Forecast | Commercial | Miscellaneous | Existing | Food Preparation | Natural Gas | Oven | E6 |  | Baseline Forecast | 0 | 0 | 0 | 0 | 0 | 0 | 0 | 0 | 0 | 0 | 0 | 0 | 0 | 0 | 0 | 0 | 0 | 0 | 0 | 0 | 0 | 0 | 0 | 0 | 0 | 0 | 0 | 0 | 0 | 0 | 0
Commercial_Miscellaneous_Existing_Food Preparation_Natural Gas_Oven_E7_Baseline Forecast | Commercial | Miscellaneous | Existing | Food Preparation | Natural Gas | Oven | E7 |  | Baseline Forecast | 0 | 0 | 0 | 0 | 0 | 0 | 0 | 0 | 0 | 0 | 0 | 0 | 0 | 0 | 0 | 0 | 0 | 0 | 0 | 0 | 0 | 0 | 0 | 0 | 0 | 0 | 0 | 0 | 0 | 0 | 0
Commercial_Miscellaneous_Existing_Food Preparation_Natural Gas_Oven_E8_Baseline Forecast | Commercial | Miscellaneous | Existing | Food Preparation | Natural Gas | Oven | E8 |  | Baseline Forecast | 0 | 0 | 0 | 0 | 0 | 0 | 0 | 0 | 0 | 0 | 0 | 0 | 0 | 0 | 0 | 0 | 0 | 0 | 0 | 0 | 0 | 0 | 0 | 0 | 0 | 0 | 0 | 0 | 0 | 0 | 0
Commercial_Miscellaneous_Existing_Food Preparation_Natural Gas_Oven_E9_Baseline Forecast | Commercial | Miscellaneous | Existing | Food Preparation | Natural Gas | Oven | E9 |  | Baseline Forecast | 0 | 0 | 0 | 0 | 0 | 0 | 0 | 0 | 0 | 0 | 0 | 0 | 0 | 0 | 0 | 0 | 0 | 0 | 0 | 0 | 0 | 0 | 0 | 0 | 0 | 0 | 0 | 0 | 0 | 0 | 0
Commercial_Miscellaneous_Existing_Food Preparation_Natural Gas_Oven_E10_Baseline Forecast | Commercial | Miscellaneous | Existing | Food Preparation | Natural Gas | Oven | E10 |  | Baseline Forecast | 0 | 0 | 0 | 0 | 0 | 0 | 0 | 0 | 0 | 0 | 0 | 0 | 0 | 0 | 0 | 0 | 0 | 0 | 0 | 0 | 0 | 0 | 0 | 0 | 0 | 0 | 0 | 0 | 0 | 0 | 0
Commercial_Miscellaneous_Existing_Food Preparation_Natural Gas_Oven_Vintage_Baseline Forecast | Commercial | Miscellaneous | Existing | Food Preparation | Natural Gas | Oven | Vintage | Vintage | Baseline Forecast | 860071.4751 | 809155.2438 | 750019.4814 | 685154.3604 | 616491.2729 | 545524.0774 | 473404.1425 | 401014.848 | 329029.981 | 257959.5051 | 202240.252 | 158556.3576 | 124308.1843 | 97457.6165 | 76406.7714 | 59902.9087 | 46963.8805 | 36819.6823 | 28866.6309 | 22631.4386 | 17743.0479 | 13910.5495 | 10905.8708 | 8550.2027 | 6703.3589 | 5255.4334 | 4120.2598 | 3230.2837 | 2532.5424 | 1985.5132 | 1556.6424
Commercial_Miscellaneous_Existing_Food Preparation_Natural Gas_Conveyor Oven_E1_Baseline Forecast | Commercial | Miscellaneous | Existing | Food Preparation | Natural Gas | Conveyor Oven | E1 | Standard | Baseline Forecast | 0 | 0 | 0 | 0 | 0 | 637.8331 | 2375.9505 | 5536.3822 | 10330.6383 | 16906.6536 | 24764.4547 | 33517.6502 | 42937.085 | 52722.8911 | 62689.226 | 72702.8938 | 82654.455 | 89943.0031 | 95163.1147 | 98759.7059 | 101094.9749 | 102451.3593 | 103050.4493 | 103184.9014 | 102882.37 | 102260.3645 | 101413.6195 | 100412.2685 | 99298.3851 | 98112.8765 | 96886.391
Commercial_Miscellaneous_Existing_Food Preparation_Natural Gas_Conveyor Oven_E2_Baseline Forecast | Commercial | Miscellaneous | Existing | Food Preparation | Natural Gas | Conveyor Oven | E2 | ENERGY STAR (EF ≥ 44%) Convection Oven utilizing ASTM Std F1496 | Baseline Forecast | 0 | 0 | 0 | 0 | 0 | 917.0398 | 3414.3965 | 7963.0499 | 14887.2566 | 24376.656 | 35711.3006 | 48329.6517 | 61725.9479 | 75631.9221 | 89795.8225 | 104015.3838 | 118144.4519 | 128490.0818 | 135875.0307 | 140965.075 | 144268.3106 | 146184.1327 | 147025.0391 | 146916.6389 | 146158.7478 | 144890.1518 | 143216.6198 | 141224.7888 | 138995.0786 | 136582.2095 | 134030.1068
Commercial_Miscellaneous_Existing_Food Preparation_Natural Gas_Conveyor Oven_E3_Baseline Forecast | Commercial | Miscellaneous | Existing | Food Preparation | Natural Gas | Conveyor Oven | E3 |  | Baseline Forecast | 0 | 0 | 0 | 0 | 0 | 0 | 0 | 0 | 0 | 0 | 0 | 0 | 0 | 0 | 0 | 0 | 0 | 0 | 0 | 0 | 0 | 0 | 0 | 0 | 0 | 0 | 0 | 0 | 0 | 0 | 0
Commercial_Miscellaneous_Existing_Food Preparation_Natural Gas_Conveyor Oven_E4_Baseline Forecast | Commercial | Miscellaneous | Existing | Food Preparation | Natural Gas | Conveyor Oven | E4 |  | Baseline Forecast | 0 | 0 | 0 | 0 | 0 | 0 | 0 | 0 | 0 | 0 | 0 | 0 | 0 | 0 | 0 | 0 | 0 | 0 | 0 | 0 | 0 | 0 | 0 | 0 | 0 | 0 | 0 | 0 | 0 | 0 | 0
Commercial_Miscellaneous_Existing_Food Preparation_Natural Gas_Conveyor Oven_E5_Baseline Forecast | Commercial | Miscellaneous | Existing | Food Preparation | Natural Gas | Conveyor Oven | E5 |  | Baseline Forecast | 0 | 0 | 0 | 0 | 0 | 0 | 0 | 0 | 0 | 0 | 0 | 0 | 0 | 0 | 0 | 0 | 0 | 0 | 0 | 0 | 0 | 0 | 0 | 0 | 0 | 0 | 0 | 0 | 0 | 0 | 0
Commercial_Miscellaneous_Existing_Food Preparation_Natural Gas_Conveyor Oven_E6_Baseline Forecast | Commercial | Miscellaneous | Existing | Food Preparation | Natural Gas | Conveyor Oven | E6 |  | Baseline Forecast | 0 | 0 | 0 | 0 | 0 | 0 | 0 | 0 | 0 | 0 | 0 | 0 | 0 | 0 | 0 | 0 | 0 | 0 | 0 | 0 | 0 | 0 | 0 | 0 | 0 | 0 | 0 | 0 | 0 | 0 | 0
Commercial_Miscellaneous_Existing_Food Preparation_Natural Gas_Conveyor Oven_E7_Baseline Forecast | Commercial | Miscellaneous | Existing | Food Preparation | Natural Gas | Conveyor Oven | E7 |  | Baseline Forecast | 0 | 0 | 0 | 0 | 0 | 0 | 0 | 0 | 0 | 0 | 0 | 0 | 0 | 0 | 0 | 0 | 0 | 0 | 0 | 0 | 0 | 0 | 0 | 0 | 0 | 0 | 0 | 0 | 0 | 0 | 0
Commercial_Miscellaneous_Existing_Food Preparation_Natural Gas_Conveyor Oven_E8_Baseline Forecast | Commercial | Miscellaneous | Existing | Food Preparation | Natural Gas | Conveyor Oven | E8 |  | Baseline Forecast | 0 | 0 | 0 | 0 | 0 | 0 | 0 | 0 | 0 | 0 | 0 | 0 | 0 | 0 | 0 | 0 | 0 | 0 | 0 | 0 | 0 | 0 | 0 | 0 | 0 | 0 | 0 | 0 | 0 | 0 | 0
Commercial_Miscellaneous_Existing_Food Preparation_Natural Gas_Conveyor Oven_E9_Baseline Forecast | Commercial | Miscellaneous | Existing | Food Preparation | Natural Gas | Conveyor Oven | E9 |  | Baseline Forecast | 0 | 0 | 0 | 0 | 0 | 0 | 0 | 0 | 0 | 0 | 0 | 0 | 0 | 0 | 0 | 0 | 0 | 0 | 0 | 0 | 0 | 0 | 0 | 0 | 0 | 0 | 0 | 0 | 0 | 0 | 0
Commercial_Miscellaneous_Existing_Food Preparation_Natural Gas_Conveyor Oven_E10_Baseline Forecast | Commercial | Miscellaneous | Existing | Food Preparation | Natural Gas | Conveyor Oven | E10 |  | Baseline Forecast | 0 | 0 | 0 | 0 | 0 | 0 | 0 | 0 | 0 | 0 | 0 | 0 | 0 | 0 | 0 | 0 | 0 | 0 | 0 | 0 | 0 | 0 | 0 | 0 | 0 | 0 | 0 | 0 | 0 | 0 | 0
Commercial_Miscellaneous_Existing_Food Preparation_Natural Gas_Conveyor Oven_Vintage_Baseline Forecast | Commercial | Miscellaneous | Existing | Food Preparation | Natural Gas | Conveyor Oven | Vintage | Vintage | Baseline Forecast | 430035.7375 | 421435.0228 | 413006.3223 | 404746.1959 | 396651.272 | 387163.3735 | 375153.5346 | 359825.5718 | 340640.6089 | 317258.0241 | 290894.7518 | 262495.7951 | 232793.2022 | 202352.2971 | 171607.9197 | 140892.8312 | 110459.9797 | 86600.624 | 67894.8893 | 53229.5932 | 41732.001 | 32717.8888 | 25650.8248 | 20110.2467 | 15766.4334 | 12360.8838 | 9690.9329 | 7597.6914 | 5956.59 | 4669.9666 | 3661.2538
Commercial_Miscellaneous_Existing_Food Preparation_Natural Gas_Double Rack Oven_E1_Baseline Forecast | Commercial | Miscellaneous | Existing | Food Preparation | Natural Gas | Double Rack Oven | E1 | Standard | Baseline Forecast | 0 | 3830.6543 | 8959.1445 | 15156.0516 | 22207.2476 | 30009.6381 | 38410.6012 | 47252.6147 | 56396.9348 | 65666.1439 | 73345.5778 | 79656.9251 | 84939.6422 | 89179.4667 | 92572.5751 | 95244.0031 | 97275.0299 | 98745.3203 | 99753.6565 | 100321.9355 | 100526.9638 | 100414.2043 | 100034.9402 | 100334.4329 | 100429.4026 | 100364.1396 | 100130.9907 | 99759.3565 | 99277.0645 | 98741.9874 | 98161.5764
Commercial_Miscellaneous_Existing_Food Preparation_Natural Gas_Double Rack Oven_E2_Baseline Forecast | Commercial | Miscellaneous | Existing | Food Preparation | Natural Gas | Double Rack Oven | E2 | FTSC Qualified (>50% Cooking Efficiency) | Baseline Forecast | 0 | 5534.5684 | 12965.8825 | 21931.8029 | 32136.5762 | 43244.4204 | 55030.7917 | 67329.6657 | 80002.8132 | 92991.1181 | 103903.6935 | 113007.2286 | 120387.3801 | 126428.4183 | 131256.1789 | 135025.8347 | 137899.9051 | 140010.813 | 141444.2456 | 142338.7231 | 142756.9084 | 142774.5666 | 142445.7573 | 140916.7288 | 139150.2262 | 137170.937 | 135046.3619 | 132798.9982 | 130445.9972 | 127968.441 | 125392.5915
Commercial_Miscellaneous_Existing_Food Preparation_Natural Gas_Double Rack Oven_E3_Baseline Forecast | Commercial | Miscellaneous | Existing | Food Preparation | Natural Gas | Double Rack Oven | E3 |  | Baseline Forecast | 0 | 0 | 0 | 0 | 0 | 0 | 0 | 0 | 0 | 0 | 0 | 0 | 0 | 0 | 0 | 0 | 0 | 0 | 0 | 0 | 0 | 0 | 0 | 0 | 0 | 0 | 0 | 0 | 0 | 0 | 0
Commercial_Miscellaneous_Existing_Food Preparation_Natural Gas_Double Rack Oven_E4_Baseline Forecast | Commercial | Miscellaneous | Existing | Food Preparation | Natural Gas | Double Rack Oven | E4 |  | Baseline Forecast | 0 | 0 | 0 | 0 | 0 | 0 | 0 | 0 | 0 | 0 | 0 | 0 | 0 | 0 | 0 | 0 | 0 | 0 | 0 | 0 | 0 | 0 | 0 | 0 | 0 | 0 | 0 | 0 | 0 | 0 | 0
Commercial_Miscellaneous_Existing_Food Preparation_Natural Gas_Double Rack Oven_E5_Baseline Forecast | Commercial | Miscellaneous | Existing | Food Preparation | Natural Gas | Double Rack Oven | E5 |  | Baseline Forecast | 0 | 0 | 0 | 0 | 0 | 0 | 0 | 0 | 0 | 0 | 0 | 0 | 0 | 0 | 0 | 0 | 0 | 0 | 0 | 0 | 0 | 0 | 0 | 0 | 0 | 0 | 0 | 0 | 0 | 0 | 0
Commercial_Miscellaneous_Existing_Food Preparation_Natural Gas_Double Rack Oven_E6_Baseline Forecast | Commercial | Miscellaneous | Existing | Food Preparation | Natural Gas | Double Rack Oven | E6 |  | Baseline Forecast | 0 | 0 | 0 | 0 | 0 | 0 | 0 | 0 | 0 | 0 | 0 | 0 | 0 | 0 | 0 | 0 | 0 | 0 | 0 | 0 | 0 | 0 | 0 | 0 | 0 | 0 | 0 | 0 | 0 | 0 | 0
Commercial_Miscellaneous_Existing_Food Preparation_Natural Gas_Double Rack Oven_E7_Baseline Forecast | Commercial | Miscellaneous | Existing | Food Preparation | Natural Gas | Double Rack Oven | E7 |  | Baseline Forecast | 0 | 0 | 0 | 0 | 0 | 0 | 0 | 0 | 0 | 0 | 0 | 0 | 0 | 0 | 0 | 0 | 0 | 0 | 0 | 0 | 0 | 0 | 0 | 0 | 0 | 0 | 0 | 0 | 0 | 0 | 0
Commercial_Miscellaneous_Existing_Food Preparation_Natural Gas_Double Rack Oven_E8_Baseline Forecast | Commercial | Miscellaneous | Existing | Food Preparation | Natural Gas | Double Rack Oven | E8 |  | Baseline Forecast | 0 | 0 | 0 | 0 | 0 | 0 | 0 | 0 | 0 | 0 | 0 | 0 | 0 | 0 | 0 | 0 | 0 | 0 | 0 | 0 | 0 | 0 | 0 | 0 | 0 | 0 | 0 | 0 | 0 | 0 | 0
Commercial_Miscellaneous_Existing_Food Preparation_Natural Gas_Double Rack Oven_E9_Baseline Forecast | Commercial | Miscellaneous | Existing | Food Preparation | Natural Gas | Double Rack Oven | E9 |  | Baseline Forecast | 0 | 0 | 0 | 0 | 0 | 0 | 0 | 0 | 0 | 0 | 0 | 0 | 0 | 0 | 0 | 0 | 0 | 0 | 0 | 0 | 0 | 0 | 0 | 0 | 0 | 0 | 0 | 0 | 0 | 0 | 0
Commercial_Miscellaneous_Existing_Food Preparation_Natural Gas_Double Rack Oven_E10_Baseline Forecast | Commercial | Miscellaneous | Existing | Food Preparation | Natural Gas | Double Rack Oven | E10 |  | Baseline Forecast | 0 | 0 | 0 | 0 | 0 | 0 | 0 | 0 | 0 | 0 | 0 | 0 | 0 | 0 | 0 | 0 | 0 | 0 | 0 | 0 | 0 | 0 | 0 | 0 | 0 | 0 | 0 | 0 | 0 | 0 | 0
Commercial_Miscellaneous_Existing_Food Preparation_Natural Gas_Double Rack Oven_Vintage_Baseline Forecast | Commercial | Miscellaneous | Existing | Food Preparation | Natural Gas | Double Rack Oven | Vintage | Vintage | Baseline Forecast | 430035.7375 | 412069.8001 | 391081.2953 | 367658.3414 | 342307.4481 | 315464.188 | 287502.4887 | 258742.7236 | 229458.7559 | 199884.0718 | 174121.2359 | 151678.9433 | 132129.2128 | 115099.2254 | 100264.2141 | 87341.271 | 76083.9516 | 66277.5756 | 57735.1325 | 50293.7154 | 43811.4143 | 38164.6098 | 33245.6157 | 28960.6252 | 25227.9224 | 21976.3235 | 19143.8196 | 16676.394 | 14526.9921 | 12654.6242 | 11023.5838
Commercial_Miscellaneous_Existing_Food Preparation_Natural Gas_Fryer_E1_Baseline Forecast | Commercial | Miscellaneous | Existing | Food Preparation | Natural Gas | Fryer | E1 | Standard | Baseline Forecast | 0 | 30684.7433 | 63398.6224 | 62130.65 | 60888.037 | 59670.2763 | 58476.8707 | 57307.3333 | 56161.1866 | 49816.8739 | 39056.4292 | 30620.2405 | 24006.2685 | 18820.9145 | 8569.7183 | 0 | 0 | 0 | 0 | 0 | 0 | 0 | 0 | 0 | 0 | 0 | 0 | 0 | 0 | 0 | 0
Commercial_Miscellaneous_Existing_Food Preparation_Natural Gas_Fryer_E2_Baseline Forecast | Commercial | Miscellaneous | Existing | Food Preparation | Natural Gas | Fryer | E2 | ENERGY STAR | Baseline Forecast | 0 | 10818.955 | 22385.7488 | 70099.6388 | 119417.8474 | 169872.917 | 221057.3589 | 272616.8698 | 324244.2937 | 380895.3374 | 441559.1191 | 499299.1504 | 547803.6714 | 588315.6976 | 628085.6285 | 661038.8195 | 680885.5413 | 696727.9652 | 709039.7078 | 718241.9826 | 724709.3316 | 728774.7313 | 730734.1408 | 730850.5544 | 729357.611 | 726462.8101 | 722350.3759 | 717183.8098 | 711108.1633 | 704252.0628 | 696729.5138
Commercial_Miscellaneous_Existing_Food Preparation_Natural Gas_Fryer_E3_Baseline Forecast | Commercial | Miscellaneous | Existing | Food Preparation | Natural Gas | Fryer | E3 |  | Baseline Forecast | 0 | 0 | 0 | 0 | 0 | 0 | 0 | 0 | 0 | 0 | 0 | 0 | 0 | 0 | 0 | 0 | 0 | 0 | 0 | 0 | 0 | 0 | 0 | 0 | 0 | 0 | 0 | 0 | 0 | 0 | 0
Commercial_Miscellaneous_Existing_Food Preparation_Natural Gas_Fryer_E4_Baseline Forecast | Commercial | Miscellaneous | Existing | Food Preparation | Natural Gas | Fryer | E4 |  | Baseline Forecast | 0 | 0 | 0 | 0 | 0 | 0 | 0 | 0 | 0 | 0 | 0 | 0 | 0 | 0 | 0 | 0 | 0 | 0 | 0 | 0 | 0 | 0 | 0 | 0 | 0 | 0 | 0 | 0 | 0 | 0 | 0
Commercial_Miscellaneous_Existing_Food Preparation_Natural Gas_Fryer_E5_Baseline Forecast | Commercial | Miscellaneous | Existing | Food Preparation | Natural Gas | Fryer | E5 |  | Baseline Forecast | 0 | 0 | 0 | 0 | 0 | 0 | 0 | 0 | 0 | 0 | 0 | 0 | 0 | 0 | 0 | 0 | 0 | 0 | 0 | 0 | 0 | 0 | 0 | 0 | 0 | 0 | 0 | 0 | 0 | 0 | 0
Commercial_Miscellaneous_Existing_Food Preparation_Natural Gas_Fryer_E6_Baseline Forecast | Commercial | Miscellaneous | Existing | Food Preparation | Natural Gas | Fryer | E6 |  | Baseline Forecast | 0 | 0 | 0 | 0 | 0 | 0 | 0 | 0 | 0 | 0 | 0 | 0 | 0 | 0 | 0 | 0 | 0 | 0 | 0 | 0 | 0 | 0 | 0 | 0 | 0 | 0 | 0 | 0 | 0 | 0 | 0
Commercial_Miscellaneous_Existing_Food Preparation_Natural Gas_Fryer_E7_Baseline Forecast | Commercial | Miscellaneous | Existing | Food Preparation | Natural Gas | Fryer | E7 |  | Baseline Forecast | 0 | 0 | 0 | 0 | 0 | 0 | 0 | 0 | 0 | 0 | 0 | 0 | 0 | 0 | 0 | 0 | 0 | 0 | 0 | 0 | 0 | 0 | 0 | 0 | 0 | 0 | 0 | 0 | 0 | 0 | 0
Commercial_Miscellaneous_Existing_Food Preparation_Natural Gas_Fryer_E8_Baseline Forecast | Commercial | Miscellaneous | Existing | Food Preparation | Natural Gas | Fryer | E8 |  | Baseline Forecast | 0 | 0 | 0 | 0 | 0 | 0 | 0 | 0 | 0 | 0 | 0 | 0 | 0 | 0 | 0 | 0 | 0 | 0 | 0 | 0 | 0 | 0 | 0 | 0 | 0 | 0 | 0 | 0 | 0 | 0 | 0
Commercial_Miscellaneous_Existing_Food Preparation_Natural Gas_Fryer_E9_Baseline Forecast | Commercial | Miscellaneous | Existing | Food Preparation | Natural Gas | Fryer | E9 |  | Baseline Forecast | 0 | 0 | 0 | 0 | 0 | 0 | 0 | 0 | 0 | 0 | 0 | 0 | 0 | 0 | 0 | 0 | 0 | 0 | 0 | 0 | 0 | 0 | 0 | 0 | 0 | 0 | 0 | 0 | 0 | 0 | 0
Commercial_Miscellaneous_Existing_Food Preparation_Natural Gas_Fryer_E10_Baseline Forecast | Commercial | Miscellaneous | Existing | Food Preparation | Natural Gas | Fryer | E10 |  | Baseline Forecast | 0 | 0 | 0 | 0 | 0 | 0 | 0 | 0 | 0 | 0 | 0 | 0 | 0 | 0 | 0 | 0 | 0 | 0 | 0 | 0 | 0 | 0 | 0 | 0 | 0 | 0 | 0 | 0 | 0 | 0 | 0
Commercial_Miscellaneous_Existing_Food Preparation_Natural Gas_Fryer_Vintage_Baseline Forecast | Commercial | Miscellaneous | Existing | Food Preparation | Natural Gas | Fryer | Vintage | Vintage | Baseline Forecast | 1397573.5133 | 1328118.3447 | 1256445.2309 | 1183154.7213 | 1108771.4255 | 1033752.5705 | 958495.6188 | 883345.0483 | 808598.3861 | 734511.5777 | 661303.7651 | 589161.5362 | 524889.3686 | 467628.7102 | 416614.6691 | 371165.7961 | 330674.982 | 294601.3476 | 262463.0188 | 233830.6894 | 208321.887 | 185595.8629 | 165349.0415 | 147310.9643 | 131240.6772 | 116923.5125 | 104168.2202 | 92804.4143 | 82680.2964 | 73660.6277 | 65624.9229
Commercial_Miscellaneous_Existing_Food Preparation_Natural Gas_Broiler_E1_Baseline Forecast | Commercial | Miscellaneous | Existing | Food Preparation | Natural Gas | Broiler | E1 | Standard | Baseline Forecast | 0 | 26486.0747 | 55500.0783 | 86491.2231 | 118953.4636 | 152580.421 | 187001.1721 | 221865.06 | 256873.3133 | 291697.4997 | 320588.4651 | 344350.88 | 363894.4489 | 379571.3518 | 391982.8446 | 401588.7616 | 408747.2989 | 413790.278 | 417041.6641 | 418689.6105 | 418986.0968 | 418116.0294 | 416261.111 | 414733.4185 | 412489.9367 | 409664.2619 | 406315.286 | 402531.8871 | 398415.9578 | 394066.1334 | 389512.2978
Commercial_Miscellaneous_Existing_Food Preparation_Natural Gas_Broiler_E2_Baseline Forecast | Commercial | Miscellaneous | Existing | Food Preparation | Natural Gas | Broiler | E2 | Infrared Burners | Baseline Forecast | 0 | 9335.7572 | 19586.4615 | 30522.427 | 41980.065 | 53692.3982 | 65540.5949 | 77458.1214 | 89389.5147 | 101363.567 | 111410.5139 | 119775.3648 | 126462.0714 | 131913.633 | 136220.7811 | 139525.7904 | 141994.2944 | 143750.124 | 144865.5902 | 145497.105 | 145692.2213 | 145526.3494 | 145043.9529 | 143129.3861 | 140996.203 | 138658.8032 | 136186.6648 | 133602.1936 | 130899.9084 | 128064.6402 | 125138.7049
Commercial_Miscellaneous_Existing_Food Preparation_Natural Gas_Broiler_E3_Baseline Forecast | Commercial | Miscellaneous | Existing | Food Preparation | Natural Gas | Broiler | E3 |  | Baseline Forecast | 0 | 0 | 0 | 0 | 0 | 0 | 0 | 0 | 0 | 0 | 0 | 0 | 0 | 0 | 0 | 0 | 0 | 0 | 0 | 0 | 0 | 0 | 0 | 0 | 0 | 0 | 0 | 0 | 0 | 0 | 0
Commercial_Miscellaneous_Existing_Food Preparation_Natural Gas_Broiler_E4_Baseline Forecast | Commercial | Miscellaneous | Existing | Food Preparation | Natural Gas | Broiler | E4 |  | Baseline Forecast | 0 | 0 | 0 | 0 | 0 | 0 | 0 | 0 | 0 | 0 | 0 | 0 | 0 | 0 | 0 | 0 | 0 | 0 | 0 | 0 | 0 | 0 | 0 | 0 | 0 | 0 | 0 | 0 | 0 | 0 | 0
Commercial_Miscellaneous_Existing_Food Preparation_Natural Gas_Broiler_E5_Baseline Forecast | Commercial | Miscellaneous | Existing | Food Preparation | Natural Gas | Broiler | E5 |  | Baseline Forecast | 0 | 0 | 0 | 0 | 0 | 0 | 0 | 0 | 0 | 0 | 0 | 0 | 0 | 0 | 0 | 0 | 0 | 0 | 0 | 0 | 0 | 0 | 0 | 0 | 0 | 0 | 0 | 0 | 0 | 0 | 0
Commercial_Miscellaneous_Existing_Food Preparation_Natural Gas_Broiler_E6_Baseline Forecast | Commercial | Miscellaneous | Existing | Food Preparation | Natural Gas | Broiler | E6 |  | Baseline Forecast | 0 | 0 | 0 | 0 | 0 | 0 | 0 | 0 | 0 | 0 | 0 | 0 | 0 | 0 | 0 | 0 | 0 | 0 | 0 | 0 | 0 | 0 | 0 | 0 | 0 | 0 | 0 | 0 | 0 | 0 | 0
Commercial_Miscellaneous_Existing_Food Preparation_Natural Gas_Broiler_E7_Baseline Forecast | Commercial | Miscellaneous | Existing | Food Preparation | Natural Gas | Broiler | E7 |  | Baseline Forecast | 0 | 0 | 0 | 0 | 0 | 0 | 0 | 0 | 0 | 0 | 0 | 0 | 0 | 0 | 0 | 0 | 0 | 0 | 0 | 0 | 0 | 0 | 0 | 0 | 0 | 0 | 0 | 0 | 0 | 0 | 0
Commercial_Miscellaneous_Existing_Food Preparation_Natural Gas_Broiler_E8_Baseline Forecast | Commercial | Miscellaneous | Existing | Food Preparation | Natural Gas | Broiler | E8 |  | Baseline Forecast | 0 | 0 | 0 | 0 | 0 | 0 | 0 | 0 | 0 | 0 | 0 | 0 | 0 | 0 | 0 | 0 | 0 | 0 | 0 | 0 | 0 | 0 | 0 | 0 | 0 | 0 | 0 | 0 | 0 | 0 | 0
Commercial_Miscellaneous_Existing_Food Preparation_Natural Gas_Broiler_E9_Baseline Forecast | Commercial | Miscellaneous | Existing | Food Preparation | Natural Gas | Broiler | E9 |  | Baseline Forecast | 0 | 0 | 0 | 0 | 0 | 0 | 0 | 0 | 0 | 0 | 0 | 0 | 0 | 0 | 0 | 0 | 0 | 0 | 0 | 0 | 0 | 0 | 0 | 0 | 0 | 0 | 0 | 0 | 0 | 0 | 0
Commercial_Miscellaneous_Existing_Food Preparation_Natural Gas_Broiler_E10_Baseline Forecast | Commercial | Miscellaneous | Existing | Food Preparation | Natural Gas | Broiler | E10 |  | Baseline Forecast | 0 | 0 | 0 | 0 | 0 | 0 | 0 | 0 | 0 | 0 | 0 | 0 | 0 | 0 | 0 | 0 | 0 | 0 | 0 | 0 | 0 | 0 | 0 | 0 | 0 | 0 | 0 | 0 | 0 | 0 | 0
Commercial_Miscellaneous_Existing_Food Preparation_Natural Gas_Broiler_Vintage_Baseline Forecast | Commercial | Miscellaneous | Existing | Food Preparation | Natural Gas | Broiler | Vintage | Vintage | Baseline Forecast | 986928.021 | 931367.6287 | 872759.1315 | 811875.1078 | 749377.4542 | 685831.9439 | 621720.9008 | 557454.2331 | 493379.0381 | 429787.9621 | 374393.0692 | 326137.9625 | 284102.4029 | 247484.7599 | 215586.7242 | 187799.9908 | 163594.6587 | 142509.1249 | 124141.2821 | 108140.8502 | 94202.6962 | 82061.0153 | 71484.2622 | 62270.7351 | 54244.7293 | 47253.1864 | 41162.7757 | 35857.3513 | 31235.7371 | 27209.7977 | 23702.7571
Commercial_Miscellaneous_Existing_Food Preparation_Natural Gas_Griddle_E1_Baseline Forecast | Commercial | Miscellaneous | Existing | Food Preparation | Natural Gas | Griddle | E1 | Standard | Baseline Forecast | 0 | 31839.4787 | 66733.3862 | 103996.4853 | 143030.0647 | 183362.74 | 224556.933 | 266228.1411 | 308049.2262 | 349717.8927 | 384359.8873 | 412918.0141 | 436281.2444 | 455078.5794 | 469954.7422 | 481449.7007 | 490019.5555 | 496067.5466 | 499956.0155 | 501969.3465 | 502383.9155 | 501428.7596 | 499309.5306 | 496623.2379 | 493098.2171 | 488874.2103 | 484052.0048 | 478733.1012 | 473016.198 | 466987.4083 | 460702.8834
Commercial_Miscellaneous_Existing_Food Preparation_Natural Gas_Griddle_E2_Baseline Forecast | Commercial | Miscellaneous | Existing | Food Preparation | Natural Gas | Griddle | E2 | ENERGY STAR | Baseline Forecast | 0 | 13014.9246 | 27286.4268 | 42522.4719 | 58483.2865 | 74922.3261 | 91663.9207 | 108570.1866 | 125524.7066 | 142454.5807 | 156568.7979 | 168238.9134 | 177719.9932 | 185378.722 | 191436.8504 | 196108.3431 | 199593.0139 | 202058.1695 | 203637.6664 | 204478.5689 | 204679.5615 | 204337.563 | 203530.1171 | 201906.1753 | 199950.9434 | 197709.9925 | 195243.274 | 192588.6319 | 189768.0895 | 186800.0461 | 183718.7559
Commercial_Miscellaneous_Existing_Food Preparation_Natural Gas_Griddle_E3_Baseline Forecast | Commercial | Miscellaneous | Existing | Food Preparation | Natural Gas | Griddle | E3 |  | Baseline Forecast | 0 | 0 | 0 | 0 | 0 | 0 | 0 | 0 | 0 | 0 | 0 | 0 | 0 | 0 | 0 | 0 | 0 | 0 | 0 | 0 | 0 | 0 | 0 | 0 | 0 | 0 | 0 | 0 | 0 | 0 | 0
Commercial_Miscellaneous_Existing_Food Preparation_Natural Gas_Griddle_E4_Baseline Forecast | Commercial | Miscellaneous | Existing | Food Preparation | Natural Gas | Griddle | E4 |  | Baseline Forecast | 0 | 0 | 0 | 0 | 0 | 0 | 0 | 0 | 0 | 0 | 0 | 0 | 0 | 0 | 0 | 0 | 0 | 0 | 0 | 0 | 0 | 0 | 0 | 0 | 0 | 0 | 0 | 0 | 0 | 0 | 0
Commercial_Miscellaneous_Existing_Food Preparation_Natural Gas_Griddle_E5_Baseline Forecast | Commercial | Miscellaneous | Existing | Food Preparation | Natural Gas | Griddle | E5 |  | Baseline Forecast | 0 | 0 | 0 | 0 | 0 | 0 | 0 | 0 | 0 | 0 | 0 | 0 | 0 | 0 | 0 | 0 | 0 | 0 | 0 | 0 | 0 | 0 | 0 | 0 | 0 | 0 | 0 | 0 | 0 | 0 | 0
Commercial_Miscellaneous_Existing_Food Preparation_Natural Gas_Griddle_E6_Baseline Forecast | Commercial | Miscellaneous | Existing | Food Preparation | Natural Gas | Griddle | E6 |  | Baseline Forecast | 0 | 0 | 0 | 0 | 0 | 0 | 0 | 0 | 0 | 0 | 0 | 0 | 0 | 0 | 0 | 0 | 0 | 0 | 0 | 0 | 0 | 0 | 0 | 0 | 0 | 0 | 0 | 0 | 0 | 0 | 0
Commercial_Miscellaneous_Existing_Food Preparation_Natural Gas_Griddle_E7_Baseline Forecast | Commercial | Miscellaneous | Existing | Food Preparation | Natural Gas | Griddle | E7 |  | Baseline Forecast | 0 | 0 | 0 | 0 | 0 | 0 | 0 | 0 | 0 | 0 | 0 | 0 | 0 | 0 | 0 | 0 | 0 | 0 | 0 | 0 | 0 | 0 | 0 | 0 | 0 | 0 | 0 | 0 | 0 | 0 | 0
Commercial_Miscellaneous_Existing_Food Preparation_Natural Gas_Griddle_E8_Baseline Forecast | Commercial | Miscellaneous | Existing | Food Preparation | Natural Gas | Griddle | E8 |  | Baseline Forecast | 0 | 0 | 0 | 0 | 0 | 0 | 0 | 0 | 0 | 0 | 0 | 0 | 0 | 0 | 0 | 0 | 0 | 0 | 0 | 0 | 0 | 0 | 0 | 0 | 0 | 0 | 0 | 0 | 0 | 0 | 0
Commercial_Miscellaneous_Existing_Food Preparation_Natural Gas_Griddle_E9_Baseline Forecast | Commercial | Miscellaneous | Existing | Food Preparation | Natural Gas | Griddle | E9 |  | Baseline Forecast | 0 | 0 | 0 | 0 | 0 | 0 | 0 | 0 | 0 | 0 | 0 | 0 | 0 | 0 | 0 | 0 | 0 | 0 | 0 | 0 | 0 | 0 | 0 | 0 | 0 | 0 | 0 | 0 | 0 | 0 | 0
Commercial_Miscellaneous_Existing_Food Preparation_Natural Gas_Griddle_E10_Baseline Forecast | Commercial | Miscellaneous | Existing | Food Preparation | Natural Gas | Griddle | E10 |  | Baseline Forecast | 0 | 0 | 0 | 0 | 0 | 0 | 0 | 0 | 0 | 0 | 0 | 0 | 0 | 0 | 0 | 0 | 0 | 0 | 0 | 0 | 0 | 0 | 0 | 0 | 0 | 0 | 0 | 0 | 0 | 0 | 0
Commercial_Miscellaneous_Existing_Food Preparation_Natural Gas_Griddle_Vintage_Baseline Forecast | Commercial | Miscellaneous | Existing | Food Preparation | Natural Gas | Griddle | Vintage | Vintage | Baseline Forecast | 1235784.5796 | 1166214.4848 | 1092827.6972 | 1016591.6029 | 938334.9977 | 858766.3158 | 778489.5005 | 698017.8195 | 617785.8915 | 538160.1544 | 468797.29 | 408374.5282 | 355739.589 | 309888.7086 | 269947.4973 | 235154.2643 | 204845.4925 | 178443.1846 | 155443.8408 | 135408.8568 | 117956.1597 | 102752.9214 | 89509.2115 | 77972.4687 | 67922.6838 | 59168.2046 | 51542.0804 | 44898.879 | 39111.9123 | 34070.8214 | 29679.4711
Commercial_Miscellaneous_Existing_Food Preparation_Natural Gas_Range_E1_Baseline Forecast | Commercial | Miscellaneous | Existing | Food Preparation | Natural Gas | Range | E1 | Standard | Baseline Forecast | 0 | 75204.2506 | 169445.4346 | 277128.9157 | 393883.2781 | 516903.7321 | 643568.9129 | 771737.264 | 899757.4169 | 1026515.2202 | 1119621.3689 | 1186149.3216 | 1232836.7125 | 1263285.7115 | 1280939.0914 | 1288566.9542 | 1288717.3626 | 1283096.6274 | 1273194.2868 | 1259776.3395 | 1243794.9498 | 1225824.8618 | 1206468.8681 | 1189877.0237 | 1172661.5245 | 1155176.4124 | 1137432.9298 | 1119768.3496 | 1102269.8524 | 1085080.1808 | 1068024.4875
Commercial_Miscellaneous_Existing_Food Preparation_Natural Gas_Range_E2_Baseline Forecast | Commercial | Miscellaneous | Existing | Food Preparation | Natural Gas | Range | E2 | High Efficiency | Baseline Forecast | 0 | 108397.7004 | 244393.363 | 399983.3291 | 568984.4404 | 746030.3403 | 927437.0763 | 1110500.9892 | 1293170.3108 | 1473748.8722 | 1605974.2583 | 1700798.4574 | 1765609.5373 | 1807873.7556 | 1832819.9859 | 1844470.8164 | 1845597.8905 | 1838659.8992 | 1825427.1308 | 1807683.8667 | 1786472.0463 | 1762775.0937 | 1737206.715 | 1706565.587 | 1674978.4168 | 1642665.6573 | 1610061.7616 | 1577174.267 | 1544181.802 | 1511145.5864 | 1478396.0307
Commercial_Miscellaneous_Existing_Food Preparation_Natural Gas_Range_E3_Baseline Forecast | Commercial | Miscellaneous | Existing | Food Preparation | Natural Gas | Range | E3 |  | Baseline Forecast | 0 | 0 | 0 | 0 | 0 | 0 | 0 | 0 | 0 | 0 | 0 | 0 | 0 | 0 | 0 | 0 | 0 | 0 | 0 | 0 | 0 | 0 | 0 | 0 | 0 | 0 | 0 | 0 | 0 | 0 | 0
Commercial_Miscellaneous_Existing_Food Preparation_Natural Gas_Range_E4_Baseline Forecast | Commercial | Miscellaneous | Existing | Food Preparation | Natural Gas | Range | E4 |  | Baseline Forecast | 0 | 0 | 0 | 0 | 0 | 0 | 0 | 0 | 0 | 0 | 0 | 0 | 0 | 0 | 0 | 0 | 0 | 0 | 0 | 0 | 0 | 0 | 0 | 0 | 0 | 0 | 0 | 0 | 0 | 0 | 0
Commercial_Miscellaneous_Existing_Food Preparation_Natural Gas_Range_E5_Baseline Forecast | Commercial | Miscellaneous | Existing | Food Preparation | Natural Gas | Range | E5 |  | Baseline Forecast | 0 | 0 | 0 | 0 | 0 | 0 | 0 | 0 | 0 | 0 | 0 | 0 | 0 | 0 | 0 | 0 | 0 | 0 | 0 | 0 | 0 | 0 | 0 | 0 | 0 | 0 | 0 | 0 | 0 | 0 | 0
Commercial_Miscellaneous_Existing_Food Preparation_Natural Gas_Range_E6_Baseline Forecast | Commercial | Miscellaneous | Existing | Food Preparation | Natural Gas | Range | E6 |  | Baseline Forecast | 0 | 0 | 0 | 0 | 0 | 0 | 0 | 0 | 0 | 0 | 0 | 0 | 0 | 0 | 0 | 0 | 0 | 0 | 0 | 0 | 0 | 0 | 0 | 0 | 0 | 0 | 0 | 0 | 0 | 0 | 0
Commercial_Miscellaneous_Existing_Food Preparation_Natural Gas_Range_E7_Baseline Forecast | Commercial | Miscellaneous | Existing | Food Preparation | Natural Gas | Range | E7 |  | Baseline Forecast | 0 | 0 | 0 | 0 | 0 | 0 | 0 | 0 | 0 | 0 | 0 | 0 | 0 | 0 | 0 | 0 | 0 | 0 | 0 | 0 | 0 | 0 | 0 | 0 | 0 | 0 | 0 | 0 | 0 | 0 | 0
Commercial_Miscellaneous_Existing_Food Preparation_Natural Gas_Range_E8_Baseline Forecast | Commercial | Miscellaneous | Existing | Food Preparation | Natural Gas | Range | E8 |  | Baseline Forecast | 0 | 0 | 0 | 0 | 0 | 0 | 0 | 0 | 0 | 0 | 0 | 0 | 0 | 0 | 0 | 0 | 0 | 0 | 0 | 0 | 0 | 0 | 0 | 0 | 0 | 0 | 0 | 0 | 0 | 0 | 0
Commercial_Miscellaneous_Existing_Food Preparation_Natural Gas_Range_E9_Baseline Forecast | Commercial | Miscellaneous | Existing | Food Preparation | Natural Gas | Range | E9 |  | Baseline Forecast | 0 | 0 | 0 | 0 | 0 | 0 | 0 | 0 | 0 | 0 | 0 | 0 | 0 | 0 | 0 | 0 | 0 | 0 | 0 | 0 | 0 | 0 | 0 | 0 | 0 | 0 | 0 | 0 | 0 | 0 | 0
Commercial_Miscellaneous_Existing_Food Preparation_Natural Gas_Range_E10_Baseline Forecast | Commercial | Miscellaneous | Existing | Food Preparation | Natural Gas | Range | E10 |  | Baseline Forecast | 0 | 0 | 0 | 0 | 0 | 0 | 0 | 0 | 0 | 0 | 0 | 0 | 0 | 0 | 0 | 0 | 0 | 0 | 0 | 0 | 0 | 0 | 0 | 0 | 0 | 0 | 0 | 0 | 0 | 0 | 0
Commercial_Miscellaneous_Existing_Food Preparation_Natural Gas_Range_Vintage_Baseline Forecast | Commercial | Miscellaneous | Existing | Food Preparation | Natural Gas | Range | Vintage | Vintage | Baseline Forecast | 4683723.2396 | 4406446.8238 | 4084409.0017 | 3731170.5986 | 3357249.4679 | 2970780.7703 | 2578034.5566 | 2183821.4818 | 1791810.8125 | 1404779.677 | 1101347.2668 | 863456.2572 | 676949.7056 | 530728.5692 | 416091.1983 | 326215.4994 | 255752.9516 | 200510.314 | 157200.0862 | 123244.8676 | 96623.9762 | 75753.1973 | 59390.5067 | 46562.1573 | 36504.7313 | 28619.7093 | 22437.8521 | 17591.2761 | 13791.5604 | 10812.5834 | 8477.0654
Commercial_Miscellaneous_Existing_Food Preparation_Natural Gas_Steamer_E1_Baseline Forecast | Commercial | Miscellaneous | Existing | Food Preparation | Natural Gas | Steamer | E1 | Standard | Baseline Forecast | 0 | 6376.9193 | 13357.067 | 13089.9257 | 12828.1272 | 12571.5646 | 12320.1334 | 12073.7307 | 11832.2561 | 11595.611 | 10772.9496 | 9384.4361 | 8174.8866 | 7121.2345 | 6203.3865 | 5403.8389 | 4707.3441 | 4100.6198 | 3572.0954 | 1746.6216 | 0 | 0 | 0 | 0 | 0 | 0 | 0 | 0 | 0 | 0 | 0
Commercial_Miscellaneous_Existing_Food Preparation_Natural Gas_Steamer_E2_Baseline Forecast | Commercial | Miscellaneous | Existing | Food Preparation | Natural Gas | Steamer | E2 | ENERGY STAR | Baseline Forecast | 0 | 6407.1208 | 13439.7013 | 28669.725 | 44605.5819 | 61042.7605 | 77806.5825 | 94748.264 | 111741.4873 | 128679.4155 | 143398.1789 | 156252.2214 | 166822.7911 | 175416.737 | 182301.1077 | 187708.2868 | 191840.4652 | 194873.5379 | 196960.4977 | 199599.4621 | 201521.5262 | 201151.8217 | 200317.6844 | 199089.2162 | 197527.2788 | 195684.6887 | 193607.2584 | 191334.7028 | 188901.4289 | 186337.2241 | 183667.8551
Commercial_Miscellaneous_Existing_Food Preparation_Natural Gas_Steamer_E3_Baseline Forecast | Commercial | Miscellaneous | Existing | Food Preparation | Natural Gas | Steamer | E3 |  | Baseline Forecast | 0 | 0 | 0 | 0 | 0 | 0 | 0 | 0 | 0 | 0 | 0 | 0 | 0 | 0 | 0 | 0 | 0 | 0 | 0 | 0 | 0 | 0 | 0 | 0 | 0 | 0 | 0 | 0 | 0 | 0 | 0
Commercial_Miscellaneous_Existing_Food Preparation_Natural Gas_Steamer_E4_Baseline Forecast | Commercial | Miscellaneous | Existing | Food Preparation | Natural Gas | Steamer | E4 |  | Baseline Forecast | 0 | 0 | 0 | 0 | 0 | 0 | 0 | 0 | 0 | 0 | 0 | 0 | 0 | 0 | 0 | 0 | 0 | 0 | 0 | 0 | 0 | 0 | 0 | 0 | 0 | 0 | 0 | 0 | 0 | 0 | 0
Commercial_Miscellaneous_Existing_Food Preparation_Natural Gas_Steamer_E5_Baseline Forecast | Commercial | Miscellaneous | Existing | Food Preparation | Natural Gas | Steamer | E5 |  | Baseline Forecast | 0 | 0 | 0 | 0 | 0 | 0 | 0 | 0 | 0 | 0 | 0 | 0 | 0 | 0 | 0 | 0 | 0 | 0 | 0 | 0 | 0 | 0 | 0 | 0 | 0 | 0 | 0 | 0 | 0 | 0 | 0
Commercial_Miscellaneous_Existing_Food Preparation_Natural Gas_Steamer_E6_Baseline Forecast | Commercial | Miscellaneous | Existing | Food Preparation | Natural Gas | Steamer | E6 |  | Baseline Forecast | 0 | 0 | 0 | 0 | 0 | 0 | 0 | 0 | 0 | 0 | 0 | 0 | 0 | 0 | 0 | 0 | 0 | 0 | 0 | 0 | 0 | 0 | 0 | 0 | 0 | 0 | 0 | 0 | 0 | 0 | 0
Commercial_Miscellaneous_Existing_Food Preparation_Natural Gas_Steamer_E7_Baseline Forecast | Commercial | Miscellaneous | Existing | Food Preparation | Natural Gas | Steamer | E7 |  | Baseline Forecast | 0 | 0 | 0 | 0 | 0 | 0 | 0 | 0 | 0 | 0 | 0 | 0 | 0 | 0 | 0 | 0 | 0 | 0 | 0 | 0 | 0 | 0 | 0 | 0 | 0 | 0 | 0 | 0 | 0 | 0 | 0
Commercial_Miscellaneous_Existing_Food Preparation_Natural Gas_Steamer_E8_Baseline Forecast | Commercial | Miscellaneous | Existing | Food Preparation | Natural Gas | Steamer | E8 |  | Baseline Forecast | 0 | 0 | 0 | 0 | 0 | 0 | 0 | 0 | 0 | 0 | 0 | 0 | 0 | 0 | 0 | 0 | 0 | 0 | 0 | 0 | 0 | 0 | 0 | 0 | 0 | 0 | 0 | 0 | 0 | 0 | 0
Commercial_Miscellaneous_Existing_Food Preparation_Natural Gas_Steamer_E9_Baseline Forecast | Commercial | Miscellaneous | Existing | Food Preparation | Natural Gas | Steamer | E9 |  | Baseline Forecast | 0 | 0 | 0 | 0 | 0 | 0 | 0 | 0 | 0 | 0 | 0 | 0 | 0 | 0 | 0 | 0 | 0 | 0 | 0 | 0 | 0 | 0 | 0 | 0 | 0 | 0 | 0 | 0 | 0 | 0 | 0
Commercial_Miscellaneous_Existing_Food Preparation_Natural Gas_Steamer_E10_Baseline Forecast | Commercial | Miscellaneous | Existing | Food Preparation | Natural Gas | Steamer | E10 |  | Baseline Forecast | 0 | 0 | 0 | 0 | 0 | 0 | 0 | 0 | 0 | 0 | 0 | 0 | 0 | 0 | 0 | 0 | 0 | 0 | 0 | 0 | 0 | 0 | 0 | 0 | 0 | 0 | 0 | 0 | 0 | 0 | 0
Commercial_Miscellaneous_Existing_Food Preparation_Natural Gas_Steamer_Vintage_Baseline Forecast | Commercial | Miscellaneous | Existing | Food Preparation | Natural Gas | Steamer | Vintage | Vintage | Baseline Forecast | 352213.348 | 332385.041 | 311468.9311 | 289740.7347 | 267436.6686 | 244758.645 | 221878.795 | 198943.4058 | 176076.3492 | 153382.0642 | 133612.8204 | 116391.6124 | 101390.0268 | 88321.9789 | 76938.2572 | 67021.7707 | 58383.4091 | 50858.4364 | 44303.3491 | 38593.1396 | 33618.9127 | 29285.8084 | 25511.1931 | 22223.0838 | 19358.7752 | 16863.6442 | 14690.1078 | 12796.7161 | 11147.3616 | 9710.5906 | 8459.0033
Commercial_Miscellaneous_Existing_Food Preparation_Natural Gas_Food Prep Other_E1_Baseline Forecast | Commercial | Miscellaneous | Existing | Food Preparation | Natural Gas | Food Prep Other | E1 | Standard | Baseline Forecast | 0 | 10217.0009 | 23029.1166 | 37679.6339 | 53581.2141 | 70279.181 | 87422.6581 | 104742.0127 | 122031.1666 | 139133.7347 | 151672.9307 | 160651.8085 | 166856.485 | 170902.8353 | 173273.4105 | 174346.208 | 174417.2764 | 173718.3877 | 172430.9514 | 170696.8699 | 168627.1175 | 166308.3984 | 163808.4142 | 161180.2231 | 158464.6833 | 155693.7721 | 152892.2821 | 150079.4135 | 147269.956 | 144475.2646 | 141703.9796
Commercial_Miscellaneous_Existing_Food Preparation_Natural Gas_Food Prep Other_E2_Baseline Forecast | Commercial | Miscellaneous | Existing | Food Preparation | Natural Gas | Food Prep Other | E2 | ENERGY STAR | Baseline Forecast | 0 | 3589.7623 | 8091.3277 | 13238.8253 | 18825.8957 | 24692.7495 | 30716.1069 | 36801.2432 | 42875.7627 | 48884.716 | 53290.3245 | 56445.0375 | 58624.9831 | 60046.6259 | 60879.5173 | 61256.4666 | 61281.4643 | 61035.9438 | 60583.6329 | 59974.4089 | 59247.2529 | 58432.6339 | 57554.3306 | 56630.6289 | 55676.2355 | 54702.3748 | 53717.7703 | 52729.1514 | 51741.7169 | 50759.4499 | 49785.4083
Commercial_Miscellaneous_Existing_Food Preparation_Natural Gas_Food Prep Other_E3_Baseline Forecast | Commercial | Miscellaneous | Existing | Food Preparation | Natural Gas | Food Prep Other | E3 |  | Baseline Forecast | 0 | 0 | 0 | 0 | 0 | 0 | 0 | 0 | 0 | 0 | 0 | 0 | 0 | 0 | 0 | 0 | 0 | 0 | 0 | 0 | 0 | 0 | 0 | 0 | 0 | 0 | 0 | 0 | 0 | 0 | 0
Commercial_Miscellaneous_Existing_Food Preparation_Natural Gas_Food Prep Other_E4_Baseline Forecast | Commercial | Miscellaneous | Existing | Food Preparation | Natural Gas | Food Prep Other | E4 |  | Baseline Forecast | 0 | 0 | 0 | 0 | 0 | 0 | 0 | 0 | 0 | 0 | 0 | 0 | 0 | 0 | 0 | 0 | 0 | 0 | 0 | 0 | 0 | 0 | 0 | 0 | 0 | 0 | 0 | 0 | 0 | 0 | 0
Commercial_Miscellaneous_Existing_Food Preparation_Natural Gas_Food Prep Other_E5_Baseline Forecast | Commercial | Miscellaneous | Existing | Food Preparation | Natural Gas | Food Prep Other | E5 |  | Baseline Forecast | 0 | 0 | 0 | 0 | 0 | 0 | 0 | 0 | 0 | 0 | 0 | 0 | 0 | 0 | 0 | 0 | 0 | 0 | 0 | 0 | 0 | 0 | 0 | 0 | 0 | 0 | 0 | 0 | 0 | 0 | 0
Commercial_Miscellaneous_Existing_Food Preparation_Natural Gas_Food Prep Other_E6_Baseline Forecast | Commercial | Miscellaneous | Existing | Food Preparation | Natural Gas | Food Prep Other | E6 |  | Baseline Forecast | 0 | 0 | 0 | 0 | 0 | 0 | 0 | 0 | 0 | 0 | 0 | 0 | 0 | 0 | 0 | 0 | 0 | 0 | 0 | 0 | 0 | 0 | 0 | 0 | 0 | 0 | 0 | 0 | 0 | 0 | 0
Commercial_Miscellaneous_Existing_Food Preparation_Natural Gas_Food Prep Other_E7_Baseline Forecast | Commercial | Miscellaneous | Existing | Food Preparation | Natural Gas | Food Prep Other | E7 |  | Baseline Forecast | 0 | 0 | 0 | 0 | 0 | 0 | 0 | 0 | 0 | 0 | 0 | 0 | 0 | 0 | 0 | 0 | 0 | 0 | 0 | 0 | 0 | 0 | 0 | 0 | 0 | 0 | 0 | 0 | 0 | 0 | 0
Commercial_Miscellaneous_Existing_Food Preparation_Natural Gas_Food Prep Other_E8_Baseline Forecast | Commercial | Miscellaneous | Existing | Food Preparation | Natural Gas | Food Prep Other | E8 |  | Baseline Forecast | 0 | 0 | 0 | 0 | 0 | 0 | 0 | 0 | 0 | 0 | 0 | 0 | 0 | 0 | 0 | 0 | 0 | 0 | 0 | 0 | 0 | 0 | 0 | 0 | 0 | 0 | 0 | 0 | 0 | 0 | 0
Commercial_Miscellaneous_Existing_Food Preparation_Natural Gas_Food Prep Other_E9_Baseline Forecast | Commercial | Miscellaneous | Existing | Food Preparation | Natural Gas | Food Prep Other | E9 |  | Baseline Forecast | 0 | 0 | 0 | 0 | 0 | 0 | 0 | 0 | 0 | 0 | 0 | 0 | 0 | 0 | 0 | 0 | 0 | 0 | 0 | 0 | 0 | 0 | 0 | 0 | 0 | 0 | 0 | 0 | 0 | 0 | 0
Commercial_Miscellaneous_Existing_Food Preparation_Natural Gas_Food Prep Other_E10_Baseline Forecast | Commercial | Miscellaneous | Existing | Food Preparation | Natural Gas | Food Prep Other | E10 |  | Baseline Forecast | 0 | 0 | 0 | 0 | 0 | 0 | 0 | 0 | 0 | 0 | 0 | 0 | 0 | 0 | 0 | 0 | 0 | 0 | 0 | 0 | 0 | 0 | 0 | 0 | 0 | 0 | 0 | 0 | 0 | 0 | 0
Commercial_Miscellaneous_Existing_Food Preparation_Natural Gas_Food Prep Other_Vintage_Baseline Forecast | Commercial | Miscellaneous | Existing | Food Preparation | Natural Gas | Food Prep Other | Vintage | Vintage | Baseline Forecast | 352213.348 | 331362.3178 | 307145.2551 | 280581.9262 | 252463.2679 | 223401.0397 | 193866.7458 | 164222.1447 | 134743.1633 | 105638.64 | 82820.6938 | 64931.4239 | 50906.2364 | 39910.4893 | 31289.8236 | 24531.2217 | 19232.4778 | 15078.2626 | 11821.3579 | 9267.9446 | 7266.0686 | 5696.5977 | 4466.1326 | 3501.448 | 2745.1352 | 2152.186 | 1687.3138 | 1322.854 | 1037.1176 | 813.1002 | 637.4705
Commercial_Miscellaneous_Existing_Miscellaneous_Natural Gas_Pool Heater_E1_Baseline Forecast | Commercial | Miscellaneous | Existing | Miscellaneous | Natural Gas | Pool Heater | E1 | Standard (EF .82) | Baseline Forecast | 0 | 215876.0069 | 416031.564 | 602559.2495 | 777046.2303 | 941038.5741 | 1063064.3493 | 1152255.8611 | 1215773.1276 | 1259385.4286 | 1287474.4466 | 1303540.5376 | 1310947.0394 | 1311151.5493 | 1305797.51 | 1295880.1095 | 1282462.0246 | 1266256.0618 | 1248019.6743 | 1228190.6651 | 1207452.1346 | 1186101.4468 | 1164310.7321 | 1144236.2664 | 1124224.9499 | 1104406.7588 | 1084864.6721 | 1065608.7263 | 1046308.3528 | 1027063.9359 | 1007894.505
Commercial_Miscellaneous_Existing_Miscellaneous_Natural Gas_Pool Heater_E2_Baseline Forecast | Commercial | Miscellaneous | Existing | Miscellaneous | Natural Gas | Pool Heater | E2 | Condensing (EF .90) | Baseline Forecast | 0 | 24087.9803 | 46459.0272 | 67315.2584 | 86913.6615 | 105197.8833 | 118699.0974 | 128530.464 | 135561.4585 | 140315.032 | 143339.7767 | 144997.8944 | 144951.5706 | 144112.5506 | 142692.3423 | 141147.4766 | 139550.9141 | 138077.7271 | 136664.1482 | 135413.8611 | 134065.9751 | 132651.8692 | 131254.9232 | 127917.0019 | 124444.411 | 120825.1948 | 117066.8507 | 113228.2652 | 109692.0728 | 106396.7774 | 103351.9463
Commercial_Miscellaneous_Existing_Miscellaneous_Natural Gas_Pool Heater_E3_Baseline Forecast | Commercial | Miscellaneous | Existing | Miscellaneous | Natural Gas | Pool Heater | E3 |  | Baseline Forecast | 0 | 0 | 0 | 0 | 0 | 0 | 0 | 0 | 0 | 0 | 0 | 0 | 0 | 0 | 0 | 0 | 0 | 0 | 0 | 0 | 0 | 0 | 0 | 0 | 0 | 0 | 0 | 0 | 0 | 0 | 0
Commercial_Miscellaneous_Existing_Miscellaneous_Natural Gas_Pool Heater_E4_Baseline Forecast | Commercial | Miscellaneous | Existing | Miscellaneous | Natural Gas | Pool Heater | E4 |  | Baseline Forecast | 0 | 0 | 0 | 0 | 0 | 0 | 0 | 0 | 0 | 0 | 0 | 0 | 0 | 0 | 0 | 0 | 0 | 0 | 0 | 0 | 0 | 0 | 0 | 0 | 0 | 0 | 0 | 0 | 0 | 0 | 0
Commercial_Miscellaneous_Existing_Miscellaneous_Natural Gas_Pool Heater_E5_Baseline Forecast | Commercial | Miscellaneous | Existing | Miscellaneous | Natural Gas | Pool Heater | E5 |  | Baseline Forecast | 0 | 0 | 0 | 0 | 0 | 0 | 0 | 0 | 0 | 0 | 0 | 0 | 0 | 0 | 0 | 0 | 0 | 0 | 0 | 0 | 0 | 0 | 0 | 0 | 0 | 0 | 0 | 0 | 0 | 0 | 0
Commercial_Miscellaneous_Existing_Miscellaneous_Natural Gas_Pool Heater_E6_Baseline Forecast | Commercial | Miscellaneous | Existing | Miscellaneous | Natural Gas | Pool Heater | E6 |  | Baseline Forecast | 0 | 0 | 0 | 0 | 0 | 0 | 0 | 0 | 0 | 0 | 0 | 0 | 0 | 0 | 0 | 0 | 0 | 0 | 0 | 0 | 0 | 0 | 0 | 0 | 0 | 0 | 0 | 0 | 0 | 0 | 0
Commercial_Miscellaneous_Existing_Miscellaneous_Natural Gas_Pool Heater_E7_Baseline Forecast | Commercial | Miscellaneous | Existing | Miscellaneous | Natural Gas | Pool Heater | E7 |  | Baseline Forecast | 0 | 0 | 0 | 0 | 0 | 0 | 0 | 0 | 0 | 0 | 0 | 0 | 0 | 0 | 0 | 0 | 0 | 0 | 0 | 0 | 0 | 0 | 0 | 0 | 0 | 0 | 0 | 0 | 0 | 0 | 0
Commercial_Miscellaneous_Existing_Miscellaneous_Natural Gas_Pool Heater_E8_Baseline Forecast | Commercial | Miscellaneous | Existing | Miscellaneous | Natural Gas | Pool Heater | E8 |  | Baseline Forecast | 0 | 0 | 0 | 0 | 0 | 0 | 0 | 0 | 0 | 0 | 0 | 0 | 0 | 0 | 0 | 0 | 0 | 0 | 0 | 0 | 0 | 0 | 0 | 0 | 0 | 0 | 0 | 0 | 0 | 0 | 0
Commercial_Miscellaneous_Existing_Miscellaneous_Natural Gas_Pool Heater_E9_Baseline Forecast | Commercial | Miscellaneous | Existing | Miscellaneous | Natural Gas | Pool Heater | E9 |  | Baseline Forecast | 0 | 0 | 0 | 0 | 0 | 0 | 0 | 0 | 0 | 0 | 0 | 0 | 0 | 0 | 0 | 0 | 0 | 0 | 0 | 0 | 0 | 0 | 0 | 0 | 0 | 0 | 0 | 0 | 0 | 0 | 0
Commercial_Miscellaneous_Existing_Miscellaneous_Natural Gas_Pool Heater_E10_Baseline Forecast | Commercial | Miscellaneous | Existing | Miscellaneous | Natural Gas | Pool Heater | E10 |  | Baseline Forecast | 0 | 0 | 0 | 0 | 0 | 0 | 0 | 0 | 0 | 0 | 0 | 0 | 0 | 0 | 0 | 0 | 0 | 0 | 0 | 0 | 0 | 0 | 0 | 0 | 0 | 0 | 0 | 0 | 0 | 0 | 0
Commercial_Miscellaneous_Existing_Miscellaneous_Natural Gas_Pool Heater_Vintage_Baseline Forecast | Commercial | Miscellaneous | Existing | Miscellaneous | Natural Gas | Pool Heater | Vintage | Vintage | Baseline Forecast | 2040510.0951 | 1759735.906 | 1497215.304 | 1250637.2695 | 1018141.6501 | 798223.0537 | 625806.8741 | 490632.5893 | 384655.95 | 301570.2648 | 236431.0876 | 185361.9727 | 145323.7866 | 113933.8487 | 89324.1374 | 70030.1237 | 54903.617 | 43044.4357 | 33746.8376 | 26457.5207 | 20742.6962 | 16262.2738 | 12749.6227 | 9995.7042 | 7836.6321 | 6143.9195 | 4816.8329 | 3776.397 | 2960.6953 | 2321.1851 | 1819.8091
Commercial_Miscellaneous_Existing_Miscellaneous_Natural Gas_Miscellaneous_E1_Baseline Forecast | Commercial | Miscellaneous | Existing | Miscellaneous | Natural Gas | Miscellaneous | E1 | Standard | Baseline Forecast | 0 | 2444947.0169 | 5248486.263 | 8322273.6526 | 10825984.1561 | 12852395.4933 | 14479409.6404 | 15772433.5755 | 16786379.0915 | 17567342.6271 | 18154016.3132 | 18578873.2394 | 18869163.0667 | 19047748.3307 | 19133806.9254 | 19143422.1784 | 19090078.5037 | 18985077.7394 | 18837888.8615 | 18656441.7329 | 18447373.8431 | 18216237.5599 | 17967674.2113 | 17705560.3053 | 17433130.3449 | 17153079.9845 | 16867652.6717 | 16578712.4194 | 16287804.9239 | 15996208.8978 | 15704979.1807
Commercial_Miscellaneous_Existing_Miscellaneous_Natural Gas_Miscellaneous_E2_Baseline Forecast | Commercial | Miscellaneous | Existing | Miscellaneous | Natural Gas | Miscellaneous | E2 |  | Baseline Forecast | 0 | 0 | 0 | 0 | 0 | 0 | 0 | 0 | 0 | 0 | 0 | 0 | 0 | 0 | 0 | 0 | 0 | 0 | 0 | 0 | 0 | 0 | 0 | 0 | 0 | 0 | 0 | 0 | 0 | 0 | 0
Commercial_Miscellaneous_Existing_Miscellaneous_Natural Gas_Miscellaneous_E3_Baseline Forecast | Commercial | Miscellaneous | Existing | Miscellaneous | Natural Gas | Miscellaneous | E3 |  | Baseline Forecast | 0 | 0 | 0 | 0 | 0 | 0 | 0 | 0 | 0 | 0 | 0 | 0 | 0 | 0 | 0 | 0 | 0 | 0 | 0 | 0 | 0 | 0 | 0 | 0 | 0 | 0 | 0 | 0 | 0 | 0 | 0
Commercial_Miscellaneous_Existing_Miscellaneous_Natural Gas_Miscellaneous_E4_Baseline Forecast | Commercial | Miscellaneous | Existing | Miscellaneous | Natural Gas | Miscellaneous | E4 |  | Baseline Forecast | 0 | 0 | 0 | 0 | 0 | 0 | 0 | 0 | 0 | 0 | 0 | 0 | 0 | 0 | 0 | 0 | 0 | 0 | 0 | 0 | 0 | 0 | 0 | 0 | 0 | 0 | 0 | 0 | 0 | 0 | 0
Commercial_Miscellaneous_Existing_Miscellaneous_Natural Gas_Miscellaneous_E5_Baseline Forecast | Commercial | Miscellaneous | Existing | Miscellaneous | Natural Gas | Miscellaneous | E5 |  | Baseline Forecast | 0 | 0 | 0 | 0 | 0 | 0 | 0 | 0 | 0 | 0 | 0 | 0 | 0 | 0 | 0 | 0 | 0 | 0 | 0 | 0 | 0 | 0 | 0 | 0 | 0 | 0 | 0 | 0 | 0 | 0 | 0
Commercial_Miscellaneous_Existing_Miscellaneous_Natural Gas_Miscellaneous_E6_Baseline Forecast | Commercial | Miscellaneous | Existing | Miscellaneous | Natural Gas | Miscellaneous | E6 |  | Baseline Forecast | 0 | 0 | 0 | 0 | 0 | 0 | 0 | 0 | 0 | 0 | 0 | 0 | 0 | 0 | 0 | 0 | 0 | 0 | 0 | 0 | 0 | 0 | 0 | 0 | 0 | 0 | 0 | 0 | 0 | 0 | 0
Commercial_Miscellaneous_Existing_Miscellaneous_Natural Gas_Miscellaneous_E7_Baseline Forecast | Commercial | Miscellaneous | Existing | Miscellaneous | Natural Gas | Miscellaneous | E7 |  | Baseline Forecast | 0 | 0 | 0 | 0 | 0 | 0 | 0 | 0 | 0 | 0 | 0 | 0 | 0 | 0 | 0 | 0 | 0 | 0 | 0 | 0 | 0 | 0 | 0 | 0 | 0 | 0 | 0 | 0 | 0 | 0 | 0
Commercial_Miscellaneous_Existing_Miscellaneous_Natural Gas_Miscellaneous_E8_Baseline Forecast | Commercial | Miscellaneous | Existing | Miscellaneous | Natural Gas | Miscellaneous | E8 |  | Baseline Forecast | 0 | 0 | 0 | 0 | 0 | 0 | 0 | 0 | 0 | 0 | 0 | 0 | 0 | 0 | 0 | 0 | 0 | 0 | 0 | 0 | 0 | 0 | 0 | 0 | 0 | 0 | 0 | 0 | 0 | 0 | 0
Commercial_Miscellaneous_Existing_Miscellaneous_Natural Gas_Miscellaneous_E9_Baseline Forecast | Commercial | Miscellaneous | Existing | Miscellaneous | Natural Gas | Miscellaneous | E9 |  | Baseline Forecast | 0 | 0 | 0 | 0 | 0 | 0 | 0 | 0 | 0 | 0 | 0 | 0 | 0 | 0 | 0 | 0 | 0 | 0 | 0 | 0 | 0 | 0 | 0 | 0 | 0 | 0 | 0 | 0 | 0 | 0 | 0
Commercial_Miscellaneous_Existing_Miscellaneous_Natural Gas_Miscellaneous_E10_Baseline Forecast | Commercial | Miscellaneous | Existing | Miscellaneous | Natural Gas | Miscellaneous | E10 |  | Baseline Forecast | 0 | 0 | 0 | 0 | 0 | 0 | 0 | 0 | 0 | 0 | 0 | 0 | 0 | 0 | 0 | 0 | 0 | 0 | 0 | 0 | 0 | 0 | 0 | 0 | 0 | 0 | 0 | 0 | 0 | 0 | 0
Commercial_Miscellaneous_Existing_Miscellaneous_Natural Gas_Miscellaneous_Vintage_Baseline Forecast | Commercial | Miscellaneous | Existing | Miscellaneous | Natural Gas | Miscellaneous | Vintage | Vintage | Baseline Forecast | 29106512.1061 | 26079434.847 | 22705407.9637 | 19072542.6895 | 16020935.8592 | 13457586.1217 | 11304372.3422 | 9495672.7675 | 7976365.1247 | 6700146.7047 | 5628123.232 | 4727623.5149 | 3971203.7525 | 3335811.1521 | 2802081.3678 | 2353748.3489 | 1977148.6131 | 1660804.835 | 1395076.0614 | 1171863.8916 | 984365.6689 | 826867.1619 | 694568.416 | 583437.4694 | 490087.4743 | 411673.4784 | 345805.7219 | 290476.8064 | 244000.5174 | 204960.4346 | 172166.765
Commercial_Miscellaneous_New_Space Heating_Natural Gas_Furnace_E1_Baseline Forecast | Commercial | Miscellaneous | New | Space Heating | Natural Gas | Furnace | E1 | AFUE 80% (Standard) | Baseline Forecast | 0 | 0 | 0 | 0 | 0 | 0 | 0 | 0 | 0 | 0 | 0 | 0 | 0 | 0 | 0 | 0 | 0 | 0 | 0 | 0 | 0 | 0 | 0 | 0 | 0 | 0 | 0 | 0 | 0 | 0 | 0
Commercial_Miscellaneous_New_Space Heating_Natural Gas_Furnace_E2_Baseline Forecast | Commercial | Miscellaneous | New | Space Heating | Natural Gas | Furnace | E2 | AFUE 90% | Baseline Forecast | 0 | 0 | 0 | 0 | 0 | 0 | 0 | 0 | 0 | 0 | 0 | 0 | 0 | 0 | 0 | 0 | 0 | 0 | 0 | 0 | 0 | 0 | 0 | 0 | 0 | 0 | 0 | 0 | 0 | 0 | 0
Commercial_Miscellaneous_New_Space Heating_Natural Gas_Furnace_E3_Baseline Forecast | Commercial | Miscellaneous | New | Space Heating | Natural Gas | Furnace | E3 | AFUE 95% | Baseline Forecast | 0 | 0 | 0 | 0 | 0 | 0 | 0 | 0 | 0 | 0 | 0 | 0 | 0 | 0 | 0 | 0 | 0 | 0 | 0 | 0 | 0 | 0 | 0 | 0 | 0 | 0 | 0 | 0 | 0 | 0 | 0
Commercial_Miscellaneous_New_Space Heating_Natural Gas_Furnace_E4_Baseline Forecast | Commercial | Miscellaneous | New | Space Heating | Natural Gas | Furnace | E4 |  | Baseline Forecast | 0 | 0 | 0 | 0 | 0 | 0 | 0 | 0 | 0 | 0 | 0 | 0 | 0 | 0 | 0 | 0 | 0 | 0 | 0 | 0 | 0 | 0 | 0 | 0 | 0 | 0 | 0 | 0 | 0 | 0 | 0
Commercial_Miscellaneous_New_Space Heating_Natural Gas_Furnace_E5_Baseline Forecast | Commercial | Miscellaneous | New | Space Heating | Natural Gas | Furnace | E5 |  | Baseline Forecast | 0 | 0 | 0 | 0 | 0 | 0 | 0 | 0 | 0 | 0 | 0 | 0 | 0 | 0 | 0 | 0 | 0 | 0 | 0 | 0 | 0 | 0 | 0 | 0 | 0 | 0 | 0 | 0 | 0 | 0 | 0
Commercial_Miscellaneous_New_Space Heating_Natural Gas_Furnace_E6_Baseline Forecast | Commercial | Miscellaneous | New | Space Heating | Natural Gas | Furnace | E6 |  | Baseline Forecast | 0 | 0 | 0 | 0 | 0 | 0 | 0 | 0 | 0 | 0 | 0 | 0 | 0 | 0 | 0 | 0 | 0 | 0 | 0 | 0 | 0 | 0 | 0 | 0 | 0 | 0 | 0 | 0 | 0 | 0 | 0
Commercial_Miscellaneous_New_Space Heating_Natural Gas_Furnace_E7_Baseline Forecast | Commercial | Miscellaneous | New | Space Heating | Natural Gas | Furnace | E7 |  | Baseline Forecast | 0 | 0 | 0 | 0 | 0 | 0 | 0 | 0 | 0 | 0 | 0 | 0 | 0 | 0 | 0 | 0 | 0 | 0 | 0 | 0 | 0 | 0 | 0 | 0 | 0 | 0 | 0 | 0 | 0 | 0 | 0
Commercial_Miscellaneous_New_Space Heating_Natural Gas_Furnace_E8_Baseline Forecast | Commercial | Miscellaneous | New | Space Heating | Natural Gas | Furnace | E8 |  | Baseline Forecast | 0 | 0 | 0 | 0 | 0 | 0 | 0 | 0 | 0 | 0 | 0 | 0 | 0 | 0 | 0 | 0 | 0 | 0 | 0 | 0 | 0 | 0 | 0 | 0 | 0 | 0 | 0 | 0 | 0 | 0 | 0
Commercial_Miscellaneous_New_Space Heating_Natural Gas_Furnace_E9_Baseline Forecast | Commercial | Miscellaneous | New | Space Heating | Natural Gas | Furnace | E9 |  | Baseline Forecast | 0 | 0 | 0 | 0 | 0 | 0 | 0 | 0 | 0 | 0 | 0 | 0 | 0 | 0 | 0 | 0 | 0 | 0 | 0 | 0 | 0 | 0 | 0 | 0 | 0 | 0 | 0 | 0 | 0 | 0 | 0
Commercial_Miscellaneous_New_Space Heating_Natural Gas_Furnace_E10_Baseline Forecast | Commercial | Miscellaneous | New | Space Heating | Natural Gas | Furnace | E10 |  | Baseline Forecast | 0 | 0 | 0 | 0 | 0 | 0 | 0 | 0 | 0 | 0 | 0 | 0 | 0 | 0 | 0 | 0 | 0 | 0 | 0 | 0 | 0 | 0 | 0 | 0 | 0 | 0 | 0 | 0 | 0 | 0 | 0
Commercial_Miscellaneous_New_Space Heating_Natural Gas_Furnace_Vintage_Baseline Forecast | Commercial | Miscellaneous | New | Space Heating | Natural Gas | Furnace | Vintage | Vintage | Baseline Forecast | 0 | 0 | 0 | 0 | 0 | 0 | 0 | 0 | 0 | 0 | 0 | 0 | 0 | 0 | 0 | 0 | 0 | 0 | 0 | 0 | 0 | 0 | 0 | 0 | 0 | 0 | 0 | 0 | 0 | 0 | 0
Commercial_Miscellaneous_New_Space Heating_Natural Gas_Boiler_E1_Baseline Forecast | Commercial | Miscellaneous | New | Space Heating | Natural Gas | Boiler | E1 | AFUE 80% (Standard) | Baseline Forecast | 0 | 0 | 0 | 0 | 0 | 0 | 0 | 0 | 0 | 0 | 0 | 0 | 0 | 0 | 0 | 0 | 0 | 0 | 0 | 0 | 0 | 0 | 0 | 0 | 0 | 0 | 0 | 0 | 0 | 0 | 0
Commercial_Miscellaneous_New_Space Heating_Natural Gas_Boiler_E2_Baseline Forecast | Commercial | Miscellaneous | New | Space Heating | Natural Gas | Boiler | E2 | AFUE 85% | Baseline Forecast | 0 | 0 | 0 | 0 | 0 | 0 | 0 | 0 | 0 | 0 | 0 | 0 | 0 | 0 | 0 | 0 | 0 | 0 | 0 | 0 | 0 | 0 | 0 | 0 | 0 | 0 | 0 | 0 | 0 | 0 | 0
Commercial_Miscellaneous_New_Space Heating_Natural Gas_Boiler_E3_Baseline Forecast | Commercial | Miscellaneous | New | Space Heating | Natural Gas | Boiler | E3 | AFUE 98% | Baseline Forecast | 0 | 0 | 0 | 0 | 0 | 0 | 0 | 0 | 0 | 0 | 0 | 0 | 0 | 0 | 0 | 0 | 0 | 0 | 0 | 0 | 0 | 0 | 0 | 0 | 0 | 0 | 0 | 0 | 0 | 0 | 0
Commercial_Miscellaneous_New_Space Heating_Natural Gas_Boiler_E4_Baseline Forecast | Commercial | Miscellaneous | New | Space Heating | Natural Gas | Boiler | E4 | Convert to NG Air Source Heat Pump | Baseline Forecast | 0 | 0 | 0 | 0 | 0 | 0 | 0 | 0 | 0 | 0 | 0 | 0 | 0 | 0 | 0 | 0 | 0 | 0 | 0 | 0 | 0 | 0 | 0 | 0 | 0 | 0 | 0 | 0 | 0 | 0 | 0
Commercial_Miscellaneous_New_Space Heating_Natural Gas_Boiler_E5_Baseline Forecast | Commercial | Miscellaneous | New | Space Heating | Natural Gas | Boiler | E5 |  | Baseline Forecast | 0 | 0 | 0 | 0 | 0 | 0 | 0 | 0 | 0 | 0 | 0 | 0 | 0 | 0 | 0 | 0 | 0 | 0 | 0 | 0 | 0 | 0 | 0 | 0 | 0 | 0 | 0 | 0 | 0 | 0 | 0
Commercial_Miscellaneous_New_Space Heating_Natural Gas_Boiler_E6_Baseline Forecast | Commercial | Miscellaneous | New | Space Heating | Natural Gas | Boiler | E6 |  | Baseline Forecast | 0 | 0 | 0 | 0 | 0 | 0 | 0 | 0 | 0 | 0 | 0 | 0 | 0 | 0 | 0 | 0 | 0 | 0 | 0 | 0 | 0 | 0 | 0 | 0 | 0 | 0 | 0 | 0 | 0 | 0 | 0
Commercial_Miscellaneous_New_Space Heating_Natural Gas_Boiler_E7_Baseline Forecast | Commercial | Miscellaneous | New | Space Heating | Natural Gas | Boiler | E7 |  | Baseline Forecast | 0 | 0 | 0 | 0 | 0 | 0 | 0 | 0 | 0 | 0 | 0 | 0 | 0 | 0 | 0 | 0 | 0 | 0 | 0 | 0 | 0 | 0 | 0 | 0 | 0 | 0 | 0 | 0 | 0 | 0 | 0
Commercial_Miscellaneous_New_Space Heating_Natural Gas_Boiler_E8_Baseline Forecast | Commercial | Miscellaneous | New | Space Heating | Natural Gas | Boiler | E8 |  | Baseline Forecast | 0 | 0 | 0 | 0 | 0 | 0 | 0 | 0 | 0 | 0 | 0 | 0 | 0 | 0 | 0 | 0 | 0 | 0 | 0 | 0 | 0 | 0 | 0 | 0 | 0 | 0 | 0 | 0 | 0 | 0 | 0
Commercial_Miscellaneous_New_Space Heating_Natural Gas_Boiler_E9_Baseline Forecast | Commercial | Miscellaneous | New | Space Heating | Natural Gas | Boiler | E9 |  | Baseline Forecast | 0 | 0 | 0 | 0 | 0 | 0 | 0 | 0 | 0 | 0 | 0 | 0 | 0 | 0 | 0 | 0 | 0 | 0 | 0 | 0 | 0 | 0 | 0 | 0 | 0 | 0 | 0 | 0 | 0 | 0 | 0
Commercial_Miscellaneous_New_Space Heating_Natural Gas_Boiler_E10_Baseline Forecast | Commercial | Miscellaneous | New | Space Heating | Natural Gas | Boiler | E10 |  | Baseline Forecast | 0 | 0 | 0 | 0 | 0 | 0 | 0 | 0 | 0 | 0 | 0 | 0 | 0 | 0 | 0 | 0 | 0 | 0 | 0 | 0 | 0 | 0 | 0 | 0 | 0 | 0 | 0 | 0 | 0 | 0 | 0
Commercial_Miscellaneous_New_Space Heating_Natural Gas_Boiler_Vintage_Baseline Forecast | Commercial | Miscellaneous | New | Space Heating | Natural Gas | Boiler | Vintage | Vintage | Baseline Forecast | 0 | 0 | 0 | 0 | 0 | 0 | 0 | 0 | 0 | 0 | 0 | 0 | 0 | 0 | 0 | 0 | 0 | 0 | 0 | 0 | 0 | 0 | 0 | 0 | 0 | 0 | 0 | 0 | 0 | 0 | 0
Commercial_Miscellaneous_New_Space Heating_Natural Gas_Unit Heater_E1_Baseline Forecast | Commercial | Miscellaneous | New | Space Heating | Natural Gas | Unit Heater | E1 | Standard | Baseline Forecast | 0 | 44543.176 | 89494.8253 | 137151.0063 | 163307.3559 | 163307.3559 | 163307.3559 | 163307.3559 | 163307.3559 | 163307.3559 | 163307.3559 | 156944.0451 | 145068.1144 | 128080.7195 | 109783.4738 | 94100.1204 | 80657.2461 | 69134.7824 | 46280.412 | 26571.94 | 8890.9795 | 0 | 0 | 0 | 0 | 0 | 0 | 0 | 0 | 0 | 0
Commercial_Miscellaneous_New_Space Heating_Natural Gas_Unit Heater_E2_Baseline Forecast | Commercial | Miscellaneous | New | Space Heating | Natural Gas | Unit Heater | E2 | Condensing | Baseline Forecast | 0 | 0 | 0 | 0 | 0 | 21309.6706 | 42307.7499 | 63001.0388 | 83396.2048 | 103499.7854 | 123318.1899 | 149221.0136 | 180363.7269 | 216351.2159 | 253387.7904 | 287555.5157 | 319233.5001 | 348747.3962 | 389354.9969 | 426583.8666 | 461557.6571 | 487519.0617 | 504372.1446 | 521012.8501 | 537446.0468 | 553676.5089 | 569708.9188 | 585547.8682 | 601197.8602 | 616663.3112 | 631948.5528
Commercial_Miscellaneous_New_Space Heating_Natural Gas_Unit Heater_E3_Baseline Forecast | Commercial | Miscellaneous | New | Space Heating | Natural Gas | Unit Heater | E3 | Infrared Radiant | Baseline Forecast | 0 | 0 | 0 | 0 | 0 | 0 | 0 | 0 | 0 | 0 | 0 | 0 | 0 | 0 | 0 | 0 | 0 | 0 | 0 | 0 | 0 | 0 | 0 | 0 | 0 | 0 | 0 | 0 | 0 | 0 | 0
Commercial_Miscellaneous_New_Space Heating_Natural Gas_Unit Heater_E4_Baseline Forecast | Commercial | Miscellaneous | New | Space Heating | Natural Gas | Unit Heater | E4 |  | Baseline Forecast | 0 | 0 | 0 | 0 | 0 | 0 | 0 | 0 | 0 | 0 | 0 | 0 | 0 | 0 | 0 | 0 | 0 | 0 | 0 | 0 | 0 | 0 | 0 | 0 | 0 | 0 | 0 | 0 | 0 | 0 | 0
Commercial_Miscellaneous_New_Space Heating_Natural Gas_Unit Heater_E5_Baseline Forecast | Commercial | Miscellaneous | New | Space Heating | Natural Gas | Unit Heater | E5 |  | Baseline Forecast | 0 | 0 | 0 | 0 | 0 | 0 | 0 | 0 | 0 | 0 | 0 | 0 | 0 | 0 | 0 | 0 | 0 | 0 | 0 | 0 | 0 | 0 | 0 | 0 | 0 | 0 | 0 | 0 | 0 | 0 | 0
Commercial_Miscellaneous_New_Space Heating_Natural Gas_Unit Heater_E6_Baseline Forecast | Commercial | Miscellaneous | New | Space Heating | Natural Gas | Unit Heater | E6 |  | Baseline Forecast | 0 | 0 | 0 | 0 | 0 | 0 | 0 | 0 | 0 | 0 | 0 | 0 | 0 | 0 | 0 | 0 | 0 | 0 | 0 | 0 | 0 | 0 | 0 | 0 | 0 | 0 | 0 | 0 | 0 | 0 | 0
Commercial_Miscellaneous_New_Space Heating_Natural Gas_Unit Heater_E7_Baseline Forecast | Commercial | Miscellaneous | New | Space Heating | Natural Gas | Unit Heater | E7 |  | Baseline Forecast | 0 | 0 | 0 | 0 | 0 | 0 | 0 | 0 | 0 | 0 | 0 | 0 | 0 | 0 | 0 | 0 | 0 | 0 | 0 | 0 | 0 | 0 | 0 | 0 | 0 | 0 | 0 | 0 | 0 | 0 | 0
Commercial_Miscellaneous_New_Space Heating_Natural Gas_Unit Heater_E8_Baseline Forecast | Commercial | Miscellaneous | New | Space Heating | Natural Gas | Unit Heater | E8 |  | Baseline Forecast | 0 | 0 | 0 | 0 | 0 | 0 | 0 | 0 | 0 | 0 | 0 | 0 | 0 | 0 | 0 | 0 | 0 | 0 | 0 | 0 | 0 | 0 | 0 | 0 | 0 | 0 | 0 | 0 | 0 | 0 | 0
Commercial_Miscellaneous_New_Space Heating_Natural Gas_Unit Heater_E9_Baseline Forecast | Commercial | Miscellaneous | New | Space Heating | Natural Gas | Unit Heater | E9 |  | Baseline Forecast | 0 | 0 | 0 | 0 | 0 | 0 | 0 | 0 | 0 | 0 | 0 | 0 | 0 | 0 | 0 | 0 | 0 | 0 | 0 | 0 | 0 | 0 | 0 | 0 | 0 | 0 | 0 | 0 | 0 | 0 | 0
Commercial_Miscellaneous_New_Space Heating_Natural Gas_Unit Heater_E10_Baseline Forecast | Commercial | Miscellaneous | New | Space Heating | Natural Gas | Unit Heater | E10 |  | Baseline Forecast | 0 | 0 | 0 | 0 | 0 | 0 | 0 | 0 | 0 | 0 | 0 | 0 | 0 | 0 | 0 | 0 | 0 | 0 | 0 | 0 | 0 | 0 | 0 | 0 | 0 | 0 | 0 | 0 | 0 | 0 | 0
Commercial_Miscellaneous_New_Space Heating_Natural Gas_Unit Heater_Vintage_Baseline Forecast | Commercial | Miscellaneous | New | Space Heating | Natural Gas | Unit Heater | Vintage | Vintage | Baseline Forecast | 0 | 0 | 0 | 0 | 0 | 0 | 0 | 0 | 0 | 0 | 0 | 0 | 0 | 0 | 0 | 0 | 0 | 0 | 0 | 0 | 0 | 0 | 0 | 0 | 0 | 0 | 0 | 0 | 0 | 0 | 0
Commercial_Miscellaneous_New_Water Heating_Natural Gas_Water Heater_E1_Baseline Forecast | Commercial | Miscellaneous | New | Water Heating | Natural Gas | Water Heater | E1 | TE 0.80 | Baseline Forecast | 0 | 0 | 0 | 0 | 0 | 0 | 0 | 0 | 0 | 0 | 0 | 0 | 0 | 0 | 0 | 0 | 0 | 0 | 0 | 0 | 0 | 0 | 0 | 0 | 0 | 0 | 0 | 0 | 0 | 0 | 0
Commercial_Miscellaneous_New_Water Heating_Natural Gas_Water Heater_E2_Baseline Forecast | Commercial | Miscellaneous | New | Water Heating | Natural Gas | Water Heater | E2 | TE 0.90 | Baseline Forecast | 0 | 0 | 0 | 0 | 0 | 0 | 0 | 0 | 0 | 0 | 0 | 0 | 0 | 0 | 0 | 0 | 0 | 0 | 0 | 0 | 0 | 0 | 0 | 0 | 0 | 0 | 0 | 0 | 0 | 0 | 0
Commercial_Miscellaneous_New_Water Heating_Natural Gas_Water Heater_E3_Baseline Forecast | Commercial | Miscellaneous | New | Water Heating | Natural Gas | Water Heater | E3 | TE 0.94 | Baseline Forecast | 0 | 0 | 0 | 0 | 0 | 0 | 0 | 0 | 0 | 0 | 0 | 0 | 0 | 0 | 0 | 0 | 0 | 0 | 0 | 0 | 0 | 0 | 0 | 0 | 0 | 0 | 0 | 0 | 0 | 0 | 0
Commercial_Miscellaneous_New_Water Heating_Natural Gas_Water Heater_E4_Baseline Forecast | Commercial | Miscellaneous | New | Water Heating | Natural Gas | Water Heater | E4 | Instantaneous TE 0.94 | Baseline Forecast | 0 | 0 | 0 | 0 | 0 | 0 | 0 | 0 | 0 | 0 | 0 | 0 | 0 | 0 | 0 | 0 | 0 | 0 | 0 | 0 | 0 | 0 | 0 | 0 | 0 | 0 | 0 | 0 | 0 | 0 | 0
Commercial_Miscellaneous_New_Water Heating_Natural Gas_Water Heater_E5_Baseline Forecast | Commercial | Miscellaneous | New | Water Heating | Natural Gas | Water Heater | E5 | Gas-Fired Absorption HPWH | Baseline Forecast | 0 | 0 | 0 | 0 | 0 | 0 | 0 | 0 | 0 | 0 | 0 | 0 | 0 | 0 | 0 | 0 | 0 | 0 | 0 | 0 | 0 | 0 | 0 | 0 | 0 | 0 | 0 | 0 | 0 | 0 | 0
Commercial_Miscellaneous_New_Water Heating_Natural Gas_Water Heater_E6_Baseline Forecast | Commercial | Miscellaneous | New | Water Heating | Natural Gas | Water Heater | E6 |  | Baseline Forecast | 0 | 0 | 0 | 0 | 0 | 0 | 0 | 0 | 0 | 0 | 0 | 0 | 0 | 0 | 0 | 0 | 0 | 0 | 0 | 0 | 0 | 0 | 0 | 0 | 0 | 0 | 0 | 0 | 0 | 0 | 0
Commercial_Miscellaneous_New_Water Heating_Natural Gas_Water Heater_E7_Baseline Forecast | Commercial | Miscellaneous | New | Water Heating | Natural Gas | Water Heater | E7 |  | Baseline Forecast | 0 | 0 | 0 | 0 | 0 | 0 | 0 | 0 | 0 | 0 | 0 | 0 | 0 | 0 | 0 | 0 | 0 | 0 | 0 | 0 | 0 | 0 | 0 | 0 | 0 | 0 | 0 | 0 | 0 | 0 | 0
Commercial_Miscellaneous_New_Water Heating_Natural Gas_Water Heater_E8_Baseline Forecast | Commercial | Miscellaneous | New | Water Heating | Natural Gas | Water Heater | E8 |  | Baseline Forecast | 0 | 0 | 0 | 0 | 0 | 0 | 0 | 0 | 0 | 0 | 0 | 0 | 0 | 0 | 0 | 0 | 0 | 0 | 0 | 0 | 0 | 0 | 0 | 0 | 0 | 0 | 0 | 0 | 0 | 0 | 0
Commercial_Miscellaneous_New_Water Heating_Natural Gas_Water Heater_E9_Baseline Forecast | Commercial | Miscellaneous | New | Water Heating | Natural Gas | Water Heater | E9 |  | Baseline Forecast | 0 | 0 | 0 | 0 | 0 | 0 | 0 | 0 | 0 | 0 | 0 | 0 | 0 | 0 | 0 | 0 | 0 | 0 | 0 | 0 | 0 | 0 | 0 | 0 | 0 | 0 | 0 | 0 | 0 | 0 | 0
Commercial_Miscellaneous_New_Water Heating_Natural Gas_Water Heater_E10_Baseline Forecast | Commercial | Miscellaneous | New | Water Heating | Natural Gas | Water Heater | E10 |  | Baseline Forecast | 0 | 0 | 0 | 0 | 0 | 0 | 0 | 0 | 0 | 0 | 0 | 0 | 0 | 0 | 0 | 0 | 0 | 0 | 0 | 0 | 0 | 0 | 0 | 0 | 0 | 0 | 0 | 0 | 0 | 0 | 0
Commercial_Miscellaneous_New_Water Heating_Natural Gas_Water Heater_Vintage_Baseline Forecast | Commercial | Miscellaneous | New | Water Heating | Natural Gas | Water Heater | Vintage | Vintage | Baseline Forecast | 0 | 0 | 0 | 0 | 0 | 0 | 0 | 0 | 0 | 0 | 0 | 0 | 0 | 0 | 0 | 0 | 0 | 0 | 0 | 0 | 0 | 0 | 0 | 0 | 0 | 0 | 0 | 0 | 0 | 0 | 0
Commercial_Miscellaneous_New_Food Preparation_Natural Gas_Oven_E1_Baseline Forecast | Commercial | Miscellaneous | New | Food Preparation | Natural Gas | Oven | E1 | Standard | Baseline Forecast | 0 | 8660.3123 | 17393.6215 | 26645.3644 | 31717.2557 | 35867.4535 | 39972.0363 | 44025.051 | 48022.7423 | 51967.7974 | 55855.524 | 59680.7576 | 63515.281 | 67276.4101 | 70952.0509 | 74543.7824 | 78080.5266 | 81564.4933 | 85012.2863 | 88402.4112 | 91735.7326 | 95003.5189 | 98212.5361 | 101761.1525 | 105292.6857 | 108839.6076 | 112392.5857 | 115922.0277 | 119432.7061 | 122924.4415 | 126399.4127
Commercial_Miscellaneous_New_Food Preparation_Natural Gas_Oven_E2_Baseline Forecast | Commercial | Miscellaneous | New | Food Preparation | Natural Gas | Oven | E2 | ENERGY STAR (EF ≥ 44%) Convection Oven utilizing ASTM Std F1496 | Baseline Forecast | 0 | 12484.6655 | 25090.2394 | 38461.2409 | 45805.9639 | 51771.6256 | 57634.9876 | 63405.2314 | 69089.2775 | 74687.542 | 80207.7598 | 85658.0786 | 90969.6406 | 96227.9978 | 101448.0562 | 106630.9938 | 111750.5923 | 116807.2927 | 121787.0905 | 126714.0291 | 131589.743 | 136425.4147 | 141216.6817 | 145567.5323 | 149836.96 | 153994.7595 | 158052.4859 | 162041.9114 | 165960.4009 | 169810.2304 | 173591.2773
Commercial_Miscellaneous_New_Food Preparation_Natural Gas_Oven_E3_Baseline Forecast | Commercial | Miscellaneous | New | Food Preparation | Natural Gas | Oven | E3 |  | Baseline Forecast | 0 | 0 | 0 | 0 | 0 | 0 | 0 | 0 | 0 | 0 | 0 | 0 | 0 | 0 | 0 | 0 | 0 | 0 | 0 | 0 | 0 | 0 | 0 | 0 | 0 | 0 | 0 | 0 | 0 | 0 | 0
Commercial_Miscellaneous_New_Food Preparation_Natural Gas_Oven_E4_Baseline Forecast | Commercial | Miscellaneous | New | Food Preparation | Natural Gas | Oven | E4 |  | Baseline Forecast | 0 | 0 | 0 | 0 | 0 | 0 | 0 | 0 | 0 | 0 | 0 | 0 | 0 | 0 | 0 | 0 | 0 | 0 | 0 | 0 | 0 | 0 | 0 | 0 | 0 | 0 | 0 | 0 | 0 | 0 | 0
Commercial_Miscellaneous_New_Food Preparation_Natural Gas_Oven_E5_Baseline Forecast | Commercial | Miscellaneous | New | Food Preparation | Natural Gas | Oven | E5 |  | Baseline Forecast | 0 | 0 | 0 | 0 | 0 | 0 | 0 | 0 | 0 | 0 | 0 | 0 | 0 | 0 | 0 | 0 | 0 | 0 | 0 | 0 | 0 | 0 | 0 | 0 | 0 | 0 | 0 | 0 | 0 | 0 | 0
Commercial_Miscellaneous_New_Food Preparation_Natural Gas_Oven_E6_Baseline Forecast | Commercial | Miscellaneous | New | Food Preparation | Natural Gas | Oven | E6 |  | Baseline Forecast | 0 | 0 | 0 | 0 | 0 | 0 | 0 | 0 | 0 | 0 | 0 | 0 | 0 | 0 | 0 | 0 | 0 | 0 | 0 | 0 | 0 | 0 | 0 | 0 | 0 | 0 | 0 | 0 | 0 | 0 | 0
Commercial_Miscellaneous_New_Food Preparation_Natural Gas_Oven_E7_Baseline Forecast | Commercial | Miscellaneous | New | Food Preparation | Natural Gas | Oven | E7 |  | Baseline Forecast | 0 | 0 | 0 | 0 | 0 | 0 | 0 | 0 | 0 | 0 | 0 | 0 | 0 | 0 | 0 | 0 | 0 | 0 | 0 | 0 | 0 | 0 | 0 | 0 | 0 | 0 | 0 | 0 | 0 | 0 | 0
Commercial_Miscellaneous_New_Food Preparation_Natural Gas_Oven_E8_Baseline Forecast | Commercial | Miscellaneous | New | Food Preparation | Natural Gas | Oven | E8 |  | Baseline Forecast | 0 | 0 | 0 | 0 | 0 | 0 | 0 | 0 | 0 | 0 | 0 | 0 | 0 | 0 | 0 | 0 | 0 | 0 | 0 | 0 | 0 | 0 | 0 | 0 | 0 | 0 | 0 | 0 | 0 | 0 | 0
Commercial_Miscellaneous_New_Food Preparation_Natural Gas_Oven_E9_Baseline Forecast | Commercial | Miscellaneous | New | Food Preparation | Natural Gas | Oven | E9 |  | Baseline Forecast | 0 | 0 | 0 | 0 | 0 | 0 | 0 | 0 | 0 | 0 | 0 | 0 | 0 | 0 | 0 | 0 | 0 | 0 | 0 | 0 | 0 | 0 | 0 | 0 | 0 | 0 | 0 | 0 | 0 | 0 | 0
Commercial_Miscellaneous_New_Food Preparation_Natural Gas_Oven_E10_Baseline Forecast | Commercial | Miscellaneous | New | Food Preparation | Natural Gas | Oven | E10 |  | Baseline Forecast | 0 | 0 | 0 | 0 | 0 | 0 | 0 | 0 | 0 | 0 | 0 | 0 | 0 | 0 | 0 | 0 | 0 | 0 | 0 | 0 | 0 | 0 | 0 | 0 | 0 | 0 | 0 | 0 | 0 | 0 | 0
Commercial_Miscellaneous_New_Food Preparation_Natural Gas_Oven_Vintage_Baseline Forecast | Commercial | Miscellaneous | New | Food Preparation | Natural Gas | Oven | Vintage | Vintage | Baseline Forecast | 0 | 0 | 0 | 0 | 0 | 0 | 0 | 0 | 0 | 0 | 0 | 0 | 0 | 0 | 0 | 0 | 0 | 0 | 0 | 0 | 0 | 0 | 0 | 0 | 0 | 0 | 0 | 0 | 0 | 0 | 0
Commercial_Miscellaneous_New_Food Preparation_Natural Gas_Conveyor Oven_E1_Baseline Forecast | Commercial | Miscellaneous | New | Food Preparation | Natural Gas | Conveyor Oven | E1 | Standard | Baseline Forecast | 0 | 4335.4499 | 8712.5624 | 13355.2914 | 15899.1465 | 17973.9881 | 20019.2622 | 22032.8701 | 24013.4747 | 25966.6936 | 27892.6218 | 29792.1075 | 31679.0596 | 33540.766 | 35376.8607 | 37188.7659 | 38976.3988 | 40746.2803 | 42501.5888 | 44236.2783 | 45948.5344 | 47636.6607 | 49307.5864 | 51151.9288 | 52974.8153 | 54747.8069 | 56495.8876 | 58227.1357 | 59939.7568 | 61634.8487 | 63313.1916
Commercial_Miscellaneous_New_Food Preparation_Natural Gas_Conveyor Oven_E2_Baseline Forecast | Commercial | Miscellaneous | New | Food Preparation | Natural Gas | Conveyor Oven | E2 | ENERGY STAR (EF ≥ 44%) Convection Oven utilizing ASTM Std F1496 | Baseline Forecast | 0 | 6237.0389 | 12529.3681 | 19198.0112 | 22862.4633 | 25845.5514 | 28784.2498 | 31682.2711 | 34542.5352 | 37360.9761 | 40139.02 | 42877.3106 | 45563.4012 | 48211.438 | 50823.1929 | 53398.6222 | 55939.1607 | 58439.6127 | 60898.0996 | 63321.9418 | 65714.2033 | 68077.8061 | 70407.0225 | 72512.4136 | 74590.0076 | 76669.3767 | 78726.6482 | 80754.8338 | 82756.7967 | 84732.4872 | 86682.1534
Commercial_Miscellaneous_New_Food Preparation_Natural Gas_Conveyor Oven_E3_Baseline Forecast | Commercial | Miscellaneous | New | Food Preparation | Natural Gas | Conveyor Oven | E3 |  | Baseline Forecast | 0 | 0 | 0 | 0 | 0 | 0 | 0 | 0 | 0 | 0 | 0 | 0 | 0 | 0 | 0 | 0 | 0 | 0 | 0 | 0 | 0 | 0 | 0 | 0 | 0 | 0 | 0 | 0 | 0 | 0 | 0
Commercial_Miscellaneous_New_Food Preparation_Natural Gas_Conveyor Oven_E4_Baseline Forecast | Commercial | Miscellaneous | New | Food Preparation | Natural Gas | Conveyor Oven | E4 |  | Baseline Forecast | 0 | 0 | 0 | 0 | 0 | 0 | 0 | 0 | 0 | 0 | 0 | 0 | 0 | 0 | 0 | 0 | 0 | 0 | 0 | 0 | 0 | 0 | 0 | 0 | 0 | 0 | 0 | 0 | 0 | 0 | 0
Commercial_Miscellaneous_New_Food Preparation_Natural Gas_Conveyor Oven_E5_Baseline Forecast | Commercial | Miscellaneous | New | Food Preparation | Natural Gas | Conveyor Oven | E5 |  | Baseline Forecast | 0 | 0 | 0 | 0 | 0 | 0 | 0 | 0 | 0 | 0 | 0 | 0 | 0 | 0 | 0 | 0 | 0 | 0 | 0 | 0 | 0 | 0 | 0 | 0 | 0 | 0 | 0 | 0 | 0 | 0 | 0
Commercial_Miscellaneous_New_Food Preparation_Natural Gas_Conveyor Oven_E6_Baseline Forecast | Commercial | Miscellaneous | New | Food Preparation | Natural Gas | Conveyor Oven | E6 |  | Baseline Forecast | 0 | 0 | 0 | 0 | 0 | 0 | 0 | 0 | 0 | 0 | 0 | 0 | 0 | 0 | 0 | 0 | 0 | 0 | 0 | 0 | 0 | 0 | 0 | 0 | 0 | 0 | 0 | 0 | 0 | 0 | 0
Commercial_Miscellaneous_New_Food Preparation_Natural Gas_Conveyor Oven_E7_Baseline Forecast | Commercial | Miscellaneous | New | Food Preparation | Natural Gas | Conveyor Oven | E7 |  | Baseline Forecast | 0 | 0 | 0 | 0 | 0 | 0 | 0 | 0 | 0 | 0 | 0 | 0 | 0 | 0 | 0 | 0 | 0 | 0 | 0 | 0 | 0 | 0 | 0 | 0 | 0 | 0 | 0 | 0 | 0 | 0 | 0
Commercial_Miscellaneous_New_Food Preparation_Natural Gas_Conveyor Oven_E8_Baseline Forecast | Commercial | Miscellaneous | New | Food Preparation | Natural Gas | Conveyor Oven | E8 |  | Baseline Forecast | 0 | 0 | 0 | 0 | 0 | 0 | 0 | 0 | 0 | 0 | 0 | 0 | 0 | 0 | 0 | 0 | 0 | 0 | 0 | 0 | 0 | 0 | 0 | 0 | 0 | 0 | 0 | 0 | 0 | 0 | 0
Commercial_Miscellaneous_New_Food Preparation_Natural Gas_Conveyor Oven_E9_Baseline Forecast | Commercial | Miscellaneous | New | Food Preparation | Natural Gas | Conveyor Oven | E9 |  | Baseline Forecast | 0 | 0 | 0 | 0 | 0 | 0 | 0 | 0 | 0 | 0 | 0 | 0 | 0 | 0 | 0 | 0 | 0 | 0 | 0 | 0 | 0 | 0 | 0 | 0 | 0 | 0 | 0 | 0 | 0 | 0 | 0
Commercial_Miscellaneous_New_Food Preparation_Natural Gas_Conveyor Oven_E10_Baseline Forecast | Commercial | Miscellaneous | New | Food Preparation | Natural Gas | Conveyor Oven | E10 |  | Baseline Forecast | 0 | 0 | 0 | 0 | 0 | 0 | 0 | 0 | 0 | 0 | 0 | 0 | 0 | 0 | 0 | 0 | 0 | 0 | 0 | 0 | 0 | 0 | 0 | 0 | 0 | 0 | 0 | 0 | 0 | 0 | 0
Commercial_Miscellaneous_New_Food Preparation_Natural Gas_Conveyor Oven_Vintage_Baseline Forecast | Commercial | Miscellaneous | New | Food Preparation | Natural Gas | Conveyor Oven | Vintage | Vintage | Baseline Forecast | 0 | 0 | 0 | 0 | 0 | 0 | 0 | 0 | 0 | 0 | 0 | 0 | 0 | 0 | 0 | 0 | 0 | 0 | 0 | 0 | 0 | 0 | 0 | 0 | 0 | 0 | 0 | 0 | 0 | 0 | 0
Commercial_Miscellaneous_New_Food Preparation_Natural Gas_Double Rack Oven_E1_Baseline Forecast | Commercial | Miscellaneous | New | Food Preparation | Natural Gas | Double Rack Oven | E1 | Standard | Baseline Forecast | 0 | 4324.462 | 8681.179 | 13304.0116 | 15840.8797 | 17926.7009 | 19998.595 | 22049.9834 | 24075.8285 | 26061.4455 | 28004.996 | 29907.6372 | 31822.7877 | 33693.6615 | 35541.8343 | 37368.848 | 39166.829 | 40940.3373 | 42698.354 | 44416.1426 | 46097.9522 | 47746.3165 | 49365.7167 | 51372.6676 | 53398.9773 | 55457.524 | 57542.5254 | 59646.6777 | 61807.1507 | 64014.1224 | 66247.5849
Commercial_Miscellaneous_New_Food Preparation_Natural Gas_Double Rack Oven_E2_Baseline Forecast | Commercial | Miscellaneous | New | Food Preparation | Natural Gas | Double Rack Oven | E2 | FTSC Qualified (>50% Cooking Efficiency) | Baseline Forecast | 0 | 6248.0268 | 12560.7514 | 19249.2911 | 22920.73 | 25892.8387 | 28804.917 | 31665.1578 | 34480.1814 | 37266.2242 | 40026.6458 | 42761.7809 | 45419.6731 | 48058.5424 | 50658.2192 | 53218.5401 | 55748.7304 | 58245.5557 | 60701.3344 | 63142.0775 | 65564.7856 | 67968.1504 | 70348.8922 | 72291.6748 | 74165.8455 | 75959.6596 | 77680.0104 | 79335.2918 | 80889.4027 | 82353.2136 | 83747.7601
Commercial_Miscellaneous_New_Food Preparation_Natural Gas_Double Rack Oven_E3_Baseline Forecast | Commercial | Miscellaneous | New | Food Preparation | Natural Gas | Double Rack Oven | E3 |  | Baseline Forecast | 0 | 0 | 0 | 0 | 0 | 0 | 0 | 0 | 0 | 0 | 0 | 0 | 0 | 0 | 0 | 0 | 0 | 0 | 0 | 0 | 0 | 0 | 0 | 0 | 0 | 0 | 0 | 0 | 0 | 0 | 0
Commercial_Miscellaneous_New_Food Preparation_Natural Gas_Double Rack Oven_E4_Baseline Forecast | Commercial | Miscellaneous | New | Food Preparation | Natural Gas | Double Rack Oven | E4 |  | Baseline Forecast | 0 | 0 | 0 | 0 | 0 | 0 | 0 | 0 | 0 | 0 | 0 | 0 | 0 | 0 | 0 | 0 | 0 | 0 | 0 | 0 | 0 | 0 | 0 | 0 | 0 | 0 | 0 | 0 | 0 | 0 | 0
Commercial_Miscellaneous_New_Food Preparation_Natural Gas_Double Rack Oven_E5_Baseline Forecast | Commercial | Miscellaneous | New | Food Preparation | Natural Gas | Double Rack Oven | E5 |  | Baseline Forecast | 0 | 0 | 0 | 0 | 0 | 0 | 0 | 0 | 0 | 0 | 0 | 0 | 0 | 0 | 0 | 0 | 0 | 0 | 0 | 0 | 0 | 0 | 0 | 0 | 0 | 0 | 0 | 0 | 0 | 0 | 0
Commercial_Miscellaneous_New_Food Preparation_Natural Gas_Double Rack Oven_E6_Baseline Forecast | Commercial | Miscellaneous | New | Food Preparation | Natural Gas | Double Rack Oven | E6 |  | Baseline Forecast | 0 | 0 | 0 | 0 | 0 | 0 | 0 | 0 | 0 | 0 | 0 | 0 | 0 | 0 | 0 | 0 | 0 | 0 | 0 | 0 | 0 | 0 | 0 | 0 | 0 | 0 | 0 | 0 | 0 | 0 | 0
Commercial_Miscellaneous_New_Food Preparation_Natural Gas_Double Rack Oven_E7_Baseline Forecast | Commercial | Miscellaneous | New | Food Preparation | Natural Gas | Double Rack Oven | E7 |  | Baseline Forecast | 0 | 0 | 0 | 0 | 0 | 0 | 0 | 0 | 0 | 0 | 0 | 0 | 0 | 0 | 0 | 0 | 0 | 0 | 0 | 0 | 0 | 0 | 0 | 0 | 0 | 0 | 0 | 0 | 0 | 0 | 0
Commercial_Miscellaneous_New_Food Preparation_Natural Gas_Double Rack Oven_E8_Baseline Forecast | Commercial | Miscellaneous | New | Food Preparation | Natural Gas | Double Rack Oven | E8 |  | Baseline Forecast | 0 | 0 | 0 | 0 | 0 | 0 | 0 | 0 | 0 | 0 | 0 | 0 | 0 | 0 | 0 | 0 | 0 | 0 | 0 | 0 | 0 | 0 | 0 | 0 | 0 | 0 | 0 | 0 | 0 | 0 | 0
Commercial_Miscellaneous_New_Food Preparation_Natural Gas_Double Rack Oven_E9_Baseline Forecast | Commercial | Miscellaneous | New | Food Preparation | Natural Gas | Double Rack Oven | E9 |  | Baseline Forecast | 0 | 0 | 0 | 0 | 0 | 0 | 0 | 0 | 0 | 0 | 0 | 0 | 0 | 0 | 0 | 0 | 0 | 0 | 0 | 0 | 0 | 0 | 0 | 0 | 0 | 0 | 0 | 0 | 0 | 0 | 0
Commercial_Miscellaneous_New_Food Preparation_Natural Gas_Double Rack Oven_E10_Baseline Forecast | Commercial | Miscellaneous | New | Food Preparation | Natural Gas | Double Rack Oven | E10 |  | Baseline Forecast | 0 | 0 | 0 | 0 | 0 | 0 | 0 | 0 | 0 | 0 | 0 | 0 | 0 | 0 | 0 | 0 | 0 | 0 | 0 | 0 | 0 | 0 | 0 | 0 | 0 | 0 | 0 | 0 | 0 | 0 | 0
Commercial_Miscellaneous_New_Food Preparation_Natural Gas_Double Rack Oven_Vintage_Baseline Forecast | Commercial | Miscellaneous | New | Food Preparation | Natural Gas | Double Rack Oven | Vintage | Vintage | Baseline Forecast | 0 | 0 | 0 | 0 | 0 | 0 | 0 | 0 | 0 | 0 | 0 | 0 | 0 | 0 | 0 | 0 | 0 | 0 | 0 | 0 | 0 | 0 | 0 | 0 | 0 | 0 | 0 | 0 | 0 | 0 | 0
Commercial_Miscellaneous_New_Food Preparation_Natural Gas_Fryer_E1_Baseline Forecast | Commercial | Miscellaneous | New | Food Preparation | Natural Gas | Fryer | E1 | Standard | Baseline Forecast | 0 | 25402.8853 | 51020.311 | 51020.311 | 51020.311 | 51020.311 | 51020.311 | 51020.311 | 51020.311 | 45939.7339 | 36751.7871 | 29401.4297 | 23521.1438 | 18816.915 | 8394.318 | 0 | 0 | 0 | 0 | 0 | 0 | 0 | 0 | 0 | 0 | 0 | 0 | 0 | 0 | 0 | 0
Commercial_Miscellaneous_New_Food Preparation_Natural Gas_Fryer_E2_Baseline Forecast | Commercial | Miscellaneous | New | Food Preparation | Natural Gas | Fryer | E2 | ENERGY STAR | Baseline Forecast | 0 | 8956.6554 | 18013.857 | 54774.6953 | 74951.0779 | 91388.8482 | 107586.2644 | 123548.5726 | 139280.9159 | 159868.9143 | 184344.3043 | 206766.9747 | 227509.196 | 246869.6429 | 271747.31 | 294400.0305 | 308466.1583 | 322344.319 | 336038.7363 | 349553.5521 | 362892.8276 | 376060.5452 | 389060.6104 | 401896.8527 | 414573.0276 | 427092.8179 | 439459.8355 | 451677.6222 | 463749.6518 | 475679.3309 | 487470.0007
Commercial_Miscellaneous_New_Food Preparation_Natural Gas_Fryer_E3_Baseline Forecast | Commercial | Miscellaneous | New | Food Preparation | Natural Gas | Fryer | E3 |  | Baseline Forecast | 0 | 0 | 0 | 0 | 0 | 0 | 0 | 0 | 0 | 0 | 0 | 0 | 0 | 0 | 0 | 0 | 0 | 0 | 0 | 0 | 0 | 0 | 0 | 0 | 0 | 0 | 0 | 0 | 0 | 0 | 0
Commercial_Miscellaneous_New_Food Preparation_Natural Gas_Fryer_E4_Baseline Forecast | Commercial | Miscellaneous | New | Food Preparation | Natural Gas | Fryer | E4 |  | Baseline Forecast | 0 | 0 | 0 | 0 | 0 | 0 | 0 | 0 | 0 | 0 | 0 | 0 | 0 | 0 | 0 | 0 | 0 | 0 | 0 | 0 | 0 | 0 | 0 | 0 | 0 | 0 | 0 | 0 | 0 | 0 | 0
Commercial_Miscellaneous_New_Food Preparation_Natural Gas_Fryer_E5_Baseline Forecast | Commercial | Miscellaneous | New | Food Preparation | Natural Gas | Fryer | E5 |  | Baseline Forecast | 0 | 0 | 0 | 0 | 0 | 0 | 0 | 0 | 0 | 0 | 0 | 0 | 0 | 0 | 0 | 0 | 0 | 0 | 0 | 0 | 0 | 0 | 0 | 0 | 0 | 0 | 0 | 0 | 0 | 0 | 0
Commercial_Miscellaneous_New_Food Preparation_Natural Gas_Fryer_E6_Baseline Forecast | Commercial | Miscellaneous | New | Food Preparation | Natural Gas | Fryer | E6 |  | Baseline Forecast | 0 | 0 | 0 | 0 | 0 | 0 | 0 | 0 | 0 | 0 | 0 | 0 | 0 | 0 | 0 | 0 | 0 | 0 | 0 | 0 | 0 | 0 | 0 | 0 | 0 | 0 | 0 | 0 | 0 | 0 | 0
Commercial_Miscellaneous_New_Food Preparation_Natural Gas_Fryer_E7_Baseline Forecast | Commercial | Miscellaneous | New | Food Preparation | Natural Gas | Fryer | E7 |  | Baseline Forecast | 0 | 0 | 0 | 0 | 0 | 0 | 0 | 0 | 0 | 0 | 0 | 0 | 0 | 0 | 0 | 0 | 0 | 0 | 0 | 0 | 0 | 0 | 0 | 0 | 0 | 0 | 0 | 0 | 0 | 0 | 0
Commercial_Miscellaneous_New_Food Preparation_Natural Gas_Fryer_E8_Baseline Forecast | Commercial | Miscellaneous | New | Food Preparation | Natural Gas | Fryer | E8 |  | Baseline Forecast | 0 | 0 | 0 | 0 | 0 | 0 | 0 | 0 | 0 | 0 | 0 | 0 | 0 | 0 | 0 | 0 | 0 | 0 | 0 | 0 | 0 | 0 | 0 | 0 | 0 | 0 | 0 | 0 | 0 | 0 | 0
Commercial_Miscellaneous_New_Food Preparation_Natural Gas_Fryer_E9_Baseline Forecast | Commercial | Miscellaneous | New | Food Preparation | Natural Gas | Fryer | E9 |  | Baseline Forecast | 0 | 0 | 0 | 0 | 0 | 0 | 0 | 0 | 0 | 0 | 0 | 0 | 0 | 0 | 0 | 0 | 0 | 0 | 0 | 0 | 0 | 0 | 0 | 0 | 0 | 0 | 0 | 0 | 0 | 0 | 0
Commercial_Miscellaneous_New_Food Preparation_Natural Gas_Fryer_E10_Baseline Forecast | Commercial | Miscellaneous | New | Food Preparation | Natural Gas | Fryer | E10 |  | Baseline Forecast | 0 | 0 | 0 | 0 | 0 | 0 | 0 | 0 | 0 | 0 | 0 | 0 | 0 | 0 | 0 | 0 | 0 | 0 | 0 | 0 | 0 | 0 | 0 | 0 | 0 | 0 | 0 | 0 | 0 | 0 | 0
Commercial_Miscellaneous_New_Food Preparation_Natural Gas_Fryer_Vintage_Baseline Forecast | Commercial | Miscellaneous | New | Food Preparation | Natural Gas | Fryer | Vintage | Vintage | Baseline Forecast | 0 | 0 | 0 | 0 | 0 | 0 | 0 | 0 | 0 | 0 | 0 | 0 | 0 | 0 | 0 | 0 | 0 | 0 | 0 | 0 | 0 | 0 | 0 | 0 | 0 | 0 | 0 | 0 | 0 | 0 | 0
Commercial_Miscellaneous_New_Food Preparation_Natural Gas_Broiler_E1_Baseline Forecast | Commercial | Miscellaneous | New | Food Preparation | Natural Gas | Broiler | E1 | Standard | Baseline Forecast | 0 | 17940.2288 | 36034.1481 | 55222.5377 | 65753.6053 | 74360.9358 | 82866.1506 | 91261.4804 | 99541.5183 | 107687.2403 | 115697.5454 | 123575.5257 | 131399.7938 | 139090.4255 | 146679.8501 | 154171.7825 | 161556.3076 | 168841.5882 | 176041.9954 | 183123.2504 | 190092.7395 | 196955.4152 | 203719.1649 | 210942.7527 | 218134.3902 | 225312.6667 | 232470.9249 | 239600.5545 | 246750.1935 | 253909.3929 | 261052.1945
Commercial_Miscellaneous_New_Food Preparation_Natural Gas_Broiler_E2_Baseline Forecast | Commercial | Miscellaneous | New | Food Preparation | Natural Gas | Broiler | E2 | Infrared Burners | Baseline Forecast | 0 | 6323.535 | 12715.8848 | 19486.9894 | 23203.9288 | 26204.5001 | 29137.4557 | 32014.2694 | 34843.9802 | 37649.1731 | 40434.4405 | 43200.1135 | 45870.9359 | 48530.1228 | 51148.4716 | 53725.4313 | 56274.0192 | 58789.1144 | 61259.3286 | 63721.8652 | 66172.2059 | 68608.2108 | 71024.7499 | 72865.7637 | 74625.6927 | 76288.5482 | 77863.5381 | 79361.7739 | 80737.0705 | 82002.2827 | 83185.7282
Commercial_Miscellaneous_New_Food Preparation_Natural Gas_Broiler_E3_Baseline Forecast | Commercial | Miscellaneous | New | Food Preparation | Natural Gas | Broiler | E3 |  | Baseline Forecast | 0 | 0 | 0 | 0 | 0 | 0 | 0 | 0 | 0 | 0 | 0 | 0 | 0 | 0 | 0 | 0 | 0 | 0 | 0 | 0 | 0 | 0 | 0 | 0 | 0 | 0 | 0 | 0 | 0 | 0 | 0
Commercial_Miscellaneous_New_Food Preparation_Natural Gas_Broiler_E4_Baseline Forecast | Commercial | Miscellaneous | New | Food Preparation | Natural Gas | Broiler | E4 |  | Baseline Forecast | 0 | 0 | 0 | 0 | 0 | 0 | 0 | 0 | 0 | 0 | 0 | 0 | 0 | 0 | 0 | 0 | 0 | 0 | 0 | 0 | 0 | 0 | 0 | 0 | 0 | 0 | 0 | 0 | 0 | 0 | 0
Commercial_Miscellaneous_New_Food Preparation_Natural Gas_Broiler_E5_Baseline Forecast | Commercial | Miscellaneous | New | Food Preparation | Natural Gas | Broiler | E5 |  | Baseline Forecast | 0 | 0 | 0 | 0 | 0 | 0 | 0 | 0 | 0 | 0 | 0 | 0 | 0 | 0 | 0 | 0 | 0 | 0 | 0 | 0 | 0 | 0 | 0 | 0 | 0 | 0 | 0 | 0 | 0 | 0 | 0
Commercial_Miscellaneous_New_Food Preparation_Natural Gas_Broiler_E6_Baseline Forecast | Commercial | Miscellaneous | New | Food Preparation | Natural Gas | Broiler | E6 |  | Baseline Forecast | 0 | 0 | 0 | 0 | 0 | 0 | 0 | 0 | 0 | 0 | 0 | 0 | 0 | 0 | 0 | 0 | 0 | 0 | 0 | 0 | 0 | 0 | 0 | 0 | 0 | 0 | 0 | 0 | 0 | 0 | 0
Commercial_Miscellaneous_New_Food Preparation_Natural Gas_Broiler_E7_Baseline Forecast | Commercial | Miscellaneous | New | Food Preparation | Natural Gas | Broiler | E7 |  | Baseline Forecast | 0 | 0 | 0 | 0 | 0 | 0 | 0 | 0 | 0 | 0 | 0 | 0 | 0 | 0 | 0 | 0 | 0 | 0 | 0 | 0 | 0 | 0 | 0 | 0 | 0 | 0 | 0 | 0 | 0 | 0 | 0
Commercial_Miscellaneous_New_Food Preparation_Natural Gas_Broiler_E8_Baseline Forecast | Commercial | Miscellaneous | New | Food Preparation | Natural Gas | Broiler | E8 |  | Baseline Forecast | 0 | 0 | 0 | 0 | 0 | 0 | 0 | 0 | 0 | 0 | 0 | 0 | 0 | 0 | 0 | 0 | 0 | 0 | 0 | 0 | 0 | 0 | 0 | 0 | 0 | 0 | 0 | 0 | 0 | 0 | 0
Commercial_Miscellaneous_New_Food Preparation_Natural Gas_Broiler_E9_Baseline Forecast | Commercial | Miscellaneous | New | Food Preparation | Natural Gas | Broiler | E9 |  | Baseline Forecast | 0 | 0 | 0 | 0 | 0 | 0 | 0 | 0 | 0 | 0 | 0 | 0 | 0 | 0 | 0 | 0 | 0 | 0 | 0 | 0 | 0 | 0 | 0 | 0 | 0 | 0 | 0 | 0 | 0 | 0 | 0
Commercial_Miscellaneous_New_Food Preparation_Natural Gas_Broiler_E10_Baseline Forecast | Commercial | Miscellaneous | New | Food Preparation | Natural Gas | Broiler | E10 |  | Baseline Forecast | 0 | 0 | 0 | 0 | 0 | 0 | 0 | 0 | 0 | 0 | 0 | 0 | 0 | 0 | 0 | 0 | 0 | 0 | 0 | 0 | 0 | 0 | 0 | 0 | 0 | 0 | 0 | 0 | 0 | 0 | 0
Commercial_Miscellaneous_New_Food Preparation_Natural Gas_Broiler_Vintage_Baseline Forecast | Commercial | Miscellaneous | New | Food Preparation | Natural Gas | Broiler | Vintage | Vintage | Baseline Forecast | 0 | 0 | 0 | 0 | 0 | 0 | 0 | 0 | 0 | 0 | 0 | 0 | 0 | 0 | 0 | 0 | 0 | 0 | 0 | 0 | 0 | 0 | 0 | 0 | 0 | 0 | 0 | 0 | 0 | 0 | 0
Commercial_Miscellaneous_New_Food Preparation_Natural Gas_Griddle_E1_Baseline Forecast | Commercial | Miscellaneous | New | Food Preparation | Natural Gas | Griddle | E1 | Standard | Baseline Forecast | 0 | 21566.3339 | 43326.947 | 66398.677 | 79061.5316 | 89386.9921 | 99569.3307 | 109608.4202 | 119504.7889 | 129254.3116 | 138858.9394 | 148321.994 | 157671.4628 | 166883.0826 | 175969.6823 | 184934.54 | 193776.4295 | 202499.946 | 211111.7412 | 219602.4615 | 227976.4363 | 236237.1325 | 244388.8813 | 252635.7159 | 260801.3965 | 268894.251 | 276913.5526 | 284857.7849 | 292747.2111 | 300578.8399 | 308344.9114
Commercial_Miscellaneous_New_Food Preparation_Natural Gas_Griddle_E2_Baseline Forecast | Commercial | Miscellaneous | New | Food Preparation | Natural Gas | Griddle | E2 | ENERGY STAR | Baseline Forecast | 0 | 8815.6032 | 17715.5381 | 27149.0585 | 32326.8844 | 36536.2894 | 40676.2867 | 44751.6419 | 48766.375 | 52729.0699 | 56642.1472 | 60506.5718 | 64298.5588 | 68046.4922 | 71741.5835 | 75384.5162 | 78980.4009 | 82528.4514 | 86025.7507 | 89485.3148 | 92906.4054 | 96289.077 | 99632.4516 | 102735.8824 | 105778.9299 | 108756.5226 | 111672.5811 | 114531.7537 | 117316.8486 | 120033.8695 | 122693.5307
Commercial_Miscellaneous_New_Food Preparation_Natural Gas_Griddle_E3_Baseline Forecast | Commercial | Miscellaneous | New | Food Preparation | Natural Gas | Griddle | E3 |  | Baseline Forecast | 0 | 0 | 0 | 0 | 0 | 0 | 0 | 0 | 0 | 0 | 0 | 0 | 0 | 0 | 0 | 0 | 0 | 0 | 0 | 0 | 0 | 0 | 0 | 0 | 0 | 0 | 0 | 0 | 0 | 0 | 0
Commercial_Miscellaneous_New_Food Preparation_Natural Gas_Griddle_E4_Baseline Forecast | Commercial | Miscellaneous | New | Food Preparation | Natural Gas | Griddle | E4 |  | Baseline Forecast | 0 | 0 | 0 | 0 | 0 | 0 | 0 | 0 | 0 | 0 | 0 | 0 | 0 | 0 | 0 | 0 | 0 | 0 | 0 | 0 | 0 | 0 | 0 | 0 | 0 | 0 | 0 | 0 | 0 | 0 | 0
Commercial_Miscellaneous_New_Food Preparation_Natural Gas_Griddle_E5_Baseline Forecast | Commercial | Miscellaneous | New | Food Preparation | Natural Gas | Griddle | E5 |  | Baseline Forecast | 0 | 0 | 0 | 0 | 0 | 0 | 0 | 0 | 0 | 0 | 0 | 0 | 0 | 0 | 0 | 0 | 0 | 0 | 0 | 0 | 0 | 0 | 0 | 0 | 0 | 0 | 0 | 0 | 0 | 0 | 0
Commercial_Miscellaneous_New_Food Preparation_Natural Gas_Griddle_E6_Baseline Forecast | Commercial | Miscellaneous | New | Food Preparation | Natural Gas | Griddle | E6 |  | Baseline Forecast | 0 | 0 | 0 | 0 | 0 | 0 | 0 | 0 | 0 | 0 | 0 | 0 | 0 | 0 | 0 | 0 | 0 | 0 | 0 | 0 | 0 | 0 | 0 | 0 | 0 | 0 | 0 | 0 | 0 | 0 | 0
Commercial_Miscellaneous_New_Food Preparation_Natural Gas_Griddle_E7_Baseline Forecast | Commercial | Miscellaneous | New | Food Preparation | Natural Gas | Griddle | E7 |  | Baseline Forecast | 0 | 0 | 0 | 0 | 0 | 0 | 0 | 0 | 0 | 0 | 0 | 0 | 0 | 0 | 0 | 0 | 0 | 0 | 0 | 0 | 0 | 0 | 0 | 0 | 0 | 0 | 0 | 0 | 0 | 0 | 0
Commercial_Miscellaneous_New_Food Preparation_Natural Gas_Griddle_E8_Baseline Forecast | Commercial | Miscellaneous | New | Food Preparation | Natural Gas | Griddle | E8 |  | Baseline Forecast | 0 | 0 | 0 | 0 | 0 | 0 | 0 | 0 | 0 | 0 | 0 | 0 | 0 | 0 | 0 | 0 | 0 | 0 | 0 | 0 | 0 | 0 | 0 | 0 | 0 | 0 | 0 | 0 | 0 | 0 | 0
Commercial_Miscellaneous_New_Food Preparation_Natural Gas_Griddle_E9_Baseline Forecast | Commercial | Miscellaneous | New | Food Preparation | Natural Gas | Griddle | E9 |  | Baseline Forecast | 0 | 0 | 0 | 0 | 0 | 0 | 0 | 0 | 0 | 0 | 0 | 0 | 0 | 0 | 0 | 0 | 0 | 0 | 0 | 0 | 0 | 0 | 0 | 0 | 0 | 0 | 0 | 0 | 0 | 0 | 0
Commercial_Miscellaneous_New_Food Preparation_Natural Gas_Griddle_E10_Baseline Forecast | Commercial | Miscellaneous | New | Food Preparation | Natural Gas | Griddle | E10 |  | Baseline Forecast | 0 | 0 | 0 | 0 | 0 | 0 | 0 | 0 | 0 | 0 | 0 | 0 | 0 | 0 | 0 | 0 | 0 | 0 | 0 | 0 | 0 | 0 | 0 | 0 | 0 | 0 | 0 | 0 | 0 | 0 | 0
Commercial_Miscellaneous_New_Food Preparation_Natural Gas_Griddle_Vintage_Baseline Forecast | Commercial | Miscellaneous | New | Food Preparation | Natural Gas | Griddle | Vintage | Vintage | Baseline Forecast | 0 | 0 | 0 | 0 | 0 | 0 | 0 | 0 | 0 | 0 | 0 | 0 | 0 | 0 | 0 | 0 | 0 | 0 | 0 | 0 | 0 | 0 | 0 | 0 | 0 | 0 | 0 | 0 | 0 | 0 | 0
Commercial_Miscellaneous_New_Food Preparation_Natural Gas_Range_E1_Baseline Forecast | Commercial | Miscellaneous | New | Food Preparation | Natural Gas | Range | E1 | Standard | Baseline Forecast | 0 | 47165.9959 | 94732.252 | 145123.8257 | 172753.264 | 195335.2281 | 217646.1755 | 239665.2957 | 261378.7638 | 282799.5473 | 303992.9677 | 324851.6275 | 345703.2135 | 366140.4276 | 386115.7061 | 405635.8142 | 424875.0859 | 443835.6187 | 462572.1573 | 480979.1293 | 499093.9185 | 516869.8121 | 534349.7436 | 553524.6385 | 572776.3124 | 592060.897 | 611243.2579 | 630296.618 | 649217.5175 | 668147.7461 | 686900.3475
Commercial_Miscellaneous_New_Food Preparation_Natural Gas_Range_E2_Baseline Forecast | Commercial | Miscellaneous | New | Food Preparation | Natural Gas | Range | E2 | High Efficiency | Baseline Forecast | 0 | 67983.9964 | 136623.6903 | 209429.6378 | 249417.8176 | 281924.1661 | 313896.0269 | 345371.7912 | 376382.5207 | 406932.1478 | 436971.9204 | 466625.4816 | 495581.0733 | 524261.6114 | 552729.9727 | 580994.407 | 608895.3028 | 636444.9988 | 663602.9053 | 690488.475 | 717077.935 | 743431.3445 | 769518.8581 | 793362.3845 | 816592.6941 | 839265.9976 | 861529.5336 | 883421.9493 | 904958.3458 | 926008.3506 | 946770.1171
Commercial_Miscellaneous_New_Food Preparation_Natural Gas_Range_E3_Baseline Forecast | Commercial | Miscellaneous | New | Food Preparation | Natural Gas | Range | E3 |  | Baseline Forecast | 0 | 0 | 0 | 0 | 0 | 0 | 0 | 0 | 0 | 0 | 0 | 0 | 0 | 0 | 0 | 0 | 0 | 0 | 0 | 0 | 0 | 0 | 0 | 0 | 0 | 0 | 0 | 0 | 0 | 0 | 0
Commercial_Miscellaneous_New_Food Preparation_Natural Gas_Range_E4_Baseline Forecast | Commercial | Miscellaneous | New | Food Preparation | Natural Gas | Range | E4 |  | Baseline Forecast | 0 | 0 | 0 | 0 | 0 | 0 | 0 | 0 | 0 | 0 | 0 | 0 | 0 | 0 | 0 | 0 | 0 | 0 | 0 | 0 | 0 | 0 | 0 | 0 | 0 | 0 | 0 | 0 | 0 | 0 | 0
Commercial_Miscellaneous_New_Food Preparation_Natural Gas_Range_E5_Baseline Forecast | Commercial | Miscellaneous | New | Food Preparation | Natural Gas | Range | E5 |  | Baseline Forecast | 0 | 0 | 0 | 0 | 0 | 0 | 0 | 0 | 0 | 0 | 0 | 0 | 0 | 0 | 0 | 0 | 0 | 0 | 0 | 0 | 0 | 0 | 0 | 0 | 0 | 0 | 0 | 0 | 0 | 0 | 0
Commercial_Miscellaneous_New_Food Preparation_Natural Gas_Range_E6_Baseline Forecast | Commercial | Miscellaneous | New | Food Preparation | Natural Gas | Range | E6 |  | Baseline Forecast | 0 | 0 | 0 | 0 | 0 | 0 | 0 | 0 | 0 | 0 | 0 | 0 | 0 | 0 | 0 | 0 | 0 | 0 | 0 | 0 | 0 | 0 | 0 | 0 | 0 | 0 | 0 | 0 | 0 | 0 | 0
Commercial_Miscellaneous_New_Food Preparation_Natural Gas_Range_E7_Baseline Forecast | Commercial | Miscellaneous | New | Food Preparation | Natural Gas | Range | E7 |  | Baseline Forecast | 0 | 0 | 0 | 0 | 0 | 0 | 0 | 0 | 0 | 0 | 0 | 0 | 0 | 0 | 0 | 0 | 0 | 0 | 0 | 0 | 0 | 0 | 0 | 0 | 0 | 0 | 0 | 0 | 0 | 0 | 0
Commercial_Miscellaneous_New_Food Preparation_Natural Gas_Range_E8_Baseline Forecast | Commercial | Miscellaneous | New | Food Preparation | Natural Gas | Range | E8 |  | Baseline Forecast | 0 | 0 | 0 | 0 | 0 | 0 | 0 | 0 | 0 | 0 | 0 | 0 | 0 | 0 | 0 | 0 | 0 | 0 | 0 | 0 | 0 | 0 | 0 | 0 | 0 | 0 | 0 | 0 | 0 | 0 | 0
Commercial_Miscellaneous_New_Food Preparation_Natural Gas_Range_E9_Baseline Forecast | Commercial | Miscellaneous | New | Food Preparation | Natural Gas | Range | E9 |  | Baseline Forecast | 0 | 0 | 0 | 0 | 0 | 0 | 0 | 0 | 0 | 0 | 0 | 0 | 0 | 0 | 0 | 0 | 0 | 0 | 0 | 0 | 0 | 0 | 0 | 0 | 0 | 0 | 0 | 0 | 0 | 0 | 0
Commercial_Miscellaneous_New_Food Preparation_Natural Gas_Range_E10_Baseline Forecast | Commercial | Miscellaneous | New | Food Preparation | Natural Gas | Range | E10 |  | Baseline Forecast | 0 | 0 | 0 | 0 | 0 | 0 | 0 | 0 | 0 | 0 | 0 | 0 | 0 | 0 | 0 | 0 | 0 | 0 | 0 | 0 | 0 | 0 | 0 | 0 | 0 | 0 | 0 | 0 | 0 | 0 | 0
Commercial_Miscellaneous_New_Food Preparation_Natural Gas_Range_Vintage_Baseline Forecast | Commercial | Miscellaneous | New | Food Preparation | Natural Gas | Range | Vintage | Vintage | Baseline Forecast | 0 | 0 | 0 | 0 | 0 | 0 | 0 | 0 | 0 | 0 | 0 | 0 | 0 | 0 | 0 | 0 | 0 | 0 | 0 | 0 | 0 | 0 | 0 | 0 | 0 | 0 | 0 | 0 | 0 | 0 | 0
Commercial_Miscellaneous_New_Food Preparation_Natural Gas_Steamer_E1_Baseline Forecast | Commercial | Miscellaneous | New | Food Preparation | Natural Gas | Steamer | E1 | Standard | Baseline Forecast | 0 | 4319.3788 | 8672.4487 | 8672.4487 | 8672.4487 | 8672.4487 | 8672.4487 | 8672.4487 | 8672.4487 | 8672.4487 | 8192.5178 | 7282.238 | 6473.1004 | 5753.8671 | 5114.5485 | 4546.2653 | 4041.1247 | 3592.1109 | 3192.9875 | 1508.075 | 0 | 0 | 0 | 0 | 0 | 0 | 0 | 0 | 0 | 0 | 0
Commercial_Miscellaneous_New_Food Preparation_Natural Gas_Steamer_E2_Baseline Forecast | Commercial | Miscellaneous | New | Food Preparation | Natural Gas | Steamer | E2 | ENERGY STAR | Baseline Forecast | 0 | 4339.8357 | 8725.3877 | 17989.7719 | 23074.5787 | 27217.1887 | 31299.2253 | 35322.0105 | 39286.8404 | 43194.986 | 47527.6242 | 52236.3946 | 56791.0038 | 61203.8645 | 65486.1174 | 69647.7713 | 73697.8259 | 77644.3827 | 81494.7426 | 86585.6286 | 91455.438 | 94773.9367 | 98050.184 | 101285.1451 | 104479.7663 | 107634.9758 | 110751.6839 | 113830.7832 | 116873.149 | 119879.6401 | 122851.0983
Commercial_Miscellaneous_New_Food Preparation_Natural Gas_Steamer_E3_Baseline Forecast | Commercial | Miscellaneous | New | Food Preparation | Natural Gas | Steamer | E3 |  | Baseline Forecast | 0 | 0 | 0 | 0 | 0 | 0 | 0 | 0 | 0 | 0 | 0 | 0 | 0 | 0 | 0 | 0 | 0 | 0 | 0 | 0 | 0 | 0 | 0 | 0 | 0 | 0 | 0 | 0 | 0 | 0 | 0
Commercial_Miscellaneous_New_Food Preparation_Natural Gas_Steamer_E4_Baseline Forecast | Commercial | Miscellaneous | New | Food Preparation | Natural Gas | Steamer | E4 |  | Baseline Forecast | 0 | 0 | 0 | 0 | 0 | 0 | 0 | 0 | 0 | 0 | 0 | 0 | 0 | 0 | 0 | 0 | 0 | 0 | 0 | 0 | 0 | 0 | 0 | 0 | 0 | 0 | 0 | 0 | 0 | 0 | 0
Commercial_Miscellaneous_New_Food Preparation_Natural Gas_Steamer_E5_Baseline Forecast | Commercial | Miscellaneous | New | Food Preparation | Natural Gas | Steamer | E5 |  | Baseline Forecast | 0 | 0 | 0 | 0 | 0 | 0 | 0 | 0 | 0 | 0 | 0 | 0 | 0 | 0 | 0 | 0 | 0 | 0 | 0 | 0 | 0 | 0 | 0 | 0 | 0 | 0 | 0 | 0 | 0 | 0 | 0
Commercial_Miscellaneous_New_Food Preparation_Natural Gas_Steamer_E6_Baseline Forecast | Commercial | Miscellaneous | New | Food Preparation | Natural Gas | Steamer | E6 |  | Baseline Forecast | 0 | 0 | 0 | 0 | 0 | 0 | 0 | 0 | 0 | 0 | 0 | 0 | 0 | 0 | 0 | 0 | 0 | 0 | 0 | 0 | 0 | 0 | 0 | 0 | 0 | 0 | 0 | 0 | 0 | 0 | 0
Commercial_Miscellaneous_New_Food Preparation_Natural Gas_Steamer_E7_Baseline Forecast | Commercial | Miscellaneous | New | Food Preparation | Natural Gas | Steamer | E7 |  | Baseline Forecast | 0 | 0 | 0 | 0 | 0 | 0 | 0 | 0 | 0 | 0 | 0 | 0 | 0 | 0 | 0 | 0 | 0 | 0 | 0 | 0 | 0 | 0 | 0 | 0 | 0 | 0 | 0 | 0 | 0 | 0 | 0
Commercial_Miscellaneous_New_Food Preparation_Natural Gas_Steamer_E8_Baseline Forecast | Commercial | Miscellaneous | New | Food Preparation | Natural Gas | Steamer | E8 |  | Baseline Forecast | 0 | 0 | 0 | 0 | 0 | 0 | 0 | 0 | 0 | 0 | 0 | 0 | 0 | 0 | 0 | 0 | 0 | 0 | 0 | 0 | 0 | 0 | 0 | 0 | 0 | 0 | 0 | 0 | 0 | 0 | 0
Commercial_Miscellaneous_New_Food Preparation_Natural Gas_Steamer_E9_Baseline Forecast | Commercial | Miscellaneous | New | Food Preparation | Natural Gas | Steamer | E9 |  | Baseline Forecast | 0 | 0 | 0 | 0 | 0 | 0 | 0 | 0 | 0 | 0 | 0 | 0 | 0 | 0 | 0 | 0 | 0 | 0 | 0 | 0 | 0 | 0 | 0 | 0 | 0 | 0 | 0 | 0 | 0 | 0 | 0
Commercial_Miscellaneous_New_Food Preparation_Natural Gas_Steamer_E10_Baseline Forecast | Commercial | Miscellaneous | New | Food Preparation | Natural Gas | Steamer | E10 |  | Baseline Forecast | 0 | 0 | 0 | 0 | 0 | 0 | 0 | 0 | 0 | 0 | 0 | 0 | 0 | 0 | 0 | 0 | 0 | 0 | 0 | 0 | 0 | 0 | 0 | 0 | 0 | 0 | 0 | 0 | 0 | 0 | 0
Commercial_Miscellaneous_New_Food Preparation_Natural Gas_Steamer_Vintage_Baseline Forecast | Commercial | Miscellaneous | New | Food Preparation | Natural Gas | Steamer | Vintage | Vintage | Baseline Forecast | 0 | 0 | 0 | 0 | 0 | 0 | 0 | 0 | 0 | 0 | 0 | 0 | 0 | 0 | 0 | 0 | 0 | 0 | 0 | 0 | 0 | 0 | 0 | 0 | 0 | 0 | 0 | 0 | 0 | 0 | 0
Commercial_Miscellaneous_New_Food Preparation_Natural Gas_Food Prep Other_E1_Baseline Forecast | Commercial | Miscellaneous | New | Food Preparation | Natural Gas | Food Prep Other | E1 | Standard | Baseline Forecast | 0 | 6407.8163 | 12874.3924 | 19730.0304 | 23492.7824 | 26558.3137 | 29579.0238 | 32555.8896 | 35489.8691 | 38381.9032 | 41232.9172 | 44043.8084 | 46815.4822 | 49548.7831 | 52244.5607 | 54903.6512 | 57526.8828 | 60115.0588 | 62668.9692 | 65189.3808 | 67677.0526 | 70132.7242 | 72557.1264 | 74951.1124 | 77315.2693 | 79650.2803 | 81956.8101 | 84235.5156 | 86487.0437 | 88712.0402 | 90911.1148
Commercial_Miscellaneous_New_Food Preparation_Natural Gas_Food Prep Other_E2_Baseline Forecast | Commercial | Miscellaneous | New | Food Preparation | Natural Gas | Food Prep Other | E2 | ENERGY STAR | Baseline Forecast | 0 | 2251.3982 | 4523.4441 | 6932.1903 | 8254.245 | 9331.3238 | 10392.6503 | 11438.5696 | 12469.42 | 13485.5315 | 14487.2248 | 15474.8241 | 16448.622 | 17408.9484 | 18356.1052 | 19290.3854 | 20212.0678 | 21121.4349 | 22018.7608 | 22904.3228 | 23778.3854 | 24641.2125 | 25493.0576 | 26334.0327 | 27164.4969 | 27984.6955 | 28794.8738 | 29595.2676 | 30386.1054 | 31167.5998 | 31939.9834
Commercial_Miscellaneous_New_Food Preparation_Natural Gas_Food Prep Other_E3_Baseline Forecast | Commercial | Miscellaneous | New | Food Preparation | Natural Gas | Food Prep Other | E3 |  | Baseline Forecast | 0 | 0 | 0 | 0 | 0 | 0 | 0 | 0 | 0 | 0 | 0 | 0 | 0 | 0 | 0 | 0 | 0 | 0 | 0 | 0 | 0 | 0 | 0 | 0 | 0 | 0 | 0 | 0 | 0 | 0 | 0
Commercial_Miscellaneous_New_Food Preparation_Natural Gas_Food Prep Other_E4_Baseline Forecast | Commercial | Miscellaneous | New | Food Preparation | Natural Gas | Food Prep Other | E4 |  | Baseline Forecast | 0 | 0 | 0 | 0 | 0 | 0 | 0 | 0 | 0 | 0 | 0 | 0 | 0 | 0 | 0 | 0 | 0 | 0 | 0 | 0 | 0 | 0 | 0 | 0 | 0 | 0 | 0 | 0 | 0 | 0 | 0
Commercial_Miscellaneous_New_Food Preparation_Natural Gas_Food Prep Other_E5_Baseline Forecast | Commercial | Miscellaneous | New | Food Preparation | Natural Gas | Food Prep Other | E5 |  | Baseline Forecast | 0 | 0 | 0 | 0 | 0 | 0 | 0 | 0 | 0 | 0 | 0 | 0 | 0 | 0 | 0 | 0 | 0 | 0 | 0 | 0 | 0 | 0 | 0 | 0 | 0 | 0 | 0 | 0 | 0 | 0 | 0
Commercial_Miscellaneous_New_Food Preparation_Natural Gas_Food Prep Other_E6_Baseline Forecast | Commercial | Miscellaneous | New | Food Preparation | Natural Gas | Food Prep Other | E6 |  | Baseline Forecast | 0 | 0 | 0 | 0 | 0 | 0 | 0 | 0 | 0 | 0 | 0 | 0 | 0 | 0 | 0 | 0 | 0 | 0 | 0 | 0 | 0 | 0 | 0 | 0 | 0 | 0 | 0 | 0 | 0 | 0 | 0
Commercial_Miscellaneous_New_Food Preparation_Natural Gas_Food Prep Other_E7_Baseline Forecast | Commercial | Miscellaneous | New | Food Preparation | Natural Gas | Food Prep Other | E7 |  | Baseline Forecast | 0 | 0 | 0 | 0 | 0 | 0 | 0 | 0 | 0 | 0 | 0 | 0 | 0 | 0 | 0 | 0 | 0 | 0 | 0 | 0 | 0 | 0 | 0 | 0 | 0 | 0 | 0 | 0 | 0 | 0 | 0
Commercial_Miscellaneous_New_Food Preparation_Natural Gas_Food Prep Other_E8_Baseline Forecast | Commercial | Miscellaneous | New | Food Preparation | Natural Gas | Food Prep Other | E8 |  | Baseline Forecast | 0 | 0 | 0 | 0 | 0 | 0 | 0 | 0 | 0 | 0 | 0 | 0 | 0 | 0 | 0 | 0 | 0 | 0 | 0 | 0 | 0 | 0 | 0 | 0 | 0 | 0 | 0 | 0 | 0 | 0 | 0
Commercial_Miscellaneous_New_Food Preparation_Natural Gas_Food Prep Other_E9_Baseline Forecast | Commercial | Miscellaneous | New | Food Preparation | Natural Gas | Food Prep Other | E9 |  | Baseline Forecast | 0 | 0 | 0 | 0 | 0 | 0 | 0 | 0 | 0 | 0 | 0 | 0 | 0 | 0 | 0 | 0 | 0 | 0 | 0 | 0 | 0 | 0 | 0 | 0 | 0 | 0 | 0 | 0 | 0 | 0 | 0
Commercial_Miscellaneous_New_Food Preparation_Natural Gas_Food Prep Other_E10_Baseline Forecast | Commercial | Miscellaneous | New | Food Preparation | Natural Gas | Food Prep Other | E10 |  | Baseline Forecast | 0 | 0 | 0 | 0 | 0 | 0 | 0 | 0 | 0 | 0 | 0 | 0 | 0 | 0 | 0 | 0 | 0 | 0 | 0 | 0 | 0 | 0 | 0 | 0 | 0 | 0 | 0 | 0 | 0 | 0 | 0
Commercial_Miscellaneous_New_Food Preparation_Natural Gas_Food Prep Other_Vintage_Baseline Forecast | Commercial | Miscellaneous | New | Food Preparation | Natural Gas | Food Prep Other | Vintage | Vintage | Baseline Forecast | 0 | 0 | 0 | 0 | 0 | 0 | 0 | 0 | 0 | 0 | 0 | 0 | 0 | 0 | 0 | 0 | 0 | 0 | 0 | 0 | 0 | 0 | 0 | 0 | 0 | 0 | 0 | 0 | 0 | 0 | 0
Commercial_Miscellaneous_New_Miscellaneous_Natural Gas_Pool Heater_E1_Baseline Forecast | Commercial | Miscellaneous | New | Miscellaneous | Natural Gas | Pool Heater | E1 | Standard (EF .82) | Baseline Forecast | 0 | 45130.4582 | 90667.3237 | 138942.0786 | 165426.6432 | 187018.3838 | 208310.1197 | 229298.9514 | 249976.0039 | 270369.1648 | 290474.1045 | 310305.6606 | 330056.7313 | 349562.2103 | 368785.0746 | 387660.739 | 406197.3759 | 424350.604 | 442153.8696 | 459588.3893 | 476774.3421 | 493713.7205 | 510387.5388 | 527786.7916 | 545062.802 | 562237.4664 | 579326.8219 | 596323.3346 | 613032.0338 | 629475.6253 | 645649.1188
Commercial_Miscellaneous_New_Miscellaneous_Natural Gas_Pool Heater_E2_Baseline Forecast | Commercial | Miscellaneous | New | Miscellaneous | Natural Gas | Pool Heater | E2 | Condensing (EF .90) | Baseline Forecast | 0 | 5035.7685 | 10125.168 | 15522.625 | 18496.3407 | 20904.3653 | 23261.4686 | 25578.2095 | 27870.9722 | 30119.2319 | 32334.5366 | 34509.1264 | 36457.0425 | 38350.1953 | 40232.2792 | 42174.4207 | 44174.8614 | 46284.2719 | 48475.3727 | 50772.9943 | 53062.8873 | 55348.8738 | 57655.6414 | 58997.787 | 60229.4706 | 61334.1728 | 62301.1299 | 63143.047 | 64059.9668 | 65034.1573 | 66075.4867
Commercial_Miscellaneous_New_Miscellaneous_Natural Gas_Pool Heater_E3_Baseline Forecast | Commercial | Miscellaneous | New | Miscellaneous | Natural Gas | Pool Heater | E3 |  | Baseline Forecast | 0 | 0 | 0 | 0 | 0 | 0 | 0 | 0 | 0 | 0 | 0 | 0 | 0 | 0 | 0 | 0 | 0 | 0 | 0 | 0 | 0 | 0 | 0 | 0 | 0 | 0 | 0 | 0 | 0 | 0 | 0
Commercial_Miscellaneous_New_Miscellaneous_Natural Gas_Pool Heater_E4_Baseline Forecast | Commercial | Miscellaneous | New | Miscellaneous | Natural Gas | Pool Heater | E4 |  | Baseline Forecast | 0 | 0 | 0 | 0 | 0 | 0 | 0 | 0 | 0 | 0 | 0 | 0 | 0 | 0 | 0 | 0 | 0 | 0 | 0 | 0 | 0 | 0 | 0 | 0 | 0 | 0 | 0 | 0 | 0 | 0 | 0
Commercial_Miscellaneous_New_Miscellaneous_Natural Gas_Pool Heater_E5_Baseline Forecast | Commercial | Miscellaneous | New | Miscellaneous | Natural Gas | Pool Heater | E5 |  | Baseline Forecast | 0 | 0 | 0 | 0 | 0 | 0 | 0 | 0 | 0 | 0 | 0 | 0 | 0 | 0 | 0 | 0 | 0 | 0 | 0 | 0 | 0 | 0 | 0 | 0 | 0 | 0 | 0 | 0 | 0 | 0 | 0
Commercial_Miscellaneous_New_Miscellaneous_Natural Gas_Pool Heater_E6_Baseline Forecast | Commercial | Miscellaneous | New | Miscellaneous | Natural Gas | Pool Heater | E6 |  | Baseline Forecast | 0 | 0 | 0 | 0 | 0 | 0 | 0 | 0 | 0 | 0 | 0 | 0 | 0 | 0 | 0 | 0 | 0 | 0 | 0 | 0 | 0 | 0 | 0 | 0 | 0 | 0 | 0 | 0 | 0 | 0 | 0
Commercial_Miscellaneous_New_Miscellaneous_Natural Gas_Pool Heater_E7_Baseline Forecast | Commercial | Miscellaneous | New | Miscellaneous | Natural Gas | Pool Heater | E7 |  | Baseline Forecast | 0 | 0 | 0 | 0 | 0 | 0 | 0 | 0 | 0 | 0 | 0 | 0 | 0 | 0 | 0 | 0 | 0 | 0 | 0 | 0 | 0 | 0 | 0 | 0 | 0 | 0 | 0 | 0 | 0 | 0 | 0
Commercial_Miscellaneous_New_Miscellaneous_Natural Gas_Pool Heater_E8_Baseline Forecast | Commercial | Miscellaneous | New | Miscellaneous | Natural Gas | Pool Heater | E8 |  | Baseline Forecast | 0 | 0 | 0 | 0 | 0 | 0 | 0 | 0 | 0 | 0 | 0 | 0 | 0 | 0 | 0 | 0 | 0 | 0 | 0 | 0 | 0 | 0 | 0 | 0 | 0 | 0 | 0 | 0 | 0 | 0 | 0
Commercial_Miscellaneous_New_Miscellaneous_Natural Gas_Pool Heater_E9_Baseline Forecast | Commercial | Miscellaneous | New | Miscellaneous | Natural Gas | Pool Heater | E9 |  | Baseline Forecast | 0 | 0 | 0 | 0 | 0 | 0 | 0 | 0 | 0 | 0 | 0 | 0 | 0 | 0 | 0 | 0 | 0 | 0 | 0 | 0 | 0 | 0 | 0 | 0 | 0 | 0 | 0 | 0 | 0 | 0 | 0
Commercial_Miscellaneous_New_Miscellaneous_Natural Gas_Pool Heater_E10_Baseline Forecast | Commercial | Miscellaneous | New | Miscellaneous | Natural Gas | Pool Heater | E10 |  | Baseline Forecast | 0 | 0 | 0 | 0 | 0 | 0 | 0 | 0 | 0 | 0 | 0 | 0 | 0 | 0 | 0 | 0 | 0 | 0 | 0 | 0 | 0 | 0 | 0 | 0 | 0 | 0 | 0 | 0 | 0 | 0 | 0
Commercial_Miscellaneous_New_Miscellaneous_Natural Gas_Pool Heater_Vintage_Baseline Forecast | Commercial | Miscellaneous | New | Miscellaneous | Natural Gas | Pool Heater | Vintage | Vintage | Baseline Forecast | 0 | 0 | 0 | 0 | 0 | 0 | 0 | 0 | 0 | 0 | 0 | 0 | 0 | 0 | 0 | 0 | 0 | 0 | 0 | 0 | 0 | 0 | 0 | 0 | 0 | 0 | 0 | 0 | 0 | 0 | 0
Commercial_Miscellaneous_New_Miscellaneous_Natural Gas_Miscellaneous_E1_Baseline Forecast | Commercial | Miscellaneous | New | Miscellaneous | Natural Gas | Miscellaneous | E1 | Standard | Baseline Forecast | 0 | 1431175.3591 | 2875474.9975 | 4406671.4242 | 5247076.7678 | 5931757.9737 | 6606427.7313 | 7271304.5497 | 7926602.6617 | 8572532.1108 | 9209298.8346 | 9837104.7479 | 10456147.8237 | 11066622.1722 | 11668718.1191 | 12262622.2812 | 12848517.6414 | 13426583.6221 | 13996996.1565 | 14559927.7592 | 15115547.5952 | 15664021.5469 | 16205512.281 | 16740179.3128 | 17268179.07 | 17789664.955 | 18304787.4058 | 18813693.9561 | 19316529.2938 | 19813435.3182 | 20304551.197
Commercial_Miscellaneous_New_Miscellaneous_Natural Gas_Miscellaneous_E2_Baseline Forecast | Commercial | Miscellaneous | New | Miscellaneous | Natural Gas | Miscellaneous | E2 |  | Baseline Forecast | 0 | 0 | 0 | 0 | 0 | 0 | 0 | 0 | 0 | 0 | 0 | 0 | 0 | 0 | 0 | 0 | 0 | 0 | 0 | 0 | 0 | 0 | 0 | 0 | 0 | 0 | 0 | 0 | 0 | 0 | 0
Commercial_Miscellaneous_New_Miscellaneous_Natural Gas_Miscellaneous_E3_Baseline Forecast | Commercial | Miscellaneous | New | Miscellaneous | Natural Gas | Miscellaneous | E3 |  | Baseline Forecast | 0 | 0 | 0 | 0 | 0 | 0 | 0 | 0 | 0 | 0 | 0 | 0 | 0 | 0 | 0 | 0 | 0 | 0 | 0 | 0 | 0 | 0 | 0 | 0 | 0 | 0 | 0 | 0 | 0 | 0 | 0
Commercial_Miscellaneous_New_Miscellaneous_Natural Gas_Miscellaneous_E4_Baseline Forecast | Commercial | Miscellaneous | New | Miscellaneous | Natural Gas | Miscellaneous | E4 |  | Baseline Forecast | 0 | 0 | 0 | 0 | 0 | 0 | 0 | 0 | 0 | 0 | 0 | 0 | 0 | 0 | 0 | 0 | 0 | 0 | 0 | 0 | 0 | 0 | 0 | 0 | 0 | 0 | 0 | 0 | 0 | 0 | 0
Commercial_Miscellaneous_New_Miscellaneous_Natural Gas_Miscellaneous_E5_Baseline Forecast | Commercial | Miscellaneous | New | Miscellaneous | Natural Gas | Miscellaneous | E5 |  | Baseline Forecast | 0 | 0 | 0 | 0 | 0 | 0 | 0 | 0 | 0 | 0 | 0 | 0 | 0 | 0 | 0 | 0 | 0 | 0 | 0 | 0 | 0 | 0 | 0 | 0 | 0 | 0 | 0 | 0 | 0 | 0 | 0
Commercial_Miscellaneous_New_Miscellaneous_Natural Gas_Miscellaneous_E6_Baseline Forecast | Commercial | Miscellaneous | New | Miscellaneous | Natural Gas | Miscellaneous | E6 |  | Baseline Forecast | 0 | 0 | 0 | 0 | 0 | 0 | 0 | 0 | 0 | 0 | 0 | 0 | 0 | 0 | 0 | 0 | 0 | 0 | 0 | 0 | 0 | 0 | 0 | 0 | 0 | 0 | 0 | 0 | 0 | 0 | 0
Commercial_Miscellaneous_New_Miscellaneous_Natural Gas_Miscellaneous_E7_Baseline Forecast | Commercial | Miscellaneous | New | Miscellaneous | Natural Gas | Miscellaneous | E7 |  | Baseline Forecast | 0 | 0 | 0 | 0 | 0 | 0 | 0 | 0 | 0 | 0 | 0 | 0 | 0 | 0 | 0 | 0 | 0 | 0 | 0 | 0 | 0 | 0 | 0 | 0 | 0 | 0 | 0 | 0 | 0 | 0 | 0
Commercial_Miscellaneous_New_Miscellaneous_Natural Gas_Miscellaneous_E8_Baseline Forecast | Commercial | Miscellaneous | New | Miscellaneous | Natural Gas | Miscellaneous | E8 |  | Baseline Forecast | 0 | 0 | 0 | 0 | 0 | 0 | 0 | 0 | 0 | 0 | 0 | 0 | 0 | 0 | 0 | 0 | 0 | 0 | 0 | 0 | 0 | 0 | 0 | 0 | 0 | 0 | 0 | 0 | 0 | 0 | 0
Commercial_Miscellaneous_New_Miscellaneous_Natural Gas_Miscellaneous_E9_Baseline Forecast | Commercial | Miscellaneous | New | Miscellaneous | Natural Gas | Miscellaneous | E9 |  | Baseline Forecast | 0 | 0 | 0 | 0 | 0 | 0 | 0 | 0 | 0 | 0 | 0 | 0 | 0 | 0 | 0 | 0 | 0 | 0 | 0 | 0 | 0 | 0 | 0 | 0 | 0 | 0 | 0 | 0 | 0 | 0 | 0
Commercial_Miscellaneous_New_Miscellaneous_Natural Gas_Miscellaneous_E10_Baseline Forecast | Commercial | Miscellaneous | New | Miscellaneous | Natural Gas | Miscellaneous | E10 |  | Baseline Forecast | 0 | 0 | 0 | 0 | 0 | 0 | 0 | 0 | 0 | 0 | 0 | 0 | 0 | 0 | 0 | 0 | 0 | 0 | 0 | 0 | 0 | 0 | 0 | 0 | 0 | 0 | 0 | 0 | 0 | 0 | 0
Commercial_Miscellaneous_New_Miscellaneous_Natural Gas_Miscellaneous_Vintage_Baseline Forecast | Commercial | Miscellaneous | New | Miscellaneous | Natural Gas | Miscellaneous | Vintage | Vintage | Baseline Forecast | 0 | 0 | 0 | 0 | 0 | 0 | 0 | 0 | 0 | 0 | 0 | 0 | 0 | 0 | 0 | 0 | 0 | 0 | 0 | 0 | 0 | 0 | 0 | 0 | 0 | 0 | 0 | 0 | 0 | 0 | 0
Commercial_Office_Existing_Space Heating_Natural Gas_Furnace_E1_Codes & Standards Forecast | Commercial | Office | Existing | Space Heating | Natural Gas | Furnace | E1 | AFUE 80% (Standard) | Codes & Standards Forecast | 0 | 876629.7955 | 1775046.4197 | 2689613.3554 | 3615253.5959 | 3542948.524 | 3472089.5535 | 3402647.7625 | 3334594.8072 | 3267902.9111 | 3202544.8528 | 3138493.9558 | 3075724.0767 | 3014209.5951 | 2953925.4032 | 2894846.8952 | 2836949.9573 | 2780210.9581 | 2724606.739 | 2623239.5009 | 2479393.1817 | 2296338.201 | 2077302.8649 | 1879160.1301 | 1699917.1638 | 1537771.219 | 1391091.5027 | 1258402.7748 | 1138370.5101 | 1029787.4768 | 931561.5944
Commercial_Office_Existing_Space Heating_Natural Gas_Furnace_E2_Codes & Standards Forecast | Commercial | Office | Existing | Space Heating | Natural Gas | Furnace | E2 | AFUE 90% | Codes & Standards Forecast | 0 | 0 | 0 | 0 | 0 | 0 | 0 | 0 | 0 | 0 | 0 | 0 | 0 | 0 | 0 | 0 | 0 | 0 | 0 | 0 | 0 | 0 | 0 | 0 | 0 | 0 | 0 | 0 | 0 | 0 | 0
Commercial_Office_Existing_Space Heating_Natural Gas_Furnace_E3_Codes & Standards Forecast | Commercial | Office | Existing | Space Heating | Natural Gas | Furnace | E3 | AFUE 95% | Codes & Standards Forecast | 0 | 0 | 0 | 0 | 0 | 1004454.3805 | 2009877.2329 | 3012633.1205 | 4009479.7124 | 4997534.2513 | 5974242.7007 | 6937351.3619 | 7797137.6475 | 8562195.0325 | 9240438.3179 | 9839156.5561 | 10365061.8622 | 10824334.4305 | 11222664.0519 | 11612163.5061 | 11994347.4867 | 12370360.4138 | 12741035.0525 | 13053233.4377 | 13312382.8485 | 13523443.4798 | 13690948.2883 | 13819039.4191 | 13911501.5078 | 13971792.1309 | 14003069.649
Commercial_Office_Existing_Space Heating_Natural Gas_Furnace_E4_Codes & Standards Forecast | Commercial | Office | Existing | Space Heating | Natural Gas | Furnace | E4 |  | Codes & Standards Forecast | 0 | 0 | 0 | 0 | 0 | 0 | 0 | 0 | 0 | 0 | 0 | 0 | 0 | 0 | 0 | 0 | 0 | 0 | 0 | 0 | 0 | 0 | 0 | 0 | 0 | 0 | 0 | 0 | 0 | 0 | 0
Commercial_Office_Existing_Space Heating_Natural Gas_Furnace_E5_Codes & Standards Forecast | Commercial | Office | Existing | Space Heating | Natural Gas | Furnace | E5 |  | Codes & Standards Forecast | 0 | 0 | 0 | 0 | 0 | 0 | 0 | 0 | 0 | 0 | 0 | 0 | 0 | 0 | 0 | 0 | 0 | 0 | 0 | 0 | 0 | 0 | 0 | 0 | 0 | 0 | 0 | 0 | 0 | 0 | 0
Commercial_Office_Existing_Space Heating_Natural Gas_Furnace_E6_Codes & Standards Forecast | Commercial | Office | Existing | Space Heating | Natural Gas | Furnace | E6 |  | Codes & Standards Forecast | 0 | 0 | 0 | 0 | 0 | 0 | 0 | 0 | 0 | 0 | 0 | 0 | 0 | 0 | 0 | 0 | 0 | 0 | 0 | 0 | 0 | 0 | 0 | 0 | 0 | 0 | 0 | 0 | 0 | 0 | 0
Commercial_Office_Existing_Space Heating_Natural Gas_Furnace_E7_Codes & Standards Forecast | Commercial | Office | Existing | Space Heating | Natural Gas | Furnace | E7 |  | Codes & Standards Forecast | 0 | 0 | 0 | 0 | 0 | 0 | 0 | 0 | 0 | 0 | 0 | 0 | 0 | 0 | 0 | 0 | 0 | 0 | 0 | 0 | 0 | 0 | 0 | 0 | 0 | 0 | 0 | 0 | 0 | 0 | 0
Commercial_Office_Existing_Space Heating_Natural Gas_Furnace_E8_Codes & Standards Forecast | Commercial | Office | Existing | Space Heating | Natural Gas | Furnace | E8 |  | Codes & Standards Forecast | 0 | 0 | 0 | 0 | 0 | 0 | 0 | 0 | 0 | 0 | 0 | 0 | 0 | 0 | 0 | 0 | 0 | 0 | 0 | 0 | 0 | 0 | 0 | 0 | 0 | 0 | 0 | 0 | 0 | 0 | 0
Commercial_Office_Existing_Space Heating_Natural Gas_Furnace_E9_Codes & Standards Forecast | Commercial | Office | Existing | Space Heating | Natural Gas | Furnace | E9 |  | Codes & Standards Forecast | 0 | 0 | 0 | 0 | 0 | 0 | 0 | 0 | 0 | 0 | 0 | 0 | 0 | 0 | 0 | 0 | 0 | 0 | 0 | 0 | 0 | 0 | 0 | 0 | 0 | 0 | 0 | 0 | 0 | 0 | 0
Commercial_Office_Existing_Space Heating_Natural Gas_Furnace_E10_Codes & Standards Forecast | Commercial | Office | Existing | Space Heating | Natural Gas | Furnace | E10 |  | Codes & Standards Forecast | 0 | 0 | 0 | 0 | 0 | 0 | 0 | 0 | 0 | 0 | 0 | 0 | 0 | 0 | 0 | 0 | 0 | 0 | 0 | 0 | 0 | 0 | 0 | 0 | 0 | 0 | 0 | 0 | 0 | 0 | 0
Commercial_Office_Existing_Space Heating_Natural Gas_Furnace_Vintage_Codes & Standards Forecast | Commercial | Office | Existing | Space Heating | Natural Gas | Furnace | Vintage | Vintage | Codes & Standards Forecast | 34215397.6301 | 32654459.882 | 31085421.4643 | 29513645.1709 | 27943939.7598 | 26380606.5842 | 24827482.5124 | 23287979.4299 | 21765120.587 | 20261574.0421 | 18779683.4269 | 17321496.2432 | 15976533.0055 | 14736002.2074 | 13591794.9772 | 12536432.0731 | 11563014.9944 | 10665180.889 | 9837060.9611 | 9073242.11 | 8368731.5462 | 7718924.1556 | 7119572.3976 | 6566758.5408 | 6056869.0541 | 5586570.9864 | 5152790.1804 | 4752691.1782 | 4383658.6867 | 4043280.4828 | 3729331.6453
Commercial_Office_Existing_Space Heating_Natural Gas_Boiler_E1_Codes & Standards Forecast | Commercial | Office | Existing | Space Heating | Natural Gas | Boiler | E1 | AFUE 80% (Standard) | Codes & Standards Forecast | 0 | 301303.9787 | 593240.1427 | 875769.8456 | 1148891.6796 | 1125913.846 | 1103395.5691 | 1081327.6577 | 1059701.1045 | 1038507.0825 | 1017736.9408 | 997382.202 | 977434.5579 | 957885.8668 | 938728.1495 | 919953.5865 | 901554.5147 | 883523.4244 | 865852.9559 | 848535.8968 | 831565.1789 | 799460.5724 | 754172.2831 | 697465.9702 | 630938.4469 | 570756.6258 | 516315.2246 | 467066.6955 | 422515.7184 | 382214.2191 | 345756.8628
Commercial_Office_Existing_Space Heating_Natural Gas_Boiler_E2_Codes & Standards Forecast | Commercial | Office | Existing | Space Heating | Natural Gas | Boiler | E2 | AFUE 85% | Codes & Standards Forecast | 0 | 0 | 0 | 0 | 0 | 0 | 0 | 0 | 0 | 0 | 0 | 0 | 0 | 0 | 0 | 0 | 0 | 0 | 0 | 0 | 0 | 0 | 0 | 0 | 0 | 0 | 0 | 0 | 0 | 0 | 0
Commercial_Office_Existing_Space Heating_Natural Gas_Boiler_E3_Codes & Standards Forecast | Commercial | Office | Existing | Space Heating | Natural Gas | Boiler | E3 | AFUE 98% | Codes & Standards Forecast | 0 | 0 | 0 | 0 | 0 | 286722.6708 | 563667.5446 | 830926.5595 | 1088612.0129 | 1336853.5145 | 1575795.2933 | 1805593.8181 | 2026415.6978 | 2238435.83 | 2441835.7705 | 2636802.2993 | 2823526.161 | 3002200.9596 | 3173022.1924 | 3336186.4045 | 3491890.4525 | 3655804.168 | 3806453.2145 | 3945198.591 | 4073224.2251 | 4176835.8599 | 4258837.0531 | 4321729.272 | 4367744.1485 | 4398872.2889 | 4416889.0075
Commercial_Office_Existing_Space Heating_Natural Gas_Boiler_E4_Codes & Standards Forecast | Commercial | Office | Existing | Space Heating | Natural Gas | Boiler | E4 | Convert to NG Air Source Heat Pump | Codes & Standards Forecast | 0 | 0 | 0 | 0 | 0 | 0 | 0 | 0 | 0 | 0 | 0 | 0 | 0 | 0 | 0 | 0 | 0 | 0 | 0 | 0 | 0 | 0 | 0 | 0 | 0 | 0 | 0 | 0 | 0 | 0 | 0
Commercial_Office_Existing_Space Heating_Natural Gas_Boiler_E5_Codes & Standards Forecast | Commercial | Office | Existing | Space Heating | Natural Gas | Boiler | E5 |  | Codes & Standards Forecast | 0 | 0 | 0 | 0 | 0 | 0 | 0 | 0 | 0 | 0 | 0 | 0 | 0 | 0 | 0 | 0 | 0 | 0 | 0 | 0 | 0 | 0 | 0 | 0 | 0 | 0 | 0 | 0 | 0 | 0 | 0
Commercial_Office_Existing_Space Heating_Natural Gas_Boiler_E6_Codes & Standards Forecast | Commercial | Office | Existing | Space Heating | Natural Gas | Boiler | E6 |  | Codes & Standards Forecast | 0 | 0 | 0 | 0 | 0 | 0 | 0 | 0 | 0 | 0 | 0 | 0 | 0 | 0 | 0 | 0 | 0 | 0 | 0 | 0 | 0 | 0 | 0 | 0 | 0 | 0 | 0 | 0 | 0 | 0 | 0
Commercial_Office_Existing_Space Heating_Natural Gas_Boiler_E7_Codes & Standards Forecast | Commercial | Office | Existing | Space Heating | Natural Gas | Boiler | E7 |  | Codes & Standards Forecast | 0 | 0 | 0 | 0 | 0 | 0 | 0 | 0 | 0 | 0 | 0 | 0 | 0 | 0 | 0 | 0 | 0 | 0 | 0 | 0 | 0 | 0 | 0 | 0 | 0 | 0 | 0 | 0 | 0 | 0 | 0
Commercial_Office_Existing_Space Heating_Natural Gas_Boiler_E8_Codes & Standards Forecast | Commercial | Office | Existing | Space Heating | Natural Gas | Boiler | E8 |  | Codes & Standards Forecast | 0 | 0 | 0 | 0 | 0 | 0 | 0 | 0 | 0 | 0 | 0 | 0 | 0 | 0 | 0 | 0 | 0 | 0 | 0 | 0 | 0 | 0 | 0 | 0 | 0 | 0 | 0 | 0 | 0 | 0 | 0
Commercial_Office_Existing_Space Heating_Natural Gas_Boiler_E9_Codes & Standards Forecast | Commercial | Office | Existing | Space Heating | Natural Gas | Boiler | E9 |  | Codes & Standards Forecast | 0 | 0 | 0 | 0 | 0 | 0 | 0 | 0 | 0 | 0 | 0 | 0 | 0 | 0 | 0 | 0 | 0 | 0 | 0 | 0 | 0 | 0 | 0 | 0 | 0 | 0 | 0 | 0 | 0 | 0 | 0
Commercial_Office_Existing_Space Heating_Natural Gas_Boiler_E10_Codes & Standards Forecast | Commercial | Office | Existing | Space Heating | Natural Gas | Boiler | E10 |  | Codes & Standards Forecast | 0 | 0 | 0 | 0 | 0 | 0 | 0 | 0 | 0 | 0 | 0 | 0 | 0 | 0 | 0 | 0 | 0 | 0 | 0 | 0 | 0 | 0 | 0 | 0 | 0 | 0 | 0 | 0 | 0 | 0 | 0
Commercial_Office_Existing_Space Heating_Natural Gas_Boiler_Vintage_Codes & Standards Forecast | Commercial | Office | Existing | Space Heating | Natural Gas | Boiler | Vintage | Vintage | Codes & Standards Forecast | 10145950.3024 | 9641727.3177 | 9150930.5277 | 8673517.4114 | 8209409.8323 | 7758498.9649 | 7320649.6583 | 6895704.2993 | 6483486.2288 | 6083802.7624 | 5696447.858 | 5321204.4702 | 4957846.6247 | 4606141.2461 | 4265849.7641 | 3936729.5245 | 3618535.0264 | 3311019.004 | 3013933.3719 | 2727030.0486 | 2450061.6715 | 2182782.2165 | 1944660.5201 | 1732515.7361 | 1543514.0194 | 1375130.6719 | 1225116.4167 | 1091467.3531 | 972398.1873 | 866318.3851 | 771810.9249
Commercial_Office_Existing_Space Heating_Natural Gas_Unit Heater_E1_Codes & Standards Forecast | Commercial | Office | Existing | Space Heating | Natural Gas | Unit Heater | E1 | Standard | Codes & Standards Forecast | 0 | 5733.6832 | 21965.2191 | 52608.7896 | 100834.6166 | 98817.9243 | 96841.5658 | 94904.7345 | 93006.6398 | 91146.507 | 89323.5768 | 86867.8429 | 82660.2995 | 75303.9979 | 63255.3583 | 53134.5009 | 44632.9808 | 37491.7039 | 30308.074 | 22080.5769 | 12123.9122 | 0 | 0 | 0 | 0 | 0 | 0 | 0 | 0 | 0 | 0
Commercial_Office_Existing_Space Heating_Natural Gas_Unit Heater_E2_Codes & Standards Forecast | Commercial | Office | Existing | Space Heating | Natural Gas | Unit Heater | E2 | Condensing | Codes & Standards Forecast | 0 | 0 | 0 | 0 | 0 | 70345.0549 | 162705.9756 | 278544.4382 | 418894.6678 | 584421.2763 | 770689.9624 | 974470.7456 | 1193457.9706 | 1426046.0555 | 1671150.8217 | 1919857.0028 | 2170472.9828 | 2384169.2351 | 2566410.5123 | 2721813.6821 | 2854281.4104 | 2967114.6431 | 3048569.3306 | 3113035.2538 | 3162527.7884 | 3198839.2098 | 3223563.0961 | 3238116.068 | 3243757.1549 | 3241605.0482 | 3232653.4706
Commercial_Office_Existing_Space Heating_Natural Gas_Unit Heater_E3_Codes & Standards Forecast | Commercial | Office | Existing | Space Heating | Natural Gas | Unit Heater | E3 | Infrared Radiant | Codes & Standards Forecast | 0 | 0 | 0 | 0 | 0 | 0 | 0 | 0 | 0 | 0 | 0 | 0 | 0 | 0 | 0 | 0 | 0 | 0 | 0 | 0 | 0 | 0 | 0 | 0 | 0 | 0 | 0 | 0 | 0 | 0 | 0
Commercial_Office_Existing_Space Heating_Natural Gas_Unit Heater_E4_Codes & Standards Forecast | Commercial | Office | Existing | Space Heating | Natural Gas | Unit Heater | E4 |  | Codes & Standards Forecast | 0 | 0 | 0 | 0 | 0 | 0 | 0 | 0 | 0 | 0 | 0 | 0 | 0 | 0 | 0 | 0 | 0 | 0 | 0 | 0 | 0 | 0 | 0 | 0 | 0 | 0 | 0 | 0 | 0 | 0 | 0
Commercial_Office_Existing_Space Heating_Natural Gas_Unit Heater_E5_Codes & Standards Forecast | Commercial | Office | Existing | Space Heating | Natural Gas | Unit Heater | E5 |  | Codes & Standards Forecast | 0 | 0 | 0 | 0 | 0 | 0 | 0 | 0 | 0 | 0 | 0 | 0 | 0 | 0 | 0 | 0 | 0 | 0 | 0 | 0 | 0 | 0 | 0 | 0 | 0 | 0 | 0 | 0 | 0 | 0 | 0
Commercial_Office_Existing_Space Heating_Natural Gas_Unit Heater_E6_Codes & Standards Forecast | Commercial | Office | Existing | Space Heating | Natural Gas | Unit Heater | E6 |  | Codes & Standards Forecast | 0 | 0 | 0 | 0 | 0 | 0 | 0 | 0 | 0 | 0 | 0 | 0 | 0 | 0 | 0 | 0 | 0 | 0 | 0 | 0 | 0 | 0 | 0 | 0 | 0 | 0 | 0 | 0 | 0 | 0 | 0
Commercial_Office_Existing_Space Heating_Natural Gas_Unit Heater_E7_Codes & Standards Forecast | Commercial | Office | Existing | Space Heating | Natural Gas | Unit Heater | E7 |  | Codes & Standards Forecast | 0 | 0 | 0 | 0 | 0 | 0 | 0 | 0 | 0 | 0 | 0 | 0 | 0 | 0 | 0 | 0 | 0 | 0 | 0 | 0 | 0 | 0 | 0 | 0 | 0 | 0 | 0 | 0 | 0 | 0 | 0
Commercial_Office_Existing_Space Heating_Natural Gas_Unit Heater_E8_Codes & Standards Forecast | Commercial | Office | Existing | Space Heating | Natural Gas | Unit Heater | E8 |  | Codes & Standards Forecast | 0 | 0 | 0 | 0 | 0 | 0 | 0 | 0 | 0 | 0 | 0 | 0 | 0 | 0 | 0 | 0 | 0 | 0 | 0 | 0 | 0 | 0 | 0 | 0 | 0 | 0 | 0 | 0 | 0 | 0 | 0
Commercial_Office_Existing_Space Heating_Natural Gas_Unit Heater_E9_Codes & Standards Forecast | Commercial | Office | Existing | Space Heating | Natural Gas | Unit Heater | E9 |  | Codes & Standards Forecast | 0 | 0 | 0 | 0 | 0 | 0 | 0 | 0 | 0 | 0 | 0 | 0 | 0 | 0 | 0 | 0 | 0 | 0 | 0 | 0 | 0 | 0 | 0 | 0 | 0 | 0 | 0 | 0 | 0 | 0 | 0
Commercial_Office_Existing_Space Heating_Natural Gas_Unit Heater_E10_Codes & Standards Forecast | Commercial | Office | Existing | Space Heating | Natural Gas | Unit Heater | E10 |  | Codes & Standards Forecast | 0 | 0 | 0 | 0 | 0 | 0 | 0 | 0 | 0 | 0 | 0 | 0 | 0 | 0 | 0 | 0 | 0 | 0 | 0 | 0 | 0 | 0 | 0 | 0 | 0 | 0 | 0 | 0 | 0 | 0 | 0
Commercial_Office_Existing_Space Heating_Natural Gas_Unit Heater_Vintage_Codes & Standards Forecast | Commercial | Office | Existing | Space Heating | Natural Gas | Unit Heater | Vintage | Vintage | Codes & Standards Forecast | 6950628.2211 | 6805881.9734 | 6653418.1244 | 6489266.8871 | 6310203.5465 | 6113654.4207 | 5897613.5104 | 5660568.6582 | 5401436.1666 | 5119502.9414 | 4819155.771 | 4504247.3355 | 4178155.9355 | 3843838.668 | 3503878.767 | 3160527.7443 | 2815742.8995 | 2508570.9468 | 2234908.6617 | 1991100.4441 | 1773889.4865 | 1580374.2698 | 1407969.804 | 1254373.0981 | 1117532.3965 | 995619.7714 | 887006.7055 | 790242.3376 | 704034.0826 | 627230.3645 | 558805.2338
Commercial_Office_Existing_Water Heating_Natural Gas_Water Heater_E1_Codes & Standards Forecast | Commercial | Office | Existing | Water Heating | Natural Gas | Water Heater | E1 | TE 0.80 | Codes & Standards Forecast | 0 | 637968.2884 | 1318622.455 | 2032559.3745 | 2771546.6635 | 3528391.0638 | 4296821.2822 | 5071383.7069 | 5847349.5933 | 6620632.4668 | 7387714.624 | 8145581.7399 | 8789496.4508 | 9332515.4479 | 9786258.5459 | 10161065.6829 | 10466136.7891 | 10709656.391 | 10898904.6186 | 11040356.0974 | 11139768.0479 | 11202258.7697 | 11232377.559 | 11234166.9945 | 11211218.4246 | 11166721.3966 | 11103507.6902 | 11024090.5429 | 10930699.5923 | 10825312.0033 | 10709680.1948
Commercial_Office_Existing_Water Heating_Natural Gas_Water Heater_E2_Codes & Standards Forecast | Commercial | Office | Existing | Water Heating | Natural Gas | Water Heater | E2 | TE 0.90 | Codes & Standards Forecast | 0 | 0 | 0 | 0 | 0 | 0 | 0 | 0 | 0 | 0 | 0 | 0 | 0 | 0 | 0 | 0 | 0 | 0 | 0 | 0 | 0 | 0 | 0 | 0 | 0 | 0 | 0 | 0 | 0 | 0 | 0
Commercial_Office_Existing_Water Heating_Natural Gas_Water Heater_E3_Codes & Standards Forecast | Commercial | Office | Existing | Water Heating | Natural Gas | Water Heater | E3 | TE 0.94 | Codes & Standards Forecast | 0 | 0 | 0 | 0 | 0 | 0 | 0 | 0 | 0 | 0 | 0 | 0 | 0 | 0 | 0 | 0 | 0 | 0 | 0 | 0 | 0 | 0 | 0 | 0 | 0 | 0 | 0 | 0 | 0 | 0 | 0
Commercial_Office_Existing_Water Heating_Natural Gas_Water Heater_E4_Codes & Standards Forecast | Commercial | Office | Existing | Water Heating | Natural Gas | Water Heater | E4 | Instantaneous TE 0.94 | Codes & Standards Forecast | 0 | 0 | 0 | 0 | 0 | 0 | 0 | 0 | 0 | 0 | 0 | 0 | 0 | 0 | 0 | 0 | 0 | 0 | 0 | 0 | 0 | 0 | 0 | 0 | 0 | 0 | 0 | 0 | 0 | 0 | 0
Commercial_Office_Existing_Water Heating_Natural Gas_Water Heater_E5_Codes & Standards Forecast | Commercial | Office | Existing | Water Heating | Natural Gas | Water Heater | E5 | Gas-Fired Absorption HPWH | Codes & Standards Forecast | 0 | 0 | 0 | 0 | 0 | 0 | 0 | 0 | 0 | 0 | 0 | 0 | 0 | 0 | 0 | 0 | 0 | 0 | 0 | 0 | 0 | 0 | 0 | 0 | 0 | 0 | 0 | 0 | 0 | 0 | 0
Commercial_Office_Existing_Water Heating_Natural Gas_Water Heater_E6_Codes & Standards Forecast | Commercial | Office | Existing | Water Heating | Natural Gas | Water Heater | E6 |  | Codes & Standards Forecast | 0 | 0 | 0 | 0 | 0 | 0 | 0 | 0 | 0 | 0 | 0 | 0 | 0 | 0 | 0 | 0 | 0 | 0 | 0 | 0 | 0 | 0 | 0 | 0 | 0 | 0 | 0 | 0 | 0 | 0 | 0
Commercial_Office_Existing_Water Heating_Natural Gas_Water Heater_E7_Codes & Standards Forecast | Commercial | Office | Existing | Water Heating | Natural Gas | Water Heater | E7 |  | Codes & Standards Forecast | 0 | 0 | 0 | 0 | 0 | 0 | 0 | 0 | 0 | 0 | 0 | 0 | 0 | 0 | 0 | 0 | 0 | 0 | 0 | 0 | 0 | 0 | 0 | 0 | 0 | 0 | 0 | 0 | 0 | 0 | 0
Commercial_Office_Existing_Water Heating_Natural Gas_Water Heater_E8_Codes & Standards Forecast | Commercial | Office | Existing | Water Heating | Natural Gas | Water Heater | E8 |  | Codes & Standards Forecast | 0 | 0 | 0 | 0 | 0 | 0 | 0 | 0 | 0 | 0 | 0 | 0 | 0 | 0 | 0 | 0 | 0 | 0 | 0 | 0 | 0 | 0 | 0 | 0 | 0 | 0 | 0 | 0 | 0 | 0 | 0
Commercial_Office_Existing_Water Heating_Natural Gas_Water Heater_E9_Codes & Standards Forecast | Commercial | Office | Existing | Water Heating | Natural Gas | Water Heater | E9 |  | Codes & Standards Forecast | 0 | 0 | 0 | 0 | 0 | 0 | 0 | 0 | 0 | 0 | 0 | 0 | 0 | 0 | 0 | 0 | 0 | 0 | 0 | 0 | 0 | 0 | 0 | 0 | 0 | 0 | 0 | 0 | 0 | 0 | 0
Commercial_Office_Existing_Water Heating_Natural Gas_Water Heater_E10_Codes & Standards Forecast | Commercial | Office | Existing | Water Heating | Natural Gas | Water Heater | E10 |  | Codes & Standards Forecast | 0 | 0 | 0 | 0 | 0 | 0 | 0 | 0 | 0 | 0 | 0 | 0 | 0 | 0 | 0 | 0 | 0 | 0 | 0 | 0 | 0 | 0 | 0 | 0 | 0 | 0 | 0 | 0 | 0 | 0 | 0
Commercial_Office_Existing_Water Heating_Natural Gas_Water Heater_Vintage_Codes & Standards Forecast | Commercial | Office | Existing | Water Heating | Natural Gas | Water Heater | Vintage | Vintage | Codes & Standards Forecast | 21482605.6303 | 20414985.2293 | 19313271.9923 | 18186697.1839 | 17043324.7637 | 15890182.9349 | 14733381.2365 | 13578214.7615 | 12429256.9057 | 11290441.9022 | 10165138.2576 | 9056214.0841 | 8068263.4567 | 7188089.2614 | 6403934.0693 | 5705323.0799 | 5082924.1985 | 4528423.3768 | 4034413.5539 | 3594295.7116 | 3202190.7249 | 2852860.8277 | 2541639.6465 | 2264369.8668 | 2017347.6996 | 1797273.4051 | 1601207.2154 | 1426530.0646 | 1270908.603 | 1132264.0282 | 1008744.316
Commercial_Office_Existing_Food Preparation_Natural Gas_Oven_E1_Codes & Standards Forecast | Commercial | Office | Existing | Food Preparation | Natural Gas | Oven | E1 | Standard | Codes & Standards Forecast | 0 | 15667.3228 | 35314.1457 | 57780.0839 | 82164.4831 | 107770.074 | 134058.8043 | 160617.2169 | 187129.3115 | 213355.2749 | 232583.5124 | 246352.1909 | 255866.7006 | 262071.5446 | 265706.7012 | 267351.8117 | 267460.8233 | 266389.1483 | 264414.9578 | 261755.8752 | 258582.0634 | 255026.4858 | 251192.9501 | 247162.4143 | 242997.9315 | 238748.5249 | 234452.2273 | 230138.4623 | 225829.9121 | 221543.9817 | 217293.9456
Commercial_Office_Existing_Food Preparation_Natural Gas_Oven_E2_Codes & Standards Forecast | Commercial | Office | Existing | Food Preparation | Natural Gas | Oven | E2 | ENERGY STAR (EF ≥ 44%) Convection Oven utilizing ASTM Std F1496 | Codes & Standards Forecast | 0 | 0 | 0 | 0 | 0 | 0 | 0 | 0 | 0 | 0 | 0 | 0 | 0 | 0 | 0 | 0 | 0 | 0 | 0 | 0 | 0 | 0 | 0 | 0 | 0 | 0 | 0 | 0 | 0 | 0 | 0
Commercial_Office_Existing_Food Preparation_Natural Gas_Oven_E3_Codes & Standards Forecast | Commercial | Office | Existing | Food Preparation | Natural Gas | Oven | E3 |  | Codes & Standards Forecast | 0 | 0 | 0 | 0 | 0 | 0 | 0 | 0 | 0 | 0 | 0 | 0 | 0 | 0 | 0 | 0 | 0 | 0 | 0 | 0 | 0 | 0 | 0 | 0 | 0 | 0 | 0 | 0 | 0 | 0 | 0
Commercial_Office_Existing_Food Preparation_Natural Gas_Oven_E4_Codes & Standards Forecast | Commercial | Office | Existing | Food Preparation | Natural Gas | Oven | E4 |  | Codes & Standards Forecast | 0 | 0 | 0 | 0 | 0 | 0 | 0 | 0 | 0 | 0 | 0 | 0 | 0 | 0 | 0 | 0 | 0 | 0 | 0 | 0 | 0 | 0 | 0 | 0 | 0 | 0 | 0 | 0 | 0 | 0 | 0
Commercial_Office_Existing_Food Preparation_Natural Gas_Oven_E5_Codes & Standards Forecast | Commercial | Office | Existing | Food Preparation | Natural Gas | Oven | E5 |  | Codes & Standards Forecast | 0 | 0 | 0 | 0 | 0 | 0 | 0 | 0 | 0 | 0 | 0 | 0 | 0 | 0 | 0 | 0 | 0 | 0 | 0 | 0 | 0 | 0 | 0 | 0 | 0 | 0 | 0 | 0 | 0 | 0 | 0
Commercial_Office_Existing_Food Preparation_Natural Gas_Oven_E6_Codes & Standards Forecast | Commercial | Office | Existing | Food Preparation | Natural Gas | Oven | E6 |  | Codes & Standards Forecast | 0 | 0 | 0 | 0 | 0 | 0 | 0 | 0 | 0 | 0 | 0 | 0 | 0 | 0 | 0 | 0 | 0 | 0 | 0 | 0 | 0 | 0 | 0 | 0 | 0 | 0 | 0 | 0 | 0 | 0 | 0
Commercial_Office_Existing_Food Preparation_Natural Gas_Oven_E7_Codes & Standards Forecast | Commercial | Office | Existing | Food Preparation | Natural Gas | Oven | E7 |  | Codes & Standards Forecast | 0 | 0 | 0 | 0 | 0 | 0 | 0 | 0 | 0 | 0 | 0 | 0 | 0 | 0 | 0 | 0 | 0 | 0 | 0 | 0 | 0 | 0 | 0 | 0 | 0 | 0 | 0 | 0 | 0 | 0 | 0
Commercial_Office_Existing_Food Preparation_Natural Gas_Oven_E8_Codes & Standards Forecast | Commercial | Office | Existing | Food Preparation | Natural Gas | Oven | E8 |  | Codes & Standards Forecast | 0 | 0 | 0 | 0 | 0 | 0 | 0 | 0 | 0 | 0 | 0 | 0 | 0 | 0 | 0 | 0 | 0 | 0 | 0 | 0 | 0 | 0 | 0 | 0 | 0 | 0 | 0 | 0 | 0 | 0 | 0
Commercial_Office_Existing_Food Preparation_Natural Gas_Oven_E9_Codes & Standards Forecast | Commercial | Office | Existing | Food Preparation | Natural Gas | Oven | E9 |  | Codes & Standards Forecast | 0 | 0 | 0 | 0 | 0 | 0 | 0 | 0 | 0 | 0 | 0 | 0 | 0 | 0 | 0 | 0 | 0 | 0 | 0 | 0 | 0 | 0 | 0 | 0 | 0 | 0 | 0 | 0 | 0 | 0 | 0
Commercial_Office_Existing_Food Preparation_Natural Gas_Oven_E10_Codes & Standards Forecast | Commercial | Office | Existing | Food Preparation | Natural Gas | Oven | E10 |  | Codes & Standards Forecast | 0 | 0 | 0 | 0 | 0 | 0 | 0 | 0 | 0 | 0 | 0 | 0 | 0 | 0 | 0 | 0 | 0 | 0 | 0 | 0 | 0 | 0 | 0 | 0 | 0 | 0 | 0 | 0 | 0 | 0 | 0
Commercial_Office_Existing_Food Preparation_Natural Gas_Oven_Vintage_Codes & Standards Forecast | Commercial | Office | Existing | Food Preparation | Natural Gas | Oven | Vintage | Vintage | Codes & Standards Forecast | 399676.6032 | 376015.7483 | 348535.264 | 318392.3376 | 286484.49 | 253505.9196 | 219991.6694 | 186352.2474 | 152900.7634 | 119874.1985 | 93981.3717 | 73681.3954 | 57766.214 | 45288.7118 | 35506.35 | 27836.9784 | 21824.1911 | 17110.1658 | 13414.37 | 10516.8661 | 8245.223 | 6464.2548 | 5067.9758 | 3973.293 | 3115.0617 | 2442.2084 | 1914.6914 | 1501.118 | 1176.8765 | 922.6712 | 723.3742
Commercial_Office_Existing_Food Preparation_Natural Gas_Conveyor Oven_E1_Codes & Standards Forecast | Commercial | Office | Existing | Food Preparation | Natural Gas | Conveyor Oven | E1 | Standard | Codes & Standards Forecast | 0 | 0 | 0 | 0 | 0 | 722.552 | 2690.7836 | 6273.2079 | 11718.7965 | 19184.4207 | 28103.1812 | 38034.5733 | 48637.0804 | 59646.689 | 70860.0482 | 82121.2689 | 93311.5763 | 101506.2072 | 107363.7992 | 111400.4927 | 114020.7149 | 115541.3146 | 116210.4832 | 116222.5896 | 115729.8095 | 114851.244 | 113680.0672 | 112289.1307 | 110735.3573 | 109063.1854 | 107307.2694
Commercial_Office_Existing_Food Preparation_Natural Gas_Conveyor Oven_E2_Codes & Standards Forecast | Commercial | Office | Existing | Food Preparation | Natural Gas | Conveyor Oven | E2 | ENERGY STAR (EF ≥ 44%) Convection Oven utilizing ASTM Std F1496 | Codes & Standards Forecast | 0 | 0 | 0 | 0 | 0 | 0 | 0 | 0 | 0 | 0 | 0 | 0 | 0 | 0 | 0 | 0 | 0 | 0 | 0 | 0 | 0 | 0 | 0 | 0 | 0 | 0 | 0 | 0 | 0 | 0 | 0
Commercial_Office_Existing_Food Preparation_Natural Gas_Conveyor Oven_E3_Codes & Standards Forecast | Commercial | Office | Existing | Food Preparation | Natural Gas | Conveyor Oven | E3 |  | Codes & Standards Forecast | 0 | 0 | 0 | 0 | 0 | 0 | 0 | 0 | 0 | 0 | 0 | 0 | 0 | 0 | 0 | 0 | 0 | 0 | 0 | 0 | 0 | 0 | 0 | 0 | 0 | 0 | 0 | 0 | 0 | 0 | 0
Commercial_Office_Existing_Food Preparation_Natural Gas_Conveyor Oven_E4_Codes & Standards Forecast | Commercial | Office | Existing | Food Preparation | Natural Gas | Conveyor Oven | E4 |  | Codes & Standards Forecast | 0 | 0 | 0 | 0 | 0 | 0 | 0 | 0 | 0 | 0 | 0 | 0 | 0 | 0 | 0 | 0 | 0 | 0 | 0 | 0 | 0 | 0 | 0 | 0 | 0 | 0 | 0 | 0 | 0 | 0 | 0
Commercial_Office_Existing_Food Preparation_Natural Gas_Conveyor Oven_E5_Codes & Standards Forecast | Commercial | Office | Existing | Food Preparation | Natural Gas | Conveyor Oven | E5 |  | Codes & Standards Forecast | 0 | 0 | 0 | 0 | 0 | 0 | 0 | 0 | 0 | 0 | 0 | 0 | 0 | 0 | 0 | 0 | 0 | 0 | 0 | 0 | 0 | 0 | 0 | 0 | 0 | 0 | 0 | 0 | 0 | 0 | 0
Commercial_Office_Existing_Food Preparation_Natural Gas_Conveyor Oven_E6_Codes & Standards Forecast | Commercial | Office | Existing | Food Preparation | Natural Gas | Conveyor Oven | E6 |  | Codes & Standards Forecast | 0 | 0 | 0 | 0 | 0 | 0 | 0 | 0 | 0 | 0 | 0 | 0 | 0 | 0 | 0 | 0 | 0 | 0 | 0 | 0 | 0 | 0 | 0 | 0 | 0 | 0 | 0 | 0 | 0 | 0 | 0
Commercial_Office_Existing_Food Preparation_Natural Gas_Conveyor Oven_E7_Codes & Standards Forecast | Commercial | Office | Existing | Food Preparation | Natural Gas | Conveyor Oven | E7 |  | Codes & Standards Forecast | 0 | 0 | 0 | 0 | 0 | 0 | 0 | 0 | 0 | 0 | 0 | 0 | 0 | 0 | 0 | 0 | 0 | 0 | 0 | 0 | 0 | 0 | 0 | 0 | 0 | 0 | 0 | 0 | 0 | 0 | 0
Commercial_Office_Existing_Food Preparation_Natural Gas_Conveyor Oven_E8_Codes & Standards Forecast | Commercial | Office | Existing | Food Preparation | Natural Gas | Conveyor Oven | E8 |  | Codes & Standards Forecast | 0 | 0 | 0 | 0 | 0 | 0 | 0 | 0 | 0 | 0 | 0 | 0 | 0 | 0 | 0 | 0 | 0 | 0 | 0 | 0 | 0 | 0 | 0 | 0 | 0 | 0 | 0 | 0 | 0 | 0 | 0
Commercial_Office_Existing_Food Preparation_Natural Gas_Conveyor Oven_E9_Codes & Standards Forecast | Commercial | Office | Existing | Food Preparation | Natural Gas | Conveyor Oven | E9 |  | Codes & Standards Forecast | 0 | 0 | 0 | 0 | 0 | 0 | 0 | 0 | 0 | 0 | 0 | 0 | 0 | 0 | 0 | 0 | 0 | 0 | 0 | 0 | 0 | 0 | 0 | 0 | 0 | 0 | 0 | 0 | 0 | 0 | 0
Commercial_Office_Existing_Food Preparation_Natural Gas_Conveyor Oven_E10_Codes & Standards Forecast | Commercial | Office | Existing | Food Preparation | Natural Gas | Conveyor Oven | E10 |  | Codes & Standards Forecast | 0 | 0 | 0 | 0 | 0 | 0 | 0 | 0 | 0 | 0 | 0 | 0 | 0 | 0 | 0 | 0 | 0 | 0 | 0 | 0 | 0 | 0 | 0 | 0 | 0 | 0 | 0 | 0 | 0 | 0 | 0
Commercial_Office_Existing_Food Preparation_Natural Gas_Conveyor Oven_Vintage_Codes & Standards Forecast | Commercial | Office | Existing | Food Preparation | Natural Gas | Conveyor Oven | Vintage | Vintage | Codes & Standards Forecast | 199838.3016 | 195841.5356 | 191924.7048 | 188086.2108 | 184324.4865 | 179915.4448 | 174334.4533 | 167211.5242 | 158296.241 | 147430.3161 | 135179.2608 | 121982.2198 | 108179.3769 | 94033.4392 | 79746.4774 | 65473.1261 | 51330.9309 | 40243.4498 | 31550.8647 | 24735.8779 | 19392.9283 | 15204.0558 | 11919.9797 | 9345.2641 | 7326.6871 | 5744.1227 | 4503.3922 | 3530.6595 | 2768.037 | 2170.141 | 1701.3906
Commercial_Office_Existing_Food Preparation_Natural Gas_Double Rack Oven_E1_Codes & Standards Forecast | Commercial | Office | Existing | Food Preparation | Natural Gas | Double Rack Oven | E1 | Standard | Codes & Standards Forecast | 0 | 4352.0341 | 10188.5954 | 17234.7858 | 25253.6627 | 34041.2793 | 43422.3662 | 53246.5707 | 63385.1831 | 73728.2858 | 82368.0225 | 89531.3433 | 95415.7988 | 100193.3323 | 104013.5834 | 107006.7654 | 109286.172 | 110950.3606 | 112085.0546 | 112764.7998 | 113054.4082 | 113010.2145 | 112681.1717 | 112109.8044 | 111333.0403 | 110382.9336 | 109287.2955 | 108070.2429 | 106752.6777 | 105352.7022 | 103885.9828
Commercial_Office_Existing_Food Preparation_Natural Gas_Double Rack Oven_E2_Codes & Standards Forecast | Commercial | Office | Existing | Food Preparation | Natural Gas | Double Rack Oven | E2 | FTSC Qualified (>50% Cooking Efficiency) | Codes & Standards Forecast | 0 | 0 | 0 | 0 | 0 | 0 | 0 | 0 | 0 | 0 | 0 | 0 | 0 | 0 | 0 | 0 | 0 | 0 | 0 | 0 | 0 | 0 | 0 | 0 | 0 | 0 | 0 | 0 | 0 | 0 | 0
Commercial_Office_Existing_Food Preparation_Natural Gas_Double Rack Oven_E3_Codes & Standards Forecast | Commercial | Office | Existing | Food Preparation | Natural Gas | Double Rack Oven | E3 |  | Codes & Standards Forecast | 0 | 0 | 0 | 0 | 0 | 0 | 0 | 0 | 0 | 0 | 0 | 0 | 0 | 0 | 0 | 0 | 0 | 0 | 0 | 0 | 0 | 0 | 0 | 0 | 0 | 0 | 0 | 0 | 0 | 0 | 0
Commercial_Office_Existing_Food Preparation_Natural Gas_Double Rack Oven_E4_Codes & Standards Forecast | Commercial | Office | Existing | Food Preparation | Natural Gas | Double Rack Oven | E4 |  | Codes & Standards Forecast | 0 | 0 | 0 | 0 | 0 | 0 | 0 | 0 | 0 | 0 | 0 | 0 | 0 | 0 | 0 | 0 | 0 | 0 | 0 | 0 | 0 | 0 | 0 | 0 | 0 | 0 | 0 | 0 | 0 | 0 | 0
Commercial_Office_Existing_Food Preparation_Natural Gas_Double Rack Oven_E5_Codes & Standards Forecast | Commercial | Office | Existing | Food Preparation | Natural Gas | Double Rack Oven | E5 |  | Codes & Standards Forecast | 0 | 0 | 0 | 0 | 0 | 0 | 0 | 0 | 0 | 0 | 0 | 0 | 0 | 0 | 0 | 0 | 0 | 0 | 0 | 0 | 0 | 0 | 0 | 0 | 0 | 0 | 0 | 0 | 0 | 0 | 0
Commercial_Office_Existing_Food Preparation_Natural Gas_Double Rack Oven_E6_Codes & Standards Forecast | Commercial | Office | Existing | Food Preparation | Natural Gas | Double Rack Oven | E6 |  | Codes & Standards Forecast | 0 | 0 | 0 | 0 | 0 | 0 | 0 | 0 | 0 | 0 | 0 | 0 | 0 | 0 | 0 | 0 | 0 | 0 | 0 | 0 | 0 | 0 | 0 | 0 | 0 | 0 | 0 | 0 | 0 | 0 | 0
Commercial_Office_Existing_Food Preparation_Natural Gas_Double Rack Oven_E7_Codes & Standards Forecast | Commercial | Office | Existing | Food Preparation | Natural Gas | Double Rack Oven | E7 |  | Codes & Standards Forecast | 0 | 0 | 0 | 0 | 0 | 0 | 0 | 0 | 0 | 0 | 0 | 0 | 0 | 0 | 0 | 0 | 0 | 0 | 0 | 0 | 0 | 0 | 0 | 0 | 0 | 0 | 0 | 0 | 0 | 0 | 0
Commercial_Office_Existing_Food Preparation_Natural Gas_Double Rack Oven_E8_Codes & Standards Forecast | Commercial | Office | Existing | Food Preparation | Natural Gas | Double Rack Oven | E8 |  | Codes & Standards Forecast | 0 | 0 | 0 | 0 | 0 | 0 | 0 | 0 | 0 | 0 | 0 | 0 | 0 | 0 | 0 | 0 | 0 | 0 | 0 | 0 | 0 | 0 | 0 | 0 | 0 | 0 | 0 | 0 | 0 | 0 | 0
Commercial_Office_Existing_Food Preparation_Natural Gas_Double Rack Oven_E9_Codes & Standards Forecast | Commercial | Office | Existing | Food Preparation | Natural Gas | Double Rack Oven | E9 |  | Codes & Standards Forecast | 0 | 0 | 0 | 0 | 0 | 0 | 0 | 0 | 0 | 0 | 0 | 0 | 0 | 0 | 0 | 0 | 0 | 0 | 0 | 0 | 0 | 0 | 0 | 0 | 0 | 0 | 0 | 0 | 0 | 0 | 0
Commercial_Office_Existing_Food Preparation_Natural Gas_Double Rack Oven_E10_Codes & Standards Forecast | Commercial | Office | Existing | Food Preparation | Natural Gas | Double Rack Oven | E10 |  | Codes & Standards Forecast | 0 | 0 | 0 | 0 | 0 | 0 | 0 | 0 | 0 | 0 | 0 | 0 | 0 | 0 | 0 | 0 | 0 | 0 | 0 | 0 | 0 | 0 | 0 | 0 | 0 | 0 | 0 | 0 | 0 | 0 | 0
Commercial_Office_Existing_Food Preparation_Natural Gas_Double Rack Oven_Vintage_Codes & Standards Forecast | Commercial | Office | Existing | Food Preparation | Natural Gas | Double Rack Oven | Vintage | Vintage | Codes & Standards Forecast | 199838.3016 | 191489.5014 | 181736.1094 | 170851.4249 | 159070.8238 | 146596.7175 | 133602.8707 | 120238.1614 | 106629.8544 | 92886.4509 | 80914.4195 | 70485.4498 | 61400.6585 | 53486.7959 | 46592.9422 | 40587.6296 | 35356.3351 | 30799.2964 | 26829.6093 | 23371.5708 | 20359.235 | 17735.1558 | 15449.2913 | 13458.0493 | 11723.4563 | 10212.433 | 8896.1639 | 7749.5472 | 6750.7167 | 5880.6243 | 5122.6772
Commercial_Office_Existing_Food Preparation_Natural Gas_Fryer_E1_Codes & Standards Forecast | Commercial | Office | Existing | Food Preparation | Natural Gas | Fryer | E1 | Standard | Codes & Standards Forecast | 0 | 24625.2501 | 50898.1533 | 49880.1902 | 48882.5864 | 47904.9347 | 46946.836 | 46007.8993 | 45087.7413 | 39995.936 | 31356.8139 | 24583.7421 | 19273.6538 | 15110.5446 | 6882.3494 | 0 | 0 | 0 | 0 | 0 | 0 | 0 | 0 | 0 | 0 | 0 | 0 | 0 | 0 | 0 | 0
Commercial_Office_Existing_Food Preparation_Natural Gas_Fryer_E2_Codes & Standards Forecast | Commercial | Office | Existing | Food Preparation | Natural Gas | Fryer | E2 | ENERGY STAR | Codes & Standards Forecast | 0 | 0 | 0 | 28575.5635 | 58097.6993 | 88289.1583 | 118908.271 | 149744.9217 | 180616.9666 | 215557.0958 | 253805.1975 | 289831.5529 | 319996.4202 | 345119.7853 | 370862.2324 | 392211.9458 | 403987.5347 | 413387.2669 | 420692.1519 | 426152.1067 | 429989.3572 | 432401.4672 | 433564.0371 | 433633.1084 | 432747.3053 | 431029.7427 | 428589.7259 | 425524.2646 | 421919.4216 | 417851.5145 | 413388.1858
Commercial_Office_Existing_Food Preparation_Natural Gas_Fryer_E3_Codes & Standards Forecast | Commercial | Office | Existing | Food Preparation | Natural Gas | Fryer | E3 |  | Codes & Standards Forecast | 0 | 0 | 0 | 0 | 0 | 0 | 0 | 0 | 0 | 0 | 0 | 0 | 0 | 0 | 0 | 0 | 0 | 0 | 0 | 0 | 0 | 0 | 0 | 0 | 0 | 0 | 0 | 0 | 0 | 0 | 0
Commercial_Office_Existing_Food Preparation_Natural Gas_Fryer_E4_Codes & Standards Forecast | Commercial | Office | Existing | Food Preparation | Natural Gas | Fryer | E4 |  | Codes & Standards Forecast | 0 | 0 | 0 | 0 | 0 | 0 | 0 | 0 | 0 | 0 | 0 | 0 | 0 | 0 | 0 | 0 | 0 | 0 | 0 | 0 | 0 | 0 | 0 | 0 | 0 | 0 | 0 | 0 | 0 | 0 | 0
Commercial_Office_Existing_Food Preparation_Natural Gas_Fryer_E5_Codes & Standards Forecast | Commercial | Office | Existing | Food Preparation | Natural Gas | Fryer | E5 |  | Codes & Standards Forecast | 0 | 0 | 0 | 0 | 0 | 0 | 0 | 0 | 0 | 0 | 0 | 0 | 0 | 0 | 0 | 0 | 0 | 0 | 0 | 0 | 0 | 0 | 0 | 0 | 0 | 0 | 0 | 0 | 0 | 0 | 0
Commercial_Office_Existing_Food Preparation_Natural Gas_Fryer_E6_Codes & Standards Forecast | Commercial | Office | Existing | Food Preparation | Natural Gas | Fryer | E6 |  | Codes & Standards Forecast | 0 | 0 | 0 | 0 | 0 | 0 | 0 | 0 | 0 | 0 | 0 | 0 | 0 | 0 | 0 | 0 | 0 | 0 | 0 | 0 | 0 | 0 | 0 | 0 | 0 | 0 | 0 | 0 | 0 | 0 | 0
Commercial_Office_Existing_Food Preparation_Natural Gas_Fryer_E7_Codes & Standards Forecast | Commercial | Office | Existing | Food Preparation | Natural Gas | Fryer | E7 |  | Codes & Standards Forecast | 0 | 0 | 0 | 0 | 0 | 0 | 0 | 0 | 0 | 0 | 0 | 0 | 0 | 0 | 0 | 0 | 0 | 0 | 0 | 0 | 0 | 0 | 0 | 0 | 0 | 0 | 0 | 0 | 0 | 0 | 0
Commercial_Office_Existing_Food Preparation_Natural Gas_Fryer_E8_Codes & Standards Forecast | Commercial | Office | Existing | Food Preparation | Natural Gas | Fryer | E8 |  | Codes & Standards Forecast | 0 | 0 | 0 | 0 | 0 | 0 | 0 | 0 | 0 | 0 | 0 | 0 | 0 | 0 | 0 | 0 | 0 | 0 | 0 | 0 | 0 | 0 | 0 | 0 | 0 | 0 | 0 | 0 | 0 | 0 | 0
Commercial_Office_Existing_Food Preparation_Natural Gas_Fryer_E9_Codes & Standards Forecast | Commercial | Office | Existing | Food Preparation | Natural Gas | Fryer | E9 |  | Codes & Standards Forecast | 0 | 0 | 0 | 0 | 0 | 0 | 0 | 0 | 0 | 0 | 0 | 0 | 0 | 0 | 0 | 0 | 0 | 0 | 0 | 0 | 0 | 0 | 0 | 0 | 0 | 0 | 0 | 0 | 0 | 0 | 0
Commercial_Office_Existing_Food Preparation_Natural Gas_Fryer_E10_Codes & Standards Forecast | Commercial | Office | Existing | Food Preparation | Natural Gas | Fryer | E10 |  | Codes & Standards Forecast | 0 | 0 | 0 | 0 | 0 | 0 | 0 | 0 | 0 | 0 | 0 | 0 | 0 | 0 | 0 | 0 | 0 | 0 | 0 | 0 | 0 | 0 | 0 | 0 | 0 | 0 | 0 | 0 | 0 | 0 | 0
Commercial_Office_Existing_Food Preparation_Natural Gas_Fryer_Vintage_Codes & Standards Forecast | Commercial | Office | Existing | Food Preparation | Natural Gas | Fryer | Vintage | Vintage | Codes & Standards Forecast | 829217.6055 | 788008.0033 | 745482.435 | 701997.2228 | 657863.6313 | 613352.9457 | 568700.9909 | 524112.155 | 479762.9686 | 435805.2911 | 392369.1451 | 349565.2384 | 311430.8487 | 277456.5743 | 247188.5844 | 220222.557 | 196198.2781 | 174794.8295 | 155726.3027 | 138737.9788 | 123602.9265 | 110118.9709 | 98105.9923 | 87403.5204 | 77868.5909 | 69373.8355 | 61805.7807 | 55063.3319 | 49056.423 | 43704.8132 | 38937.0154
Commercial_Office_Existing_Food Preparation_Natural Gas_Broiler_E1_Codes & Standards Forecast | Commercial | Office | Existing | Food Preparation | Natural Gas | Broiler | E1 | Standard | Codes & Standards Forecast | 0 | 6174.9725 | 12943.4285 | 20170.8298 | 27741.7447 | 35557.3382 | 43533.186 | 51597.3729 | 59688.836 | 67755.9231 | 74468.046 | 80006.1486 | 84527.7273 | 88169.855 | 91051.8167 | 93277.4041 | 94936.9148 | 96108.8945 | 96861.6531 | 97254.5869 | 97339.3295 | 97160.7541 | 96757.8474 | 96164.4703 | 95410.0201 | 94520.0086 | 93516.5641 | 92418.8697 | 91243.5449 | 90004.9776 | 88715.6137
Commercial_Office_Existing_Food Preparation_Natural Gas_Broiler_E2_Codes & Standards Forecast | Commercial | Office | Existing | Food Preparation | Natural Gas | Broiler | E2 | Infrared Burners | Codes & Standards Forecast | 0 | 0 | 0 | 0 | 0 | 0 | 0 | 0 | 0 | 0 | 0 | 0 | 0 | 0 | 0 | 0 | 0 | 0 | 0 | 0 | 0 | 0 | 0 | 0 | 0 | 0 | 0 | 0 | 0 | 0 | 0
Commercial_Office_Existing_Food Preparation_Natural Gas_Broiler_E3_Codes & Standards Forecast | Commercial | Office | Existing | Food Preparation | Natural Gas | Broiler | E3 |  | Codes & Standards Forecast | 0 | 0 | 0 | 0 | 0 | 0 | 0 | 0 | 0 | 0 | 0 | 0 | 0 | 0 | 0 | 0 | 0 | 0 | 0 | 0 | 0 | 0 | 0 | 0 | 0 | 0 | 0 | 0 | 0 | 0 | 0
Commercial_Office_Existing_Food Preparation_Natural Gas_Broiler_E4_Codes & Standards Forecast | Commercial | Office | Existing | Food Preparation | Natural Gas | Broiler | E4 |  | Codes & Standards Forecast | 0 | 0 | 0 | 0 | 0 | 0 | 0 | 0 | 0 | 0 | 0 | 0 | 0 | 0 | 0 | 0 | 0 | 0 | 0 | 0 | 0 | 0 | 0 | 0 | 0 | 0 | 0 | 0 | 0 | 0 | 0
Commercial_Office_Existing_Food Preparation_Natural Gas_Broiler_E5_Codes & Standards Forecast | Commercial | Office | Existing | Food Preparation | Natural Gas | Broiler | E5 |  | Codes & Standards Forecast | 0 | 0 | 0 | 0 | 0 | 0 | 0 | 0 | 0 | 0 | 0 | 0 | 0 | 0 | 0 | 0 | 0 | 0 | 0 | 0 | 0 | 0 | 0 | 0 | 0 | 0 | 0 | 0 | 0 | 0 | 0
Commercial_Office_Existing_Food Preparation_Natural Gas_Broiler_E6_Codes & Standards Forecast | Commercial | Office | Existing | Food Preparation | Natural Gas | Broiler | E6 |  | Codes & Standards Forecast | 0 | 0 | 0 | 0 | 0 | 0 | 0 | 0 | 0 | 0 | 0 | 0 | 0 | 0 | 0 | 0 | 0 | 0 | 0 | 0 | 0 | 0 | 0 | 0 | 0 | 0 | 0 | 0 | 0 | 0 | 0
Commercial_Office_Existing_Food Preparation_Natural Gas_Broiler_E7_Codes & Standards Forecast | Commercial | Office | Existing | Food Preparation | Natural Gas | Broiler | E7 |  | Codes & Standards Forecast | 0 | 0 | 0 | 0 | 0 | 0 | 0 | 0 | 0 | 0 | 0 | 0 | 0 | 0 | 0 | 0 | 0 | 0 | 0 | 0 | 0 | 0 | 0 | 0 | 0 | 0 | 0 | 0 | 0 | 0 | 0
Commercial_Office_Existing_Food Preparation_Natural Gas_Broiler_E8_Codes & Standards Forecast | Commercial | Office | Existing | Food Preparation | Natural Gas | Broiler | E8 |  | Codes & Standards Forecast | 0 | 0 | 0 | 0 | 0 | 0 | 0 | 0 | 0 | 0 | 0 | 0 | 0 | 0 | 0 | 0 | 0 | 0 | 0 | 0 | 0 | 0 | 0 | 0 | 0 | 0 | 0 | 0 | 0 | 0 | 0
Commercial_Office_Existing_Food Preparation_Natural Gas_Broiler_E9_Codes & Standards Forecast | Commercial | Office | Existing | Food Preparation | Natural Gas | Broiler | E9 |  | Codes & Standards Forecast | 0 | 0 | 0 | 0 | 0 | 0 | 0 | 0 | 0 | 0 | 0 | 0 | 0 | 0 | 0 | 0 | 0 | 0 | 0 | 0 | 0 | 0 | 0 | 0 | 0 | 0 | 0 | 0 | 0 | 0 | 0
Commercial_Office_Existing_Food Preparation_Natural Gas_Broiler_E10_Codes & Standards Forecast | Commercial | Office | Existing | Food Preparation | Natural Gas | Broiler | E10 |  | Codes & Standards Forecast | 0 | 0 | 0 | 0 | 0 | 0 | 0 | 0 | 0 | 0 | 0 | 0 | 0 | 0 | 0 | 0 | 0 | 0 | 0 | 0 | 0 | 0 | 0 | 0 | 0 | 0 | 0 | 0 | 0 | 0 | 0
Commercial_Office_Existing_Food Preparation_Natural Gas_Broiler_Vintage_Codes & Standards Forecast | Commercial | Office | Existing | Food Preparation | Natural Gas | Broiler | Vintage | Vintage | Codes & Standards Forecast | 170126.7938 | 160549.2854 | 150446.3443 | 139951.1475 | 129177.793 | 118223.8089 | 107172.338 | 96094.0407 | 85048.7494 | 74086.9105 | 64537.931 | 56219.7088 | 48973.613 | 42661.4584 | 37162.8704 | 32372.9894 | 28200.4707 | 24565.7434 | 21399.492 | 18641.3353 | 16238.6743 | 14145.6896 | 12322.4674 | 10734.2382 | 9350.7142 | 8145.511 | 7095.6452 | 6181.0954 | 5384.4208 | 4690.4288 | 4085.8847
Commercial_Office_Existing_Food Preparation_Natural Gas_Griddle_E1_Codes & Standards Forecast | Commercial | Office | Existing | Food Preparation | Natural Gas | Griddle | E1 | Standard | Codes & Standards Forecast | 0 | 16223.7634 | 34006.8107 | 52995.6642 | 72887.0455 | 93421.2807 | 114376.5592 | 135563.9345 | 156822.9735 | 178017.9687 | 195653.0097 | 210203.4984 | 222083.2309 | 231652.3454 | 239224.2438 | 245071.6225 | 249431.7244 | 252510.9155 | 254488.6697 | 255521.0412 | 255743.6888 | 255274.5102 | 254215.9367 | 252656.9321 | 250674.7337 | 248336.3693 | 245699.9775 | 242815.9592 | 239727.9793 | 236473.8397 | 233086.2398
Commercial_Office_Existing_Food Preparation_Natural Gas_Griddle_E2_Codes & Standards Forecast | Commercial | Office | Existing | Food Preparation | Natural Gas | Griddle | E2 | ENERGY STAR | Codes & Standards Forecast | 0 | 0 | 0 | 0 | 0 | 0 | 0 | 0 | 0 | 0 | 0 | 0 | 0 | 0 | 0 | 0 | 0 | 0 | 0 | 0 | 0 | 0 | 0 | 0 | 0 | 0 | 0 | 0 | 0 | 0 | 0
Commercial_Office_Existing_Food Preparation_Natural Gas_Griddle_E3_Codes & Standards Forecast | Commercial | Office | Existing | Food Preparation | Natural Gas | Griddle | E3 |  | Codes & Standards Forecast | 0 | 0 | 0 | 0 | 0 | 0 | 0 | 0 | 0 | 0 | 0 | 0 | 0 | 0 | 0 | 0 | 0 | 0 | 0 | 0 | 0 | 0 | 0 | 0 | 0 | 0 | 0 | 0 | 0 | 0 | 0
Commercial_Office_Existing_Food Preparation_Natural Gas_Griddle_E4_Codes & Standards Forecast | Commercial | Office | Existing | Food Preparation | Natural Gas | Griddle | E4 |  | Codes & Standards Forecast | 0 | 0 | 0 | 0 | 0 | 0 | 0 | 0 | 0 | 0 | 0 | 0 | 0 | 0 | 0 | 0 | 0 | 0 | 0 | 0 | 0 | 0 | 0 | 0 | 0 | 0 | 0 | 0 | 0 | 0 | 0
Commercial_Office_Existing_Food Preparation_Natural Gas_Griddle_E5_Codes & Standards Forecast | Commercial | Office | Existing | Food Preparation | Natural Gas | Griddle | E5 |  | Codes & Standards Forecast | 0 | 0 | 0 | 0 | 0 | 0 | 0 | 0 | 0 | 0 | 0 | 0 | 0 | 0 | 0 | 0 | 0 | 0 | 0 | 0 | 0 | 0 | 0 | 0 | 0 | 0 | 0 | 0 | 0 | 0 | 0
Commercial_Office_Existing_Food Preparation_Natural Gas_Griddle_E6_Codes & Standards Forecast | Commercial | Office | Existing | Food Preparation | Natural Gas | Griddle | E6 |  | Codes & Standards Forecast | 0 | 0 | 0 | 0 | 0 | 0 | 0 | 0 | 0 | 0 | 0 | 0 | 0 | 0 | 0 | 0 | 0 | 0 | 0 | 0 | 0 | 0 | 0 | 0 | 0 | 0 | 0 | 0 | 0 | 0 | 0
Commercial_Office_Existing_Food Preparation_Natural Gas_Griddle_E7_Codes & Standards Forecast | Commercial | Office | Existing | Food Preparation | Natural Gas | Griddle | E7 |  | Codes & Standards Forecast | 0 | 0 | 0 | 0 | 0 | 0 | 0 | 0 | 0 | 0 | 0 | 0 | 0 | 0 | 0 | 0 | 0 | 0 | 0 | 0 | 0 | 0 | 0 | 0 | 0 | 0 | 0 | 0 | 0 | 0 | 0
Commercial_Office_Existing_Food Preparation_Natural Gas_Griddle_E8_Codes & Standards Forecast | Commercial | Office | Existing | Food Preparation | Natural Gas | Griddle | E8 |  | Codes & Standards Forecast | 0 | 0 | 0 | 0 | 0 | 0 | 0 | 0 | 0 | 0 | 0 | 0 | 0 | 0 | 0 | 0 | 0 | 0 | 0 | 0 | 0 | 0 | 0 | 0 | 0 | 0 | 0 | 0 | 0 | 0 | 0
Commercial_Office_Existing_Food Preparation_Natural Gas_Griddle_E9_Codes & Standards Forecast | Commercial | Office | Existing | Food Preparation | Natural Gas | Griddle | E9 |  | Codes & Standards Forecast | 0 | 0 | 0 | 0 | 0 | 0 | 0 | 0 | 0 | 0 | 0 | 0 | 0 | 0 | 0 | 0 | 0 | 0 | 0 | 0 | 0 | 0 | 0 | 0 | 0 | 0 | 0 | 0 | 0 | 0 | 0
Commercial_Office_Existing_Food Preparation_Natural Gas_Griddle_E10_Codes & Standards Forecast | Commercial | Office | Existing | Food Preparation | Natural Gas | Griddle | E10 |  | Codes & Standards Forecast | 0 | 0 | 0 | 0 | 0 | 0 | 0 | 0 | 0 | 0 | 0 | 0 | 0 | 0 | 0 | 0 | 0 | 0 | 0 | 0 | 0 | 0 | 0 | 0 | 0 | 0 | 0 | 0 | 0 | 0 | 0
Commercial_Office_Existing_Food Preparation_Natural Gas_Griddle_Vintage_Codes & Standards Forecast | Commercial | Office | Existing | Food Preparation | Natural Gas | Griddle | Vintage | Vintage | Codes & Standards Forecast | 446981.2361 | 421817.848 | 395273.9685 | 367699.4994 | 339394.2149 | 310614.3544 | 281578.3632 | 252471.8895 | 223452.134 | 194651.6367 | 169563.2035 | 147708.3906 | 128670.4203 | 112086.2328 | 97639.5628 | 85054.908 | 74092.2754 | 64542.6044 | 56223.7798 | 48977.1593 | 42664.5477 | 37165.5615 | 32375.3336 | 28202.5128 | 24567.5223 | 21401.0416 | 18642.6851 | 16239.8502 | 14146.7139 | 12323.3597 | 10735.0156
Commercial_Office_Existing_Food Preparation_Natural Gas_Range_E1_Codes & Standards Forecast | Commercial | Office | Existing | Food Preparation | Natural Gas | Range | E1 | Standard | Codes & Standards Forecast | 0 | 93595.5735 | 210964.4227 | 345174.485 | 490845.3089 | 643811.453 | 800858.628 | 959516.8671 | 1117898.4061 | 1274570.6155 | 1389438.8624 | 1471692.058 | 1528531.1235 | 1565598.4599 | 1587314.6505 | 1597142.4347 | 1597793.6625 | 1591391.5453 | 1579597.8591 | 1563712.6714 | 1544752.5252 | 1523511.7348 | 1500610.44 | 1476532.2801 | 1451653.9288 | 1426268.249 | 1400602.4446 | 1374832.2913 | 1349093.2916 | 1323489.4203 | 1298099.9796
Commercial_Office_Existing_Food Preparation_Natural Gas_Range_E2_Codes & Standards Forecast | Commercial | Office | Existing | Food Preparation | Natural Gas | Range | E2 | High Efficiency | Codes & Standards Forecast | 0 | 0 | 0 | 0 | 0 | 0 | 0 | 0 | 0 | 0 | 0 | 0 | 0 | 0 | 0 | 0 | 0 | 0 | 0 | 0 | 0 | 0 | 0 | 0 | 0 | 0 | 0 | 0 | 0 | 0 | 0
Commercial_Office_Existing_Food Preparation_Natural Gas_Range_E3_Codes & Standards Forecast | Commercial | Office | Existing | Food Preparation | Natural Gas | Range | E3 |  | Codes & Standards Forecast | 0 | 0 | 0 | 0 | 0 | 0 | 0 | 0 | 0 | 0 | 0 | 0 | 0 | 0 | 0 | 0 | 0 | 0 | 0 | 0 | 0 | 0 | 0 | 0 | 0 | 0 | 0 | 0 | 0 | 0 | 0
Commercial_Office_Existing_Food Preparation_Natural Gas_Range_E4_Codes & Standards Forecast | Commercial | Office | Existing | Food Preparation | Natural Gas | Range | E4 |  | Codes & Standards Forecast | 0 | 0 | 0 | 0 | 0 | 0 | 0 | 0 | 0 | 0 | 0 | 0 | 0 | 0 | 0 | 0 | 0 | 0 | 0 | 0 | 0 | 0 | 0 | 0 | 0 | 0 | 0 | 0 | 0 | 0 | 0
Commercial_Office_Existing_Food Preparation_Natural Gas_Range_E5_Codes & Standards Forecast | Commercial | Office | Existing | Food Preparation | Natural Gas | Range | E5 |  | Codes & Standards Forecast | 0 | 0 | 0 | 0 | 0 | 0 | 0 | 0 | 0 | 0 | 0 | 0 | 0 | 0 | 0 | 0 | 0 | 0 | 0 | 0 | 0 | 0 | 0 | 0 | 0 | 0 | 0 | 0 | 0 | 0 | 0
Commercial_Office_Existing_Food Preparation_Natural Gas_Range_E6_Codes & Standards Forecast | Commercial | Office | Existing | Food Preparation | Natural Gas | Range | E6 |  | Codes & Standards Forecast | 0 | 0 | 0 | 0 | 0 | 0 | 0 | 0 | 0 | 0 | 0 | 0 | 0 | 0 | 0 | 0 | 0 | 0 | 0 | 0 | 0 | 0 | 0 | 0 | 0 | 0 | 0 | 0 | 0 | 0 | 0
Commercial_Office_Existing_Food Preparation_Natural Gas_Range_E7_Codes & Standards Forecast | Commercial | Office | Existing | Food Preparation | Natural Gas | Range | E7 |  | Codes & Standards Forecast | 0 | 0 | 0 | 0 | 0 | 0 | 0 | 0 | 0 | 0 | 0 | 0 | 0 | 0 | 0 | 0 | 0 | 0 | 0 | 0 | 0 | 0 | 0 | 0 | 0 | 0 | 0 | 0 | 0 | 0 | 0
Commercial_Office_Existing_Food Preparation_Natural Gas_Range_E8_Codes & Standards Forecast | Commercial | Office | Existing | Food Preparation | Natural Gas | Range | E8 |  | Codes & Standards Forecast | 0 | 0 | 0 | 0 | 0 | 0 | 0 | 0 | 0 | 0 | 0 | 0 | 0 | 0 | 0 | 0 | 0 | 0 | 0 | 0 | 0 | 0 | 0 | 0 | 0 | 0 | 0 | 0 | 0 | 0 | 0
Commercial_Office_Existing_Food Preparation_Natural Gas_Range_E9_Codes & Standards Forecast | Commercial | Office | Existing | Food Preparation | Natural Gas | Range | E9 |  | Codes & Standards Forecast | 0 | 0 | 0 | 0 | 0 | 0 | 0 | 0 | 0 | 0 | 0 | 0 | 0 | 0 | 0 | 0 | 0 | 0 | 0 | 0 | 0 | 0 | 0 | 0 | 0 | 0 | 0 | 0 | 0 | 0 | 0
Commercial_Office_Existing_Food Preparation_Natural Gas_Range_E10_Codes & Standards Forecast | Commercial | Office | Existing | Food Preparation | Natural Gas | Range | E10 |  | Codes & Standards Forecast | 0 | 0 | 0 | 0 | 0 | 0 | 0 | 0 | 0 | 0 | 0 | 0 | 0 | 0 | 0 | 0 | 0 | 0 | 0 | 0 | 0 | 0 | 0 | 0 | 0 | 0 | 0 | 0 | 0 | 0 | 0
Commercial_Office_Existing_Food Preparation_Natural Gas_Range_Vintage_Codes & Standards Forecast | Commercial | Office | Existing | Food Preparation | Natural Gas | Range | Vintage | Vintage | Codes & Standards Forecast | 2387642.1817 | 2246293.7646 | 2082127.1286 | 1902055.2353 | 1711439.8171 | 1514427.9704 | 1314216.0069 | 1113256.2751 | 913419.2733 | 716120.7103 | 561438.6368 | 440167.8913 | 345091.6268 | 270551.8354 | 212112.6389 | 166296.3089 | 130376.3062 | 102215.0241 | 80136.5789 | 62827.0778 | 49256.429 | 38617.0404 | 30275.7596 | 23736.1956 | 18609.1773 | 14589.595 | 11438.2425 | 8967.5821 | 7030.5844 | 5511.9782 | 4321.3909
Commercial_Office_Existing_Food Preparation_Natural Gas_Steamer_E1_Codes & Standards Forecast | Commercial | Office | Existing | Food Preparation | Natural Gas | Steamer | E1 | Standard | Codes & Standards Forecast | 0 | 5894.9867 | 12356.5471 | 12109.4161 | 11867.2278 | 11629.8832 | 11397.2856 | 11169.3399 | 10945.9531 | 10727.034 | 9966.3898 | 8681.8329 | 7562.8411 | 6588.0749 | 5738.9452 | 4999.259 | 4354.91 | 3793.6105 | 3304.6563 | 1616.8169 | 0 | 0 | 0 | 0 | 0 | 0 | 0 | 0 | 0 | 0 | 0
Commercial_Office_Existing_Food Preparation_Natural Gas_Steamer_E2_Codes & Standards Forecast | Commercial | Office | Existing | Food Preparation | Natural Gas | Steamer | E2 | ENERGY STAR | Codes & Standards Forecast | 0 | 0 | 0 | 7146.8271 | 14616.6497 | 22315.2127 | 30162.017 | 38088.5029 | 46036.4693 | 53956.6973 | 61125.1231 | 67696.6738 | 73132.2267 | 77583.9791 | 81184.3964 | 84048.7574 | 86277.3715 | 87957.5107 | 89165.0919 | 91228.0487 | 92925.7657 | 92755.2873 | 92370.6493 | 91804.177 | 91083.9352 | 90234.2786 | 89276.3323 | 88228.4097 | 87106.3765 | 85923.9684 | 84693.0668
Commercial_Office_Existing_Food Preparation_Natural Gas_Steamer_E3_Codes & Standards Forecast | Commercial | Office | Existing | Food Preparation | Natural Gas | Steamer | E3 |  | Codes & Standards Forecast | 0 | 0 | 0 | 0 | 0 | 0 | 0 | 0 | 0 | 0 | 0 | 0 | 0 | 0 | 0 | 0 | 0 | 0 | 0 | 0 | 0 | 0 | 0 | 0 | 0 | 0 | 0 | 0 | 0 | 0 | 0
Commercial_Office_Existing_Food Preparation_Natural Gas_Steamer_E4_Codes & Standards Forecast | Commercial | Office | Existing | Food Preparation | Natural Gas | Steamer | E4 |  | Codes & Standards Forecast | 0 | 0 | 0 | 0 | 0 | 0 | 0 | 0 | 0 | 0 | 0 | 0 | 0 | 0 | 0 | 0 | 0 | 0 | 0 | 0 | 0 | 0 | 0 | 0 | 0 | 0 | 0 | 0 | 0 | 0 | 0
Commercial_Office_Existing_Food Preparation_Natural Gas_Steamer_E5_Codes & Standards Forecast | Commercial | Office | Existing | Food Preparation | Natural Gas | Steamer | E5 |  | Codes & Standards Forecast | 0 | 0 | 0 | 0 | 0 | 0 | 0 | 0 | 0 | 0 | 0 | 0 | 0 | 0 | 0 | 0 | 0 | 0 | 0 | 0 | 0 | 0 | 0 | 0 | 0 | 0 | 0 | 0 | 0 | 0 | 0
Commercial_Office_Existing_Food Preparation_Natural Gas_Steamer_E6_Codes & Standards Forecast | Commercial | Office | Existing | Food Preparation | Natural Gas | Steamer | E6 |  | Codes & Standards Forecast | 0 | 0 | 0 | 0 | 0 | 0 | 0 | 0 | 0 | 0 | 0 | 0 | 0 | 0 | 0 | 0 | 0 | 0 | 0 | 0 | 0 | 0 | 0 | 0 | 0 | 0 | 0 | 0 | 0 | 0 | 0
Commercial_Office_Existing_Food Preparation_Natural Gas_Steamer_E7_Codes & Standards Forecast | Commercial | Office | Existing | Food Preparation | Natural Gas | Steamer | E7 |  | Codes & Standards Forecast | 0 | 0 | 0 | 0 | 0 | 0 | 0 | 0 | 0 | 0 | 0 | 0 | 0 | 0 | 0 | 0 | 0 | 0 | 0 | 0 | 0 | 0 | 0 | 0 | 0 | 0 | 0 | 0 | 0 | 0 | 0
Commercial_Office_Existing_Food Preparation_Natural Gas_Steamer_E8_Codes & Standards Forecast | Commercial | Office | Existing | Food Preparation | Natural Gas | Steamer | E8 |  | Codes & Standards Forecast | 0 | 0 | 0 | 0 | 0 | 0 | 0 | 0 | 0 | 0 | 0 | 0 | 0 | 0 | 0 | 0 | 0 | 0 | 0 | 0 | 0 | 0 | 0 | 0 | 0 | 0 | 0 | 0 | 0 | 0 | 0
Commercial_Office_Existing_Food Preparation_Natural Gas_Steamer_E9_Codes & Standards Forecast | Commercial | Office | Existing | Food Preparation | Natural Gas | Steamer | E9 |  | Codes & Standards Forecast | 0 | 0 | 0 | 0 | 0 | 0 | 0 | 0 | 0 | 0 | 0 | 0 | 0 | 0 | 0 | 0 | 0 | 0 | 0 | 0 | 0 | 0 | 0 | 0 | 0 | 0 | 0 | 0 | 0 | 0 | 0
Commercial_Office_Existing_Food Preparation_Natural Gas_Steamer_E10_Codes & Standards Forecast | Commercial | Office | Existing | Food Preparation | Natural Gas | Steamer | E10 |  | Codes & Standards Forecast | 0 | 0 | 0 | 0 | 0 | 0 | 0 | 0 | 0 | 0 | 0 | 0 | 0 | 0 | 0 | 0 | 0 | 0 | 0 | 0 | 0 | 0 | 0 | 0 | 0 | 0 | 0 | 0 | 0 | 0 | 0
Commercial_Office_Existing_Food Preparation_Natural Gas_Steamer_Vintage_Codes & Standards Forecast | Commercial | Office | Existing | Food Preparation | Natural Gas | Steamer | Vintage | Vintage | Codes & Standards Forecast | 162412.898 | 153269.6533 | 143624.8002 | 133605.477 | 123320.6084 | 112863.3002 | 102312.9257 | 91736.9409 | 81192.4656 | 70727.6589 | 61611.6495 | 53670.5925 | 46753.0495 | 40727.1009 | 35477.8301 | 30905.132 | 26921.8039 | 23451.8825 | 20429.1954 | 17796.0991 | 15502.3797 | 13504.2952 | 11763.7416 | 10247.526 | 8926.7338 | 7776.177 | 6773.9142 | 5900.8319 | 5140.2802 | 4477.7552 | 3900.6223
Commercial_Office_Existing_Food Preparation_Natural Gas_Food Prep Other_E1_Codes & Standards Forecast | Commercial | Office | Existing | Food Preparation | Natural Gas | Food Prep Other | E1 | Standard | Codes & Standards Forecast | 0 | 13976.4479 | 31502.9136 | 51544.2454 | 73296.9908 | 96139.1324 | 119590.6865 | 143282.8178 | 166933.6299 | 190329.1912 | 207482.2467 | 219764.959 | 228252.6279 | 233787.8223 | 237030.6595 | 238498.2237 | 238595.4703 | 237639.4544 | 235878.3258 | 233506.2211 | 230674.9387 | 227503.0922 | 224083.2856 | 220487.7401 | 216772.7035 | 212981.9085 | 209149.283 | 205301.0753 | 201457.5198 | 197634.1427 | 193842.7861
Commercial_Office_Existing_Food Preparation_Natural Gas_Food Prep Other_E2_Codes & Standards Forecast | Commercial | Office | Existing | Food Preparation | Natural Gas | Food Prep Other | E2 | ENERGY STAR | Codes & Standards Forecast | 0 | 0 | 0 | 0 | 0 | 0 | 0 | 0 | 0 | 0 | 0 | 0 | 0 | 0 | 0 | 0 | 0 | 0 | 0 | 0 | 0 | 0 | 0 | 0 | 0 | 0 | 0 | 0 | 0 | 0 | 0
Commercial_Office_Existing_Food Preparation_Natural Gas_Food Prep Other_E3_Codes & Standards Forecast | Commercial | Office | Existing | Food Preparation | Natural Gas | Food Prep Other | E3 |  | Codes & Standards Forecast | 0 | 0 | 0 | 0 | 0 | 0 | 0 | 0 | 0 | 0 | 0 | 0 | 0 | 0 | 0 | 0 | 0 | 0 | 0 | 0 | 0 | 0 | 0 | 0 | 0 | 0 | 0 | 0 | 0 | 0 | 0
Commercial_Office_Existing_Food Preparation_Natural Gas_Food Prep Other_E4_Codes & Standards Forecast | Commercial | Office | Existing | Food Preparation | Natural Gas | Food Prep Other | E4 |  | Codes & Standards Forecast | 0 | 0 | 0 | 0 | 0 | 0 | 0 | 0 | 0 | 0 | 0 | 0 | 0 | 0 | 0 | 0 | 0 | 0 | 0 | 0 | 0 | 0 | 0 | 0 | 0 | 0 | 0 | 0 | 0 | 0 | 0
Commercial_Office_Existing_Food Preparation_Natural Gas_Food Prep Other_E5_Codes & Standards Forecast | Commercial | Office | Existing | Food Preparation | Natural Gas | Food Prep Other | E5 |  | Codes & Standards Forecast | 0 | 0 | 0 | 0 | 0 | 0 | 0 | 0 | 0 | 0 | 0 | 0 | 0 | 0 | 0 | 0 | 0 | 0 | 0 | 0 | 0 | 0 | 0 | 0 | 0 | 0 | 0 | 0 | 0 | 0 | 0
Commercial_Office_Existing_Food Preparation_Natural Gas_Food Prep Other_E6_Codes & Standards Forecast | Commercial | Office | Existing | Food Preparation | Natural Gas | Food Prep Other | E6 |  | Codes & Standards Forecast | 0 | 0 | 0 | 0 | 0 | 0 | 0 | 0 | 0 | 0 | 0 | 0 | 0 | 0 | 0 | 0 | 0 | 0 | 0 | 0 | 0 | 0 | 0 | 0 | 0 | 0 | 0 | 0 | 0 | 0 | 0
Commercial_Office_Existing_Food Preparation_Natural Gas_Food Prep Other_E7_Codes & Standards Forecast | Commercial | Office | Existing | Food Preparation | Natural Gas | Food Prep Other | E7 |  | Codes & Standards Forecast | 0 | 0 | 0 | 0 | 0 | 0 | 0 | 0 | 0 | 0 | 0 | 0 | 0 | 0 | 0 | 0 | 0 | 0 | 0 | 0 | 0 | 0 | 0 | 0 | 0 | 0 | 0 | 0 | 0 | 0 | 0
Commercial_Office_Existing_Food Preparation_Natural Gas_Food Prep Other_E8_Codes & Standards Forecast | Commercial | Office | Existing | Food Preparation | Natural Gas | Food Prep Other | E8 |  | Codes & Standards Forecast | 0 | 0 | 0 | 0 | 0 | 0 | 0 | 0 | 0 | 0 | 0 | 0 | 0 | 0 | 0 | 0 | 0 | 0 | 0 | 0 | 0 | 0 | 0 | 0 | 0 | 0 | 0 | 0 | 0 | 0 | 0
Commercial_Office_Existing_Food Preparation_Natural Gas_Food Prep Other_E9_Codes & Standards Forecast | Commercial | Office | Existing | Food Preparation | Natural Gas | Food Prep Other | E9 |  | Codes & Standards Forecast | 0 | 0 | 0 | 0 | 0 | 0 | 0 | 0 | 0 | 0 | 0 | 0 | 0 | 0 | 0 | 0 | 0 | 0 | 0 | 0 | 0 | 0 | 0 | 0 | 0 | 0 | 0 | 0 | 0 | 0 | 0
Commercial_Office_Existing_Food Preparation_Natural Gas_Food Prep Other_E10_Codes & Standards Forecast | Commercial | Office | Existing | Food Preparation | Natural Gas | Food Prep Other | E10 |  | Codes & Standards Forecast | 0 | 0 | 0 | 0 | 0 | 0 | 0 | 0 | 0 | 0 | 0 | 0 | 0 | 0 | 0 | 0 | 0 | 0 | 0 | 0 | 0 | 0 | 0 | 0 | 0 | 0 | 0 | 0 | 0 | 0 | 0
Commercial_Office_Existing_Food Preparation_Natural Gas_Food Prep Other_Vintage_Codes & Standards Forecast | Commercial | Office | Existing | Food Preparation | Natural Gas | Food Prep Other | Vintage | Vintage | Codes & Standards Forecast | 356542.0383 | 335434.7496 | 310920.06 | 284030.2687 | 255566.0331 | 226146.631 | 196249.3616 | 166240.4294 | 136399.1523 | 106936.9354 | 83838.5573 | 65729.429 | 51531.8723 | 40400.9879 | 31674.3745 | 24832.7096 | 19468.8443 | 15263.574 | 11966.642 | 9381.8473 | 7355.3683 | 5766.6087 | 4521.0213 | 3544.4807 | 2778.8728 | 2178.6363 | 1708.0509 | 1339.1119 | 1049.8637 | 823.0932 | 645.305
Commercial_Office_Existing_Miscellaneous_Natural Gas_Pool Heater_E1_Codes & Standards Forecast | Commercial | Office | Existing | Miscellaneous | Natural Gas | Pool Heater | E1 | Standard (EF .82) | Codes & Standards Forecast | 0 | 51109.3606 | 98504.7743 | 142674.983 | 184012.7686 | 222835.4221 | 251700.9942 | 272791.6423 | 287817.5491 | 298118.882 | 304745.7285 | 308520.7657 | 310088.3926 | 309953.2498 | 308510.4188 | 306069.098 | 302871.1638 | 299105.7236 | 294920.5238 | 290430.8945 | 285726.761 | 280878.1416 | 275939.4567 | 270952.9079 | 265951.1262 | 260959.2484 | 255996.5449 | 251077.6955 | 246213.7894 | 241413.1095 | 236681.7466
Commercial_Office_Existing_Miscellaneous_Natural Gas_Pool Heater_E2_Codes & Standards Forecast | Commercial | Office | Existing | Miscellaneous | Natural Gas | Pool Heater | E2 | Condensing (EF .90) | Codes & Standards Forecast | 0 | 0 | 0 | 0 | 0 | 0 | 0 | 0 | 0 | 0 | 0 | 0 | 0 | 0 | 0 | 0 | 0 | 0 | 0 | 0 | 0 | 0 | 0 | 0 | 0 | 0 | 0 | 0 | 0 | 0 | 0
Commercial_Office_Existing_Miscellaneous_Natural Gas_Pool Heater_E3_Codes & Standards Forecast | Commercial | Office | Existing | Miscellaneous | Natural Gas | Pool Heater | E3 |  | Codes & Standards Forecast | 0 | 0 | 0 | 0 | 0 | 0 | 0 | 0 | 0 | 0 | 0 | 0 | 0 | 0 | 0 | 0 | 0 | 0 | 0 | 0 | 0 | 0 | 0 | 0 | 0 | 0 | 0 | 0 | 0 | 0 | 0
Commercial_Office_Existing_Miscellaneous_Natural Gas_Pool Heater_E4_Codes & Standards Forecast | Commercial | Office | Existing | Miscellaneous | Natural Gas | Pool Heater | E4 |  | Codes & Standards Forecast | 0 | 0 | 0 | 0 | 0 | 0 | 0 | 0 | 0 | 0 | 0 | 0 | 0 | 0 | 0 | 0 | 0 | 0 | 0 | 0 | 0 | 0 | 0 | 0 | 0 | 0 | 0 | 0 | 0 | 0 | 0
Commercial_Office_Existing_Miscellaneous_Natural Gas_Pool Heater_E5_Codes & Standards Forecast | Commercial | Office | Existing | Miscellaneous | Natural Gas | Pool Heater | E5 |  | Codes & Standards Forecast | 0 | 0 | 0 | 0 | 0 | 0 | 0 | 0 | 0 | 0 | 0 | 0 | 0 | 0 | 0 | 0 | 0 | 0 | 0 | 0 | 0 | 0 | 0 | 0 | 0 | 0 | 0 | 0 | 0 | 0 | 0
Commercial_Office_Existing_Miscellaneous_Natural Gas_Pool Heater_E6_Codes & Standards Forecast | Commercial | Office | Existing | Miscellaneous | Natural Gas | Pool Heater | E6 |  | Codes & Standards Forecast | 0 | 0 | 0 | 0 | 0 | 0 | 0 | 0 | 0 | 0 | 0 | 0 | 0 | 0 | 0 | 0 | 0 | 0 | 0 | 0 | 0 | 0 | 0 | 0 | 0 | 0 | 0 | 0 | 0 | 0 | 0
Commercial_Office_Existing_Miscellaneous_Natural Gas_Pool Heater_E7_Codes & Standards Forecast | Commercial | Office | Existing | Miscellaneous | Natural Gas | Pool Heater | E7 |  | Codes & Standards Forecast | 0 | 0 | 0 | 0 | 0 | 0 | 0 | 0 | 0 | 0 | 0 | 0 | 0 | 0 | 0 | 0 | 0 | 0 | 0 | 0 | 0 | 0 | 0 | 0 | 0 | 0 | 0 | 0 | 0 | 0 | 0
Commercial_Office_Existing_Miscellaneous_Natural Gas_Pool Heater_E8_Codes & Standards Forecast | Commercial | Office | Existing | Miscellaneous | Natural Gas | Pool Heater | E8 |  | Codes & Standards Forecast | 0 | 0 | 0 | 0 | 0 | 0 | 0 | 0 | 0 | 0 | 0 | 0 | 0 | 0 | 0 | 0 | 0 | 0 | 0 | 0 | 0 | 0 | 0 | 0 | 0 | 0 | 0 | 0 | 0 | 0 | 0
Commercial_Office_Existing_Miscellaneous_Natural Gas_Pool Heater_E9_Codes & Standards Forecast | Commercial | Office | Existing | Miscellaneous | Natural Gas | Pool Heater | E9 |  | Codes & Standards Forecast | 0 | 0 | 0 | 0 | 0 | 0 | 0 | 0 | 0 | 0 | 0 | 0 | 0 | 0 | 0 | 0 | 0 | 0 | 0 | 0 | 0 | 0 | 0 | 0 | 0 | 0 | 0 | 0 | 0 | 0 | 0
Commercial_Office_Existing_Miscellaneous_Natural Gas_Pool Heater_E10_Codes & Standards Forecast | Commercial | Office | Existing | Miscellaneous | Natural Gas | Pool Heater | E10 |  | Codes & Standards Forecast | 0 | 0 | 0 | 0 | 0 | 0 | 0 | 0 | 0 | 0 | 0 | 0 | 0 | 0 | 0 | 0 | 0 | 0 | 0 | 0 | 0 | 0 | 0 | 0 | 0 | 0 | 0 | 0 | 0 | 0 | 0
Commercial_Office_Existing_Miscellaneous_Natural Gas_Pool Heater_Vintage_Codes & Standards Forecast | Commercial | Office | Existing | Miscellaneous | Natural Gas | Pool Heater | Vintage | Vintage | Codes & Standards Forecast | 434603.4065 | 374801.9778 | 318888.3373 | 266370.2664 | 216851.5757 | 170011.6354 | 133289.1221 | 104498.6718 | 81926.9587 | 64230.7356 | 50356.8967 | 39479.807 | 30952.1687 | 24266.5003 | 19024.9362 | 14915.55 | 11693.7912 | 9167.9323 | 7187.6589 | 5635.1246 | 4417.9377 | 3463.6631 | 2715.5119 | 2128.9613 | 1669.1057 | 1308.5789 | 1025.9258 | 804.3258 | 630.5915 | 494.3837 | 387.5968
Commercial_Office_Existing_Miscellaneous_Natural Gas_Miscellaneous_E1_Codes & Standards Forecast | Commercial | Office | Existing | Miscellaneous | Natural Gas | Miscellaneous | E1 | Standard | Codes & Standards Forecast | 0 | 3779953.8609 | 8114300.9548 | 12866458.9487 | 16737262.7407 | 19870149.1814 | 22385556.8221 | 24384606.6101 | 25952193.6544 | 27159584.2896 | 28066597.5907 | 28723437.8279 | 29172233.7102 | 29448331.3325 | 29581380.235 | 29596245.6748 | 29513774.9186 | 29351440.9124 | 29123882.9476 | 28843360.8055 | 28520136.2236 | 28162793.3118 | 27778507.6883 | 27373272.5384 | 26952088.4908 | 26519123.0997 | 26077844.7959 | 25631135.3928 | 25181384.5789 | 24730569.2782 | 24280320.3011
Commercial_Office_Existing_Miscellaneous_Natural Gas_Miscellaneous_E2_Codes & Standards Forecast | Commercial | Office | Existing | Miscellaneous | Natural Gas | Miscellaneous | E2 |  | Codes & Standards Forecast | 0 | 0 | 0 | 0 | 0 | 0 | 0 | 0 | 0 | 0 | 0 | 0 | 0 | 0 | 0 | 0 | 0 | 0 | 0 | 0 | 0 | 0 | 0 | 0 | 0 | 0 | 0 | 0 | 0 | 0 | 0
Commercial_Office_Existing_Miscellaneous_Natural Gas_Miscellaneous_E3_Codes & Standards Forecast | Commercial | Office | Existing | Miscellaneous | Natural Gas | Miscellaneous | E3 |  | Codes & Standards Forecast | 0 | 0 | 0 | 0 | 0 | 0 | 0 | 0 | 0 | 0 | 0 | 0 | 0 | 0 | 0 | 0 | 0 | 0 | 0 | 0 | 0 | 0 | 0 | 0 | 0 | 0 | 0 | 0 | 0 | 0 | 0
Commercial_Office_Existing_Miscellaneous_Natural Gas_Miscellaneous_E4_Codes & Standards Forecast | Commercial | Office | Existing | Miscellaneous | Natural Gas | Miscellaneous | E4 |  | Codes & Standards Forecast | 0 | 0 | 0 | 0 | 0 | 0 | 0 | 0 | 0 | 0 | 0 | 0 | 0 | 0 | 0 | 0 | 0 | 0 | 0 | 0 | 0 | 0 | 0 | 0 | 0 | 0 | 0 | 0 | 0 | 0 | 0
Commercial_Office_Existing_Miscellaneous_Natural Gas_Miscellaneous_E5_Codes & Standards Forecast | Commercial | Office | Existing | Miscellaneous | Natural Gas | Miscellaneous | E5 |  | Codes & Standards Forecast | 0 | 0 | 0 | 0 | 0 | 0 | 0 | 0 | 0 | 0 | 0 | 0 | 0 | 0 | 0 | 0 | 0 | 0 | 0 | 0 | 0 | 0 | 0 | 0 | 0 | 0 | 0 | 0 | 0 | 0 | 0
Commercial_Office_Existing_Miscellaneous_Natural Gas_Miscellaneous_E6_Codes & Standards Forecast | Commercial | Office | Existing | Miscellaneous | Natural Gas | Miscellaneous | E6 |  | Codes & Standards Forecast | 0 | 0 | 0 | 0 | 0 | 0 | 0 | 0 | 0 | 0 | 0 | 0 | 0 | 0 | 0 | 0 | 0 | 0 | 0 | 0 | 0 | 0 | 0 | 0 | 0 | 0 | 0 | 0 | 0 | 0 | 0
Commercial_Office_Existing_Miscellaneous_Natural Gas_Miscellaneous_E7_Codes & Standards Forecast | Commercial | Office | Existing | Miscellaneous | Natural Gas | Miscellaneous | E7 |  | Codes & Standards Forecast | 0 | 0 | 0 | 0 | 0 | 0 | 0 | 0 | 0 | 0 | 0 | 0 | 0 | 0 | 0 | 0 | 0 | 0 | 0 | 0 | 0 | 0 | 0 | 0 | 0 | 0 | 0 | 0 | 0 | 0 | 0
Commercial_Office_Existing_Miscellaneous_Natural Gas_Miscellaneous_E8_Codes & Standards Forecast | Commercial | Office | Existing | Miscellaneous | Natural Gas | Miscellaneous | E8 |  | Codes & Standards Forecast | 0 | 0 | 0 | 0 | 0 | 0 | 0 | 0 | 0 | 0 | 0 | 0 | 0 | 0 | 0 | 0 | 0 | 0 | 0 | 0 | 0 | 0 | 0 | 0 | 0 | 0 | 0 | 0 | 0 | 0 | 0
Commercial_Office_Existing_Miscellaneous_Natural Gas_Miscellaneous_E9_Codes & Standards Forecast | Commercial | Office | Existing | Miscellaneous | Natural Gas | Miscellaneous | E9 |  | Codes & Standards Forecast | 0 | 0 | 0 | 0 | 0 | 0 | 0 | 0 | 0 | 0 | 0 | 0 | 0 | 0 | 0 | 0 | 0 | 0 | 0 | 0 | 0 | 0 | 0 | 0 | 0 | 0 | 0 | 0 | 0 | 0 | 0
Commercial_Office_Existing_Miscellaneous_Natural Gas_Miscellaneous_E10_Codes & Standards Forecast | Commercial | Office | Existing | Miscellaneous | Natural Gas | Miscellaneous | E10 |  | Codes & Standards Forecast | 0 | 0 | 0 | 0 | 0 | 0 | 0 | 0 | 0 | 0 | 0 | 0 | 0 | 0 | 0 | 0 | 0 | 0 | 0 | 0 | 0 | 0 | 0 | 0 | 0 | 0 | 0 | 0 | 0 | 0 | 0
Commercial_Office_Existing_Miscellaneous_Natural Gas_Miscellaneous_Vintage_Codes & Standards Forecast | Commercial | Office | Existing | Miscellaneous | Natural Gas | Miscellaneous | Vintage | Vintage | Codes & Standards Forecast | 44999450.7251 | 40319507.8497 | 35103171.5216 | 29486664.0782 | 24768797.8257 | 20805790.1736 | 17476863.7458 | 14680565.5465 | 12331675.059 | 10358607.0496 | 8701229.9217 | 7309033.1342 | 6139587.8327 | 5157253.7795 | 4332093.1748 | 3638958.2668 | 3056724.9441 | 2567648.9531 | 2156825.1206 | 1811733.1013 | 1521855.8051 | 1278358.8763 | 1073821.4561 | 902010.0231 | 757688.4194 | 636458.2723 | 534624.9487 | 449084.9569 | 377231.3638 | 316874.3456 | 266174.4503
Commercial_Office_New_Space Heating_Natural Gas_Furnace_E1_Codes & Standards Forecast | Commercial | Office | New | Space Heating | Natural Gas | Furnace | E1 | AFUE 80% (Standard) | Codes & Standards Forecast | 0 | 0 | 0 | 0 | 0 | 0 | 0 | 0 | 0 | 0 | 0 | 0 | 0 | 0 | 0 | 0 | 0 | 0 | 0 | 0 | 0 | 0 | 0 | 0 | 0 | 0 | 0 | 0 | 0 | 0 | 0
Commercial_Office_New_Space Heating_Natural Gas_Furnace_E2_Codes & Standards Forecast | Commercial | Office | New | Space Heating | Natural Gas | Furnace | E2 | AFUE 90% | Codes & Standards Forecast | 0 | 0 | 0 | 0 | 0 | 0 | 0 | 0 | 0 | 0 | 0 | 0 | 0 | 0 | 0 | 0 | 0 | 0 | 0 | 0 | 0 | 0 | 0 | 0 | 0 | 0 | 0 | 0 | 0 | 0 | 0
Commercial_Office_New_Space Heating_Natural Gas_Furnace_E3_Codes & Standards Forecast | Commercial | Office | New | Space Heating | Natural Gas | Furnace | E3 | AFUE 95% | Codes & Standards Forecast | 0 | 0 | 0 | 0 | 0 | 0 | 0 | 0 | 0 | 0 | 0 | 0 | 0 | 0 | 0 | 0 | 0 | 0 | 0 | 0 | 0 | 0 | 0 | 0 | 0 | 0 | 0 | 0 | 0 | 0 | 0
Commercial_Office_New_Space Heating_Natural Gas_Furnace_E4_Codes & Standards Forecast | Commercial | Office | New | Space Heating | Natural Gas | Furnace | E4 |  | Codes & Standards Forecast | 0 | 0 | 0 | 0 | 0 | 0 | 0 | 0 | 0 | 0 | 0 | 0 | 0 | 0 | 0 | 0 | 0 | 0 | 0 | 0 | 0 | 0 | 0 | 0 | 0 | 0 | 0 | 0 | 0 | 0 | 0
Commercial_Office_New_Space Heating_Natural Gas_Furnace_E5_Codes & Standards Forecast | Commercial | Office | New | Space Heating | Natural Gas | Furnace | E5 |  | Codes & Standards Forecast | 0 | 0 | 0 | 0 | 0 | 0 | 0 | 0 | 0 | 0 | 0 | 0 | 0 | 0 | 0 | 0 | 0 | 0 | 0 | 0 | 0 | 0 | 0 | 0 | 0 | 0 | 0 | 0 | 0 | 0 | 0
Commercial_Office_New_Space Heating_Natural Gas_Furnace_E6_Codes & Standards Forecast | Commercial | Office | New | Space Heating | Natural Gas | Furnace | E6 |  | Codes & Standards Forecast | 0 | 0 | 0 | 0 | 0 | 0 | 0 | 0 | 0 | 0 | 0 | 0 | 0 | 0 | 0 | 0 | 0 | 0 | 0 | 0 | 0 | 0 | 0 | 0 | 0 | 0 | 0 | 0 | 0 | 0 | 0
Commercial_Office_New_Space Heating_Natural Gas_Furnace_E7_Codes & Standards Forecast | Commercial | Office | New | Space Heating | Natural Gas | Furnace | E7 |  | Codes & Standards Forecast | 0 | 0 | 0 | 0 | 0 | 0 | 0 | 0 | 0 | 0 | 0 | 0 | 0 | 0 | 0 | 0 | 0 | 0 | 0 | 0 | 0 | 0 | 0 | 0 | 0 | 0 | 0 | 0 | 0 | 0 | 0
Commercial_Office_New_Space Heating_Natural Gas_Furnace_E8_Codes & Standards Forecast | Commercial | Office | New | Space Heating | Natural Gas | Furnace | E8 |  | Codes & Standards Forecast | 0 | 0 | 0 | 0 | 0 | 0 | 0 | 0 | 0 | 0 | 0 | 0 | 0 | 0 | 0 | 0 | 0 | 0 | 0 | 0 | 0 | 0 | 0 | 0 | 0 | 0 | 0 | 0 | 0 | 0 | 0
Commercial_Office_New_Space Heating_Natural Gas_Furnace_E9_Codes & Standards Forecast | Commercial | Office | New | Space Heating | Natural Gas | Furnace | E9 |  | Codes & Standards Forecast | 0 | 0 | 0 | 0 | 0 | 0 | 0 | 0 | 0 | 0 | 0 | 0 | 0 | 0 | 0 | 0 | 0 | 0 | 0 | 0 | 0 | 0 | 0 | 0 | 0 | 0 | 0 | 0 | 0 | 0 | 0
Commercial_Office_New_Space Heating_Natural Gas_Furnace_E10_Codes & Standards Forecast | Commercial | Office | New | Space Heating | Natural Gas | Furnace | E10 |  | Codes & Standards Forecast | 0 | 0 | 0 | 0 | 0 | 0 | 0 | 0 | 0 | 0 | 0 | 0 | 0 | 0 | 0 | 0 | 0 | 0 | 0 | 0 | 0 | 0 | 0 | 0 | 0 | 0 | 0 | 0 | 0 | 0 | 0
Commercial_Office_New_Space Heating_Natural Gas_Furnace_Vintage_Codes & Standards Forecast | Commercial | Office | New | Space Heating | Natural Gas | Furnace | Vintage | Vintage | Codes & Standards Forecast | 0 | 0 | 0 | 0 | 0 | 0 | 0 | 0 | 0 | 0 | 0 | 0 | 0 | 0 | 0 | 0 | 0 | 0 | 0 | 0 | 0 | 0 | 0 | 0 | 0 | 0 | 0 | 0 | 0 | 0 | 0
Commercial_Office_New_Space Heating_Natural Gas_Boiler_E1_Codes & Standards Forecast | Commercial | Office | New | Space Heating | Natural Gas | Boiler | E1 | AFUE 80% (Standard) | Codes & Standards Forecast | 0 | 0 | 0 | 0 | 0 | 0 | 0 | 0 | 0 | 0 | 0 | 0 | 0 | 0 | 0 | 0 | 0 | 0 | 0 | 0 | 0 | 0 | 0 | 0 | 0 | 0 | 0 | 0 | 0 | 0 | 0
Commercial_Office_New_Space Heating_Natural Gas_Boiler_E2_Codes & Standards Forecast | Commercial | Office | New | Space Heating | Natural Gas | Boiler | E2 | AFUE 85% | Codes & Standards Forecast | 0 | 0 | 0 | 0 | 0 | 0 | 0 | 0 | 0 | 0 | 0 | 0 | 0 | 0 | 0 | 0 | 0 | 0 | 0 | 0 | 0 | 0 | 0 | 0 | 0 | 0 | 0 | 0 | 0 | 0 | 0
Commercial_Office_New_Space Heating_Natural Gas_Boiler_E3_Codes & Standards Forecast | Commercial | Office | New | Space Heating | Natural Gas | Boiler | E3 | AFUE 98% | Codes & Standards Forecast | 0 | 0 | 0 | 0 | 0 | 0 | 0 | 0 | 0 | 0 | 0 | 0 | 0 | 0 | 0 | 0 | 0 | 0 | 0 | 0 | 0 | 0 | 0 | 0 | 0 | 0 | 0 | 0 | 0 | 0 | 0
Commercial_Office_New_Space Heating_Natural Gas_Boiler_E4_Codes & Standards Forecast | Commercial | Office | New | Space Heating | Natural Gas | Boiler | E4 | Convert to NG Air Source Heat Pump | Codes & Standards Forecast | 0 | 0 | 0 | 0 | 0 | 0 | 0 | 0 | 0 | 0 | 0 | 0 | 0 | 0 | 0 | 0 | 0 | 0 | 0 | 0 | 0 | 0 | 0 | 0 | 0 | 0 | 0 | 0 | 0 | 0 | 0
Commercial_Office_New_Space Heating_Natural Gas_Boiler_E5_Codes & Standards Forecast | Commercial | Office | New | Space Heating | Natural Gas | Boiler | E5 |  | Codes & Standards Forecast | 0 | 0 | 0 | 0 | 0 | 0 | 0 | 0 | 0 | 0 | 0 | 0 | 0 | 0 | 0 | 0 | 0 | 0 | 0 | 0 | 0 | 0 | 0 | 0 | 0 | 0 | 0 | 0 | 0 | 0 | 0
Commercial_Office_New_Space Heating_Natural Gas_Boiler_E6_Codes & Standards Forecast | Commercial | Office | New | Space Heating | Natural Gas | Boiler | E6 |  | Codes & Standards Forecast | 0 | 0 | 0 | 0 | 0 | 0 | 0 | 0 | 0 | 0 | 0 | 0 | 0 | 0 | 0 | 0 | 0 | 0 | 0 | 0 | 0 | 0 | 0 | 0 | 0 | 0 | 0 | 0 | 0 | 0 | 0
Commercial_Office_New_Space Heating_Natural Gas_Boiler_E7_Codes & Standards Forecast | Commercial | Office | New | Space Heating | Natural Gas | Boiler | E7 |  | Codes & Standards Forecast | 0 | 0 | 0 | 0 | 0 | 0 | 0 | 0 | 0 | 0 | 0 | 0 | 0 | 0 | 0 | 0 | 0 | 0 | 0 | 0 | 0 | 0 | 0 | 0 | 0 | 0 | 0 | 0 | 0 | 0 | 0
Commercial_Office_New_Space Heating_Natural Gas_Boiler_E8_Codes & Standards Forecast | Commercial | Office | New | Space Heating | Natural Gas | Boiler | E8 |  | Codes & Standards Forecast | 0 | 0 | 0 | 0 | 0 | 0 | 0 | 0 | 0 | 0 | 0 | 0 | 0 | 0 | 0 | 0 | 0 | 0 | 0 | 0 | 0 | 0 | 0 | 0 | 0 | 0 | 0 | 0 | 0 | 0 | 0
Commercial_Office_New_Space Heating_Natural Gas_Boiler_E9_Codes & Standards Forecast | Commercial | Office | New | Space Heating | Natural Gas | Boiler | E9 |  | Codes & Standards Forecast | 0 | 0 | 0 | 0 | 0 | 0 | 0 | 0 | 0 | 0 | 0 | 0 | 0 | 0 | 0 | 0 | 0 | 0 | 0 | 0 | 0 | 0 | 0 | 0 | 0 | 0 | 0 | 0 | 0 | 0 | 0
Commercial_Office_New_Space Heating_Natural Gas_Boiler_E10_Codes & Standards Forecast | Commercial | Office | New | Space Heating | Natural Gas | Boiler | E10 |  | Codes & Standards Forecast | 0 | 0 | 0 | 0 | 0 | 0 | 0 | 0 | 0 | 0 | 0 | 0 | 0 | 0 | 0 | 0 | 0 | 0 | 0 | 0 | 0 | 0 | 0 | 0 | 0 | 0 | 0 | 0 | 0 | 0 | 0
Commercial_Office_New_Space Heating_Natural Gas_Boiler_Vintage_Codes & Standards Forecast | Commercial | Office | New | Space Heating | Natural Gas | Boiler | Vintage | Vintage | Codes & Standards Forecast | 0 | 0 | 0 | 0 | 0 | 0 | 0 | 0 | 0 | 0 | 0 | 0 | 0 | 0 | 0 | 0 | 0 | 0 | 0 | 0 | 0 | 0 | 0 | 0 | 0 | 0 | 0 | 0 | 0 | 0 | 0
Commercial_Office_New_Space Heating_Natural Gas_Unit Heater_E1_Codes & Standards Forecast | Commercial | Office | New | Space Heating | Natural Gas | Unit Heater | E1 | Standard | Codes & Standards Forecast | 0 | 68352.8676 | 137332.5501 | 210462.4192 | 250600.1387 | 250600.1387 | 250600.1387 | 250600.1387 | 250600.1387 | 250600.1387 | 250600.1387 | 240835.4434 | 222611.4641 | 196543.7863 | 168466.1026 | 144399.5165 | 123771.0141 | 106089.4407 | 71018.7095 | 40775.4557 | 13643.4803 | 0 | 0 | 0 | 0 | 0 | 0 | 0 | 0 | 0 | 0
Commercial_Office_New_Space Heating_Natural Gas_Unit Heater_E2_Codes & Standards Forecast | Commercial | Office | New | Space Heating | Natural Gas | Unit Heater | E2 | Condensing | Codes & Standards Forecast | 0 | 0 | 0 | 0 | 0 | 32700.3421 | 64922.5379 | 96677.0233 | 127974.0302 | 158823.5902 | 189235.5389 | 228984.215 | 276773.6624 | 331997.5662 | 388831.324 | 441262.7448 | 489873.5819 | 535163.5593 | 597477.1662 | 654606.0068 | 708274.3594 | 748112.9297 | 773974.5016 | 799510.1738 | 824727.4172 | 849633.5585 | 874235.7824 | 898541.1352 | 922556.5272 | 946288.7355 | 969744.4067
Commercial_Office_New_Space Heating_Natural Gas_Unit Heater_E3_Codes & Standards Forecast | Commercial | Office | New | Space Heating | Natural Gas | Unit Heater | E3 | Infrared Radiant | Codes & Standards Forecast | 0 | 0 | 0 | 0 | 0 | 0 | 0 | 0 | 0 | 0 | 0 | 0 | 0 | 0 | 0 | 0 | 0 | 0 | 0 | 0 | 0 | 0 | 0 | 0 | 0 | 0 | 0 | 0 | 0 | 0 | 0
Commercial_Office_New_Space Heating_Natural Gas_Unit Heater_E4_Codes & Standards Forecast | Commercial | Office | New | Space Heating | Natural Gas | Unit Heater | E4 |  | Codes & Standards Forecast | 0 | 0 | 0 | 0 | 0 | 0 | 0 | 0 | 0 | 0 | 0 | 0 | 0 | 0 | 0 | 0 | 0 | 0 | 0 | 0 | 0 | 0 | 0 | 0 | 0 | 0 | 0 | 0 | 0 | 0 | 0
Commercial_Office_New_Space Heating_Natural Gas_Unit Heater_E5_Codes & Standards Forecast | Commercial | Office | New | Space Heating | Natural Gas | Unit Heater | E5 |  | Codes & Standards Forecast | 0 | 0 | 0 | 0 | 0 | 0 | 0 | 0 | 0 | 0 | 0 | 0 | 0 | 0 | 0 | 0 | 0 | 0 | 0 | 0 | 0 | 0 | 0 | 0 | 0 | 0 | 0 | 0 | 0 | 0 | 0
Commercial_Office_New_Space Heating_Natural Gas_Unit Heater_E6_Codes & Standards Forecast | Commercial | Office | New | Space Heating | Natural Gas | Unit Heater | E6 |  | Codes & Standards Forecast | 0 | 0 | 0 | 0 | 0 | 0 | 0 | 0 | 0 | 0 | 0 | 0 | 0 | 0 | 0 | 0 | 0 | 0 | 0 | 0 | 0 | 0 | 0 | 0 | 0 | 0 | 0 | 0 | 0 | 0 | 0
Commercial_Office_New_Space Heating_Natural Gas_Unit Heater_E7_Codes & Standards Forecast | Commercial | Office | New | Space Heating | Natural Gas | Unit Heater | E7 |  | Codes & Standards Forecast | 0 | 0 | 0 | 0 | 0 | 0 | 0 | 0 | 0 | 0 | 0 | 0 | 0 | 0 | 0 | 0 | 0 | 0 | 0 | 0 | 0 | 0 | 0 | 0 | 0 | 0 | 0 | 0 | 0 | 0 | 0
Commercial_Office_New_Space Heating_Natural Gas_Unit Heater_E8_Codes & Standards Forecast | Commercial | Office | New | Space Heating | Natural Gas | Unit Heater | E8 |  | Codes & Standards Forecast | 0 | 0 | 0 | 0 | 0 | 0 | 0 | 0 | 0 | 0 | 0 | 0 | 0 | 0 | 0 | 0 | 0 | 0 | 0 | 0 | 0 | 0 | 0 | 0 | 0 | 0 | 0 | 0 | 0 | 0 | 0
Commercial_Office_New_Space Heating_Natural Gas_Unit Heater_E9_Codes & Standards Forecast | Commercial | Office | New | Space Heating | Natural Gas | Unit Heater | E9 |  | Codes & Standards Forecast | 0 | 0 | 0 | 0 | 0 | 0 | 0 | 0 | 0 | 0 | 0 | 0 | 0 | 0 | 0 | 0 | 0 | 0 | 0 | 0 | 0 | 0 | 0 | 0 | 0 | 0 | 0 | 0 | 0 | 0 | 0
Commercial_Office_New_Space Heating_Natural Gas_Unit Heater_E10_Codes & Standards Forecast | Commercial | Office | New | Space Heating | Natural Gas | Unit Heater | E10 |  | Codes & Standards Forecast | 0 | 0 | 0 | 0 | 0 | 0 | 0 | 0 | 0 | 0 | 0 | 0 | 0 | 0 | 0 | 0 | 0 | 0 | 0 | 0 | 0 | 0 | 0 | 0 | 0 | 0 | 0 | 0 | 0 | 0 | 0
Commercial_Office_New_Space Heating_Natural Gas_Unit Heater_Vintage_Codes & Standards Forecast | Commercial | Office | New | Space Heating | Natural Gas | Unit Heater | Vintage | Vintage | Codes & Standards Forecast | 0 | 0 | 0 | 0 | 0 | 0 | 0 | 0 | 0 | 0 | 0 | 0 | 0 | 0 | 0 | 0 | 0 | 0 | 0 | 0 | 0 | 0 | 0 | 0 | 0 | 0 | 0 | 0 | 0 | 0 | 0
Commercial_Office_New_Water Heating_Natural Gas_Water Heater_E1_Codes & Standards Forecast | Commercial | Office | New | Water Heating | Natural Gas | Water Heater | E1 | TE 0.80 | Codes & Standards Forecast | 0 | 0 | 0 | 0 | 0 | 0 | 0 | 0 | 0 | 0 | 0 | 0 | 0 | 0 | 0 | 0 | 0 | 0 | 0 | 0 | 0 | 0 | 0 | 0 | 0 | 0 | 0 | 0 | 0 | 0 | 0
Commercial_Office_New_Water Heating_Natural Gas_Water Heater_E2_Codes & Standards Forecast | Commercial | Office | New | Water Heating | Natural Gas | Water Heater | E2 | TE 0.90 | Codes & Standards Forecast | 0 | 0 | 0 | 0 | 0 | 0 | 0 | 0 | 0 | 0 | 0 | 0 | 0 | 0 | 0 | 0 | 0 | 0 | 0 | 0 | 0 | 0 | 0 | 0 | 0 | 0 | 0 | 0 | 0 | 0 | 0
Commercial_Office_New_Water Heating_Natural Gas_Water Heater_E3_Codes & Standards Forecast | Commercial | Office | New | Water Heating | Natural Gas | Water Heater | E3 | TE 0.94 | Codes & Standards Forecast | 0 | 0 | 0 | 0 | 0 | 0 | 0 | 0 | 0 | 0 | 0 | 0 | 0 | 0 | 0 | 0 | 0 | 0 | 0 | 0 | 0 | 0 | 0 | 0 | 0 | 0 | 0 | 0 | 0 | 0 | 0
Commercial_Office_New_Water Heating_Natural Gas_Water Heater_E4_Codes & Standards Forecast | Commercial | Office | New | Water Heating | Natural Gas | Water Heater | E4 | Instantaneous TE 0.94 | Codes & Standards Forecast | 0 | 0 | 0 | 0 | 0 | 0 | 0 | 0 | 0 | 0 | 0 | 0 | 0 | 0 | 0 | 0 | 0 | 0 | 0 | 0 | 0 | 0 | 0 | 0 | 0 | 0 | 0 | 0 | 0 | 0 | 0
Commercial_Office_New_Water Heating_Natural Gas_Water Heater_E5_Codes & Standards Forecast | Commercial | Office | New | Water Heating | Natural Gas | Water Heater | E5 | Gas-Fired Absorption HPWH | Codes & Standards Forecast | 0 | 0 | 0 | 0 | 0 | 0 | 0 | 0 | 0 | 0 | 0 | 0 | 0 | 0 | 0 | 0 | 0 | 0 | 0 | 0 | 0 | 0 | 0 | 0 | 0 | 0 | 0 | 0 | 0 | 0 | 0
Commercial_Office_New_Water Heating_Natural Gas_Water Heater_E6_Codes & Standards Forecast | Commercial | Office | New | Water Heating | Natural Gas | Water Heater | E6 |  | Codes & Standards Forecast | 0 | 0 | 0 | 0 | 0 | 0 | 0 | 0 | 0 | 0 | 0 | 0 | 0 | 0 | 0 | 0 | 0 | 0 | 0 | 0 | 0 | 0 | 0 | 0 | 0 | 0 | 0 | 0 | 0 | 0 | 0
Commercial_Office_New_Water Heating_Natural Gas_Water Heater_E7_Codes & Standards Forecast | Commercial | Office | New | Water Heating | Natural Gas | Water Heater | E7 |  | Codes & Standards Forecast | 0 | 0 | 0 | 0 | 0 | 0 | 0 | 0 | 0 | 0 | 0 | 0 | 0 | 0 | 0 | 0 | 0 | 0 | 0 | 0 | 0 | 0 | 0 | 0 | 0 | 0 | 0 | 0 | 0 | 0 | 0
Commercial_Office_New_Water Heating_Natural Gas_Water Heater_E8_Codes & Standards Forecast | Commercial | Office | New | Water Heating | Natural Gas | Water Heater | E8 |  | Codes & Standards Forecast | 0 | 0 | 0 | 0 | 0 | 0 | 0 | 0 | 0 | 0 | 0 | 0 | 0 | 0 | 0 | 0 | 0 | 0 | 0 | 0 | 0 | 0 | 0 | 0 | 0 | 0 | 0 | 0 | 0 | 0 | 0
Commercial_Office_New_Water Heating_Natural Gas_Water Heater_E9_Codes & Standards Forecast | Commercial | Office | New | Water Heating | Natural Gas | Water Heater | E9 |  | Codes & Standards Forecast | 0 | 0 | 0 | 0 | 0 | 0 | 0 | 0 | 0 | 0 | 0 | 0 | 0 | 0 | 0 | 0 | 0 | 0 | 0 | 0 | 0 | 0 | 0 | 0 | 0 | 0 | 0 | 0 | 0 | 0 | 0
Commercial_Office_New_Water Heating_Natural Gas_Water Heater_E10_Codes & Standards Forecast | Commercial | Office | New | Water Heating | Natural Gas | Water Heater | E10 |  | Codes & Standards Forecast | 0 | 0 | 0 | 0 | 0 | 0 | 0 | 0 | 0 | 0 | 0 | 0 | 0 | 0 | 0 | 0 | 0 | 0 | 0 | 0 | 0 | 0 | 0 | 0 | 0 | 0 | 0 | 0 | 0 | 0 | 0
Commercial_Office_New_Water Heating_Natural Gas_Water Heater_Vintage_Codes & Standards Forecast | Commercial | Office | New | Water Heating | Natural Gas | Water Heater | Vintage | Vintage | Codes & Standards Forecast | 0 | 0 | 0 | 0 | 0 | 0 | 0 | 0 | 0 | 0 | 0 | 0 | 0 | 0 | 0 | 0 | 0 | 0 | 0 | 0 | 0 | 0 | 0 | 0 | 0 | 0 | 0 | 0 | 0 | 0 | 0
Commercial_Office_New_Food Preparation_Natural Gas_Oven_E1_Codes & Standards Forecast | Commercial | Office | New | Food Preparation | Natural Gas | Oven | E1 | Standard | Codes & Standards Forecast | 0 | 9826.1053 | 19742.3188 | 30255.1446 | 36025.1653 | 40726.0215 | 45358.1416 | 49923.0257 | 54422.1447 | 58856.9407 | 63228.8277 | 67539.1919 | 71789.3925 | 75980.7624 | 80114.6081 | 84192.211 | 88214.8275 | 92183.6893 | 96100.0043 | 99964.9571 | 103779.7091 | 107545.3991 | 111263.1441 | 114934.0392 | 118559.1583 | 122139.5548 | 125676.2615 | 129170.2913 | 132622.6376 | 136034.2747 | 139406.158
Commercial_Office_New_Food Preparation_Natural Gas_Oven_E2_Codes & Standards Forecast | Commercial | Office | New | Food Preparation | Natural Gas | Oven | E2 | ENERGY STAR (EF ≥ 44%) Convection Oven utilizing ASTM Std F1496 | Codes & Standards Forecast | 0 | 0 | 0 | 0 | 0 | 0 | 0 | 0 | 0 | 0 | 0 | 0 | 0 | 0 | 0 | 0 | 0 | 0 | 0 | 0 | 0 | 0 | 0 | 0 | 0 | 0 | 0 | 0 | 0 | 0 | 0
Commercial_Office_New_Food Preparation_Natural Gas_Oven_E3_Codes & Standards Forecast | Commercial | Office | New | Food Preparation | Natural Gas | Oven | E3 |  | Codes & Standards Forecast | 0 | 0 | 0 | 0 | 0 | 0 | 0 | 0 | 0 | 0 | 0 | 0 | 0 | 0 | 0 | 0 | 0 | 0 | 0 | 0 | 0 | 0 | 0 | 0 | 0 | 0 | 0 | 0 | 0 | 0 | 0
Commercial_Office_New_Food Preparation_Natural Gas_Oven_E4_Codes & Standards Forecast | Commercial | Office | New | Food Preparation | Natural Gas | Oven | E4 |  | Codes & Standards Forecast | 0 | 0 | 0 | 0 | 0 | 0 | 0 | 0 | 0 | 0 | 0 | 0 | 0 | 0 | 0 | 0 | 0 | 0 | 0 | 0 | 0 | 0 | 0 | 0 | 0 | 0 | 0 | 0 | 0 | 0 | 0
Commercial_Office_New_Food Preparation_Natural Gas_Oven_E5_Codes & Standards Forecast | Commercial | Office | New | Food Preparation | Natural Gas | Oven | E5 |  | Codes & Standards Forecast | 0 | 0 | 0 | 0 | 0 | 0 | 0 | 0 | 0 | 0 | 0 | 0 | 0 | 0 | 0 | 0 | 0 | 0 | 0 | 0 | 0 | 0 | 0 | 0 | 0 | 0 | 0 | 0 | 0 | 0 | 0
Commercial_Office_New_Food Preparation_Natural Gas_Oven_E6_Codes & Standards Forecast | Commercial | Office | New | Food Preparation | Natural Gas | Oven | E6 |  | Codes & Standards Forecast | 0 | 0 | 0 | 0 | 0 | 0 | 0 | 0 | 0 | 0 | 0 | 0 | 0 | 0 | 0 | 0 | 0 | 0 | 0 | 0 | 0 | 0 | 0 | 0 | 0 | 0 | 0 | 0 | 0 | 0 | 0
Commercial_Office_New_Food Preparation_Natural Gas_Oven_E7_Codes & Standards Forecast | Commercial | Office | New | Food Preparation | Natural Gas | Oven | E7 |  | Codes & Standards Forecast | 0 | 0 | 0 | 0 | 0 | 0 | 0 | 0 | 0 | 0 | 0 | 0 | 0 | 0 | 0 | 0 | 0 | 0 | 0 | 0 | 0 | 0 | 0 | 0 | 0 | 0 | 0 | 0 | 0 | 0 | 0
Commercial_Office_New_Food Preparation_Natural Gas_Oven_E8_Codes & Standards Forecast | Commercial | Office | New | Food Preparation | Natural Gas | Oven | E8 |  | Codes & Standards Forecast | 0 | 0 | 0 | 0 | 0 | 0 | 0 | 0 | 0 | 0 | 0 | 0 | 0 | 0 | 0 | 0 | 0 | 0 | 0 | 0 | 0 | 0 | 0 | 0 | 0 | 0 | 0 | 0 | 0 | 0 | 0
Commercial_Office_New_Food Preparation_Natural Gas_Oven_E9_Codes & Standards Forecast | Commercial | Office | New | Food Preparation | Natural Gas | Oven | E9 |  | Codes & Standards Forecast | 0 | 0 | 0 | 0 | 0 | 0 | 0 | 0 | 0 | 0 | 0 | 0 | 0 | 0 | 0 | 0 | 0 | 0 | 0 | 0 | 0 | 0 | 0 | 0 | 0 | 0 | 0 | 0 | 0 | 0 | 0
Commercial_Office_New_Food Preparation_Natural Gas_Oven_E10_Codes & Standards Forecast | Commercial | Office | New | Food Preparation | Natural Gas | Oven | E10 |  | Codes & Standards Forecast | 0 | 0 | 0 | 0 | 0 | 0 | 0 | 0 | 0 | 0 | 0 | 0 | 0 | 0 | 0 | 0 | 0 | 0 | 0 | 0 | 0 | 0 | 0 | 0 | 0 | 0 | 0 | 0 | 0 | 0 | 0
Commercial_Office_New_Food Preparation_Natural Gas_Oven_Vintage_Codes & Standards Forecast | Commercial | Office | New | Food Preparation | Natural Gas | Oven | Vintage | Vintage | Codes & Standards Forecast | 0 | 0 | 0 | 0 | 0 | 0 | 0 | 0 | 0 | 0 | 0 | 0 | 0 | 0 | 0 | 0 | 0 | 0 | 0 | 0 | 0 | 0 | 0 | 0 | 0 | 0 | 0 | 0 | 0 | 0 | 0
Commercial_Office_New_Food Preparation_Natural Gas_Conveyor Oven_E1_Codes & Standards Forecast | Commercial | Office | New | Food Preparation | Natural Gas | Conveyor Oven | E1 | Standard | Codes & Standards Forecast | 0 | 4913.0527 | 9871.1594 | 15127.5723 | 18012.5826 | 20363.0108 | 22679.0708 | 24961.5128 | 27211.0723 | 29428.4704 | 31614.4138 | 33769.5959 | 35894.6963 | 37990.3812 | 40057.3041 | 42096.1055 | 44107.4137 | 46091.8446 | 48050.0022 | 49982.4786 | 51889.8545 | 53772.6996 | 55631.572 | 57467.0196 | 59279.5792 | 61069.7774 | 62838.1307 | 64585.1456 | 66311.3188 | 68017.1373 | 69703.079
Commercial_Office_New_Food Preparation_Natural Gas_Conveyor Oven_E2_Codes & Standards Forecast | Commercial | Office | New | Food Preparation | Natural Gas | Conveyor Oven | E2 | ENERGY STAR (EF ≥ 44%) Convection Oven utilizing ASTM Std F1496 | Codes & Standards Forecast | 0 | 0 | 0 | 0 | 0 | 0 | 0 | 0 | 0 | 0 | 0 | 0 | 0 | 0 | 0 | 0 | 0 | 0 | 0 | 0 | 0 | 0 | 0 | 0 | 0 | 0 | 0 | 0 | 0 | 0 | 0
Commercial_Office_New_Food Preparation_Natural Gas_Conveyor Oven_E3_Codes & Standards Forecast | Commercial | Office | New | Food Preparation | Natural Gas | Conveyor Oven | E3 |  | Codes & Standards Forecast | 0 | 0 | 0 | 0 | 0 | 0 | 0 | 0 | 0 | 0 | 0 | 0 | 0 | 0 | 0 | 0 | 0 | 0 | 0 | 0 | 0 | 0 | 0 | 0 | 0 | 0 | 0 | 0 | 0 | 0 | 0
Commercial_Office_New_Food Preparation_Natural Gas_Conveyor Oven_E4_Codes & Standards Forecast | Commercial | Office | New | Food Preparation | Natural Gas | Conveyor Oven | E4 |  | Codes & Standards Forecast | 0 | 0 | 0 | 0 | 0 | 0 | 0 | 0 | 0 | 0 | 0 | 0 | 0 | 0 | 0 | 0 | 0 | 0 | 0 | 0 | 0 | 0 | 0 | 0 | 0 | 0 | 0 | 0 | 0 | 0 | 0
Commercial_Office_New_Food Preparation_Natural Gas_Conveyor Oven_E5_Codes & Standards Forecast | Commercial | Office | New | Food Preparation | Natural Gas | Conveyor Oven | E5 |  | Codes & Standards Forecast | 0 | 0 | 0 | 0 | 0 | 0 | 0 | 0 | 0 | 0 | 0 | 0 | 0 | 0 | 0 | 0 | 0 | 0 | 0 | 0 | 0 | 0 | 0 | 0 | 0 | 0 | 0 | 0 | 0 | 0 | 0
Commercial_Office_New_Food Preparation_Natural Gas_Conveyor Oven_E6_Codes & Standards Forecast | Commercial | Office | New | Food Preparation | Natural Gas | Conveyor Oven | E6 |  | Codes & Standards Forecast | 0 | 0 | 0 | 0 | 0 | 0 | 0 | 0 | 0 | 0 | 0 | 0 | 0 | 0 | 0 | 0 | 0 | 0 | 0 | 0 | 0 | 0 | 0 | 0 | 0 | 0 | 0 | 0 | 0 | 0 | 0
Commercial_Office_New_Food Preparation_Natural Gas_Conveyor Oven_E7_Codes & Standards Forecast | Commercial | Office | New | Food Preparation | Natural Gas | Conveyor Oven | E7 |  | Codes & Standards Forecast | 0 | 0 | 0 | 0 | 0 | 0 | 0 | 0 | 0 | 0 | 0 | 0 | 0 | 0 | 0 | 0 | 0 | 0 | 0 | 0 | 0 | 0 | 0 | 0 | 0 | 0 | 0 | 0 | 0 | 0 | 0
Commercial_Office_New_Food Preparation_Natural Gas_Conveyor Oven_E8_Codes & Standards Forecast | Commercial | Office | New | Food Preparation | Natural Gas | Conveyor Oven | E8 |  | Codes & Standards Forecast | 0 | 0 | 0 | 0 | 0 | 0 | 0 | 0 | 0 | 0 | 0 | 0 | 0 | 0 | 0 | 0 | 0 | 0 | 0 | 0 | 0 | 0 | 0 | 0 | 0 | 0 | 0 | 0 | 0 | 0 | 0
Commercial_Office_New_Food Preparation_Natural Gas_Conveyor Oven_E9_Codes & Standards Forecast | Commercial | Office | New | Food Preparation | Natural Gas | Conveyor Oven | E9 |  | Codes & Standards Forecast | 0 | 0 | 0 | 0 | 0 | 0 | 0 | 0 | 0 | 0 | 0 | 0 | 0 | 0 | 0 | 0 | 0 | 0 | 0 | 0 | 0 | 0 | 0 | 0 | 0 | 0 | 0 | 0 | 0 | 0 | 0
Commercial_Office_New_Food Preparation_Natural Gas_Conveyor Oven_E10_Codes & Standards Forecast | Commercial | Office | New | Food Preparation | Natural Gas | Conveyor Oven | E10 |  | Codes & Standards Forecast | 0 | 0 | 0 | 0 | 0 | 0 | 0 | 0 | 0 | 0 | 0 | 0 | 0 | 0 | 0 | 0 | 0 | 0 | 0 | 0 | 0 | 0 | 0 | 0 | 0 | 0 | 0 | 0 | 0 | 0 | 0
Commercial_Office_New_Food Preparation_Natural Gas_Conveyor Oven_Vintage_Codes & Standards Forecast | Commercial | Office | New | Food Preparation | Natural Gas | Conveyor Oven | Vintage | Vintage | Codes & Standards Forecast | 0 | 0 | 0 | 0 | 0 | 0 | 0 | 0 | 0 | 0 | 0 | 0 | 0 | 0 | 0 | 0 | 0 | 0 | 0 | 0 | 0 | 0 | 0 | 0 | 0 | 0 | 0 | 0 | 0 | 0 | 0
Commercial_Office_New_Food Preparation_Natural Gas_Double Rack Oven_E1_Codes & Standards Forecast | Commercial | Office | New | Food Preparation | Natural Gas | Double Rack Oven | E1 | Standard | Codes & Standards Forecast | 0 | 4913.0527 | 9871.1594 | 15127.5723 | 18012.5826 | 20363.0108 | 22679.0708 | 24961.5128 | 27211.0723 | 29428.4704 | 31614.4138 | 33769.5959 | 35894.6963 | 37990.3812 | 40057.3041 | 42096.1055 | 44107.4137 | 46091.8446 | 48050.0022 | 49982.4786 | 51889.8545 | 53772.6996 | 55631.572 | 57467.0196 | 59279.5792 | 61069.7774 | 62838.1307 | 64585.1456 | 66311.3188 | 68017.1373 | 69703.079
Commercial_Office_New_Food Preparation_Natural Gas_Double Rack Oven_E2_Codes & Standards Forecast | Commercial | Office | New | Food Preparation | Natural Gas | Double Rack Oven | E2 | FTSC Qualified (>50% Cooking Efficiency) | Codes & Standards Forecast | 0 | 0 | 0 | 0 | 0 | 0 | 0 | 0 | 0 | 0 | 0 | 0 | 0 | 0 | 0 | 0 | 0 | 0 | 0 | 0 | 0 | 0 | 0 | 0 | 0 | 0 | 0 | 0 | 0 | 0 | 0
Commercial_Office_New_Food Preparation_Natural Gas_Double Rack Oven_E3_Codes & Standards Forecast | Commercial | Office | New | Food Preparation | Natural Gas | Double Rack Oven | E3 |  | Codes & Standards Forecast | 0 | 0 | 0 | 0 | 0 | 0 | 0 | 0 | 0 | 0 | 0 | 0 | 0 | 0 | 0 | 0 | 0 | 0 | 0 | 0 | 0 | 0 | 0 | 0 | 0 | 0 | 0 | 0 | 0 | 0 | 0
Commercial_Office_New_Food Preparation_Natural Gas_Double Rack Oven_E4_Codes & Standards Forecast | Commercial | Office | New | Food Preparation | Natural Gas | Double Rack Oven | E4 |  | Codes & Standards Forecast | 0 | 0 | 0 | 0 | 0 | 0 | 0 | 0 | 0 | 0 | 0 | 0 | 0 | 0 | 0 | 0 | 0 | 0 | 0 | 0 | 0 | 0 | 0 | 0 | 0 | 0 | 0 | 0 | 0 | 0 | 0
Commercial_Office_New_Food Preparation_Natural Gas_Double Rack Oven_E5_Codes & Standards Forecast | Commercial | Office | New | Food Preparation | Natural Gas | Double Rack Oven | E5 |  | Codes & Standards Forecast | 0 | 0 | 0 | 0 | 0 | 0 | 0 | 0 | 0 | 0 | 0 | 0 | 0 | 0 | 0 | 0 | 0 | 0 | 0 | 0 | 0 | 0 | 0 | 0 | 0 | 0 | 0 | 0 | 0 | 0 | 0
Commercial_Office_New_Food Preparation_Natural Gas_Double Rack Oven_E6_Codes & Standards Forecast | Commercial | Office | New | Food Preparation | Natural Gas | Double Rack Oven | E6 |  | Codes & Standards Forecast | 0 | 0 | 0 | 0 | 0 | 0 | 0 | 0 | 0 | 0 | 0 | 0 | 0 | 0 | 0 | 0 | 0 | 0 | 0 | 0 | 0 | 0 | 0 | 0 | 0 | 0 | 0 | 0 | 0 | 0 | 0
Commercial_Office_New_Food Preparation_Natural Gas_Double Rack Oven_E7_Codes & Standards Forecast | Commercial | Office | New | Food Preparation | Natural Gas | Double Rack Oven | E7 |  | Codes & Standards Forecast | 0 | 0 | 0 | 0 | 0 | 0 | 0 | 0 | 0 | 0 | 0 | 0 | 0 | 0 | 0 | 0 | 0 | 0 | 0 | 0 | 0 | 0 | 0 | 0 | 0 | 0 | 0 | 0 | 0 | 0 | 0
Commercial_Office_New_Food Preparation_Natural Gas_Double Rack Oven_E8_Codes & Standards Forecast | Commercial | Office | New | Food Preparation | Natural Gas | Double Rack Oven | E8 |  | Codes & Standards Forecast | 0 | 0 | 0 | 0 | 0 | 0 | 0 | 0 | 0 | 0 | 0 | 0 | 0 | 0 | 0 | 0 | 0 | 0 | 0 | 0 | 0 | 0 | 0 | 0 | 0 | 0 | 0 | 0 | 0 | 0 | 0
Commercial_Office_New_Food Preparation_Natural Gas_Double Rack Oven_E9_Codes & Standards Forecast | Commercial | Office | New | Food Preparation | Natural Gas | Double Rack Oven | E9 |  | Codes & Standards Forecast | 0 | 0 | 0 | 0 | 0 | 0 | 0 | 0 | 0 | 0 | 0 | 0 | 0 | 0 | 0 | 0 | 0 | 0 | 0 | 0 | 0 | 0 | 0 | 0 | 0 | 0 | 0 | 0 | 0 | 0 | 0
Commercial_Office_New_Food Preparation_Natural Gas_Double Rack Oven_E10_Codes & Standards Forecast | Commercial | Office | New | Food Preparation | Natural Gas | Double Rack Oven | E10 |  | Codes & Standards Forecast | 0 | 0 | 0 | 0 | 0 | 0 | 0 | 0 | 0 | 0 | 0 | 0 | 0 | 0 | 0 | 0 | 0 | 0 | 0 | 0 | 0 | 0 | 0 | 0 | 0 | 0 | 0 | 0 | 0 | 0 | 0
Commercial_Office_New_Food Preparation_Natural Gas_Double Rack Oven_Vintage_Codes & Standards Forecast | Commercial | Office | New | Food Preparation | Natural Gas | Double Rack Oven | Vintage | Vintage | Codes & Standards Forecast | 0 | 0 | 0 | 0 | 0 | 0 | 0 | 0 | 0 | 0 | 0 | 0 | 0 | 0 | 0 | 0 | 0 | 0 | 0 | 0 | 0 | 0 | 0 | 0 | 0 | 0 | 0 | 0 | 0 | 0 | 0
Commercial_Office_New_Food Preparation_Natural Gas_Fryer_E1_Codes & Standards Forecast | Commercial | Office | New | Food Preparation | Natural Gas | Fryer | E1 | Standard | Codes & Standards Forecast | 0 | 20386.4311 | 40959.8114 | 40959.8114 | 40959.8114 | 40959.8114 | 40959.8114 | 40959.8114 | 40959.8114 | 36882.5252 | 29506.0201 | 23604.8161 | 18883.8529 | 15107.0823 | 6741.4853 | 0 | 0 | 0 | 0 | 0 | 0 | 0 | 0 | 0 | 0 | 0 | 0 | 0 | 0 | 0 | 0
Commercial_Office_New_Food Preparation_Natural Gas_Fryer_E2_Codes & Standards Forecast | Commercial | Office | New | Food Preparation | Natural Gas | Fryer | E2 | ENERGY STAR | Codes & Standards Forecast | 0 | 0 | 0 | 21811.1849 | 33782.3703 | 43535.3374 | 53145.6961 | 62616.5588 | 71950.9774 | 85229.2298 | 101676.1823 | 116520.1912 | 130059.1367 | 142531.8321 | 159474.0074 | 174675.3828 | 183021.1912 | 191255.4737 | 199380.7364 | 207399.4367 | 215313.9843 | 223126.7421 | 230840.0272 | 238456.1117 | 245977.2241 | 253405.5493 | 260743.2304 | 267992.3688 | 275155.0256 | 282233.2221 | 289228.9406
Commercial_Office_New_Food Preparation_Natural Gas_Fryer_E3_Codes & Standards Forecast | Commercial | Office | New | Food Preparation | Natural Gas | Fryer | E3 |  | Codes & Standards Forecast | 0 | 0 | 0 | 0 | 0 | 0 | 0 | 0 | 0 | 0 | 0 | 0 | 0 | 0 | 0 | 0 | 0 | 0 | 0 | 0 | 0 | 0 | 0 | 0 | 0 | 0 | 0 | 0 | 0 | 0 | 0
Commercial_Office_New_Food Preparation_Natural Gas_Fryer_E4_Codes & Standards Forecast | Commercial | Office | New | Food Preparation | Natural Gas | Fryer | E4 |  | Codes & Standards Forecast | 0 | 0 | 0 | 0 | 0 | 0 | 0 | 0 | 0 | 0 | 0 | 0 | 0 | 0 | 0 | 0 | 0 | 0 | 0 | 0 | 0 | 0 | 0 | 0 | 0 | 0 | 0 | 0 | 0 | 0 | 0
Commercial_Office_New_Food Preparation_Natural Gas_Fryer_E5_Codes & Standards Forecast | Commercial | Office | New | Food Preparation | Natural Gas | Fryer | E5 |  | Codes & Standards Forecast | 0 | 0 | 0 | 0 | 0 | 0 | 0 | 0 | 0 | 0 | 0 | 0 | 0 | 0 | 0 | 0 | 0 | 0 | 0 | 0 | 0 | 0 | 0 | 0 | 0 | 0 | 0 | 0 | 0 | 0 | 0
Commercial_Office_New_Food Preparation_Natural Gas_Fryer_E6_Codes & Standards Forecast | Commercial | Office | New | Food Preparation | Natural Gas | Fryer | E6 |  | Codes & Standards Forecast | 0 | 0 | 0 | 0 | 0 | 0 | 0 | 0 | 0 | 0 | 0 | 0 | 0 | 0 | 0 | 0 | 0 | 0 | 0 | 0 | 0 | 0 | 0 | 0 | 0 | 0 | 0 | 0 | 0 | 0 | 0
Commercial_Office_New_Food Preparation_Natural Gas_Fryer_E7_Codes & Standards Forecast | Commercial | Office | New | Food Preparation | Natural Gas | Fryer | E7 |  | Codes & Standards Forecast | 0 | 0 | 0 | 0 | 0 | 0 | 0 | 0 | 0 | 0 | 0 | 0 | 0 | 0 | 0 | 0 | 0 | 0 | 0 | 0 | 0 | 0 | 0 | 0 | 0 | 0 | 0 | 0 | 0 | 0 | 0
Commercial_Office_New_Food Preparation_Natural Gas_Fryer_E8_Codes & Standards Forecast | Commercial | Office | New | Food Preparation | Natural Gas | Fryer | E8 |  | Codes & Standards Forecast | 0 | 0 | 0 | 0 | 0 | 0 | 0 | 0 | 0 | 0 | 0 | 0 | 0 | 0 | 0 | 0 | 0 | 0 | 0 | 0 | 0 | 0 | 0 | 0 | 0 | 0 | 0 | 0 | 0 | 0 | 0
Commercial_Office_New_Food Preparation_Natural Gas_Fryer_E9_Codes & Standards Forecast | Commercial | Office | New | Food Preparation | Natural Gas | Fryer | E9 |  | Codes & Standards Forecast | 0 | 0 | 0 | 0 | 0 | 0 | 0 | 0 | 0 | 0 | 0 | 0 | 0 | 0 | 0 | 0 | 0 | 0 | 0 | 0 | 0 | 0 | 0 | 0 | 0 | 0 | 0 | 0 | 0 | 0 | 0
Commercial_Office_New_Food Preparation_Natural Gas_Fryer_E10_Codes & Standards Forecast | Commercial | Office | New | Food Preparation | Natural Gas | Fryer | E10 |  | Codes & Standards Forecast | 0 | 0 | 0 | 0 | 0 | 0 | 0 | 0 | 0 | 0 | 0 | 0 | 0 | 0 | 0 | 0 | 0 | 0 | 0 | 0 | 0 | 0 | 0 | 0 | 0 | 0 | 0 | 0 | 0 | 0 | 0
Commercial_Office_New_Food Preparation_Natural Gas_Fryer_Vintage_Codes & Standards Forecast | Commercial | Office | New | Food Preparation | Natural Gas | Fryer | Vintage | Vintage | Codes & Standards Forecast | 0 | 0 | 0 | 0 | 0 | 0 | 0 | 0 | 0 | 0 | 0 | 0 | 0 | 0 | 0 | 0 | 0 | 0 | 0 | 0 | 0 | 0 | 0 | 0 | 0 | 0 | 0 | 0 | 0 | 0 | 0
Commercial_Office_New_Food Preparation_Natural Gas_Broiler_E1_Codes & Standards Forecast | Commercial | Office | New | Food Preparation | Natural Gas | Broiler | E1 | Standard | Codes & Standards Forecast | 0 | 4182.5911 | 8403.5377 | 12878.439 | 15334.5125 | 17335.4843 | 19307.1977 | 21250.2914 | 23165.3915 | 25053.1118 | 26914.0541 | 28748.8086 | 30557.9538 | 32342.057 | 34101.6745 | 35837.3515 | 37549.623 | 39239.0132 | 40906.0363 | 42551.1964 | 44174.988 | 45777.8959 | 47360.3954 | 48922.9528 | 50466.0251 | 51990.0607 | 53495.4992 | 54982.7719 | 56452.3015 | 57904.5028 | 59339.7825
Commercial_Office_New_Food Preparation_Natural Gas_Broiler_E2_Codes & Standards Forecast | Commercial | Office | New | Food Preparation | Natural Gas | Broiler | E2 | Infrared Burners | Codes & Standards Forecast | 0 | 0 | 0 | 0 | 0 | 0 | 0 | 0 | 0 | 0 | 0 | 0 | 0 | 0 | 0 | 0 | 0 | 0 | 0 | 0 | 0 | 0 | 0 | 0 | 0 | 0 | 0 | 0 | 0 | 0 | 0
Commercial_Office_New_Food Preparation_Natural Gas_Broiler_E3_Codes & Standards Forecast | Commercial | Office | New | Food Preparation | Natural Gas | Broiler | E3 |  | Codes & Standards Forecast | 0 | 0 | 0 | 0 | 0 | 0 | 0 | 0 | 0 | 0 | 0 | 0 | 0 | 0 | 0 | 0 | 0 | 0 | 0 | 0 | 0 | 0 | 0 | 0 | 0 | 0 | 0 | 0 | 0 | 0 | 0
Commercial_Office_New_Food Preparation_Natural Gas_Broiler_E4_Codes & Standards Forecast | Commercial | Office | New | Food Preparation | Natural Gas | Broiler | E4 |  | Codes & Standards Forecast | 0 | 0 | 0 | 0 | 0 | 0 | 0 | 0 | 0 | 0 | 0 | 0 | 0 | 0 | 0 | 0 | 0 | 0 | 0 | 0 | 0 | 0 | 0 | 0 | 0 | 0 | 0 | 0 | 0 | 0 | 0
Commercial_Office_New_Food Preparation_Natural Gas_Broiler_E5_Codes & Standards Forecast | Commercial | Office | New | Food Preparation | Natural Gas | Broiler | E5 |  | Codes & Standards Forecast | 0 | 0 | 0 | 0 | 0 | 0 | 0 | 0 | 0 | 0 | 0 | 0 | 0 | 0 | 0 | 0 | 0 | 0 | 0 | 0 | 0 | 0 | 0 | 0 | 0 | 0 | 0 | 0 | 0 | 0 | 0
Commercial_Office_New_Food Preparation_Natural Gas_Broiler_E6_Codes & Standards Forecast | Commercial | Office | New | Food Preparation | Natural Gas | Broiler | E6 |  | Codes & Standards Forecast | 0 | 0 | 0 | 0 | 0 | 0 | 0 | 0 | 0 | 0 | 0 | 0 | 0 | 0 | 0 | 0 | 0 | 0 | 0 | 0 | 0 | 0 | 0 | 0 | 0 | 0 | 0 | 0 | 0 | 0 | 0
Commercial_Office_New_Food Preparation_Natural Gas_Broiler_E7_Codes & Standards Forecast | Commercial | Office | New | Food Preparation | Natural Gas | Broiler | E7 |  | Codes & Standards Forecast | 0 | 0 | 0 | 0 | 0 | 0 | 0 | 0 | 0 | 0 | 0 | 0 | 0 | 0 | 0 | 0 | 0 | 0 | 0 | 0 | 0 | 0 | 0 | 0 | 0 | 0 | 0 | 0 | 0 | 0 | 0
Commercial_Office_New_Food Preparation_Natural Gas_Broiler_E8_Codes & Standards Forecast | Commercial | Office | New | Food Preparation | Natural Gas | Broiler | E8 |  | Codes & Standards Forecast | 0 | 0 | 0 | 0 | 0 | 0 | 0 | 0 | 0 | 0 | 0 | 0 | 0 | 0 | 0 | 0 | 0 | 0 | 0 | 0 | 0 | 0 | 0 | 0 | 0 | 0 | 0 | 0 | 0 | 0 | 0
Commercial_Office_New_Food Preparation_Natural Gas_Broiler_E9_Codes & Standards Forecast | Commercial | Office | New | Food Preparation | Natural Gas | Broiler | E9 |  | Codes & Standards Forecast | 0 | 0 | 0 | 0 | 0 | 0 | 0 | 0 | 0 | 0 | 0 | 0 | 0 | 0 | 0 | 0 | 0 | 0 | 0 | 0 | 0 | 0 | 0 | 0 | 0 | 0 | 0 | 0 | 0 | 0 | 0
Commercial_Office_New_Food Preparation_Natural Gas_Broiler_E10_Codes & Standards Forecast | Commercial | Office | New | Food Preparation | Natural Gas | Broiler | E10 |  | Codes & Standards Forecast | 0 | 0 | 0 | 0 | 0 | 0 | 0 | 0 | 0 | 0 | 0 | 0 | 0 | 0 | 0 | 0 | 0 | 0 | 0 | 0 | 0 | 0 | 0 | 0 | 0 | 0 | 0 | 0 | 0 | 0 | 0
Commercial_Office_New_Food Preparation_Natural Gas_Broiler_Vintage_Codes & Standards Forecast | Commercial | Office | New | Food Preparation | Natural Gas | Broiler | Vintage | Vintage | Codes & Standards Forecast | 0 | 0 | 0 | 0 | 0 | 0 | 0 | 0 | 0 | 0 | 0 | 0 | 0 | 0 | 0 | 0 | 0 | 0 | 0 | 0 | 0 | 0 | 0 | 0 | 0 | 0 | 0 | 0 | 0 | 0 | 0
Commercial_Office_New_Food Preparation_Natural Gas_Griddle_E1_Codes & Standards Forecast | Commercial | Office | New | Food Preparation | Natural Gas | Griddle | E1 | Standard | Codes & Standards Forecast | 0 | 10989.0963 | 22078.9658 | 33836.061 | 40289.0056 | 45546.2424 | 50726.6076 | 55831.7789 | 60863.4013 | 65823.0877 | 70712.4193 | 75532.9464 | 80286.1893 | 84973.6382 | 89596.7547 | 94156.9716 | 98655.6939 | 103094.2994 | 107474.1388 | 111796.5369 | 116062.7925 | 120274.1793 | 124431.9465 | 128537.3186 | 132591.497 | 136595.6595 | 140550.9611 | 144458.5348 | 148319.4914 | 152134.9205 | 155905.8908
Commercial_Office_New_Food Preparation_Natural Gas_Griddle_E2_Codes & Standards Forecast | Commercial | Office | New | Food Preparation | Natural Gas | Griddle | E2 | ENERGY STAR | Codes & Standards Forecast | 0 | 0 | 0 | 0 | 0 | 0 | 0 | 0 | 0 | 0 | 0 | 0 | 0 | 0 | 0 | 0 | 0 | 0 | 0 | 0 | 0 | 0 | 0 | 0 | 0 | 0 | 0 | 0 | 0 | 0 | 0
Commercial_Office_New_Food Preparation_Natural Gas_Griddle_E3_Codes & Standards Forecast | Commercial | Office | New | Food Preparation | Natural Gas | Griddle | E3 |  | Codes & Standards Forecast | 0 | 0 | 0 | 0 | 0 | 0 | 0 | 0 | 0 | 0 | 0 | 0 | 0 | 0 | 0 | 0 | 0 | 0 | 0 | 0 | 0 | 0 | 0 | 0 | 0 | 0 | 0 | 0 | 0 | 0 | 0
Commercial_Office_New_Food Preparation_Natural Gas_Griddle_E4_Codes & Standards Forecast | Commercial | Office | New | Food Preparation | Natural Gas | Griddle | E4 |  | Codes & Standards Forecast | 0 | 0 | 0 | 0 | 0 | 0 | 0 | 0 | 0 | 0 | 0 | 0 | 0 | 0 | 0 | 0 | 0 | 0 | 0 | 0 | 0 | 0 | 0 | 0 | 0 | 0 | 0 | 0 | 0 | 0 | 0
Commercial_Office_New_Food Preparation_Natural Gas_Griddle_E5_Codes & Standards Forecast | Commercial | Office | New | Food Preparation | Natural Gas | Griddle | E5 |  | Codes & Standards Forecast | 0 | 0 | 0 | 0 | 0 | 0 | 0 | 0 | 0 | 0 | 0 | 0 | 0 | 0 | 0 | 0 | 0 | 0 | 0 | 0 | 0 | 0 | 0 | 0 | 0 | 0 | 0 | 0 | 0 | 0 | 0
Commercial_Office_New_Food Preparation_Natural Gas_Griddle_E6_Codes & Standards Forecast | Commercial | Office | New | Food Preparation | Natural Gas | Griddle | E6 |  | Codes & Standards Forecast | 0 | 0 | 0 | 0 | 0 | 0 | 0 | 0 | 0 | 0 | 0 | 0 | 0 | 0 | 0 | 0 | 0 | 0 | 0 | 0 | 0 | 0 | 0 | 0 | 0 | 0 | 0 | 0 | 0 | 0 | 0
Commercial_Office_New_Food Preparation_Natural Gas_Griddle_E7_Codes & Standards Forecast | Commercial | Office | New | Food Preparation | Natural Gas | Griddle | E7 |  | Codes & Standards Forecast | 0 | 0 | 0 | 0 | 0 | 0 | 0 | 0 | 0 | 0 | 0 | 0 | 0 | 0 | 0 | 0 | 0 | 0 | 0 | 0 | 0 | 0 | 0 | 0 | 0 | 0 | 0 | 0 | 0 | 0 | 0
Commercial_Office_New_Food Preparation_Natural Gas_Griddle_E8_Codes & Standards Forecast | Commercial | Office | New | Food Preparation | Natural Gas | Griddle | E8 |  | Codes & Standards Forecast | 0 | 0 | 0 | 0 | 0 | 0 | 0 | 0 | 0 | 0 | 0 | 0 | 0 | 0 | 0 | 0 | 0 | 0 | 0 | 0 | 0 | 0 | 0 | 0 | 0 | 0 | 0 | 0 | 0 | 0 | 0
Commercial_Office_New_Food Preparation_Natural Gas_Griddle_E9_Codes & Standards Forecast | Commercial | Office | New | Food Preparation | Natural Gas | Griddle | E9 |  | Codes & Standards Forecast | 0 | 0 | 0 | 0 | 0 | 0 | 0 | 0 | 0 | 0 | 0 | 0 | 0 | 0 | 0 | 0 | 0 | 0 | 0 | 0 | 0 | 0 | 0 | 0 | 0 | 0 | 0 | 0 | 0 | 0 | 0
Commercial_Office_New_Food Preparation_Natural Gas_Griddle_E10_Codes & Standards Forecast | Commercial | Office | New | Food Preparation | Natural Gas | Griddle | E10 |  | Codes & Standards Forecast | 0 | 0 | 0 | 0 | 0 | 0 | 0 | 0 | 0 | 0 | 0 | 0 | 0 | 0 | 0 | 0 | 0 | 0 | 0 | 0 | 0 | 0 | 0 | 0 | 0 | 0 | 0 | 0 | 0 | 0 | 0
Commercial_Office_New_Food Preparation_Natural Gas_Griddle_Vintage_Codes & Standards Forecast | Commercial | Office | New | Food Preparation | Natural Gas | Griddle | Vintage | Vintage | Codes & Standards Forecast | 0 | 0 | 0 | 0 | 0 | 0 | 0 | 0 | 0 | 0 | 0 | 0 | 0 | 0 | 0 | 0 | 0 | 0 | 0 | 0 | 0 | 0 | 0 | 0 | 0 | 0 | 0 | 0 | 0 | 0 | 0
Commercial_Office_New_Food Preparation_Natural Gas_Range_E1_Codes & Standards Forecast | Commercial | Office | New | Food Preparation | Natural Gas | Range | E1 | Standard | Codes & Standards Forecast | 0 | 58700.5177 | 117939.3356 | 180742.2775 | 215212.0078 | 243294.6191 | 270966.6047 | 298236.9271 | 325114.3731 | 351607.5577 | 377724.9277 | 403474.7646 | 428865.1885 | 453904.1609 | 478599.4881 | 502958.8243 | 526989.6747 | 550699.3984 | 574095.2114 | 597184.1895 | 619973.271 | 642469.2599 | 664678.8279 | 686608.5176 | 708264.745 | 729653.8021 | 750781.859 | 771654.9671 | 792279.0608 | 812659.9601 | 832803.3731
Commercial_Office_New_Food Preparation_Natural Gas_Range_E2_Codes & Standards Forecast | Commercial | Office | New | Food Preparation | Natural Gas | Range | E2 | High Efficiency | Codes & Standards Forecast | 0 | 0 | 0 | 0 | 0 | 0 | 0 | 0 | 0 | 0 | 0 | 0 | 0 | 0 | 0 | 0 | 0 | 0 | 0 | 0 | 0 | 0 | 0 | 0 | 0 | 0 | 0 | 0 | 0 | 0 | 0
Commercial_Office_New_Food Preparation_Natural Gas_Range_E3_Codes & Standards Forecast | Commercial | Office | New | Food Preparation | Natural Gas | Range | E3 |  | Codes & Standards Forecast | 0 | 0 | 0 | 0 | 0 | 0 | 0 | 0 | 0 | 0 | 0 | 0 | 0 | 0 | 0 | 0 | 0 | 0 | 0 | 0 | 0 | 0 | 0 | 0 | 0 | 0 | 0 | 0 | 0 | 0 | 0
Commercial_Office_New_Food Preparation_Natural Gas_Range_E4_Codes & Standards Forecast | Commercial | Office | New | Food Preparation | Natural Gas | Range | E4 |  | Codes & Standards Forecast | 0 | 0 | 0 | 0 | 0 | 0 | 0 | 0 | 0 | 0 | 0 | 0 | 0 | 0 | 0 | 0 | 0 | 0 | 0 | 0 | 0 | 0 | 0 | 0 | 0 | 0 | 0 | 0 | 0 | 0 | 0
Commercial_Office_New_Food Preparation_Natural Gas_Range_E5_Codes & Standards Forecast | Commercial | Office | New | Food Preparation | Natural Gas | Range | E5 |  | Codes & Standards Forecast | 0 | 0 | 0 | 0 | 0 | 0 | 0 | 0 | 0 | 0 | 0 | 0 | 0 | 0 | 0 | 0 | 0 | 0 | 0 | 0 | 0 | 0 | 0 | 0 | 0 | 0 | 0 | 0 | 0 | 0 | 0
Commercial_Office_New_Food Preparation_Natural Gas_Range_E6_Codes & Standards Forecast | Commercial | Office | New | Food Preparation | Natural Gas | Range | E6 |  | Codes & Standards Forecast | 0 | 0 | 0 | 0 | 0 | 0 | 0 | 0 | 0 | 0 | 0 | 0 | 0 | 0 | 0 | 0 | 0 | 0 | 0 | 0 | 0 | 0 | 0 | 0 | 0 | 0 | 0 | 0 | 0 | 0 | 0
Commercial_Office_New_Food Preparation_Natural Gas_Range_E7_Codes & Standards Forecast | Commercial | Office | New | Food Preparation | Natural Gas | Range | E7 |  | Codes & Standards Forecast | 0 | 0 | 0 | 0 | 0 | 0 | 0 | 0 | 0 | 0 | 0 | 0 | 0 | 0 | 0 | 0 | 0 | 0 | 0 | 0 | 0 | 0 | 0 | 0 | 0 | 0 | 0 | 0 | 0 | 0 | 0
Commercial_Office_New_Food Preparation_Natural Gas_Range_E8_Codes & Standards Forecast | Commercial | Office | New | Food Preparation | Natural Gas | Range | E8 |  | Codes & Standards Forecast | 0 | 0 | 0 | 0 | 0 | 0 | 0 | 0 | 0 | 0 | 0 | 0 | 0 | 0 | 0 | 0 | 0 | 0 | 0 | 0 | 0 | 0 | 0 | 0 | 0 | 0 | 0 | 0 | 0 | 0 | 0
Commercial_Office_New_Food Preparation_Natural Gas_Range_E9_Codes & Standards Forecast | Commercial | Office | New | Food Preparation | Natural Gas | Range | E9 |  | Codes & Standards Forecast | 0 | 0 | 0 | 0 | 0 | 0 | 0 | 0 | 0 | 0 | 0 | 0 | 0 | 0 | 0 | 0 | 0 | 0 | 0 | 0 | 0 | 0 | 0 | 0 | 0 | 0 | 0 | 0 | 0 | 0 | 0
Commercial_Office_New_Food Preparation_Natural Gas_Range_E10_Codes & Standards Forecast | Commercial | Office | New | Food Preparation | Natural Gas | Range | E10 |  | Codes & Standards Forecast | 0 | 0 | 0 | 0 | 0 | 0 | 0 | 0 | 0 | 0 | 0 | 0 | 0 | 0 | 0 | 0 | 0 | 0 | 0 | 0 | 0 | 0 | 0 | 0 | 0 | 0 | 0 | 0 | 0 | 0 | 0
Commercial_Office_New_Food Preparation_Natural Gas_Range_Vintage_Codes & Standards Forecast | Commercial | Office | New | Food Preparation | Natural Gas | Range | Vintage | Vintage | Codes & Standards Forecast | 0 | 0 | 0 | 0 | 0 | 0 | 0 | 0 | 0 | 0 | 0 | 0 | 0 | 0 | 0 | 0 | 0 | 0 | 0 | 0 | 0 | 0 | 0 | 0 | 0 | 0 | 0 | 0 | 0 | 0 | 0
Commercial_Office_New_Food Preparation_Natural Gas_Steamer_E1_Codes & Standards Forecast | Commercial | Office | New | Food Preparation | Natural Gas | Steamer | E1 | Standard | Codes & Standards Forecast | 0 | 3992.9439 | 8022.5041 | 8022.5041 | 8022.5041 | 8022.5041 | 8022.5041 | 8022.5041 | 8022.5041 | 8022.5041 | 7578.8437 | 6736.75 | 5988.2222 | 5322.8642 | 4731.4348 | 4205.7198 | 3738.4176 | 3323.0379 | 2953.8115 | 1395.9985 | 0 | 0 | 0 | 0 | 0 | 0 | 0 | 0 | 0 | 0 | 0
Commercial_Office_New_Food Preparation_Natural Gas_Steamer_E2_Codes & Standards Forecast | Commercial | Office | New | Food Preparation | Natural Gas | Steamer | E2 | ENERGY STAR | Codes & Standards Forecast | 0 | 0 | 0 | 4272.0002 | 6616.7103 | 8526.9539 | 10409.2659 | 12264.2557 | 14092.5213 | 15894.6485 | 18114.8723 | 20708.529 | 23184.1717 | 25552.738 | 27824.0002 | 30006.6931 | 32108.6289 | 34136.7984 | 36097.4617 | 39225.8399 | 42172.004 | 43702.2328 | 45212.9785 | 46704.6863 | 48177.7926 | 49632.7253 | 51069.9042 | 52489.7409 | 53892.639 | 55278.9946 | 56649.1957
Commercial_Office_New_Food Preparation_Natural Gas_Steamer_E3_Codes & Standards Forecast | Commercial | Office | New | Food Preparation | Natural Gas | Steamer | E3 |  | Codes & Standards Forecast | 0 | 0 | 0 | 0 | 0 | 0 | 0 | 0 | 0 | 0 | 0 | 0 | 0 | 0 | 0 | 0 | 0 | 0 | 0 | 0 | 0 | 0 | 0 | 0 | 0 | 0 | 0 | 0 | 0 | 0 | 0
Commercial_Office_New_Food Preparation_Natural Gas_Steamer_E4_Codes & Standards Forecast | Commercial | Office | New | Food Preparation | Natural Gas | Steamer | E4 |  | Codes & Standards Forecast | 0 | 0 | 0 | 0 | 0 | 0 | 0 | 0 | 0 | 0 | 0 | 0 | 0 | 0 | 0 | 0 | 0 | 0 | 0 | 0 | 0 | 0 | 0 | 0 | 0 | 0 | 0 | 0 | 0 | 0 | 0
Commercial_Office_New_Food Preparation_Natural Gas_Steamer_E5_Codes & Standards Forecast | Commercial | Office | New | Food Preparation | Natural Gas | Steamer | E5 |  | Codes & Standards Forecast | 0 | 0 | 0 | 0 | 0 | 0 | 0 | 0 | 0 | 0 | 0 | 0 | 0 | 0 | 0 | 0 | 0 | 0 | 0 | 0 | 0 | 0 | 0 | 0 | 0 | 0 | 0 | 0 | 0 | 0 | 0
Commercial_Office_New_Food Preparation_Natural Gas_Steamer_E6_Codes & Standards Forecast | Commercial | Office | New | Food Preparation | Natural Gas | Steamer | E6 |  | Codes & Standards Forecast | 0 | 0 | 0 | 0 | 0 | 0 | 0 | 0 | 0 | 0 | 0 | 0 | 0 | 0 | 0 | 0 | 0 | 0 | 0 | 0 | 0 | 0 | 0 | 0 | 0 | 0 | 0 | 0 | 0 | 0 | 0
Commercial_Office_New_Food Preparation_Natural Gas_Steamer_E7_Codes & Standards Forecast | Commercial | Office | New | Food Preparation | Natural Gas | Steamer | E7 |  | Codes & Standards Forecast | 0 | 0 | 0 | 0 | 0 | 0 | 0 | 0 | 0 | 0 | 0 | 0 | 0 | 0 | 0 | 0 | 0 | 0 | 0 | 0 | 0 | 0 | 0 | 0 | 0 | 0 | 0 | 0 | 0 | 0 | 0
Commercial_Office_New_Food Preparation_Natural Gas_Steamer_E8_Codes & Standards Forecast | Commercial | Office | New | Food Preparation | Natural Gas | Steamer | E8 |  | Codes & Standards Forecast | 0 | 0 | 0 | 0 | 0 | 0 | 0 | 0 | 0 | 0 | 0 | 0 | 0 | 0 | 0 | 0 | 0 | 0 | 0 | 0 | 0 | 0 | 0 | 0 | 0 | 0 | 0 | 0 | 0 | 0 | 0
Commercial_Office_New_Food Preparation_Natural Gas_Steamer_E9_Codes & Standards Forecast | Commercial | Office | New | Food Preparation | Natural Gas | Steamer | E9 |  | Codes & Standards Forecast | 0 | 0 | 0 | 0 | 0 | 0 | 0 | 0 | 0 | 0 | 0 | 0 | 0 | 0 | 0 | 0 | 0 | 0 | 0 | 0 | 0 | 0 | 0 | 0 | 0 | 0 | 0 | 0 | 0 | 0 | 0
Commercial_Office_New_Food Preparation_Natural Gas_Steamer_E10_Codes & Standards Forecast | Commercial | Office | New | Food Preparation | Natural Gas | Steamer | E10 |  | Codes & Standards Forecast | 0 | 0 | 0 | 0 | 0 | 0 | 0 | 0 | 0 | 0 | 0 | 0 | 0 | 0 | 0 | 0 | 0 | 0 | 0 | 0 | 0 | 0 | 0 | 0 | 0 | 0 | 0 | 0 | 0 | 0 | 0
Commercial_Office_New_Food Preparation_Natural Gas_Steamer_Vintage_Codes & Standards Forecast | Commercial | Office | New | Food Preparation | Natural Gas | Steamer | Vintage | Vintage | Codes & Standards Forecast | 0 | 0 | 0 | 0 | 0 | 0 | 0 | 0 | 0 | 0 | 0 | 0 | 0 | 0 | 0 | 0 | 0 | 0 | 0 | 0 | 0 | 0 | 0 | 0 | 0 | 0 | 0 | 0 | 0 | 0 | 0
Commercial_Office_New_Food Preparation_Natural Gas_Food Prep Other_E1_Codes & Standards Forecast | Commercial | Office | New | Food Preparation | Natural Gas | Food Prep Other | E1 | Standard | Codes & Standards Forecast | 0 | 8765.636 | 17611.6553 | 26989.8984 | 32137.1973 | 36330.7199 | 40462.9246 | 44535.1497 | 48548.7072 | 52504.8838 | 56404.9407 | 60250.1146 | 64041.618 | 67780.6398 | 71468.3458 | 75105.8788 | 78694.3597 | 82234.8874 | 85728.5394 | 89176.3723 | 92579.4223 | 95938.7052 | 99255.2175 | 102529.9361 | 105763.8191 | 108957.8061 | 112112.8184 | 115229.7597 | 118309.5161 | 121352.9568 | 124360.9341
Commercial_Office_New_Food Preparation_Natural Gas_Food Prep Other_E2_Codes & Standards Forecast | Commercial | Office | New | Food Preparation | Natural Gas | Food Prep Other | E2 | ENERGY STAR | Codes & Standards Forecast | 0 | 0 | 0 | 0 | 0 | 0 | 0 | 0 | 0 | 0 | 0 | 0 | 0 | 0 | 0 | 0 | 0 | 0 | 0 | 0 | 0 | 0 | 0 | 0 | 0 | 0 | 0 | 0 | 0 | 0 | 0
Commercial_Office_New_Food Preparation_Natural Gas_Food Prep Other_E3_Codes & Standards Forecast | Commercial | Office | New | Food Preparation | Natural Gas | Food Prep Other | E3 |  | Codes & Standards Forecast | 0 | 0 | 0 | 0 | 0 | 0 | 0 | 0 | 0 | 0 | 0 | 0 | 0 | 0 | 0 | 0 | 0 | 0 | 0 | 0 | 0 | 0 | 0 | 0 | 0 | 0 | 0 | 0 | 0 | 0 | 0
Commercial_Office_New_Food Preparation_Natural Gas_Food Prep Other_E4_Codes & Standards Forecast | Commercial | Office | New | Food Preparation | Natural Gas | Food Prep Other | E4 |  | Codes & Standards Forecast | 0 | 0 | 0 | 0 | 0 | 0 | 0 | 0 | 0 | 0 | 0 | 0 | 0 | 0 | 0 | 0 | 0 | 0 | 0 | 0 | 0 | 0 | 0 | 0 | 0 | 0 | 0 | 0 | 0 | 0 | 0
Commercial_Office_New_Food Preparation_Natural Gas_Food Prep Other_E5_Codes & Standards Forecast | Commercial | Office | New | Food Preparation | Natural Gas | Food Prep Other | E5 |  | Codes & Standards Forecast | 0 | 0 | 0 | 0 | 0 | 0 | 0 | 0 | 0 | 0 | 0 | 0 | 0 | 0 | 0 | 0 | 0 | 0 | 0 | 0 | 0 | 0 | 0 | 0 | 0 | 0 | 0 | 0 | 0 | 0 | 0
Commercial_Office_New_Food Preparation_Natural Gas_Food Prep Other_E6_Codes & Standards Forecast | Commercial | Office | New | Food Preparation | Natural Gas | Food Prep Other | E6 |  | Codes & Standards Forecast | 0 | 0 | 0 | 0 | 0 | 0 | 0 | 0 | 0 | 0 | 0 | 0 | 0 | 0 | 0 | 0 | 0 | 0 | 0 | 0 | 0 | 0 | 0 | 0 | 0 | 0 | 0 | 0 | 0 | 0 | 0
Commercial_Office_New_Food Preparation_Natural Gas_Food Prep Other_E7_Codes & Standards Forecast | Commercial | Office | New | Food Preparation | Natural Gas | Food Prep Other | E7 |  | Codes & Standards Forecast | 0 | 0 | 0 | 0 | 0 | 0 | 0 | 0 | 0 | 0 | 0 | 0 | 0 | 0 | 0 | 0 | 0 | 0 | 0 | 0 | 0 | 0 | 0 | 0 | 0 | 0 | 0 | 0 | 0 | 0 | 0
Commercial_Office_New_Food Preparation_Natural Gas_Food Prep Other_E8_Codes & Standards Forecast | Commercial | Office | New | Food Preparation | Natural Gas | Food Prep Other | E8 |  | Codes & Standards Forecast | 0 | 0 | 0 | 0 | 0 | 0 | 0 | 0 | 0 | 0 | 0 | 0 | 0 | 0 | 0 | 0 | 0 | 0 | 0 | 0 | 0 | 0 | 0 | 0 | 0 | 0 | 0 | 0 | 0 | 0 | 0
Commercial_Office_New_Food Preparation_Natural Gas_Food Prep Other_E9_Codes & Standards Forecast | Commercial | Office | New | Food Preparation | Natural Gas | Food Prep Other | E9 |  | Codes & Standards Forecast | 0 | 0 | 0 | 0 | 0 | 0 | 0 | 0 | 0 | 0 | 0 | 0 | 0 | 0 | 0 | 0 | 0 | 0 | 0 | 0 | 0 | 0 | 0 | 0 | 0 | 0 | 0 | 0 | 0 | 0 | 0
Commercial_Office_New_Food Preparation_Natural Gas_Food Prep Other_E10_Codes & Standards Forecast | Commercial | Office | New | Food Preparation | Natural Gas | Food Prep Other | E10 |  | Codes & Standards Forecast | 0 | 0 | 0 | 0 | 0 | 0 | 0 | 0 | 0 | 0 | 0 | 0 | 0 | 0 | 0 | 0 | 0 | 0 | 0 | 0 | 0 | 0 | 0 | 0 | 0 | 0 | 0 | 0 | 0 | 0 | 0
Commercial_Office_New_Food Preparation_Natural Gas_Food Prep Other_Vintage_Codes & Standards Forecast | Commercial | Office | New | Food Preparation | Natural Gas | Food Prep Other | Vintage | Vintage | Codes & Standards Forecast | 0 | 0 | 0 | 0 | 0 | 0 | 0 | 0 | 0 | 0 | 0 | 0 | 0 | 0 | 0 | 0 | 0 | 0 | 0 | 0 | 0 | 0 | 0 | 0 | 0 | 0 | 0 | 0 | 0 | 0 | 0
Commercial_Office_New_Miscellaneous_Natural Gas_Pool Heater_E1_Codes & Standards Forecast | Commercial | Office | New | Miscellaneous | Natural Gas | Pool Heater | E1 | Standard (EF .82) | Codes & Standards Forecast | 0 | 10684.7857 | 21467.5538 | 32899.0709 | 39173.3202 | 44284.9733 | 49321.8835 | 54285.6821 | 59177.9686 | 64000.3111 | 68754.247 | 73441.2838 | 78062.8996 | 82620.5434 | 87115.6363 | 91549.5714 | 95923.7149 | 100239.4062 | 104497.9589 | 108700.6609 | 112848.7751 | 116943.54 | 120986.17 | 124977.856 | 128919.7658 | 132813.0447 | 136658.8159 | 140458.1808 | 144212.2196 | 147921.9917 | 151588.536
Commercial_Office_New_Miscellaneous_Natural Gas_Pool Heater_E2_Codes & Standards Forecast | Commercial | Office | New | Miscellaneous | Natural Gas | Pool Heater | E2 | Condensing (EF .90) | Codes & Standards Forecast | 0 | 0 | 0 | 0 | 0 | 0 | 0 | 0 | 0 | 0 | 0 | 0 | 0 | 0 | 0 | 0 | 0 | 0 | 0 | 0 | 0 | 0 | 0 | 0 | 0 | 0 | 0 | 0 | 0 | 0 | 0
Commercial_Office_New_Miscellaneous_Natural Gas_Pool Heater_E3_Codes & Standards Forecast | Commercial | Office | New | Miscellaneous | Natural Gas | Pool Heater | E3 |  | Codes & Standards Forecast | 0 | 0 | 0 | 0 | 0 | 0 | 0 | 0 | 0 | 0 | 0 | 0 | 0 | 0 | 0 | 0 | 0 | 0 | 0 | 0 | 0 | 0 | 0 | 0 | 0 | 0 | 0 | 0 | 0 | 0 | 0
Commercial_Office_New_Miscellaneous_Natural Gas_Pool Heater_E4_Codes & Standards Forecast | Commercial | Office | New | Miscellaneous | Natural Gas | Pool Heater | E4 |  | Codes & Standards Forecast | 0 | 0 | 0 | 0 | 0 | 0 | 0 | 0 | 0 | 0 | 0 | 0 | 0 | 0 | 0 | 0 | 0 | 0 | 0 | 0 | 0 | 0 | 0 | 0 | 0 | 0 | 0 | 0 | 0 | 0 | 0
Commercial_Office_New_Miscellaneous_Natural Gas_Pool Heater_E5_Codes & Standards Forecast | Commercial | Office | New | Miscellaneous | Natural Gas | Pool Heater | E5 |  | Codes & Standards Forecast | 0 | 0 | 0 | 0 | 0 | 0 | 0 | 0 | 0 | 0 | 0 | 0 | 0 | 0 | 0 | 0 | 0 | 0 | 0 | 0 | 0 | 0 | 0 | 0 | 0 | 0 | 0 | 0 | 0 | 0 | 0
Commercial_Office_New_Miscellaneous_Natural Gas_Pool Heater_E6_Codes & Standards Forecast | Commercial | Office | New | Miscellaneous | Natural Gas | Pool Heater | E6 |  | Codes & Standards Forecast | 0 | 0 | 0 | 0 | 0 | 0 | 0 | 0 | 0 | 0 | 0 | 0 | 0 | 0 | 0 | 0 | 0 | 0 | 0 | 0 | 0 | 0 | 0 | 0 | 0 | 0 | 0 | 0 | 0 | 0 | 0
Commercial_Office_New_Miscellaneous_Natural Gas_Pool Heater_E7_Codes & Standards Forecast | Commercial | Office | New | Miscellaneous | Natural Gas | Pool Heater | E7 |  | Codes & Standards Forecast | 0 | 0 | 0 | 0 | 0 | 0 | 0 | 0 | 0 | 0 | 0 | 0 | 0 | 0 | 0 | 0 | 0 | 0 | 0 | 0 | 0 | 0 | 0 | 0 | 0 | 0 | 0 | 0 | 0 | 0 | 0
Commercial_Office_New_Miscellaneous_Natural Gas_Pool Heater_E8_Codes & Standards Forecast | Commercial | Office | New | Miscellaneous | Natural Gas | Pool Heater | E8 |  | Codes & Standards Forecast | 0 | 0 | 0 | 0 | 0 | 0 | 0 | 0 | 0 | 0 | 0 | 0 | 0 | 0 | 0 | 0 | 0 | 0 | 0 | 0 | 0 | 0 | 0 | 0 | 0 | 0 | 0 | 0 | 0 | 0 | 0
Commercial_Office_New_Miscellaneous_Natural Gas_Pool Heater_E9_Codes & Standards Forecast | Commercial | Office | New | Miscellaneous | Natural Gas | Pool Heater | E9 |  | Codes & Standards Forecast | 0 | 0 | 0 | 0 | 0 | 0 | 0 | 0 | 0 | 0 | 0 | 0 | 0 | 0 | 0 | 0 | 0 | 0 | 0 | 0 | 0 | 0 | 0 | 0 | 0 | 0 | 0 | 0 | 0 | 0 | 0
Commercial_Office_New_Miscellaneous_Natural Gas_Pool Heater_E10_Codes & Standards Forecast | Commercial | Office | New | Miscellaneous | Natural Gas | Pool Heater | E10 |  | Codes & Standards Forecast | 0 | 0 | 0 | 0 | 0 | 0 | 0 | 0 | 0 | 0 | 0 | 0 | 0 | 0 | 0 | 0 | 0 | 0 | 0 | 0 | 0 | 0 | 0 | 0 | 0 | 0 | 0 | 0 | 0 | 0 | 0
Commercial_Office_New_Miscellaneous_Natural Gas_Pool Heater_Vintage_Codes & Standards Forecast | Commercial | Office | New | Miscellaneous | Natural Gas | Pool Heater | Vintage | Vintage | Codes & Standards Forecast | 0 | 0 | 0 | 0 | 0 | 0 | 0 | 0 | 0 | 0 | 0 | 0 | 0 | 0 | 0 | 0 | 0 | 0 | 0 | 0 | 0 | 0 | 0 | 0 | 0 | 0 | 0 | 0 | 0 | 0 | 0
Commercial_Office_New_Miscellaneous_Natural Gas_Miscellaneous_E1_Codes & Standards Forecast | Commercial | Office | New | Miscellaneous | Natural Gas | Miscellaneous | E1 | Standard | Codes & Standards Forecast | 0 | 2212635.606 | 4445561.7008 | 6812832.568 | 8112121.8373 | 9170657.4005 | 10213714.9955 | 11241632.4429 | 12254740.9527 | 13253365.2574 | 14237823.7423 | 15208428.5732 | 16165485.8216 | 17109295.5871 | 18040152.1183 | 18958343.9297 | 19864153.9181 | 20757859.4751 | 21639732.5982 | 22510039.9998 | 23369043.2132 | 24216998.6974 | 25054157.9392 | 25880767.5537 | 26697069.3823 | 27503300.5893 | 28299693.7558 | 29086476.973 | 29863873.932 | 30632104.0134 | 31391382.3736
Commercial_Office_New_Miscellaneous_Natural Gas_Miscellaneous_E2_Codes & Standards Forecast | Commercial | Office | New | Miscellaneous | Natural Gas | Miscellaneous | E2 |  | Codes & Standards Forecast | 0 | 0 | 0 | 0 | 0 | 0 | 0 | 0 | 0 | 0 | 0 | 0 | 0 | 0 | 0 | 0 | 0 | 0 | 0 | 0 | 0 | 0 | 0 | 0 | 0 | 0 | 0 | 0 | 0 | 0 | 0
Commercial_Office_New_Miscellaneous_Natural Gas_Miscellaneous_E3_Codes & Standards Forecast | Commercial | Office | New | Miscellaneous | Natural Gas | Miscellaneous | E3 |  | Codes & Standards Forecast | 0 | 0 | 0 | 0 | 0 | 0 | 0 | 0 | 0 | 0 | 0 | 0 | 0 | 0 | 0 | 0 | 0 | 0 | 0 | 0 | 0 | 0 | 0 | 0 | 0 | 0 | 0 | 0 | 0 | 0 | 0
Commercial_Office_New_Miscellaneous_Natural Gas_Miscellaneous_E4_Codes & Standards Forecast | Commercial | Office | New | Miscellaneous | Natural Gas | Miscellaneous | E4 |  | Codes & Standards Forecast | 0 | 0 | 0 | 0 | 0 | 0 | 0 | 0 | 0 | 0 | 0 | 0 | 0 | 0 | 0 | 0 | 0 | 0 | 0 | 0 | 0 | 0 | 0 | 0 | 0 | 0 | 0 | 0 | 0 | 0 | 0
Commercial_Office_New_Miscellaneous_Natural Gas_Miscellaneous_E5_Codes & Standards Forecast | Commercial | Office | New | Miscellaneous | Natural Gas | Miscellaneous | E5 |  | Codes & Standards Forecast | 0 | 0 | 0 | 0 | 0 | 0 | 0 | 0 | 0 | 0 | 0 | 0 | 0 | 0 | 0 | 0 | 0 | 0 | 0 | 0 | 0 | 0 | 0 | 0 | 0 | 0 | 0 | 0 | 0 | 0 | 0
Commercial_Office_New_Miscellaneous_Natural Gas_Miscellaneous_E6_Codes & Standards Forecast | Commercial | Office | New | Miscellaneous | Natural Gas | Miscellaneous | E6 |  | Codes & Standards Forecast | 0 | 0 | 0 | 0 | 0 | 0 | 0 | 0 | 0 | 0 | 0 | 0 | 0 | 0 | 0 | 0 | 0 | 0 | 0 | 0 | 0 | 0 | 0 | 0 | 0 | 0 | 0 | 0 | 0 | 0 | 0
Commercial_Office_New_Miscellaneous_Natural Gas_Miscellaneous_E7_Codes & Standards Forecast | Commercial | Office | New | Miscellaneous | Natural Gas | Miscellaneous | E7 |  | Codes & Standards Forecast | 0 | 0 | 0 | 0 | 0 | 0 | 0 | 0 | 0 | 0 | 0 | 0 | 0 | 0 | 0 | 0 | 0 | 0 | 0 | 0 | 0 | 0 | 0 | 0 | 0 | 0 | 0 | 0 | 0 | 0 | 0
Commercial_Office_New_Miscellaneous_Natural Gas_Miscellaneous_E8_Codes & Standards Forecast | Commercial | Office | New | Miscellaneous | Natural Gas | Miscellaneous | E8 |  | Codes & Standards Forecast | 0 | 0 | 0 | 0 | 0 | 0 | 0 | 0 | 0 | 0 | 0 | 0 | 0 | 0 | 0 | 0 | 0 | 0 | 0 | 0 | 0 | 0 | 0 | 0 | 0 | 0 | 0 | 0 | 0 | 0 | 0
Commercial_Office_New_Miscellaneous_Natural Gas_Miscellaneous_E9_Codes & Standards Forecast | Commercial | Office | New | Miscellaneous | Natural Gas | Miscellaneous | E9 |  | Codes & Standards Forecast | 0 | 0 | 0 | 0 | 0 | 0 | 0 | 0 | 0 | 0 | 0 | 0 | 0 | 0 | 0 | 0 | 0 | 0 | 0 | 0 | 0 | 0 | 0 | 0 | 0 | 0 | 0 | 0 | 0 | 0 | 0
Commercial_Office_New_Miscellaneous_Natural Gas_Miscellaneous_E10_Codes & Standards Forecast | Commercial | Office | New | Miscellaneous | Natural Gas | Miscellaneous | E10 |  | Codes & Standards Forecast | 0 | 0 | 0 | 0 | 0 | 0 | 0 | 0 | 0 | 0 | 0 | 0 | 0 | 0 | 0 | 0 | 0 | 0 | 0 | 0 | 0 | 0 | 0 | 0 | 0 | 0 | 0 | 0 | 0 | 0 | 0
Commercial_Office_New_Miscellaneous_Natural Gas_Miscellaneous_Vintage_Codes & Standards Forecast | Commercial | Office | New | Miscellaneous | Natural Gas | Miscellaneous | Vintage | Vintage | Codes & Standards Forecast | 0 | 0 | 0 | 0 | 0 | 0 | 0 | 0 | 0 | 0 | 0 | 0 | 0 | 0 | 0 | 0 | 0 | 0 | 0 | 0 | 0 | 0 | 0 | 0 | 0 | 0 | 0 | 0 | 0 | 0 | 0
Commercial_Retail_Existing_Space Heating_Natural Gas_Furnace_E1_Codes & Standards Forecast | Commercial | Retail | Existing | Space Heating | Natural Gas | Furnace | E1 | AFUE 80% (Standard) | Codes & Standards Forecast | 0 | 856495.977 | 1734278.3981 | 2627840.2017 | 3532220.9862 | 3461576.5665 | 3392345.0351 | 3324498.1344 | 3258008.1717 | 3192848.0083 | 3128991.0481 | 3066411.2272 | 3005083.0026 | 2944981.3426 | 2886081.7157 | 2828360.0814 | 2771792.8798 | 2716357.0222 | 2662029.8817 | 2562990.7753 | 2422448.2175 | 2243597.5153 | 2029592.8292 | 1836000.8978 | 1660874.6583 | 1502452.7678 | 1359141.8884 | 1229500.6622 | 1112225.2144 | 1006136.0401 | 910166.1409
Commercial_Retail_Existing_Space Heating_Natural Gas_Furnace_E2_Codes & Standards Forecast | Commercial | Retail | Existing | Space Heating | Natural Gas | Furnace | E2 | AFUE 90% | Codes & Standards Forecast | 0 | 0 | 0 | 0 | 0 | 0 | 0 | 0 | 0 | 0 | 0 | 0 | 0 | 0 | 0 | 0 | 0 | 0 | 0 | 0 | 0 | 0 | 0 | 0 | 0 | 0 | 0 | 0 | 0 | 0 | 0
Commercial_Retail_Existing_Space Heating_Natural Gas_Furnace_E3_Codes & Standards Forecast | Commercial | Retail | Existing | Space Heating | Natural Gas | Furnace | E3 | AFUE 95% | Codes & Standards Forecast | 0 | 0 | 0 | 0 | 0 | 981384.7766 | 1963715.7819 | 2943441.0753 | 3917392.7936 | 4882754.3887 | 5837030.4832 | 6778019.1399 | 7618058.457 | 8365544.5404 | 9028210.4096 | 9613177.7071 | 10127004.3888 | 10575728.7068 | 10964909.7728 | 11345463.4766 | 11718869.7235 | 12086246.6493 | 12448407.8928 | 12753435.9244 | 13006633.3732 | 13212846.5119 | 13376504.1875 | 13501653.411 | 13591991.8953 | 13650897.8056 | 13681456.9636
Commercial_Retail_Existing_Space Heating_Natural Gas_Furnace_E4_Codes & Standards Forecast | Commercial | Retail | Existing | Space Heating | Natural Gas | Furnace | E4 |  | Codes & Standards Forecast | 0 | 0 | 0 | 0 | 0 | 0 | 0 | 0 | 0 | 0 | 0 | 0 | 0 | 0 | 0 | 0 | 0 | 0 | 0 | 0 | 0 | 0 | 0 | 0 | 0 | 0 | 0 | 0 | 0 | 0 | 0
Commercial_Retail_Existing_Space Heating_Natural Gas_Furnace_E5_Codes & Standards Forecast | Commercial | Retail | Existing | Space Heating | Natural Gas | Furnace | E5 |  | Codes & Standards Forecast | 0 | 0 | 0 | 0 | 0 | 0 | 0 | 0 | 0 | 0 | 0 | 0 | 0 | 0 | 0 | 0 | 0 | 0 | 0 | 0 | 0 | 0 | 0 | 0 | 0 | 0 | 0 | 0 | 0 | 0 | 0
Commercial_Retail_Existing_Space Heating_Natural Gas_Furnace_E6_Codes & Standards Forecast | Commercial | Retail | Existing | Space Heating | Natural Gas | Furnace | E6 |  | Codes & Standards Forecast | 0 | 0 | 0 | 0 | 0 | 0 | 0 | 0 | 0 | 0 | 0 | 0 | 0 | 0 | 0 | 0 | 0 | 0 | 0 | 0 | 0 | 0 | 0 | 0 | 0 | 0 | 0 | 0 | 0 | 0 | 0
Commercial_Retail_Existing_Space Heating_Natural Gas_Furnace_E7_Codes & Standards Forecast | Commercial | Retail | Existing | Space Heating | Natural Gas | Furnace | E7 |  | Codes & Standards Forecast | 0 | 0 | 0 | 0 | 0 | 0 | 0 | 0 | 0 | 0 | 0 | 0 | 0 | 0 | 0 | 0 | 0 | 0 | 0 | 0 | 0 | 0 | 0 | 0 | 0 | 0 | 0 | 0 | 0 | 0 | 0
Commercial_Retail_Existing_Space Heating_Natural Gas_Furnace_E8_Codes & Standards Forecast | Commercial | Retail | Existing | Space Heating | Natural Gas | Furnace | E8 |  | Codes & Standards Forecast | 0 | 0 | 0 | 0 | 0 | 0 | 0 | 0 | 0 | 0 | 0 | 0 | 0 | 0 | 0 | 0 | 0 | 0 | 0 | 0 | 0 | 0 | 0 | 0 | 0 | 0 | 0 | 0 | 0 | 0 | 0
Commercial_Retail_Existing_Space Heating_Natural Gas_Furnace_E9_Codes & Standards Forecast | Commercial | Retail | Existing | Space Heating | Natural Gas | Furnace | E9 |  | Codes & Standards Forecast | 0 | 0 | 0 | 0 | 0 | 0 | 0 | 0 | 0 | 0 | 0 | 0 | 0 | 0 | 0 | 0 | 0 | 0 | 0 | 0 | 0 | 0 | 0 | 0 | 0 | 0 | 0 | 0 | 0 | 0 | 0
Commercial_Retail_Existing_Space Heating_Natural Gas_Furnace_E10_Codes & Standards Forecast | Commercial | Retail | Existing | Space Heating | Natural Gas | Furnace | E10 |  | Codes & Standards Forecast | 0 | 0 | 0 | 0 | 0 | 0 | 0 | 0 | 0 | 0 | 0 | 0 | 0 | 0 | 0 | 0 | 0 | 0 | 0 | 0 | 0 | 0 | 0 | 0 | 0 | 0 | 0 | 0 | 0 | 0 | 0
Commercial_Retail_Existing_Space Heating_Natural Gas_Furnace_Vintage_Codes & Standards Forecast | Commercial | Retail | Existing | Space Heating | Natural Gas | Furnace | Vintage | Vintage | Codes & Standards Forecast | 33429562.3676 | 31904475.1432 | 30371473.2997 | 28835796.4621 | 27302142.9444 | 25774715.309 | 24257262.3019 | 22753117.4468 | 21265234.558 | 19796220.416 | 18348364.8254 | 16923668.2624 | 15609595.1974 | 14397556.0409 | 13279628.16 | 12248504.0911 | 11297443.7735 | 10420230.4922 | 9611130.2423 | 8864854.247 | 8176524.3878 | 7541641.3177 | 6956055.0507 | 6415937.835 | 5917759.1325 | 5458262.541 | 5034444.5084 | 4643534.6995 | 4282977.8876 | 3950417.2516 | 3643678.9709
Commercial_Retail_Existing_Space Heating_Natural Gas_Boiler_E1_Codes & Standards Forecast | Commercial | Retail | Existing | Space Heating | Natural Gas | Boiler | E1 | AFUE 80% (Standard) | Codes & Standards Forecast | 0 | 71711.964 | 141194.3379 | 208437.9236 | 273442.3859 | 267973.5382 | 262614.0674 | 257361.7861 | 252214.5504 | 247170.2594 | 242226.8542 | 237382.3171 | 232634.6708 | 227981.9773 | 223422.3378 | 218953.891 | 214574.8132 | 210283.317 | 206077.6506 | 201956.0976 | 197916.9756 | 190275.907 | 179497.0511 | 166000.6443 | 150166.7367 | 135843.1402 | 122885.7946 | 111164.3803 | 100561.0086 | 90969.0355 | 82291.989
Commercial_Retail_Existing_Space Heating_Natural Gas_Boiler_E2_Codes & Standards Forecast | Commercial | Retail | Existing | Space Heating | Natural Gas | Boiler | E2 | AFUE 85% | Codes & Standards Forecast | 0 | 0 | 0 | 0 | 0 | 0 | 0 | 0 | 0 | 0 | 0 | 0 | 0 | 0 | 0 | 0 | 0 | 0 | 0 | 0 | 0 | 0 | 0 | 0 | 0 | 0 | 0 | 0 | 0 | 0 | 0
Commercial_Retail_Existing_Space Heating_Natural Gas_Boiler_E3_Codes & Standards Forecast | Commercial | Retail | Existing | Space Heating | Natural Gas | Boiler | E3 | AFUE 98% | Codes & Standards Forecast | 0 | 0 | 0 | 0 | 0 | 68241.5345 | 134155.9009 | 197764.9808 | 259095.5017 | 318178.3114 | 375047.7372 | 429741.0195 | 482297.812 | 532759.7414 | 581170.0189 | 627573.0992 | 672014.3804 | 714539.9414 | 755196.3116 | 794030.2698 | 831088.6689 | 870101.013 | 905956.2946 | 938978.4388 | 969449.2269 | 994109.352 | 1013626.0761 | 1028594.7618 | 1039546.5493 | 1046955.2138 | 1051243.2896
Commercial_Retail_Existing_Space Heating_Natural Gas_Boiler_E4_Codes & Standards Forecast | Commercial | Retail | Existing | Space Heating | Natural Gas | Boiler | E4 | Convert to NG Air Source Heat Pump | Codes & Standards Forecast | 0 | 0 | 0 | 0 | 0 | 0 | 0 | 0 | 0 | 0 | 0 | 0 | 0 | 0 | 0 | 0 | 0 | 0 | 0 | 0 | 0 | 0 | 0 | 0 | 0 | 0 | 0 | 0 | 0 | 0 | 0
Commercial_Retail_Existing_Space Heating_Natural Gas_Boiler_E5_Codes & Standards Forecast | Commercial | Retail | Existing | Space Heating | Natural Gas | Boiler | E5 |  | Codes & Standards Forecast | 0 | 0 | 0 | 0 | 0 | 0 | 0 | 0 | 0 | 0 | 0 | 0 | 0 | 0 | 0 | 0 | 0 | 0 | 0 | 0 | 0 | 0 | 0 | 0 | 0 | 0 | 0 | 0 | 0 | 0 | 0
Commercial_Retail_Existing_Space Heating_Natural Gas_Boiler_E6_Codes & Standards Forecast | Commercial | Retail | Existing | Space Heating | Natural Gas | Boiler | E6 |  | Codes & Standards Forecast | 0 | 0 | 0 | 0 | 0 | 0 | 0 | 0 | 0 | 0 | 0 | 0 | 0 | 0 | 0 | 0 | 0 | 0 | 0 | 0 | 0 | 0 | 0 | 0 | 0 | 0 | 0 | 0 | 0 | 0 | 0
Commercial_Retail_Existing_Space Heating_Natural Gas_Boiler_E7_Codes & Standards Forecast | Commercial | Retail | Existing | Space Heating | Natural Gas | Boiler | E7 |  | Codes & Standards Forecast | 0 | 0 | 0 | 0 | 0 | 0 | 0 | 0 | 0 | 0 | 0 | 0 | 0 | 0 | 0 | 0 | 0 | 0 | 0 | 0 | 0 | 0 | 0 | 0 | 0 | 0 | 0 | 0 | 0 | 0 | 0
Commercial_Retail_Existing_Space Heating_Natural Gas_Boiler_E8_Codes & Standards Forecast | Commercial | Retail | Existing | Space Heating | Natural Gas | Boiler | E8 |  | Codes & Standards Forecast | 0 | 0 | 0 | 0 | 0 | 0 | 0 | 0 | 0 | 0 | 0 | 0 | 0 | 0 | 0 | 0 | 0 | 0 | 0 | 0 | 0 | 0 | 0 | 0 | 0 | 0 | 0 | 0 | 0 | 0 | 0
Commercial_Retail_Existing_Space Heating_Natural Gas_Boiler_E9_Codes & Standards Forecast | Commercial | Retail | Existing | Space Heating | Natural Gas | Boiler | E9 |  | Codes & Standards Forecast | 0 | 0 | 0 | 0 | 0 | 0 | 0 | 0 | 0 | 0 | 0 | 0 | 0 | 0 | 0 | 0 | 0 | 0 | 0 | 0 | 0 | 0 | 0 | 0 | 0 | 0 | 0 | 0 | 0 | 0 | 0
Commercial_Retail_Existing_Space Heating_Natural Gas_Boiler_E10_Codes & Standards Forecast | Commercial | Retail | Existing | Space Heating | Natural Gas | Boiler | E10 |  | Codes & Standards Forecast | 0 | 0 | 0 | 0 | 0 | 0 | 0 | 0 | 0 | 0 | 0 | 0 | 0 | 0 | 0 | 0 | 0 | 0 | 0 | 0 | 0 | 0 | 0 | 0 | 0 | 0 | 0 | 0 | 0 | 0 | 0
Commercial_Retail_Existing_Space Heating_Natural Gas_Boiler_Vintage_Codes & Standards Forecast | Commercial | Retail | Existing | Space Heating | Natural Gas | Boiler | Vintage | Vintage | Codes & Standards Forecast | 2414790.626 | 2294782.8495 | 2177970.5793 | 2064343.6953 | 1953883.6006 | 1846564.3941 | 1742353.9092 | 1641214.633 | 1543104.5198 | 1447977.7097 | 1355785.1635 | 1266475.2232 | 1179994.1058 | 1096286.3381 | 1015295.139 | 936962.7556 | 861230.7572 | 788040.2934 | 717332.3185 | 649047.7878 | 583127.8275 | 519513.8827 | 462839.6409 | 412348.0437 | 367364.6208 | 327288.4803 | 291584.2825 | 259775.088 | 231435.9875 | 206188.4252 | 183695.1425
Commercial_Retail_Existing_Space Heating_Natural Gas_Unit Heater_E1_Codes & Standards Forecast | Commercial | Retail | Existing | Space Heating | Natural Gas | Unit Heater | E1 | Standard | Codes & Standards Forecast | 0 | 11481.9602 | 43986.3457 | 105351.4827 | 201925.8845 | 197887.3668 | 193929.6195 | 190051.0271 | 186250.0066 | 182525.0064 | 178874.5063 | 173956.788 | 165530.9917 | 150799.6649 | 126671.7185 | 106404.2435 | 89379.5646 | 75078.8342 | 60693.2903 | 44217.3549 | 24278.683 | 0 | 0 | 0 | 0 | 0 | 0 | 0 | 0 | 0 | 0
Commercial_Retail_Existing_Space Heating_Natural Gas_Unit Heater_E2_Codes & Standards Forecast | Commercial | Retail | Existing | Space Heating | Natural Gas | Unit Heater | E2 | Condensing | Codes & Standards Forecast | 0 | 0 | 0 | 0 | 0 | 140869.1569 | 325826.0819 | 557797.8472 | 838855.5357 | 1170330.0626 | 1543341.5389 | 1951421.7824 | 2389953.6141 | 2855721.7835 | 3346555.1737 | 3844600.5603 | 4346470.4057 | 4774406.8251 | 5139353.2328 | 5450555.1154 | 5715827.738 | 5941781.3945 | 6104898.0938 | 6233994.0234 | 6333105.0644 | 6405820.3295 | 6455331.0312 | 6484474.0161 | 6495770.548 | 6491460.857 | 6473534.9177
Commercial_Retail_Existing_Space Heating_Natural Gas_Unit Heater_E3_Codes & Standards Forecast | Commercial | Retail | Existing | Space Heating | Natural Gas | Unit Heater | E3 | Infrared Radiant | Codes & Standards Forecast | 0 | 0 | 0 | 0 | 0 | 0 | 0 | 0 | 0 | 0 | 0 | 0 | 0 | 0 | 0 | 0 | 0 | 0 | 0 | 0 | 0 | 0 | 0 | 0 | 0 | 0 | 0 | 0 | 0 | 0 | 0
Commercial_Retail_Existing_Space Heating_Natural Gas_Unit Heater_E4_Codes & Standards Forecast | Commercial | Retail | Existing | Space Heating | Natural Gas | Unit Heater | E4 |  | Codes & Standards Forecast | 0 | 0 | 0 | 0 | 0 | 0 | 0 | 0 | 0 | 0 | 0 | 0 | 0 | 0 | 0 | 0 | 0 | 0 | 0 | 0 | 0 | 0 | 0 | 0 | 0 | 0 | 0 | 0 | 0 | 0 | 0
Commercial_Retail_Existing_Space Heating_Natural Gas_Unit Heater_E5_Codes & Standards Forecast | Commercial | Retail | Existing | Space Heating | Natural Gas | Unit Heater | E5 |  | Codes & Standards Forecast | 0 | 0 | 0 | 0 | 0 | 0 | 0 | 0 | 0 | 0 | 0 | 0 | 0 | 0 | 0 | 0 | 0 | 0 | 0 | 0 | 0 | 0 | 0 | 0 | 0 | 0 | 0 | 0 | 0 | 0 | 0
Commercial_Retail_Existing_Space Heating_Natural Gas_Unit Heater_E6_Codes & Standards Forecast | Commercial | Retail | Existing | Space Heating | Natural Gas | Unit Heater | E6 |  | Codes & Standards Forecast | 0 | 0 | 0 | 0 | 0 | 0 | 0 | 0 | 0 | 0 | 0 | 0 | 0 | 0 | 0 | 0 | 0 | 0 | 0 | 0 | 0 | 0 | 0 | 0 | 0 | 0 | 0 | 0 | 0 | 0 | 0
Commercial_Retail_Existing_Space Heating_Natural Gas_Unit Heater_E7_Codes & Standards Forecast | Commercial | Retail | Existing | Space Heating | Natural Gas | Unit Heater | E7 |  | Codes & Standards Forecast | 0 | 0 | 0 | 0 | 0 | 0 | 0 | 0 | 0 | 0 | 0 | 0 | 0 | 0 | 0 | 0 | 0 | 0 | 0 | 0 | 0 | 0 | 0 | 0 | 0 | 0 | 0 | 0 | 0 | 0 | 0
Commercial_Retail_Existing_Space Heating_Natural Gas_Unit Heater_E8_Codes & Standards Forecast | Commercial | Retail | Existing | Space Heating | Natural Gas | Unit Heater | E8 |  | Codes & Standards Forecast | 0 | 0 | 0 | 0 | 0 | 0 | 0 | 0 | 0 | 0 | 0 | 0 | 0 | 0 | 0 | 0 | 0 | 0 | 0 | 0 | 0 | 0 | 0 | 0 | 0 | 0 | 0 | 0 | 0 | 0 | 0
Commercial_Retail_Existing_Space Heating_Natural Gas_Unit Heater_E9_Codes & Standards Forecast | Commercial | Retail | Existing | Space Heating | Natural Gas | Unit Heater | E9 |  | Codes & Standards Forecast | 0 | 0 | 0 | 0 | 0 | 0 | 0 | 0 | 0 | 0 | 0 | 0 | 0 | 0 | 0 | 0 | 0 | 0 | 0 | 0 | 0 | 0 | 0 | 0 | 0 | 0 | 0 | 0 | 0 | 0 | 0
Commercial_Retail_Existing_Space Heating_Natural Gas_Unit Heater_E10_Codes & Standards Forecast | Commercial | Retail | Existing | Space Heating | Natural Gas | Unit Heater | E10 |  | Codes & Standards Forecast | 0 | 0 | 0 | 0 | 0 | 0 | 0 | 0 | 0 | 0 | 0 | 0 | 0 | 0 | 0 | 0 | 0 | 0 | 0 | 0 | 0 | 0 | 0 | 0 | 0 | 0 | 0 | 0 | 0 | 0 | 0
Commercial_Retail_Existing_Space Heating_Natural Gas_Unit Heater_Vintage_Codes & Standards Forecast | Commercial | Retail | Existing | Space Heating | Natural Gas | Unit Heater | Vintage | Vintage | Codes & Standards Forecast | 13918947.6687 | 13629086.7551 | 13323770.9953 | 12995050.7115 | 12636468.2658 | 12242869.7436 | 11810238.0405 | 11335544.9928 | 10816620.4475 | 10252036.4009 | 9650577.5954 | 9019959.1974 | 8366946.4065 | 7697460.9438 | 7016675.8521 | 6329099.8856 | 5638652.6254 | 5023526.8844 | 4475505.7698 | 3987268.7767 | 3552294.0011 | 3164771.0191 | 2819523.2716 | 2511938.9147 | 2237909.2149 | 1993773.6642 | 1776271.0826 | 1582496.0554 | 1409860.1221 | 1256057.1997 | 1119032.7779
Commercial_Retail_Existing_Water Heating_Natural Gas_Water Heater_E1_Codes & Standards Forecast | Commercial | Retail | Existing | Water Heating | Natural Gas | Water Heater | E1 | TE 0.80 | Codes & Standards Forecast | 0 | 360914.3049 | 745977.0577 | 1149868.6801 | 1567931.9107 | 1996097.3471 | 2430817.1649 | 2869006.1222 | 3307989.0522 | 3745454.1359 | 4179411.3224 | 4608155.3342 | 4972433.676 | 5279632.8385 | 5536326.4356 | 5748364.0239 | 5920950.2296 | 6058715.2399 | 6165777.6029 | 6245800.1731 | 6302039.9513 | 6337392.485 | 6354431.4226 | 6355443.7502 | 6342461.1814 | 6317288.1216 | 6281526.5777 | 6236598.35 | 6183764.7992 | 6124144.4558 | 6058728.7063
Commercial_Retail_Existing_Water Heating_Natural Gas_Water Heater_E2_Codes & Standards Forecast | Commercial | Retail | Existing | Water Heating | Natural Gas | Water Heater | E2 | TE 0.90 | Codes & Standards Forecast | 0 | 0 | 0 | 0 | 0 | 0 | 0 | 0 | 0 | 0 | 0 | 0 | 0 | 0 | 0 | 0 | 0 | 0 | 0 | 0 | 0 | 0 | 0 | 0 | 0 | 0 | 0 | 0 | 0 | 0 | 0
Commercial_Retail_Existing_Water Heating_Natural Gas_Water Heater_E3_Codes & Standards Forecast | Commercial | Retail | Existing | Water Heating | Natural Gas | Water Heater | E3 | TE 0.94 | Codes & Standards Forecast | 0 | 0 | 0 | 0 | 0 | 0 | 0 | 0 | 0 | 0 | 0 | 0 | 0 | 0 | 0 | 0 | 0 | 0 | 0 | 0 | 0 | 0 | 0 | 0 | 0 | 0 | 0 | 0 | 0 | 0 | 0
Commercial_Retail_Existing_Water Heating_Natural Gas_Water Heater_E4_Codes & Standards Forecast | Commercial | Retail | Existing | Water Heating | Natural Gas | Water Heater | E4 | Instantaneous TE 0.94 | Codes & Standards Forecast | 0 | 0 | 0 | 0 | 0 | 0 | 0 | 0 | 0 | 0 | 0 | 0 | 0 | 0 | 0 | 0 | 0 | 0 | 0 | 0 | 0 | 0 | 0 | 0 | 0 | 0 | 0 | 0 | 0 | 0 | 0
Commercial_Retail_Existing_Water Heating_Natural Gas_Water Heater_E5_Codes & Standards Forecast | Commercial | Retail | Existing | Water Heating | Natural Gas | Water Heater | E5 | Gas-Fired Absorption HPWH | Codes & Standards Forecast | 0 | 0 | 0 | 0 | 0 | 0 | 0 | 0 | 0 | 0 | 0 | 0 | 0 | 0 | 0 | 0 | 0 | 0 | 0 | 0 | 0 | 0 | 0 | 0 | 0 | 0 | 0 | 0 | 0 | 0 | 0
Commercial_Retail_Existing_Water Heating_Natural Gas_Water Heater_E6_Codes & Standards Forecast | Commercial | Retail | Existing | Water Heating | Natural Gas | Water Heater | E6 |  | Codes & Standards Forecast | 0 | 0 | 0 | 0 | 0 | 0 | 0 | 0 | 0 | 0 | 0 | 0 | 0 | 0 | 0 | 0 | 0 | 0 | 0 | 0 | 0 | 0 | 0 | 0 | 0 | 0 | 0 | 0 | 0 | 0 | 0
Commercial_Retail_Existing_Water Heating_Natural Gas_Water Heater_E7_Codes & Standards Forecast | Commercial | Retail | Existing | Water Heating | Natural Gas | Water Heater | E7 |  | Codes & Standards Forecast | 0 | 0 | 0 | 0 | 0 | 0 | 0 | 0 | 0 | 0 | 0 | 0 | 0 | 0 | 0 | 0 | 0 | 0 | 0 | 0 | 0 | 0 | 0 | 0 | 0 | 0 | 0 | 0 | 0 | 0 | 0
Commercial_Retail_Existing_Water Heating_Natural Gas_Water Heater_E8_Codes & Standards Forecast | Commercial | Retail | Existing | Water Heating | Natural Gas | Water Heater | E8 |  | Codes & Standards Forecast | 0 | 0 | 0 | 0 | 0 | 0 | 0 | 0 | 0 | 0 | 0 | 0 | 0 | 0 | 0 | 0 | 0 | 0 | 0 | 0 | 0 | 0 | 0 | 0 | 0 | 0 | 0 | 0 | 0 | 0 | 0
Commercial_Retail_Existing_Water Heating_Natural Gas_Water Heater_E9_Codes & Standards Forecast | Commercial | Retail | Existing | Water Heating | Natural Gas | Water Heater | E9 |  | Codes & Standards Forecast | 0 | 0 | 0 | 0 | 0 | 0 | 0 | 0 | 0 | 0 | 0 | 0 | 0 | 0 | 0 | 0 | 0 | 0 | 0 | 0 | 0 | 0 | 0 | 0 | 0 | 0 | 0 | 0 | 0 | 0 | 0
Commercial_Retail_Existing_Water Heating_Natural Gas_Water Heater_E10_Codes & Standards Forecast | Commercial | Retail | Existing | Water Heating | Natural Gas | Water Heater | E10 |  | Codes & Standards Forecast | 0 | 0 | 0 | 0 | 0 | 0 | 0 | 0 | 0 | 0 | 0 | 0 | 0 | 0 | 0 | 0 | 0 | 0 | 0 | 0 | 0 | 0 | 0 | 0 | 0 | 0 | 0 | 0 | 0 | 0 | 0
Commercial_Retail_Existing_Water Heating_Natural Gas_Water Heater_Vintage_Codes & Standards Forecast | Commercial | Retail | Existing | Water Heating | Natural Gas | Water Heater | Vintage | Vintage | Codes & Standards Forecast | 12153236.7961 | 11549257.7553 | 10925991.5612 | 10288660.5665 | 9641826.7509 | 8989466.1413 | 8335035.0537 | 7681529.0521 | 7031535.4186 | 6387279.8455 | 5750667.9793 | 5123322.3816 | 4564414.4854 | 4066478.3597 | 3622862.5386 | 3227641.1708 | 2875534.8613 | 2561840.1491 | 2282366.6783 | 2033381.2225 | 1811557.8164 | 1613933.3273 | 1437867.8734 | 1281009.56 | 1141263.0625 | 1016761.6375 | 905842.1862 | 807023.0386 | 718984.1616 | 640549.5258 | 570671.3957
Commercial_Retail_Existing_Food Preparation_Natural Gas_Oven_E1_Codes & Standards Forecast | Commercial | Retail | Existing | Food Preparation | Natural Gas | Oven | E1 | Standard | Codes & Standards Forecast | 0 | 59220.9933 | 133484.1189 | 218403.2331 | 310573.9476 | 407360.6508 | 506729.5563 | 607117.8349 | 707331.0363 | 806462.6887 | 879143.6011 | 931187.8994 | 967151.8429 | 990605.564 | 1004346.111 | 1010564.4728 | 1010976.5261 | 1006925.6962 | 999463.4437 | 989412.3637 | 977415.6565 | 963975.9108 | 949485.5094 | 934250.4669 | 918509.1169 | 902446.7636 | 886207.1662 | 869901.5438 | 853615.6334 | 837415.2231 | 821350.4901
Commercial_Retail_Existing_Food Preparation_Natural Gas_Oven_E2_Codes & Standards Forecast | Commercial | Retail | Existing | Food Preparation | Natural Gas | Oven | E2 | ENERGY STAR (EF ≥ 44%) Convection Oven utilizing ASTM Std F1496 | Codes & Standards Forecast | 0 | 0 | 0 | 0 | 0 | 0 | 0 | 0 | 0 | 0 | 0 | 0 | 0 | 0 | 0 | 0 | 0 | 0 | 0 | 0 | 0 | 0 | 0 | 0 | 0 | 0 | 0 | 0 | 0 | 0 | 0
Commercial_Retail_Existing_Food Preparation_Natural Gas_Oven_E3_Codes & Standards Forecast | Commercial | Retail | Existing | Food Preparation | Natural Gas | Oven | E3 |  | Codes & Standards Forecast | 0 | 0 | 0 | 0 | 0 | 0 | 0 | 0 | 0 | 0 | 0 | 0 | 0 | 0 | 0 | 0 | 0 | 0 | 0 | 0 | 0 | 0 | 0 | 0 | 0 | 0 | 0 | 0 | 0 | 0 | 0
Commercial_Retail_Existing_Food Preparation_Natural Gas_Oven_E4_Codes & Standards Forecast | Commercial | Retail | Existing | Food Preparation | Natural Gas | Oven | E4 |  | Codes & Standards Forecast | 0 | 0 | 0 | 0 | 0 | 0 | 0 | 0 | 0 | 0 | 0 | 0 | 0 | 0 | 0 | 0 | 0 | 0 | 0 | 0 | 0 | 0 | 0 | 0 | 0 | 0 | 0 | 0 | 0 | 0 | 0
Commercial_Retail_Existing_Food Preparation_Natural Gas_Oven_E5_Codes & Standards Forecast | Commercial | Retail | Existing | Food Preparation | Natural Gas | Oven | E5 |  | Codes & Standards Forecast | 0 | 0 | 0 | 0 | 0 | 0 | 0 | 0 | 0 | 0 | 0 | 0 | 0 | 0 | 0 | 0 | 0 | 0 | 0 | 0 | 0 | 0 | 0 | 0 | 0 | 0 | 0 | 0 | 0 | 0 | 0
Commercial_Retail_Existing_Food Preparation_Natural Gas_Oven_E6_Codes & Standards Forecast | Commercial | Retail | Existing | Food Preparation | Natural Gas | Oven | E6 |  | Codes & Standards Forecast | 0 | 0 | 0 | 0 | 0 | 0 | 0 | 0 | 0 | 0 | 0 | 0 | 0 | 0 | 0 | 0 | 0 | 0 | 0 | 0 | 0 | 0 | 0 | 0 | 0 | 0 | 0 | 0 | 0 | 0 | 0
Commercial_Retail_Existing_Food Preparation_Natural Gas_Oven_E7_Codes & Standards Forecast | Commercial | Retail | Existing | Food Preparation | Natural Gas | Oven | E7 |  | Codes & Standards Forecast | 0 | 0 | 0 | 0 | 0 | 0 | 0 | 0 | 0 | 0 | 0 | 0 | 0 | 0 | 0 | 0 | 0 | 0 | 0 | 0 | 0 | 0 | 0 | 0 | 0 | 0 | 0 | 0 | 0 | 0 | 0
Commercial_Retail_Existing_Food Preparation_Natural Gas_Oven_E8_Codes & Standards Forecast | Commercial | Retail | Existing | Food Preparation | Natural Gas | Oven | E8 |  | Codes & Standards Forecast | 0 | 0 | 0 | 0 | 0 | 0 | 0 | 0 | 0 | 0 | 0 | 0 | 0 | 0 | 0 | 0 | 0 | 0 | 0 | 0 | 0 | 0 | 0 | 0 | 0 | 0 | 0 | 0 | 0 | 0 | 0
Commercial_Retail_Existing_Food Preparation_Natural Gas_Oven_E9_Codes & Standards Forecast | Commercial | Retail | Existing | Food Preparation | Natural Gas | Oven | E9 |  | Codes & Standards Forecast | 0 | 0 | 0 | 0 | 0 | 0 | 0 | 0 | 0 | 0 | 0 | 0 | 0 | 0 | 0 | 0 | 0 | 0 | 0 | 0 | 0 | 0 | 0 | 0 | 0 | 0 | 0 | 0 | 0 | 0 | 0
Commercial_Retail_Existing_Food Preparation_Natural Gas_Oven_E10_Codes & Standards Forecast | Commercial | Retail | Existing | Food Preparation | Natural Gas | Oven | E10 |  | Codes & Standards Forecast | 0 | 0 | 0 | 0 | 0 | 0 | 0 | 0 | 0 | 0 | 0 | 0 | 0 | 0 | 0 | 0 | 0 | 0 | 0 | 0 | 0 | 0 | 0 | 0 | 0 | 0 | 0 | 0 | 0 | 0 | 0
Commercial_Retail_Existing_Food Preparation_Natural Gas_Oven_Vintage_Codes & Standards Forecast | Commercial | Retail | Existing | Food Preparation | Natural Gas | Oven | Vintage | Vintage | Codes & Standards Forecast | 1510739.6249 | 1421303.8391 | 1317430.2169 | 1203492.8159 | 1082884.1805 | 958228.3147 | 831547.6299 | 704393.8076 | 577950.3733 | 453113.0927 | 355240.6647 | 278508.6811 | 218350.806 | 171187.0319 | 134210.633 | 105221.1363 | 82493.3708 | 64674.8027 | 50705.0453 | 39752.7556 | 31166.1604 | 24434.2697 | 19156.4675 | 15018.6705 | 11774.6377 | 9231.3159 | 7237.3517 | 5674.0837 | 4448.4816 | 3487.6096 | 2734.2859
Commercial_Retail_Existing_Food Preparation_Natural Gas_Conveyor Oven_E1_Codes & Standards Forecast | Commercial | Retail | Existing | Food Preparation | Natural Gas | Conveyor Oven | E1 | Standard | Codes & Standards Forecast | 0 | 0 | 0 | 0 | 0 | 2731.1779 | 10170.9066 | 23712.1305 | 44295.9385 | 72515.2892 | 106227.3574 | 143767.0772 | 183843.5475 | 225458.8229 | 267844.2567 | 310410.6021 | 352708.9017 | 383683.8288 | 405824.9707 | 421083.289 | 430987.4802 | 436735.2025 | 439264.5965 | 439310.3574 | 437447.6956 | 434126.8013 | 429699.864 | 424442.2562 | 418569.1403 | 412248.4893 | 405611.2932
Commercial_Retail_Existing_Food Preparation_Natural Gas_Conveyor Oven_E2_Codes & Standards Forecast | Commercial | Retail | Existing | Food Preparation | Natural Gas | Conveyor Oven | E2 | ENERGY STAR (EF ≥ 44%) Convection Oven utilizing ASTM Std F1496 | Codes & Standards Forecast | 0 | 0 | 0 | 0 | 0 | 0 | 0 | 0 | 0 | 0 | 0 | 0 | 0 | 0 | 0 | 0 | 0 | 0 | 0 | 0 | 0 | 0 | 0 | 0 | 0 | 0 | 0 | 0 | 0 | 0 | 0
Commercial_Retail_Existing_Food Preparation_Natural Gas_Conveyor Oven_E3_Codes & Standards Forecast | Commercial | Retail | Existing | Food Preparation | Natural Gas | Conveyor Oven | E3 |  | Codes & Standards Forecast | 0 | 0 | 0 | 0 | 0 | 0 | 0 | 0 | 0 | 0 | 0 | 0 | 0 | 0 | 0 | 0 | 0 | 0 | 0 | 0 | 0 | 0 | 0 | 0 | 0 | 0 | 0 | 0 | 0 | 0 | 0
Commercial_Retail_Existing_Food Preparation_Natural Gas_Conveyor Oven_E4_Codes & Standards Forecast | Commercial | Retail | Existing | Food Preparation | Natural Gas | Conveyor Oven | E4 |  | Codes & Standards Forecast | 0 | 0 | 0 | 0 | 0 | 0 | 0 | 0 | 0 | 0 | 0 | 0 | 0 | 0 | 0 | 0 | 0 | 0 | 0 | 0 | 0 | 0 | 0 | 0 | 0 | 0 | 0 | 0 | 0 | 0 | 0
Commercial_Retail_Existing_Food Preparation_Natural Gas_Conveyor Oven_E5_Codes & Standards Forecast | Commercial | Retail | Existing | Food Preparation | Natural Gas | Conveyor Oven | E5 |  | Codes & Standards Forecast | 0 | 0 | 0 | 0 | 0 | 0 | 0 | 0 | 0 | 0 | 0 | 0 | 0 | 0 | 0 | 0 | 0 | 0 | 0 | 0 | 0 | 0 | 0 | 0 | 0 | 0 | 0 | 0 | 0 | 0 | 0
Commercial_Retail_Existing_Food Preparation_Natural Gas_Conveyor Oven_E6_Codes & Standards Forecast | Commercial | Retail | Existing | Food Preparation | Natural Gas | Conveyor Oven | E6 |  | Codes & Standards Forecast | 0 | 0 | 0 | 0 | 0 | 0 | 0 | 0 | 0 | 0 | 0 | 0 | 0 | 0 | 0 | 0 | 0 | 0 | 0 | 0 | 0 | 0 | 0 | 0 | 0 | 0 | 0 | 0 | 0 | 0 | 0
Commercial_Retail_Existing_Food Preparation_Natural Gas_Conveyor Oven_E7_Codes & Standards Forecast | Commercial | Retail | Existing | Food Preparation | Natural Gas | Conveyor Oven | E7 |  | Codes & Standards Forecast | 0 | 0 | 0 | 0 | 0 | 0 | 0 | 0 | 0 | 0 | 0 | 0 | 0 | 0 | 0 | 0 | 0 | 0 | 0 | 0 | 0 | 0 | 0 | 0 | 0 | 0 | 0 | 0 | 0 | 0 | 0
Commercial_Retail_Existing_Food Preparation_Natural Gas_Conveyor Oven_E8_Codes & Standards Forecast | Commercial | Retail | Existing | Food Preparation | Natural Gas | Conveyor Oven | E8 |  | Codes & Standards Forecast | 0 | 0 | 0 | 0 | 0 | 0 | 0 | 0 | 0 | 0 | 0 | 0 | 0 | 0 | 0 | 0 | 0 | 0 | 0 | 0 | 0 | 0 | 0 | 0 | 0 | 0 | 0 | 0 | 0 | 0 | 0
Commercial_Retail_Existing_Food Preparation_Natural Gas_Conveyor Oven_E9_Codes & Standards Forecast | Commercial | Retail | Existing | Food Preparation | Natural Gas | Conveyor Oven | E9 |  | Codes & Standards Forecast | 0 | 0 | 0 | 0 | 0 | 0 | 0 | 0 | 0 | 0 | 0 | 0 | 0 | 0 | 0 | 0 | 0 | 0 | 0 | 0 | 0 | 0 | 0 | 0 | 0 | 0 | 0 | 0 | 0 | 0 | 0
Commercial_Retail_Existing_Food Preparation_Natural Gas_Conveyor Oven_E10_Codes & Standards Forecast | Commercial | Retail | Existing | Food Preparation | Natural Gas | Conveyor Oven | E10 |  | Codes & Standards Forecast | 0 | 0 | 0 | 0 | 0 | 0 | 0 | 0 | 0 | 0 | 0 | 0 | 0 | 0 | 0 | 0 | 0 | 0 | 0 | 0 | 0 | 0 | 0 | 0 | 0 | 0 | 0 | 0 | 0 | 0 | 0
Commercial_Retail_Existing_Food Preparation_Natural Gas_Conveyor Oven_Vintage_Codes & Standards Forecast | Commercial | Retail | Existing | Food Preparation | Natural Gas | Conveyor Oven | Vintage | Vintage | Codes & Standards Forecast | 755369.8125 | 740262.4162 | 725457.1679 | 710948.0245 | 696729.064 | 680063.3048 | 658967.6865 | 632043.6907 | 598344.7663 | 557272.6015 | 510964.7755 | 461081.213 | 408907.777 | 355437.475 | 301434.1153 | 247482.2025 | 194026.0467 | 152116.4206 | 119259.2738 | 93499.2707 | 73303.4282 | 57469.8877 | 45056.392 | 35324.2113 | 27694.1817 | 21712.2384 | 17022.3949 | 13345.5576 | 10462.9172 | 8202.9271 | 6431.0948
Commercial_Retail_Existing_Food Preparation_Natural Gas_Double Rack Oven_E1_Codes & Standards Forecast | Commercial | Retail | Existing | Food Preparation | Natural Gas | Double Rack Oven | E1 | Standard | Codes & Standards Forecast | 0 | 16450.2759 | 38511.9237 | 65145.8546 | 95456.4481 | 128672.8047 | 164132.4227 | 201266.9834 | 239589.976 | 278685.9225 | 311343.3073 | 338419.9799 | 360662.663 | 378721.2862 | 393161.4729 | 404475.4169 | 413091.3574 | 419381.8324 | 423670.8678 | 426240.2404 | 427334.9326 | 427167.8846 | 425924.1338 | 423764.4197 | 420828.3253 | 417237.0122 | 413095.6039 | 408495.2609 | 403514.9892 | 398223.2147 | 392679.1545
Commercial_Retail_Existing_Food Preparation_Natural Gas_Double Rack Oven_E2_Codes & Standards Forecast | Commercial | Retail | Existing | Food Preparation | Natural Gas | Double Rack Oven | E2 | FTSC Qualified (>50% Cooking Efficiency) | Codes & Standards Forecast | 0 | 0 | 0 | 0 | 0 | 0 | 0 | 0 | 0 | 0 | 0 | 0 | 0 | 0 | 0 | 0 | 0 | 0 | 0 | 0 | 0 | 0 | 0 | 0 | 0 | 0 | 0 | 0 | 0 | 0 | 0
Commercial_Retail_Existing_Food Preparation_Natural Gas_Double Rack Oven_E3_Codes & Standards Forecast | Commercial | Retail | Existing | Food Preparation | Natural Gas | Double Rack Oven | E3 |  | Codes & Standards Forecast | 0 | 0 | 0 | 0 | 0 | 0 | 0 | 0 | 0 | 0 | 0 | 0 | 0 | 0 | 0 | 0 | 0 | 0 | 0 | 0 | 0 | 0 | 0 | 0 | 0 | 0 | 0 | 0 | 0 | 0 | 0
Commercial_Retail_Existing_Food Preparation_Natural Gas_Double Rack Oven_E4_Codes & Standards Forecast | Commercial | Retail | Existing | Food Preparation | Natural Gas | Double Rack Oven | E4 |  | Codes & Standards Forecast | 0 | 0 | 0 | 0 | 0 | 0 | 0 | 0 | 0 | 0 | 0 | 0 | 0 | 0 | 0 | 0 | 0 | 0 | 0 | 0 | 0 | 0 | 0 | 0 | 0 | 0 | 0 | 0 | 0 | 0 | 0
Commercial_Retail_Existing_Food Preparation_Natural Gas_Double Rack Oven_E5_Codes & Standards Forecast | Commercial | Retail | Existing | Food Preparation | Natural Gas | Double Rack Oven | E5 |  | Codes & Standards Forecast | 0 | 0 | 0 | 0 | 0 | 0 | 0 | 0 | 0 | 0 | 0 | 0 | 0 | 0 | 0 | 0 | 0 | 0 | 0 | 0 | 0 | 0 | 0 | 0 | 0 | 0 | 0 | 0 | 0 | 0 | 0
Commercial_Retail_Existing_Food Preparation_Natural Gas_Double Rack Oven_E6_Codes & Standards Forecast | Commercial | Retail | Existing | Food Preparation | Natural Gas | Double Rack Oven | E6 |  | Codes & Standards Forecast | 0 | 0 | 0 | 0 | 0 | 0 | 0 | 0 | 0 | 0 | 0 | 0 | 0 | 0 | 0 | 0 | 0 | 0 | 0 | 0 | 0 | 0 | 0 | 0 | 0 | 0 | 0 | 0 | 0 | 0 | 0
Commercial_Retail_Existing_Food Preparation_Natural Gas_Double Rack Oven_E7_Codes & Standards Forecast | Commercial | Retail | Existing | Food Preparation | Natural Gas | Double Rack Oven | E7 |  | Codes & Standards Forecast | 0 | 0 | 0 | 0 | 0 | 0 | 0 | 0 | 0 | 0 | 0 | 0 | 0 | 0 | 0 | 0 | 0 | 0 | 0 | 0 | 0 | 0 | 0 | 0 | 0 | 0 | 0 | 0 | 0 | 0 | 0
Commercial_Retail_Existing_Food Preparation_Natural Gas_Double Rack Oven_E8_Codes & Standards Forecast | Commercial | Retail | Existing | Food Preparation | Natural Gas | Double Rack Oven | E8 |  | Codes & Standards Forecast | 0 | 0 | 0 | 0 | 0 | 0 | 0 | 0 | 0 | 0 | 0 | 0 | 0 | 0 | 0 | 0 | 0 | 0 | 0 | 0 | 0 | 0 | 0 | 0 | 0 | 0 | 0 | 0 | 0 | 0 | 0
Commercial_Retail_Existing_Food Preparation_Natural Gas_Double Rack Oven_E9_Codes & Standards Forecast | Commercial | Retail | Existing | Food Preparation | Natural Gas | Double Rack Oven | E9 |  | Codes & Standards Forecast | 0 | 0 | 0 | 0 | 0 | 0 | 0 | 0 | 0 | 0 | 0 | 0 | 0 | 0 | 0 | 0 | 0 | 0 | 0 | 0 | 0 | 0 | 0 | 0 | 0 | 0 | 0 | 0 | 0 | 0 | 0
Commercial_Retail_Existing_Food Preparation_Natural Gas_Double Rack Oven_E10_Codes & Standards Forecast | Commercial | Retail | Existing | Food Preparation | Natural Gas | Double Rack Oven | E10 |  | Codes & Standards Forecast | 0 | 0 | 0 | 0 | 0 | 0 | 0 | 0 | 0 | 0 | 0 | 0 | 0 | 0 | 0 | 0 | 0 | 0 | 0 | 0 | 0 | 0 | 0 | 0 | 0 | 0 | 0 | 0 | 0 | 0 | 0
Commercial_Retail_Existing_Food Preparation_Natural Gas_Double Rack Oven_Vintage_Codes & Standards Forecast | Commercial | Retail | Existing | Food Preparation | Natural Gas | Double Rack Oven | Vintage | Vintage | Codes & Standards Forecast | 755369.8125 | 723812.1403 | 686945.2442 | 645802.1699 | 601272.616 | 554121.678 | 505006.1704 | 454488.8378 | 403050.7288 | 351101.9682 | 305848.8256 | 266428.3103 | 232088.6614 | 202175.0117 | 176116.8991 | 153417.3877 | 133643.591 | 116418.4171 | 101413.3767 | 88342.3192 | 76955.9759 | 67037.2056 | 58396.8547 | 50870.149 | 44313.552 | 38602.0275 | 33626.6551 | 29292.5529 | 25517.0683 | 22228.2017 | 19363.2335
Commercial_Retail_Existing_Food Preparation_Natural Gas_Fryer_E1_Codes & Standards Forecast | Commercial | Retail | Existing | Food Preparation | Natural Gas | Fryer | E1 | Standard | Codes & Standards Forecast | 0 | 78776.3191 | 162823.4901 | 159567.0203 | 156375.6799 | 153248.1663 | 150183.203 | 147179.5389 | 144235.9482 | 127947.2333 | 100310.6309 | 78643.5346 | 61656.5312 | 48338.7204 | 22016.6759 | 0 | 0 | 0 | 0 | 0 | 0 | 0 | 0 | 0 | 0 | 0 | 0 | 0 | 0 | 0 | 0
Commercial_Retail_Existing_Food Preparation_Natural Gas_Fryer_E2_Codes & Standards Forecast | Commercial | Retail | Existing | Food Preparation | Natural Gas | Fryer | E2 | ENERGY STAR | Codes & Standards Forecast | 0 | 0 | 0 | 91413.3949 | 185854.8798 | 282437.5338 | 380388.2543 | 479034.8804 | 577794.7326 | 689568.4104 | 811924.3114 | 927172.833 | 1023670.4198 | 1104040.212 | 1186390.4506 | 1254688.3088 | 1292358.4865 | 1322428.285 | 1345796.6546 | 1363263.0821 | 1375538.4689 | 1383254.8227 | 1386973.8906 | 1387194.8501 | 1384361.1608 | 1378866.6682 | 1371061.0402 | 1361254.6115 | 1349722.6977 | 1336709.439 | 1322431.2243
Commercial_Retail_Existing_Food Preparation_Natural Gas_Fryer_E3_Codes & Standards Forecast | Commercial | Retail | Existing | Food Preparation | Natural Gas | Fryer | E3 |  | Codes & Standards Forecast | 0 | 0 | 0 | 0 | 0 | 0 | 0 | 0 | 0 | 0 | 0 | 0 | 0 | 0 | 0 | 0 | 0 | 0 | 0 | 0 | 0 | 0 | 0 | 0 | 0 | 0 | 0 | 0 | 0 | 0 | 0
Commercial_Retail_Existing_Food Preparation_Natural Gas_Fryer_E4_Codes & Standards Forecast | Commercial | Retail | Existing | Food Preparation | Natural Gas | Fryer | E4 |  | Codes & Standards Forecast | 0 | 0 | 0 | 0 | 0 | 0 | 0 | 0 | 0 | 0 | 0 | 0 | 0 | 0 | 0 | 0 | 0 | 0 | 0 | 0 | 0 | 0 | 0 | 0 | 0 | 0 | 0 | 0 | 0 | 0 | 0
Commercial_Retail_Existing_Food Preparation_Natural Gas_Fryer_E5_Codes & Standards Forecast | Commercial | Retail | Existing | Food Preparation | Natural Gas | Fryer | E5 |  | Codes & Standards Forecast | 0 | 0 | 0 | 0 | 0 | 0 | 0 | 0 | 0 | 0 | 0 | 0 | 0 | 0 | 0 | 0 | 0 | 0 | 0 | 0 | 0 | 0 | 0 | 0 | 0 | 0 | 0 | 0 | 0 | 0 | 0
Commercial_Retail_Existing_Food Preparation_Natural Gas_Fryer_E6_Codes & Standards Forecast | Commercial | Retail | Existing | Food Preparation | Natural Gas | Fryer | E6 |  | Codes & Standards Forecast | 0 | 0 | 0 | 0 | 0 | 0 | 0 | 0 | 0 | 0 | 0 | 0 | 0 | 0 | 0 | 0 | 0 | 0 | 0 | 0 | 0 | 0 | 0 | 0 | 0 | 0 | 0 | 0 | 0 | 0 | 0
Commercial_Retail_Existing_Food Preparation_Natural Gas_Fryer_E7_Codes & Standards Forecast | Commercial | Retail | Existing | Food Preparation | Natural Gas | Fryer | E7 |  | Codes & Standards Forecast | 0 | 0 | 0 | 0 | 0 | 0 | 0 | 0 | 0 | 0 | 0 | 0 | 0 | 0 | 0 | 0 | 0 | 0 | 0 | 0 | 0 | 0 | 0 | 0 | 0 | 0 | 0 | 0 | 0 | 0 | 0
Commercial_Retail_Existing_Food Preparation_Natural Gas_Fryer_E8_Codes & Standards Forecast | Commercial | Retail | Existing | Food Preparation | Natural Gas | Fryer | E8 |  | Codes & Standards Forecast | 0 | 0 | 0 | 0 | 0 | 0 | 0 | 0 | 0 | 0 | 0 | 0 | 0 | 0 | 0 | 0 | 0 | 0 | 0 | 0 | 0 | 0 | 0 | 0 | 0 | 0 | 0 | 0 | 0 | 0 | 0
Commercial_Retail_Existing_Food Preparation_Natural Gas_Fryer_E9_Codes & Standards Forecast | Commercial | Retail | Existing | Food Preparation | Natural Gas | Fryer | E9 |  | Codes & Standards Forecast | 0 | 0 | 0 | 0 | 0 | 0 | 0 | 0 | 0 | 0 | 0 | 0 | 0 | 0 | 0 | 0 | 0 | 0 | 0 | 0 | 0 | 0 | 0 | 0 | 0 | 0 | 0 | 0 | 0 | 0 | 0
Commercial_Retail_Existing_Food Preparation_Natural Gas_Fryer_E10_Codes & Standards Forecast | Commercial | Retail | Existing | Food Preparation | Natural Gas | Fryer | E10 |  | Codes & Standards Forecast | 0 | 0 | 0 | 0 | 0 | 0 | 0 | 0 | 0 | 0 | 0 | 0 | 0 | 0 | 0 | 0 | 0 | 0 | 0 | 0 | 0 | 0 | 0 | 0 | 0 | 0 | 0 | 0 | 0 | 0 | 0
Commercial_Retail_Existing_Food Preparation_Natural Gas_Fryer_Vintage_Codes & Standards Forecast | Commercial | Retail | Existing | Food Preparation | Natural Gas | Fryer | Vintage | Vintage | Codes & Standards Forecast | 2652671.9703 | 2520842.2118 | 2384802.6702 | 2245693.2219 | 2104509.6047 | 1962119.6609 | 1819277.7965 | 1676637.8495 | 1534764.5427 | 1394143.6752 | 1255191.1902 | 1118261.2422 | 996269.1067 | 887585.2042 | 790757.7273 | 704493.248 | 627639.4391 | 559169.6821 | 498169.3532 | 443823.6055 | 395406.4849 | 352271.232 | 313841.6431 | 279604.3729 | 249102.0777 | 221927.3056 | 197717.0541 | 176147.9209 | 156931.7841 | 139811.9531 | 124559.74
Commercial_Retail_Existing_Food Preparation_Natural Gas_Broiler_E1_Codes & Standards Forecast | Commercial | Retail | Existing | Food Preparation | Natural Gas | Broiler | E1 | Standard | Codes & Standards Forecast | 0 | 17809.8271 | 37331.3765 | 58176.6138 | 80012.6116 | 102554.3099 | 125558.2133 | 148816.9038 | 172154.264 | 195421.3192 | 214780.393 | 230753.3631 | 243794.4793 | 254299.0872 | 262611.2278 | 269030.2565 | 273816.6097 | 277196.8279 | 279367.9308 | 280501.2288 | 280745.6429 | 280230.5966 | 279068.5351 | 277357.1194 | 275181.1378 | 272614.1707 | 269720.0407 | 266554.0757 | 263164.2094 | 259591.9393 | 255873.1617
Commercial_Retail_Existing_Food Preparation_Natural Gas_Broiler_E2_Codes & Standards Forecast | Commercial | Retail | Existing | Food Preparation | Natural Gas | Broiler | E2 | Infrared Burners | Codes & Standards Forecast | 0 | 0 | 0 | 0 | 0 | 0 | 0 | 0 | 0 | 0 | 0 | 0 | 0 | 0 | 0 | 0 | 0 | 0 | 0 | 0 | 0 | 0 | 0 | 0 | 0 | 0 | 0 | 0 | 0 | 0 | 0
Commercial_Retail_Existing_Food Preparation_Natural Gas_Broiler_E3_Codes & Standards Forecast | Commercial | Retail | Existing | Food Preparation | Natural Gas | Broiler | E3 |  | Codes & Standards Forecast | 0 | 0 | 0 | 0 | 0 | 0 | 0 | 0 | 0 | 0 | 0 | 0 | 0 | 0 | 0 | 0 | 0 | 0 | 0 | 0 | 0 | 0 | 0 | 0 | 0 | 0 | 0 | 0 | 0 | 0 | 0
Commercial_Retail_Existing_Food Preparation_Natural Gas_Broiler_E4_Codes & Standards Forecast | Commercial | Retail | Existing | Food Preparation | Natural Gas | Broiler | E4 |  | Codes & Standards Forecast | 0 | 0 | 0 | 0 | 0 | 0 | 0 | 0 | 0 | 0 | 0 | 0 | 0 | 0 | 0 | 0 | 0 | 0 | 0 | 0 | 0 | 0 | 0 | 0 | 0 | 0 | 0 | 0 | 0 | 0 | 0
Commercial_Retail_Existing_Food Preparation_Natural Gas_Broiler_E5_Codes & Standards Forecast | Commercial | Retail | Existing | Food Preparation | Natural Gas | Broiler | E5 |  | Codes & Standards Forecast | 0 | 0 | 0 | 0 | 0 | 0 | 0 | 0 | 0 | 0 | 0 | 0 | 0 | 0 | 0 | 0 | 0 | 0 | 0 | 0 | 0 | 0 | 0 | 0 | 0 | 0 | 0 | 0 | 0 | 0 | 0
Commercial_Retail_Existing_Food Preparation_Natural Gas_Broiler_E6_Codes & Standards Forecast | Commercial | Retail | Existing | Food Preparation | Natural Gas | Broiler | E6 |  | Codes & Standards Forecast | 0 | 0 | 0 | 0 | 0 | 0 | 0 | 0 | 0 | 0 | 0 | 0 | 0 | 0 | 0 | 0 | 0 | 0 | 0 | 0 | 0 | 0 | 0 | 0 | 0 | 0 | 0 | 0 | 0 | 0 | 0
Commercial_Retail_Existing_Food Preparation_Natural Gas_Broiler_E7_Codes & Standards Forecast | Commercial | Retail | Existing | Food Preparation | Natural Gas | Broiler | E7 |  | Codes & Standards Forecast | 0 | 0 | 0 | 0 | 0 | 0 | 0 | 0 | 0 | 0 | 0 | 0 | 0 | 0 | 0 | 0 | 0 | 0 | 0 | 0 | 0 | 0 | 0 | 0 | 0 | 0 | 0 | 0 | 0 | 0 | 0
Commercial_Retail_Existing_Food Preparation_Natural Gas_Broiler_E8_Codes & Standards Forecast | Commercial | Retail | Existing | Food Preparation | Natural Gas | Broiler | E8 |  | Codes & Standards Forecast | 0 | 0 | 0 | 0 | 0 | 0 | 0 | 0 | 0 | 0 | 0 | 0 | 0 | 0 | 0 | 0 | 0 | 0 | 0 | 0 | 0 | 0 | 0 | 0 | 0 | 0 | 0 | 0 | 0 | 0 | 0
Commercial_Retail_Existing_Food Preparation_Natural Gas_Broiler_E9_Codes & Standards Forecast | Commercial | Retail | Existing | Food Preparation | Natural Gas | Broiler | E9 |  | Codes & Standards Forecast | 0 | 0 | 0 | 0 | 0 | 0 | 0 | 0 | 0 | 0 | 0 | 0 | 0 | 0 | 0 | 0 | 0 | 0 | 0 | 0 | 0 | 0 | 0 | 0 | 0 | 0 | 0 | 0 | 0 | 0 | 0
Commercial_Retail_Existing_Food Preparation_Natural Gas_Broiler_E10_Codes & Standards Forecast | Commercial | Retail | Existing | Food Preparation | Natural Gas | Broiler | E10 |  | Codes & Standards Forecast | 0 | 0 | 0 | 0 | 0 | 0 | 0 | 0 | 0 | 0 | 0 | 0 | 0 | 0 | 0 | 0 | 0 | 0 | 0 | 0 | 0 | 0 | 0 | 0 | 0 | 0 | 0 | 0 | 0 | 0 | 0
Commercial_Retail_Existing_Food Preparation_Natural Gas_Broiler_Vintage_Codes & Standards Forecast | Commercial | Retail | Existing | Food Preparation | Natural Gas | Broiler | Vintage | Vintage | Codes & Standards Forecast | 490678.9101 | 463055.5048 | 433916.6488 | 403646.451 | 372573.9919 | 340980.5615 | 309105.9607 | 277153.9867 | 245297.2087 | 213681.124 | 186140.0014 | 162148.6234 | 141249.4675 | 123043.9806 | 107184.9786 | 93370.0258 | 81335.6669 | 70852.4032 | 61720.3157 | 53765.2528 | 46835.5091 | 40798.9324 | 35540.4033 | 30959.6402 | 26969.2866 | 23493.2452 | 20465.2269 | 17827.4866 | 15529.7216 | 13528.1131 | 11784.4896
Commercial_Retail_Existing_Food Preparation_Natural Gas_Griddle_E1_Codes & Standards Forecast | Commercial | Retail | Existing | Food Preparation | Natural Gas | Griddle | E1 | Standard | Codes & Standards Forecast | 0 | 62260.68 | 130505.3032 | 203377.3553 | 279712.9684 | 358515.6125 | 438934.0614 | 520243.2105 | 601827.3778 | 683165.7688 | 750842.3998 | 806681.683 | 852271.6124 | 888994.2618 | 918052.3499 | 940492.3819 | 957224.8076 | 969041.5806 | 976631.4545 | 980593.3067 | 981447.7443 | 979647.214 | 975584.8084 | 969601.9371 | 961995.008 | 953021.2478 | 942903.7715 | 931835.9979 | 919985.4965 | 907497.3369 | 894497.0074
Commercial_Retail_Existing_Food Preparation_Natural Gas_Griddle_E2_Codes & Standards Forecast | Commercial | Retail | Existing | Food Preparation | Natural Gas | Griddle | E2 | ENERGY STAR | Codes & Standards Forecast | 0 | 0 | 0 | 0 | 0 | 0 | 0 | 0 | 0 | 0 | 0 | 0 | 0 | 0 | 0 | 0 | 0 | 0 | 0 | 0 | 0 | 0 | 0 | 0 | 0 | 0 | 0 | 0 | 0 | 0 | 0
Commercial_Retail_Existing_Food Preparation_Natural Gas_Griddle_E3_Codes & Standards Forecast | Commercial | Retail | Existing | Food Preparation | Natural Gas | Griddle | E3 |  | Codes & Standards Forecast | 0 | 0 | 0 | 0 | 0 | 0 | 0 | 0 | 0 | 0 | 0 | 0 | 0 | 0 | 0 | 0 | 0 | 0 | 0 | 0 | 0 | 0 | 0 | 0 | 0 | 0 | 0 | 0 | 0 | 0 | 0
Commercial_Retail_Existing_Food Preparation_Natural Gas_Griddle_E4_Codes & Standards Forecast | Commercial | Retail | Existing | Food Preparation | Natural Gas | Griddle | E4 |  | Codes & Standards Forecast | 0 | 0 | 0 | 0 | 0 | 0 | 0 | 0 | 0 | 0 | 0 | 0 | 0 | 0 | 0 | 0 | 0 | 0 | 0 | 0 | 0 | 0 | 0 | 0 | 0 | 0 | 0 | 0 | 0 | 0 | 0
Commercial_Retail_Existing_Food Preparation_Natural Gas_Griddle_E5_Codes & Standards Forecast | Commercial | Retail | Existing | Food Preparation | Natural Gas | Griddle | E5 |  | Codes & Standards Forecast | 0 | 0 | 0 | 0 | 0 | 0 | 0 | 0 | 0 | 0 | 0 | 0 | 0 | 0 | 0 | 0 | 0 | 0 | 0 | 0 | 0 | 0 | 0 | 0 | 0 | 0 | 0 | 0 | 0 | 0 | 0
Commercial_Retail_Existing_Food Preparation_Natural Gas_Griddle_E6_Codes & Standards Forecast | Commercial | Retail | Existing | Food Preparation | Natural Gas | Griddle | E6 |  | Codes & Standards Forecast | 0 | 0 | 0 | 0 | 0 | 0 | 0 | 0 | 0 | 0 | 0 | 0 | 0 | 0 | 0 | 0 | 0 | 0 | 0 | 0 | 0 | 0 | 0 | 0 | 0 | 0 | 0 | 0 | 0 | 0 | 0
Commercial_Retail_Existing_Food Preparation_Natural Gas_Griddle_E7_Codes & Standards Forecast | Commercial | Retail | Existing | Food Preparation | Natural Gas | Griddle | E7 |  | Codes & Standards Forecast | 0 | 0 | 0 | 0 | 0 | 0 | 0 | 0 | 0 | 0 | 0 | 0 | 0 | 0 | 0 | 0 | 0 | 0 | 0 | 0 | 0 | 0 | 0 | 0 | 0 | 0 | 0 | 0 | 0 | 0 | 0
Commercial_Retail_Existing_Food Preparation_Natural Gas_Griddle_E8_Codes & Standards Forecast | Commercial | Retail | Existing | Food Preparation | Natural Gas | Griddle | E8 |  | Codes & Standards Forecast | 0 | 0 | 0 | 0 | 0 | 0 | 0 | 0 | 0 | 0 | 0 | 0 | 0 | 0 | 0 | 0 | 0 | 0 | 0 | 0 | 0 | 0 | 0 | 0 | 0 | 0 | 0 | 0 | 0 | 0 | 0
Commercial_Retail_Existing_Food Preparation_Natural Gas_Griddle_E9_Codes & Standards Forecast | Commercial | Retail | Existing | Food Preparation | Natural Gas | Griddle | E9 |  | Codes & Standards Forecast | 0 | 0 | 0 | 0 | 0 | 0 | 0 | 0 | 0 | 0 | 0 | 0 | 0 | 0 | 0 | 0 | 0 | 0 | 0 | 0 | 0 | 0 | 0 | 0 | 0 | 0 | 0 | 0 | 0 | 0 | 0
Commercial_Retail_Existing_Food Preparation_Natural Gas_Griddle_E10_Codes & Standards Forecast | Commercial | Retail | Existing | Food Preparation | Natural Gas | Griddle | E10 |  | Codes & Standards Forecast | 0 | 0 | 0 | 0 | 0 | 0 | 0 | 0 | 0 | 0 | 0 | 0 | 0 | 0 | 0 | 0 | 0 | 0 | 0 | 0 | 0 | 0 | 0 | 0 | 0 | 0 | 0 | 0 | 0 | 0 | 0
Commercial_Retail_Existing_Food Preparation_Natural Gas_Griddle_Vintage_Codes & Standards Forecast | Commercial | Retail | Existing | Food Preparation | Natural Gas | Griddle | Vintage | Vintage | Codes & Standards Forecast | 1715345.2662 | 1618777.6808 | 1516912.2904 | 1411091.8864 | 1302466.8885 | 1192020.6473 | 1080591.4732 | 968891.8134 | 857524.9456 | 746999.5082 | 650719.5716 | 566849.049 | 493788.5049 | 430144.6532 | 374703.7868 | 326408.632 | 284338.1861 | 247690.1532 | 215765.6446 | 187955.8504 | 163730.4297 | 142627.3965 | 124244.3099 | 108230.5988 | 94280.8772 | 82129.1197 | 71543.5887 | 62322.415 | 54289.7482 | 47292.4029 | 41196.9376
Commercial_Retail_Existing_Food Preparation_Natural Gas_Range_E1_Codes & Standards Forecast | Commercial | Retail | Existing | Food Preparation | Natural Gas | Range | E1 | Standard | Codes & Standards Forecast | 0 | 92343.324 | 208141.8524 | 340556.269 | 484278.1095 | 635197.6635 | 790143.6468 | 946679.1391 | 1102941.6334 | 1257517.6679 | 1370849.0504 | 1452001.7504 | 1508080.3452 | 1544651.7441 | 1566077.3857 | 1575773.6804 | 1576416.1953 | 1570099.7343 | 1558463.8402 | 1542791.1862 | 1524084.7148 | 1503128.1127 | 1480533.2227 | 1456777.2133 | 1432231.7186 | 1407185.6831 | 1381863.271 | 1356437.906 | 1331043.2777 | 1305781.97 | 1280732.224
Commercial_Retail_Existing_Food Preparation_Natural Gas_Range_E2_Codes & Standards Forecast | Commercial | Retail | Existing | Food Preparation | Natural Gas | Range | E2 | High Efficiency | Codes & Standards Forecast | 0 | 0 | 0 | 0 | 0 | 0 | 0 | 0 | 0 | 0 | 0 | 0 | 0 | 0 | 0 | 0 | 0 | 0 | 0 | 0 | 0 | 0 | 0 | 0 | 0 | 0 | 0 | 0 | 0 | 0 | 0
Commercial_Retail_Existing_Food Preparation_Natural Gas_Range_E3_Codes & Standards Forecast | Commercial | Retail | Existing | Food Preparation | Natural Gas | Range | E3 |  | Codes & Standards Forecast | 0 | 0 | 0 | 0 | 0 | 0 | 0 | 0 | 0 | 0 | 0 | 0 | 0 | 0 | 0 | 0 | 0 | 0 | 0 | 0 | 0 | 0 | 0 | 0 | 0 | 0 | 0 | 0 | 0 | 0 | 0
Commercial_Retail_Existing_Food Preparation_Natural Gas_Range_E4_Codes & Standards Forecast | Commercial | Retail | Existing | Food Preparation | Natural Gas | Range | E4 |  | Codes & Standards Forecast | 0 | 0 | 0 | 0 | 0 | 0 | 0 | 0 | 0 | 0 | 0 | 0 | 0 | 0 | 0 | 0 | 0 | 0 | 0 | 0 | 0 | 0 | 0 | 0 | 0 | 0 | 0 | 0 | 0 | 0 | 0
Commercial_Retail_Existing_Food Preparation_Natural Gas_Range_E5_Codes & Standards Forecast | Commercial | Retail | Existing | Food Preparation | Natural Gas | Range | E5 |  | Codes & Standards Forecast | 0 | 0 | 0 | 0 | 0 | 0 | 0 | 0 | 0 | 0 | 0 | 0 | 0 | 0 | 0 | 0 | 0 | 0 | 0 | 0 | 0 | 0 | 0 | 0 | 0 | 0 | 0 | 0 | 0 | 0 | 0
Commercial_Retail_Existing_Food Preparation_Natural Gas_Range_E6_Codes & Standards Forecast | Commercial | Retail | Existing | Food Preparation | Natural Gas | Range | E6 |  | Codes & Standards Forecast | 0 | 0 | 0 | 0 | 0 | 0 | 0 | 0 | 0 | 0 | 0 | 0 | 0 | 0 | 0 | 0 | 0 | 0 | 0 | 0 | 0 | 0 | 0 | 0 | 0 | 0 | 0 | 0 | 0 | 0 | 0
Commercial_Retail_Existing_Food Preparation_Natural Gas_Range_E7_Codes & Standards Forecast | Commercial | Retail | Existing | Food Preparation | Natural Gas | Range | E7 |  | Codes & Standards Forecast | 0 | 0 | 0 | 0 | 0 | 0 | 0 | 0 | 0 | 0 | 0 | 0 | 0 | 0 | 0 | 0 | 0 | 0 | 0 | 0 | 0 | 0 | 0 | 0 | 0 | 0 | 0 | 0 | 0 | 0 | 0
Commercial_Retail_Existing_Food Preparation_Natural Gas_Range_E8_Codes & Standards Forecast | Commercial | Retail | Existing | Food Preparation | Natural Gas | Range | E8 |  | Codes & Standards Forecast | 0 | 0 | 0 | 0 | 0 | 0 | 0 | 0 | 0 | 0 | 0 | 0 | 0 | 0 | 0 | 0 | 0 | 0 | 0 | 0 | 0 | 0 | 0 | 0 | 0 | 0 | 0 | 0 | 0 | 0 | 0
Commercial_Retail_Existing_Food Preparation_Natural Gas_Range_E9_Codes & Standards Forecast | Commercial | Retail | Existing | Food Preparation | Natural Gas | Range | E9 |  | Codes & Standards Forecast | 0 | 0 | 0 | 0 | 0 | 0 | 0 | 0 | 0 | 0 | 0 | 0 | 0 | 0 | 0 | 0 | 0 | 0 | 0 | 0 | 0 | 0 | 0 | 0 | 0 | 0 | 0 | 0 | 0 | 0 | 0
Commercial_Retail_Existing_Food Preparation_Natural Gas_Range_E10_Codes & Standards Forecast | Commercial | Retail | Existing | Food Preparation | Natural Gas | Range | E10 |  | Codes & Standards Forecast | 0 | 0 | 0 | 0 | 0 | 0 | 0 | 0 | 0 | 0 | 0 | 0 | 0 | 0 | 0 | 0 | 0 | 0 | 0 | 0 | 0 | 0 | 0 | 0 | 0 | 0 | 0 | 0 | 0 | 0 | 0
Commercial_Retail_Existing_Food Preparation_Natural Gas_Range_Vintage_Codes & Standards Forecast | Commercial | Retail | Existing | Food Preparation | Natural Gas | Range | Vintage | Vintage | Codes & Standards Forecast | 2355697.0415 | 2216239.7767 | 2054269.5863 | 1876606.9409 | 1688541.8362 | 1494165.8833 | 1296632.6291 | 1098361.6112 | 901198.3019 | 706539.4687 | 553926.9435 | 434278.7237 | 340474.5194 | 266932.0232 | 209274.7062 | 164071.3696 | 128631.9538 | 100847.4518 | 79064.4022 | 61986.4913 | 48597.4092 | 38100.3688 | 29870.6891 | 23418.6203 | 18360.1983 | 14394.3955 | 11285.2061 | 8847.6015 | 6936.5196 | 5438.2314 | 4263.5734
Commercial_Retail_Existing_Food Preparation_Natural Gas_Steamer_E1_Codes & Standards Forecast | Commercial | Retail | Existing | Food Preparation | Natural Gas | Steamer | E1 | Standard | Codes & Standards Forecast | 0 | 16285.7888 | 34136.8228 | 33454.0863 | 32785.0046 | 32129.3045 | 31486.7184 | 30856.984 | 30239.8444 | 29635.0475 | 27533.6532 | 23984.8712 | 20893.4878 | 18200.5494 | 15854.7008 | 13811.206 | 12031.095 | 10480.4206 | 9129.6108 | 4466.7003 | 0 | 0 | 0 | 0 | 0 | 0 | 0 | 0 | 0 | 0 | 0
Commercial_Retail_Existing_Food Preparation_Natural Gas_Steamer_E2_Codes & Standards Forecast | Commercial | Retail | Existing | Food Preparation | Natural Gas | Steamer | E2 | ENERGY STAR | Codes & Standards Forecast | 0 | 0 | 0 | 19744.1866 | 40380.6967 | 61649.1369 | 83327.116 | 105225.2275 | 127182.6821 | 149063.505 | 168867.3613 | 187022.2601 | 202038.7937 | 214337.4305 | 224284.1258 | 232197.3544 | 238354.2366 | 242995.8742 | 246331.9993 | 252031.2282 | 256721.4274 | 256250.4551 | 255187.8345 | 253622.8696 | 251633.0931 | 249285.7888 | 246639.3178 | 243744.2735 | 240644.4879 | 237377.9073 | 233977.3563
Commercial_Retail_Existing_Food Preparation_Natural Gas_Steamer_E3_Codes & Standards Forecast | Commercial | Retail | Existing | Food Preparation | Natural Gas | Steamer | E3 |  | Codes & Standards Forecast | 0 | 0 | 0 | 0 | 0 | 0 | 0 | 0 | 0 | 0 | 0 | 0 | 0 | 0 | 0 | 0 | 0 | 0 | 0 | 0 | 0 | 0 | 0 | 0 | 0 | 0 | 0 | 0 | 0 | 0 | 0
Commercial_Retail_Existing_Food Preparation_Natural Gas_Steamer_E4_Codes & Standards Forecast | Commercial | Retail | Existing | Food Preparation | Natural Gas | Steamer | E4 |  | Codes & Standards Forecast | 0 | 0 | 0 | 0 | 0 | 0 | 0 | 0 | 0 | 0 | 0 | 0 | 0 | 0 | 0 | 0 | 0 | 0 | 0 | 0 | 0 | 0 | 0 | 0 | 0 | 0 | 0 | 0 | 0 | 0 | 0
Commercial_Retail_Existing_Food Preparation_Natural Gas_Steamer_E5_Codes & Standards Forecast | Commercial | Retail | Existing | Food Preparation | Natural Gas | Steamer | E5 |  | Codes & Standards Forecast | 0 | 0 | 0 | 0 | 0 | 0 | 0 | 0 | 0 | 0 | 0 | 0 | 0 | 0 | 0 | 0 | 0 | 0 | 0 | 0 | 0 | 0 | 0 | 0 | 0 | 0 | 0 | 0 | 0 | 0 | 0
Commercial_Retail_Existing_Food Preparation_Natural Gas_Steamer_E6_Codes & Standards Forecast | Commercial | Retail | Existing | Food Preparation | Natural Gas | Steamer | E6 |  | Codes & Standards Forecast | 0 | 0 | 0 | 0 | 0 | 0 | 0 | 0 | 0 | 0 | 0 | 0 | 0 | 0 | 0 | 0 | 0 | 0 | 0 | 0 | 0 | 0 | 0 | 0 | 0 | 0 | 0 | 0 | 0 | 0 | 0
Commercial_Retail_Existing_Food Preparation_Natural Gas_Steamer_E7_Codes & Standards Forecast | Commercial | Retail | Existing | Food Preparation | Natural Gas | Steamer | E7 |  | Codes & Standards Forecast | 0 | 0 | 0 | 0 | 0 | 0 | 0 | 0 | 0 | 0 | 0 | 0 | 0 | 0 | 0 | 0 | 0 | 0 | 0 | 0 | 0 | 0 | 0 | 0 | 0 | 0 | 0 | 0 | 0 | 0 | 0
Commercial_Retail_Existing_Food Preparation_Natural Gas_Steamer_E8_Codes & Standards Forecast | Commercial | Retail | Existing | Food Preparation | Natural Gas | Steamer | E8 |  | Codes & Standards Forecast | 0 | 0 | 0 | 0 | 0 | 0 | 0 | 0 | 0 | 0 | 0 | 0 | 0 | 0 | 0 | 0 | 0 | 0 | 0 | 0 | 0 | 0 | 0 | 0 | 0 | 0 | 0 | 0 | 0 | 0 | 0
Commercial_Retail_Existing_Food Preparation_Natural Gas_Steamer_E9_Codes & Standards Forecast | Commercial | Retail | Existing | Food Preparation | Natural Gas | Steamer | E9 |  | Codes & Standards Forecast | 0 | 0 | 0 | 0 | 0 | 0 | 0 | 0 | 0 | 0 | 0 | 0 | 0 | 0 | 0 | 0 | 0 | 0 | 0 | 0 | 0 | 0 | 0 | 0 | 0 | 0 | 0 | 0 | 0 | 0 | 0
Commercial_Retail_Existing_Food Preparation_Natural Gas_Steamer_E10_Codes & Standards Forecast | Commercial | Retail | Existing | Food Preparation | Natural Gas | Steamer | E10 |  | Codes & Standards Forecast | 0 | 0 | 0 | 0 | 0 | 0 | 0 | 0 | 0 | 0 | 0 | 0 | 0 | 0 | 0 | 0 | 0 | 0 | 0 | 0 | 0 | 0 | 0 | 0 | 0 | 0 | 0 | 0 | 0 | 0 | 0
Commercial_Retail_Existing_Food Preparation_Natural Gas_Steamer_Vintage_Codes & Standards Forecast | Commercial | Retail | Existing | Food Preparation | Natural Gas | Steamer | Vintage | Vintage | Codes & Standards Forecast | 448690.0986 | 423430.5079 | 396785.1479 | 369105.2584 | 340691.7594 | 311801.8701 | 282654.8708 | 253437.1195 | 224306.4181 | 195395.8131 | 170211.4638 | 148273.0974 | 129162.3426 | 112514.7518 | 98012.8504 | 85380.0831 | 74375.539 | 64789.3584 | 56438.73 | 49164.4048 | 42827.6593 | 37307.6499 | 32499.1083 | 28310.3344 | 24661.4468 | 21482.8604 | 18713.9584 | 16301.9371 | 14200.7985 | 12370.4734 | 10776.0568
Commercial_Retail_Existing_Food Preparation_Natural Gas_Food Prep Other_E1_Codes & Standards Forecast | Commercial | Retail | Existing | Food Preparation | Natural Gas | Food Prep Other | E1 | Standard | Codes & Standards Forecast | 0 | 17588.6519 | 39644.8213 | 64865.8224 | 92240.5508 | 120986.2292 | 150498.8224 | 180314.1698 | 210077.5191 | 239519.6481 | 261105.8998 | 276563.0712 | 287244.3726 | 294210.1345 | 298291.0808 | 300137.9361 | 300260.316 | 299057.2184 | 296840.9272 | 293855.7536 | 290292.7282 | 286301.1199 | 281997.4666 | 277472.6546 | 272797.4692 | 268026.9456 | 263203.7806 | 258361.0061 | 253524.0861 | 248712.5596 | 243941.3293
Commercial_Retail_Existing_Food Preparation_Natural Gas_Food Prep Other_E2_Codes & Standards Forecast | Commercial | Retail | Existing | Food Preparation | Natural Gas | Food Prep Other | E2 | ENERGY STAR | Codes & Standards Forecast | 0 | 0 | 0 | 0 | 0 | 0 | 0 | 0 | 0 | 0 | 0 | 0 | 0 | 0 | 0 | 0 | 0 | 0 | 0 | 0 | 0 | 0 | 0 | 0 | 0 | 0 | 0 | 0 | 0 | 0 | 0
Commercial_Retail_Existing_Food Preparation_Natural Gas_Food Prep Other_E3_Codes & Standards Forecast | Commercial | Retail | Existing | Food Preparation | Natural Gas | Food Prep Other | E3 |  | Codes & Standards Forecast | 0 | 0 | 0 | 0 | 0 | 0 | 0 | 0 | 0 | 0 | 0 | 0 | 0 | 0 | 0 | 0 | 0 | 0 | 0 | 0 | 0 | 0 | 0 | 0 | 0 | 0 | 0 | 0 | 0 | 0 | 0
Commercial_Retail_Existing_Food Preparation_Natural Gas_Food Prep Other_E4_Codes & Standards Forecast | Commercial | Retail | Existing | Food Preparation | Natural Gas | Food Prep Other | E4 |  | Codes & Standards Forecast | 0 | 0 | 0 | 0 | 0 | 0 | 0 | 0 | 0 | 0 | 0 | 0 | 0 | 0 | 0 | 0 | 0 | 0 | 0 | 0 | 0 | 0 | 0 | 0 | 0 | 0 | 0 | 0 | 0 | 0 | 0
Commercial_Retail_Existing_Food Preparation_Natural Gas_Food Prep Other_E5_Codes & Standards Forecast | Commercial | Retail | Existing | Food Preparation | Natural Gas | Food Prep Other | E5 |  | Codes & Standards Forecast | 0 | 0 | 0 | 0 | 0 | 0 | 0 | 0 | 0 | 0 | 0 | 0 | 0 | 0 | 0 | 0 | 0 | 0 | 0 | 0 | 0 | 0 | 0 | 0 | 0 | 0 | 0 | 0 | 0 | 0 | 0
Commercial_Retail_Existing_Food Preparation_Natural Gas_Food Prep Other_E6_Codes & Standards Forecast | Commercial | Retail | Existing | Food Preparation | Natural Gas | Food Prep Other | E6 |  | Codes & Standards Forecast | 0 | 0 | 0 | 0 | 0 | 0 | 0 | 0 | 0 | 0 | 0 | 0 | 0 | 0 | 0 | 0 | 0 | 0 | 0 | 0 | 0 | 0 | 0 | 0 | 0 | 0 | 0 | 0 | 0 | 0 | 0
Commercial_Retail_Existing_Food Preparation_Natural Gas_Food Prep Other_E7_Codes & Standards Forecast | Commercial | Retail | Existing | Food Preparation | Natural Gas | Food Prep Other | E7 |  | Codes & Standards Forecast | 0 | 0 | 0 | 0 | 0 | 0 | 0 | 0 | 0 | 0 | 0 | 0 | 0 | 0 | 0 | 0 | 0 | 0 | 0 | 0 | 0 | 0 | 0 | 0 | 0 | 0 | 0 | 0 | 0 | 0 | 0
Commercial_Retail_Existing_Food Preparation_Natural Gas_Food Prep Other_E8_Codes & Standards Forecast | Commercial | Retail | Existing | Food Preparation | Natural Gas | Food Prep Other | E8 |  | Codes & Standards Forecast | 0 | 0 | 0 | 0 | 0 | 0 | 0 | 0 | 0 | 0 | 0 | 0 | 0 | 0 | 0 | 0 | 0 | 0 | 0 | 0 | 0 | 0 | 0 | 0 | 0 | 0 | 0 | 0 | 0 | 0 | 0
Commercial_Retail_Existing_Food Preparation_Natural Gas_Food Prep Other_E9_Codes & Standards Forecast | Commercial | Retail | Existing | Food Preparation | Natural Gas | Food Prep Other | E9 |  | Codes & Standards Forecast | 0 | 0 | 0 | 0 | 0 | 0 | 0 | 0 | 0 | 0 | 0 | 0 | 0 | 0 | 0 | 0 | 0 | 0 | 0 | 0 | 0 | 0 | 0 | 0 | 0 | 0 | 0 | 0 | 0 | 0 | 0
Commercial_Retail_Existing_Food Preparation_Natural Gas_Food Prep Other_E10_Codes & Standards Forecast | Commercial | Retail | Existing | Food Preparation | Natural Gas | Food Prep Other | E10 |  | Codes & Standards Forecast | 0 | 0 | 0 | 0 | 0 | 0 | 0 | 0 | 0 | 0 | 0 | 0 | 0 | 0 | 0 | 0 | 0 | 0 | 0 | 0 | 0 | 0 | 0 | 0 | 0 | 0 | 0 | 0 | 0 | 0 | 0
Commercial_Retail_Existing_Food Preparation_Natural Gas_Food Prep Other_Vintage_Codes & Standards Forecast | Commercial | Retail | Existing | Food Preparation | Natural Gas | Food Prep Other | Vintage | Vintage | Codes & Standards Forecast | 448690.0986 | 422127.6448 | 391277.1494 | 357437.7089 | 321616.9098 | 284594.0822 | 246969.8828 | 209205.1613 | 171651.4254 | 134574.7175 | 105506.5785 | 82717.1576 | 64850.2515 | 50842.5972 | 39860.5962 | 31250.7074 | 24500.5546 | 19208.4348 | 15059.4129 | 11806.5797 | 9256.3585 | 7256.9851 | 5689.4763 | 4460.5494 | 3497.0707 | 2741.7035 | 2149.4955 | 1685.2045 | 1321.2003 | 1035.821 | 812.0837
Commercial_Retail_Existing_Miscellaneous_Natural Gas_Pool Heater_E1_Codes & Standards Forecast | Commercial | Retail | Existing | Miscellaneous | Natural Gas | Pool Heater | E1 | Standard (EF .82) | Codes & Standards Forecast | 0 | 12173.552 | 23462.4926 | 33983.2333 | 43829.3296 | 53076.3557 | 59951.7409 | 64975.2454 | 68554.2113 | 71007.8482 | 72586.2726 | 73485.4349 | 73858.8222 | 73826.633 | 73482.9704 | 72901.4811 | 72139.7768 | 71242.9004 | 70246.0429 | 69176.6745 | 68056.2141 | 66901.3392 | 65725.0118 | 64537.284 | 63345.9279 | 62156.9307 | 60974.8825 | 59803.2797 | 58644.7637 | 57501.3072 | 56374.3612
Commercial_Retail_Existing_Miscellaneous_Natural Gas_Pool Heater_E2_Codes & Standards Forecast | Commercial | Retail | Existing | Miscellaneous | Natural Gas | Pool Heater | E2 | Condensing (EF .90) | Codes & Standards Forecast | 0 | 0 | 0 | 0 | 0 | 0 | 0 | 0 | 0 | 0 | 0 | 0 | 0 | 0 | 0 | 0 | 0 | 0 | 0 | 0 | 0 | 0 | 0 | 0 | 0 | 0 | 0 | 0 | 0 | 0 | 0
Commercial_Retail_Existing_Miscellaneous_Natural Gas_Pool Heater_E3_Codes & Standards Forecast | Commercial | Retail | Existing | Miscellaneous | Natural Gas | Pool Heater | E3 |  | Codes & Standards Forecast | 0 | 0 | 0 | 0 | 0 | 0 | 0 | 0 | 0 | 0 | 0 | 0 | 0 | 0 | 0 | 0 | 0 | 0 | 0 | 0 | 0 | 0 | 0 | 0 | 0 | 0 | 0 | 0 | 0 | 0 | 0
Commercial_Retail_Existing_Miscellaneous_Natural Gas_Pool Heater_E4_Codes & Standards Forecast | Commercial | Retail | Existing | Miscellaneous | Natural Gas | Pool Heater | E4 |  | Codes & Standards Forecast | 0 | 0 | 0 | 0 | 0 | 0 | 0 | 0 | 0 | 0 | 0 | 0 | 0 | 0 | 0 | 0 | 0 | 0 | 0 | 0 | 0 | 0 | 0 | 0 | 0 | 0 | 0 | 0 | 0 | 0 | 0
Commercial_Retail_Existing_Miscellaneous_Natural Gas_Pool Heater_E5_Codes & Standards Forecast | Commercial | Retail | Existing | Miscellaneous | Natural Gas | Pool Heater | E5 |  | Codes & Standards Forecast | 0 | 0 | 0 | 0 | 0 | 0 | 0 | 0 | 0 | 0 | 0 | 0 | 0 | 0 | 0 | 0 | 0 | 0 | 0 | 0 | 0 | 0 | 0 | 0 | 0 | 0 | 0 | 0 | 0 | 0 | 0
Commercial_Retail_Existing_Miscellaneous_Natural Gas_Pool Heater_E6_Codes & Standards Forecast | Commercial | Retail | Existing | Miscellaneous | Natural Gas | Pool Heater | E6 |  | Codes & Standards Forecast | 0 | 0 | 0 | 0 | 0 | 0 | 0 | 0 | 0 | 0 | 0 | 0 | 0 | 0 | 0 | 0 | 0 | 0 | 0 | 0 | 0 | 0 | 0 | 0 | 0 | 0 | 0 | 0 | 0 | 0 | 0
Commercial_Retail_Existing_Miscellaneous_Natural Gas_Pool Heater_E7_Codes & Standards Forecast | Commercial | Retail | Existing | Miscellaneous | Natural Gas | Pool Heater | E7 |  | Codes & Standards Forecast | 0 | 0 | 0 | 0 | 0 | 0 | 0 | 0 | 0 | 0 | 0 | 0 | 0 | 0 | 0 | 0 | 0 | 0 | 0 | 0 | 0 | 0 | 0 | 0 | 0 | 0 | 0 | 0 | 0 | 0 | 0
Commercial_Retail_Existing_Miscellaneous_Natural Gas_Pool Heater_E8_Codes & Standards Forecast | Commercial | Retail | Existing | Miscellaneous | Natural Gas | Pool Heater | E8 |  | Codes & Standards Forecast | 0 | 0 | 0 | 0 | 0 | 0 | 0 | 0 | 0 | 0 | 0 | 0 | 0 | 0 | 0 | 0 | 0 | 0 | 0 | 0 | 0 | 0 | 0 | 0 | 0 | 0 | 0 | 0 | 0 | 0 | 0
Commercial_Retail_Existing_Miscellaneous_Natural Gas_Pool Heater_E9_Codes & Standards Forecast | Commercial | Retail | Existing | Miscellaneous | Natural Gas | Pool Heater | E9 |  | Codes & Standards Forecast | 0 | 0 | 0 | 0 | 0 | 0 | 0 | 0 | 0 | 0 | 0 | 0 | 0 | 0 | 0 | 0 | 0 | 0 | 0 | 0 | 0 | 0 | 0 | 0 | 0 | 0 | 0 | 0 | 0 | 0 | 0
Commercial_Retail_Existing_Miscellaneous_Natural Gas_Pool Heater_E10_Codes & Standards Forecast | Commercial | Retail | Existing | Miscellaneous | Natural Gas | Pool Heater | E10 |  | Codes & Standards Forecast | 0 | 0 | 0 | 0 | 0 | 0 | 0 | 0 | 0 | 0 | 0 | 0 | 0 | 0 | 0 | 0 | 0 | 0 | 0 | 0 | 0 | 0 | 0 | 0 | 0 | 0 | 0 | 0 | 0 | 0 | 0
Commercial_Retail_Existing_Miscellaneous_Natural Gas_Pool Heater_Vintage_Codes & Standards Forecast | Commercial | Retail | Existing | Miscellaneous | Natural Gas | Pool Heater | Vintage | Vintage | Codes & Standards Forecast | 103516.5988 | 89272.7148 | 75954.8489 | 63445.7613 | 51651.0852 | 40494.4508 | 31747.6494 | 24890.1571 | 19513.8832 | 15298.8844 | 11994.3254 | 9403.5511 | 7372.3841 | 5779.9491 | 4531.4801 | 3552.6804 | 2785.3014 | 2183.6763 | 1712.0022 | 1342.2098 | 1052.2924 | 824.9973 | 646.7979 | 507.0895 | 397.5582 | 311.6856 | 244.3615 | 191.5794 | 150.1983 | 117.7555 | 92.3203
Commercial_Retail_Existing_Miscellaneous_Natural Gas_Miscellaneous_E1_Codes & Standards Forecast | Commercial | Retail | Existing | Miscellaneous | Natural Gas | Miscellaneous | E1 | Standard | Codes & Standards Forecast | 0 | 3382977.9061 | 7262125.905 | 11515205.7285 | 14979492.3809 | 17783358.7775 | 20034594.8471 | 21823701.6761 | 23226658.5724 | 24307247.382 | 25119004.8984 | 25706862.8702 | 26108525.5914 | 26355627.0617 | 26474702.9854 | 26488007.2362 | 26414197.6723 | 26268912.2068 | 26065252.6925 | 25814191.3717 | 25524912.2801 | 25205098.0125 | 24861170.5939 | 24498493.7969 | 24121543.0775 | 23734048.3074 | 23339113.6581 | 22939318.2911 | 22536800.9265 | 22133330.8689 | 21730367.6588
Commercial_Retail_Existing_Miscellaneous_Natural Gas_Miscellaneous_E2_Codes & Standards Forecast | Commercial | Retail | Existing | Miscellaneous | Natural Gas | Miscellaneous | E2 |  | Codes & Standards Forecast | 0 | 0 | 0 | 0 | 0 | 0 | 0 | 0 | 0 | 0 | 0 | 0 | 0 | 0 | 0 | 0 | 0 | 0 | 0 | 0 | 0 | 0 | 0 | 0 | 0 | 0 | 0 | 0 | 0 | 0 | 0
Commercial_Retail_Existing_Miscellaneous_Natural Gas_Miscellaneous_E3_Codes & Standards Forecast | Commercial | Retail | Existing | Miscellaneous | Natural Gas | Miscellaneous | E3 |  | Codes & Standards Forecast | 0 | 0 | 0 | 0 | 0 | 0 | 0 | 0 | 0 | 0 | 0 | 0 | 0 | 0 | 0 | 0 | 0 | 0 | 0 | 0 | 0 | 0 | 0 | 0 | 0 | 0 | 0 | 0 | 0 | 0 | 0
Commercial_Retail_Existing_Miscellaneous_Natural Gas_Miscellaneous_E4_Codes & Standards Forecast | Commercial | Retail | Existing | Miscellaneous | Natural Gas | Miscellaneous | E4 |  | Codes & Standards Forecast | 0 | 0 | 0 | 0 | 0 | 0 | 0 | 0 | 0 | 0 | 0 | 0 | 0 | 0 | 0 | 0 | 0 | 0 | 0 | 0 | 0 | 0 | 0 | 0 | 0 | 0 | 0 | 0 | 0 | 0 | 0
Commercial_Retail_Existing_Miscellaneous_Natural Gas_Miscellaneous_E5_Codes & Standards Forecast | Commercial | Retail | Existing | Miscellaneous | Natural Gas | Miscellaneous | E5 |  | Codes & Standards Forecast | 0 | 0 | 0 | 0 | 0 | 0 | 0 | 0 | 0 | 0 | 0 | 0 | 0 | 0 | 0 | 0 | 0 | 0 | 0 | 0 | 0 | 0 | 0 | 0 | 0 | 0 | 0 | 0 | 0 | 0 | 0
Commercial_Retail_Existing_Miscellaneous_Natural Gas_Miscellaneous_E6_Codes & Standards Forecast | Commercial | Retail | Existing | Miscellaneous | Natural Gas | Miscellaneous | E6 |  | Codes & Standards Forecast | 0 | 0 | 0 | 0 | 0 | 0 | 0 | 0 | 0 | 0 | 0 | 0 | 0 | 0 | 0 | 0 | 0 | 0 | 0 | 0 | 0 | 0 | 0 | 0 | 0 | 0 | 0 | 0 | 0 | 0 | 0
Commercial_Retail_Existing_Miscellaneous_Natural Gas_Miscellaneous_E7_Codes & Standards Forecast | Commercial | Retail | Existing | Miscellaneous | Natural Gas | Miscellaneous | E7 |  | Codes & Standards Forecast | 0 | 0 | 0 | 0 | 0 | 0 | 0 | 0 | 0 | 0 | 0 | 0 | 0 | 0 | 0 | 0 | 0 | 0 | 0 | 0 | 0 | 0 | 0 | 0 | 0 | 0 | 0 | 0 | 0 | 0 | 0
Commercial_Retail_Existing_Miscellaneous_Natural Gas_Miscellaneous_E8_Codes & Standards Forecast | Commercial | Retail | Existing | Miscellaneous | Natural Gas | Miscellaneous | E8 |  | Codes & Standards Forecast | 0 | 0 | 0 | 0 | 0 | 0 | 0 | 0 | 0 | 0 | 0 | 0 | 0 | 0 | 0 | 0 | 0 | 0 | 0 | 0 | 0 | 0 | 0 | 0 | 0 | 0 | 0 | 0 | 0 | 0 | 0
Commercial_Retail_Existing_Miscellaneous_Natural Gas_Miscellaneous_E9_Codes & Standards Forecast | Commercial | Retail | Existing | Miscellaneous | Natural Gas | Miscellaneous | E9 |  | Codes & Standards Forecast | 0 | 0 | 0 | 0 | 0 | 0 | 0 | 0 | 0 | 0 | 0 | 0 | 0 | 0 | 0 | 0 | 0 | 0 | 0 | 0 | 0 | 0 | 0 | 0 | 0 | 0 | 0 | 0 | 0 | 0 | 0
Commercial_Retail_Existing_Miscellaneous_Natural Gas_Miscellaneous_E10_Codes & Standards Forecast | Commercial | Retail | Existing | Miscellaneous | Natural Gas | Miscellaneous | E10 |  | Codes & Standards Forecast | 0 | 0 | 0 | 0 | 0 | 0 | 0 | 0 | 0 | 0 | 0 | 0 | 0 | 0 | 0 | 0 | 0 | 0 | 0 | 0 | 0 | 0 | 0 | 0 | 0 | 0 | 0 | 0 | 0 | 0 | 0
Commercial_Retail_Existing_Miscellaneous_Natural Gas_Miscellaneous_Vintage_Codes & Standards Forecast | Commercial | Retail | Existing | Miscellaneous | Natural Gas | Miscellaneous | Vintage | Vintage | Codes & Standards Forecast | 40273546.5008 | 36085097.6647 | 31416588.1543 | 26389934.0496 | 22167544.6017 | 18620737.4654 | 15641419.471 | 13138792.3556 | 11036585.5787 | 9270731.8861 | 7787414.7843 | 6541428.4188 | 5494799.8718 | 4615631.8923 | 3877130.7896 | 3256789.8632 | 2735703.4851 | 2297990.9275 | 1930312.3791 | 1621462.3984 | 1362028.4147 | 1144103.8683 | 961047.2494 | 807279.6895 | 678114.9392 | 569616.5489 | 478477.9011 | 401921.4369 | 337614.007 | 283595.7659 | 238220.4433
Commercial_Retail_New_Space Heating_Natural Gas_Furnace_E1_Codes & Standards Forecast | Commercial | Retail | New | Space Heating | Natural Gas | Furnace | E1 | AFUE 80% (Standard) | Codes & Standards Forecast | 0 | 0 | 0 | 0 | 0 | 0 | 0 | 0 | 0 | 0 | 0 | 0 | 0 | 0 | 0 | 0 | 0 | 0 | 0 | 0 | 0 | 0 | 0 | 0 | 0 | 0 | 0 | 0 | 0 | 0 | 0
Commercial_Retail_New_Space Heating_Natural Gas_Furnace_E2_Codes & Standards Forecast | Commercial | Retail | New | Space Heating | Natural Gas | Furnace | E2 | AFUE 90% | Codes & Standards Forecast | 0 | 0 | 0 | 0 | 0 | 0 | 0 | 0 | 0 | 0 | 0 | 0 | 0 | 0 | 0 | 0 | 0 | 0 | 0 | 0 | 0 | 0 | 0 | 0 | 0 | 0 | 0 | 0 | 0 | 0 | 0
Commercial_Retail_New_Space Heating_Natural Gas_Furnace_E3_Codes & Standards Forecast | Commercial | Retail | New | Space Heating | Natural Gas | Furnace | E3 | AFUE 95% | Codes & Standards Forecast | 0 | 0 | 0 | 0 | 0 | 0 | 0 | 0 | 0 | 0 | 0 | 0 | 0 | 0 | 0 | 0 | 0 | 0 | 0 | 0 | 0 | 0 | 0 | 0 | 0 | 0 | 0 | 0 | 0 | 0 | 0
Commercial_Retail_New_Space Heating_Natural Gas_Furnace_E4_Codes & Standards Forecast | Commercial | Retail | New | Space Heating | Natural Gas | Furnace | E4 |  | Codes & Standards Forecast | 0 | 0 | 0 | 0 | 0 | 0 | 0 | 0 | 0 | 0 | 0 | 0 | 0 | 0 | 0 | 0 | 0 | 0 | 0 | 0 | 0 | 0 | 0 | 0 | 0 | 0 | 0 | 0 | 0 | 0 | 0
Commercial_Retail_New_Space Heating_Natural Gas_Furnace_E5_Codes & Standards Forecast | Commercial | Retail | New | Space Heating | Natural Gas | Furnace | E5 |  | Codes & Standards Forecast | 0 | 0 | 0 | 0 | 0 | 0 | 0 | 0 | 0 | 0 | 0 | 0 | 0 | 0 | 0 | 0 | 0 | 0 | 0 | 0 | 0 | 0 | 0 | 0 | 0 | 0 | 0 | 0 | 0 | 0 | 0
Commercial_Retail_New_Space Heating_Natural Gas_Furnace_E6_Codes & Standards Forecast | Commercial | Retail | New | Space Heating | Natural Gas | Furnace | E6 |  | Codes & Standards Forecast | 0 | 0 | 0 | 0 | 0 | 0 | 0 | 0 | 0 | 0 | 0 | 0 | 0 | 0 | 0 | 0 | 0 | 0 | 0 | 0 | 0 | 0 | 0 | 0 | 0 | 0 | 0 | 0 | 0 | 0 | 0
Commercial_Retail_New_Space Heating_Natural Gas_Furnace_E7_Codes & Standards Forecast | Commercial | Retail | New | Space Heating | Natural Gas | Furnace | E7 |  | Codes & Standards Forecast | 0 | 0 | 0 | 0 | 0 | 0 | 0 | 0 | 0 | 0 | 0 | 0 | 0 | 0 | 0 | 0 | 0 | 0 | 0 | 0 | 0 | 0 | 0 | 0 | 0 | 0 | 0 | 0 | 0 | 0 | 0
Commercial_Retail_New_Space Heating_Natural Gas_Furnace_E8_Codes & Standards Forecast | Commercial | Retail | New | Space Heating | Natural Gas | Furnace | E8 |  | Codes & Standards Forecast | 0 | 0 | 0 | 0 | 0 | 0 | 0 | 0 | 0 | 0 | 0 | 0 | 0 | 0 | 0 | 0 | 0 | 0 | 0 | 0 | 0 | 0 | 0 | 0 | 0 | 0 | 0 | 0 | 0 | 0 | 0
Commercial_Retail_New_Space Heating_Natural Gas_Furnace_E9_Codes & Standards Forecast | Commercial | Retail | New | Space Heating | Natural Gas | Furnace | E9 |  | Codes & Standards Forecast | 0 | 0 | 0 | 0 | 0 | 0 | 0 | 0 | 0 | 0 | 0 | 0 | 0 | 0 | 0 | 0 | 0 | 0 | 0 | 0 | 0 | 0 | 0 | 0 | 0 | 0 | 0 | 0 | 0 | 0 | 0
Commercial_Retail_New_Space Heating_Natural Gas_Furnace_E10_Codes & Standards Forecast | Commercial | Retail | New | Space Heating | Natural Gas | Furnace | E10 |  | Codes & Standards Forecast | 0 | 0 | 0 | 0 | 0 | 0 | 0 | 0 | 0 | 0 | 0 | 0 | 0 | 0 | 0 | 0 | 0 | 0 | 0 | 0 | 0 | 0 | 0 | 0 | 0 | 0 | 0 | 0 | 0 | 0 | 0
Commercial_Retail_New_Space Heating_Natural Gas_Furnace_Vintage_Codes & Standards Forecast | Commercial | Retail | New | Space Heating | Natural Gas | Furnace | Vintage | Vintage | Codes & Standards Forecast | 0 | 0 | 0 | 0 | 0 | 0 | 0 | 0 | 0 | 0 | 0 | 0 | 0 | 0 | 0 | 0 | 0 | 0 | 0 | 0 | 0 | 0 | 0 | 0 | 0 | 0 | 0 | 0 | 0 | 0 | 0
Commercial_Retail_New_Space Heating_Natural Gas_Boiler_E1_Codes & Standards Forecast | Commercial | Retail | New | Space Heating | Natural Gas | Boiler | E1 | AFUE 80% (Standard) | Codes & Standards Forecast | 0 | 0 | 0 | 0 | 0 | 0 | 0 | 0 | 0 | 0 | 0 | 0 | 0 | 0 | 0 | 0 | 0 | 0 | 0 | 0 | 0 | 0 | 0 | 0 | 0 | 0 | 0 | 0 | 0 | 0 | 0
Commercial_Retail_New_Space Heating_Natural Gas_Boiler_E2_Codes & Standards Forecast | Commercial | Retail | New | Space Heating | Natural Gas | Boiler | E2 | AFUE 85% | Codes & Standards Forecast | 0 | 0 | 0 | 0 | 0 | 0 | 0 | 0 | 0 | 0 | 0 | 0 | 0 | 0 | 0 | 0 | 0 | 0 | 0 | 0 | 0 | 0 | 0 | 0 | 0 | 0 | 0 | 0 | 0 | 0 | 0
Commercial_Retail_New_Space Heating_Natural Gas_Boiler_E3_Codes & Standards Forecast | Commercial | Retail | New | Space Heating | Natural Gas | Boiler | E3 | AFUE 98% | Codes & Standards Forecast | 0 | 0 | 0 | 0 | 0 | 0 | 0 | 0 | 0 | 0 | 0 | 0 | 0 | 0 | 0 | 0 | 0 | 0 | 0 | 0 | 0 | 0 | 0 | 0 | 0 | 0 | 0 | 0 | 0 | 0 | 0
Commercial_Retail_New_Space Heating_Natural Gas_Boiler_E4_Codes & Standards Forecast | Commercial | Retail | New | Space Heating | Natural Gas | Boiler | E4 | Convert to NG Air Source Heat Pump | Codes & Standards Forecast | 0 | 0 | 0 | 0 | 0 | 0 | 0 | 0 | 0 | 0 | 0 | 0 | 0 | 0 | 0 | 0 | 0 | 0 | 0 | 0 | 0 | 0 | 0 | 0 | 0 | 0 | 0 | 0 | 0 | 0 | 0
Commercial_Retail_New_Space Heating_Natural Gas_Boiler_E5_Codes & Standards Forecast | Commercial | Retail | New | Space Heating | Natural Gas | Boiler | E5 |  | Codes & Standards Forecast | 0 | 0 | 0 | 0 | 0 | 0 | 0 | 0 | 0 | 0 | 0 | 0 | 0 | 0 | 0 | 0 | 0 | 0 | 0 | 0 | 0 | 0 | 0 | 0 | 0 | 0 | 0 | 0 | 0 | 0 | 0
Commercial_Retail_New_Space Heating_Natural Gas_Boiler_E6_Codes & Standards Forecast | Commercial | Retail | New | Space Heating | Natural Gas | Boiler | E6 |  | Codes & Standards Forecast | 0 | 0 | 0 | 0 | 0 | 0 | 0 | 0 | 0 | 0 | 0 | 0 | 0 | 0 | 0 | 0 | 0 | 0 | 0 | 0 | 0 | 0 | 0 | 0 | 0 | 0 | 0 | 0 | 0 | 0 | 0
Commercial_Retail_New_Space Heating_Natural Gas_Boiler_E7_Codes & Standards Forecast | Commercial | Retail | New | Space Heating | Natural Gas | Boiler | E7 |  | Codes & Standards Forecast | 0 | 0 | 0 | 0 | 0 | 0 | 0 | 0 | 0 | 0 | 0 | 0 | 0 | 0 | 0 | 0 | 0 | 0 | 0 | 0 | 0 | 0 | 0 | 0 | 0 | 0 | 0 | 0 | 0 | 0 | 0
Commercial_Retail_New_Space Heating_Natural Gas_Boiler_E8_Codes & Standards Forecast | Commercial | Retail | New | Space Heating | Natural Gas | Boiler | E8 |  | Codes & Standards Forecast | 0 | 0 | 0 | 0 | 0 | 0 | 0 | 0 | 0 | 0 | 0 | 0 | 0 | 0 | 0 | 0 | 0 | 0 | 0 | 0 | 0 | 0 | 0 | 0 | 0 | 0 | 0 | 0 | 0 | 0 | 0
Commercial_Retail_New_Space Heating_Natural Gas_Boiler_E9_Codes & Standards Forecast | Commercial | Retail | New | Space Heating | Natural Gas | Boiler | E9 |  | Codes & Standards Forecast | 0 | 0 | 0 | 0 | 0 | 0 | 0 | 0 | 0 | 0 | 0 | 0 | 0 | 0 | 0 | 0 | 0 | 0 | 0 | 0 | 0 | 0 | 0 | 0 | 0 | 0 | 0 | 0 | 0 | 0 | 0